F5_Commercial_Miscellaneous (WA)_New_Food Preparation_Natural Gas_Steamer_E6 | F5 | Commercial | Miscellaneous (WA) | New | Food Preparation | Natural Gas | Steamer | E6 | RIM BC Ratio | 0 | 0 | 0 | 0 | 0 | 0 | 0 | 0 | 0 | 0 | 0 | 0 | 0 | 0 | 0 | 0 | 0 | 0 | 0 | 0 | 0 | 0 | 0 | 0 | 0 | 0 | 0
F5_Commercial_Miscellaneous (WA)_New_Food Preparation_Natural Gas_Steamer_E7 | F5 | Commercial | Miscellaneous (WA) | New | Food Preparation | Natural Gas | Steamer | E7 | RIM BC Ratio | 0 | 0 | 0 | 0 | 0 | 0 | 0 | 0 | 0 | 0 | 0 | 0 | 0 | 0 | 0 | 0 | 0 | 0 | 0 | 0 | 0 | 0 | 0 | 0 | 0 | 0 | 0
F5_Commercial_Miscellaneous (WA)_New_Food Preparation_Natural Gas_Steamer_E8 | F5 | Commercial | Miscellaneous (WA) | New | Food Preparation | Natural Gas | Steamer | E8 | RIM BC Ratio | 0 | 0 | 0 | 0 | 0 | 0 | 0 | 0 | 0 | 0 | 0 | 0 | 0 | 0 | 0 | 0 | 0 | 0 | 0 | 0 | 0 | 0 | 0 | 0 | 0 | 0 | 0
F5_Commercial_Miscellaneous (WA)_New_Food Preparation_Natural Gas_Steamer_E9 | F5 | Commercial | Miscellaneous (WA) | New | Food Preparation | Natural Gas | Steamer | E9 | RIM BC Ratio | 0 | 0 | 0 | 0 | 0 | 0 | 0 | 0 | 0 | 0 | 0 | 0 | 0 | 0 | 0 | 0 | 0 | 0 | 0 | 0 | 0 | 0 | 0 | 0 | 0 | 0 | 0
F5_Commercial_Miscellaneous (WA)_New_Food Preparation_Natural Gas_Steamer_E10 | F5 | Commercial | Miscellaneous (WA) | New | Food Preparation | Natural Gas | Steamer | E10 | RIM BC Ratio | 0 | 0 | 0 | 0 | 0 | 0 | 0 | 0 | 0 | 0 | 0 | 0 | 0 | 0 | 0 | 0 | 0 | 0 | 0 | 0 | 0 | 0 | 0 | 0 | 0 | 0 | 0
F0_Commercial_Miscellaneous (WA)_New_Food Preparation_Natural Gas_Food Prep Other_E0 | F0 | Commercial | Miscellaneous (WA) | New | Food Preparation | Natural Gas | Food Prep Other | E0 | Economic Unit | Standard | Standard | Standard | Standard | Standard | Standard | Standard | Standard | Standard | Standard | Standard | Standard | Standard | Standard | Standard | Standard | Standard | Standard | Standard | Standard | Standard | Standard | Standard | Standard | Standard | Standard | Standard
F1_Commercial_Miscellaneous (WA)_New_Food Preparation_Natural Gas_Food Prep Other_E1 | F1 | Commercial | Miscellaneous (WA) | New | Food Preparation | Natural Gas | Food Prep Other | E1 | CCE | 0 | 0 | 0 | 0 | 0 | 0 | 0 | 0 | 0 | 0 | 0 | 0 | 0 | 0 | 0 | 0 | 0 | 0 | 0 | 0 | 0 | 0 | 0 | 0 | 0 | 0 | 0
F1_Commercial_Miscellaneous (WA)_New_Food Preparation_Natural Gas_Food Prep Other_E2 | F1 | Commercial | Miscellaneous (WA) | New | Food Preparation | Natural Gas | Food Prep Other | E2 | CCE | 0.19058 | 0.19058 | 0.19058 | 0.19058 | 0.19058 | 0.19058 | 0.19058 | 0.19058 | 0.19058 | 0.19058 | 0.19058 | 0.19058 | 0.19058 | 0.19058 | 0.19058 | 0.19058 | 0.19058 | 0.19058 | 0.19058 | 0.19058 | 0.19058 | 0.19058 | 0.19058 | 0.19058 | 0.19058 | 0.19058 | 0.19058
F1_Commercial_Miscellaneous (WA)_New_Food Preparation_Natural Gas_Food Prep Other_E3 | F1 | Commercial | Miscellaneous (WA) | New | Food Preparation | Natural Gas | Food Prep Other | E3 | CCE | 0 | 0 | 0 | 0 | 0 | 0 | 0 | 0 | 0 | 0 | 0 | 0 | 0 | 0 | 0 | 0 | 0 | 0 | 0 | 0 | 0 | 0 | 0 | 0 | 0 | 0 | 0
F1_Commercial_Miscellaneous (WA)_New_Food Preparation_Natural Gas_Food Prep Other_E4 | F1 | Commercial | Miscellaneous (WA) | New | Food Preparation | Natural Gas | Food Prep Other | E4 | CCE | 0 | 0 | 0 | 0 | 0 | 0 | 0 | 0 | 0 | 0 | 0 | 0 | 0 | 0 | 0 | 0 | 0 | 0 | 0 | 0 | 0 | 0 | 0 | 0 | 0 | 0 | 0
F1_Commercial_Miscellaneous (WA)_New_Food Preparation_Natural Gas_Food Prep Other_E5 | F1 | Commercial | Miscellaneous (WA) | New | Food Preparation | Natural Gas | Food Prep Other | E5 | CCE | 0 | 0 | 0 | 0 | 0 | 0 | 0 | 0 | 0 | 0 | 0 | 0 | 0 | 0 | 0 | 0 | 0 | 0 | 0 | 0 | 0 | 0 | 0 | 0 | 0 | 0 | 0
F1_Commercial_Miscellaneous (WA)_New_Food Preparation_Natural Gas_Food Prep Other_E6 | F1 | Commercial | Miscellaneous (WA) | New | Food Preparation | Natural Gas | Food Prep Other | E6 | CCE | 0 | 0 | 0 | 0 | 0 | 0 | 0 | 0 | 0 | 0 | 0 | 0 | 0 | 0 | 0 | 0 | 0 | 0 | 0 | 0 | 0 | 0 | 0 | 0 | 0 | 0 | 0
F1_Commercial_Miscellaneous (WA)_New_Food Preparation_Natural Gas_Food Prep Other_E7 | F1 | Commercial | Miscellaneous (WA) | New | Food Preparation | Natural Gas | Food Prep Other | E7 | CCE | 0 | 0 | 0 | 0 | 0 | 0 | 0 | 0 | 0 | 0 | 0 | 0 | 0 | 0 | 0 | 0 | 0 | 0 | 0 | 0 | 0 | 0 | 0 | 0 | 0 | 0 | 0
F1_Commercial_Miscellaneous (WA)_New_Food Preparation_Natural Gas_Food Prep Other_E8 | F1 | Commercial | Miscellaneous (WA) | New | Food Preparation | Natural Gas | Food Prep Other | E8 | CCE | 0 | 0 | 0 | 0 | 0 | 0 | 0 | 0 | 0 | 0 | 0 | 0 | 0 | 0 | 0 | 0 | 0 | 0 | 0 | 0 | 0 | 0 | 0 | 0 | 0 | 0 | 0
F1_Commercial_Miscellaneous (WA)_New_Food Preparation_Natural Gas_Food Prep Other_E9 | F1 | Commercial | Miscellaneous (WA) | New | Food Preparation | Natural Gas | Food Prep Other | E9 | CCE | 0 | 0 | 0 | 0 | 0 | 0 | 0 | 0 | 0 | 0 | 0 | 0 | 0 | 0 | 0 | 0 | 0 | 0 | 0 | 0 | 0 | 0 | 0 | 0 | 0 | 0 | 0
F1_Commercial_Miscellaneous (WA)_New_Food Preparation_Natural Gas_Food Prep Other_E10 | F1 | Commercial | Miscellaneous (WA) | New | Food Preparation | Natural Gas | Food Prep Other | E10 | CCE | 0 | 0 | 0 | 0 | 0 | 0 | 0 | 0 | 0 | 0 | 0 | 0 | 0 | 0 | 0 | 0 | 0 | 0 | 0 | 0 | 0 | 0 | 0 | 0 | 0 | 0 | 0
F2_Commercial_Miscellaneous (WA)_New_Food Preparation_Natural Gas_Food Prep Other_E1 | F2 | Commercial | Miscellaneous (WA) | New | Food Preparation | Natural Gas | Food Prep Other | E1 | TRC BC Ratio | [24 empty] | 1 | 1 | 1 | bar: 2019 to 2042
F2_Commercial_Miscellaneous (WA)_New_Food Preparation_Natural Gas_Food Prep Other_E2 | F2 | Commercial | Miscellaneous (WA) | New | Food Preparation | Natural Gas | Food Prep Other | E2 | TRC BC Ratio | 0.018197 | 0.018618 | 0.019146 | 0.019769 | 0.020494 | 0.021409 | 0.022361 | 0.02331 | 0.024226 | 0.025155 | 0.025879 | 0.026553 | 0.02728 | 0.027988 | 0.028612 | 0.02919 | 0.0297 | 0.030201 | 0.03074 | 0.031263 | 0.0318 | 0.032361 | 0.032927 | 0.033512 | 0.034107 | 0.034713 | 0.03533
F2_Commercial_Miscellaneous (WA)_New_Food Preparation_Natural Gas_Food Prep Other_E3 | F2 | Commercial | Miscellaneous (WA) | New | Food Preparation | Natural Gas | Food Prep Other | E3 | TRC BC Ratio | 0 | 0 | 0 | 0 | 0 | 0 | 0 | 0 | 0 | 0 | 0 | 0 | 0 | 0 | 0 | 0 | 0 | 0 | 0 | 0 | 0 | 0 | 0 | 0 | 0 | 0 | 0
F2_Commercial_Miscellaneous (WA)_New_Food Preparation_Natural Gas_Food Prep Other_E4 | F2 | Commercial | Miscellaneous (WA) | New | Food Preparation | Natural Gas | Food Prep Other | E4 | TRC BC Ratio | 0 | 0 | 0 | 0 | 0 | 0 | 0 | 0 | 0 | 0 | 0 | 0 | 0 | 0 | 0 | 0 | 0 | 0 | 0 | 0 | 0 | 0 | 0 | 0 | 0 | 0 | 0
F2_Commercial_Miscellaneous (WA)_New_Food Preparation_Natural Gas_Food Prep Other_E5 | F2 | Commercial | Miscellaneous (WA) | New | Food Preparation | Natural Gas | Food Prep Other | E5 | TRC BC Ratio | 0 | 0 | 0 | 0 | 0 | 0 | 0 | 0 | 0 | 0 | 0 | 0 | 0 | 0 | 0 | 0 | 0 | 0 | 0 | 0 | 0 | 0 | 0 | 0 | 0 | 0 | 0
F2_Commercial_Miscellaneous (WA)_New_Food Preparation_Natural Gas_Food Prep Other_E6 | F2 | Commercial | Miscellaneous (WA) | New | Food Preparation | Natural Gas | Food Prep Other | E6 | TRC BC Ratio | 0 | 0 | 0 | 0 | 0 | 0 | 0 | 0 | 0 | 0 | 0 | 0 | 0 | 0 | 0 | 0 | 0 | 0 | 0 | 0 | 0 | 0 | 0 | 0 | 0 | 0 | 0
F2_Commercial_Miscellaneous (WA)_New_Food Preparation_Natural Gas_Food Prep Other_E7 | F2 | Commercial | Miscellaneous (WA) | New | Food Preparation | Natural Gas | Food Prep Other | E7 | TRC BC Ratio | 0 | 0 | 0 | 0 | 0 | 0 | 0 | 0 | 0 | 0 | 0 | 0 | 0 | 0 | 0 | 0 | 0 | 0 | 0 | 0 | 0 | 0 | 0 | 0 | 0 | 0 | 0
F2_Commercial_Miscellaneous (WA)_New_Food Preparation_Natural Gas_Food Prep Other_E8 | F2 | Commercial | Miscellaneous (WA) | New | Food Preparation | Natural Gas | Food Prep Other | E8 | TRC BC Ratio | 0 | 0 | 0 | 0 | 0 | 0 | 0 | 0 | 0 | 0 | 0 | 0 | 0 | 0 | 0 | 0 | 0 | 0 | 0 | 0 | 0 | 0 | 0 | 0 | 0 | 0 | 0
F2_Commercial_Miscellaneous (WA)_New_Food Preparation_Natural Gas_Food Prep Other_E9 | F2 | Commercial | Miscellaneous (WA) | New | Food Preparation | Natural Gas | Food Prep Other | E9 | TRC BC Ratio | 0 | 0 | 0 | 0 | 0 | 0 | 0 | 0 | 0 | 0 | 0 | 0 | 0 | 0 | 0 | 0 | 0 | 0 | 0 | 0 | 0 | 0 | 0 | 0 | 0 | 0 | 0
F2_Commercial_Miscellaneous (WA)_New_Food Preparation_Natural Gas_Food Prep Other_E10 | F2 | Commercial | Miscellaneous (WA) | New | Food Preparation | Natural Gas | Food Prep Other | E10 | TRC BC Ratio | 0 | 0 | 0 | 0 | 0 | 0 | 0 | 0 | 0 | 0 | 0 | 0 | 0 | 0 | 0 | 0 | 0 | 0 | 0 | 0 | 0 | 0 | 0 | 0 | 0 | 0 | 0
F3_Commercial_Miscellaneous (WA)_New_Food Preparation_Natural Gas_Food Prep Other_E1 | F3 | Commercial | Miscellaneous (WA) | New | Food Preparation | Natural Gas | Food Prep Other | E1 | PACT BC Ratio | [24 empty] | 1 | 1 | 1 | bar: 2019 to 2042
F3_Commercial_Miscellaneous (WA)_New_Food Preparation_Natural Gas_Food Prep Other_E2 | F3 | Commercial | Miscellaneous (WA) | New | Food Preparation | Natural Gas | Food Prep Other | E2 | PACT BC Ratio | 0.036674 | 0.037521 | 0.038586 | 0.039842 | 0.041303 | 0.043146 | 0.045065 | 0.046979 | 0.048825 | 0.050696 | 0.052156 | 0.053514 | 0.054979 | 0.056406 | 0.057664 | 0.058829 | 0.059856 | 0.060866 | 0.061953 | 0.063006 | 0.064089 | 0.065219 | 0.06636 | 0.067539 | 0.068739 | 0.06996 | 0.071203
F3_Commercial_Miscellaneous (WA)_New_Food Preparation_Natural Gas_Food Prep Other_E3 | F3 | Commercial | Miscellaneous (WA) | New | Food Preparation | Natural Gas | Food Prep Other | E3 | PACT BC Ratio | 0 | 0 | 0 | 0 | 0 | 0 | 0 | 0 | 0 | 0 | 0 | 0 | 0 | 0 | 0 | 0 | 0 | 0 | 0 | 0 | 0 | 0 | 0 | 0 | 0 | 0 | 0
F3_Commercial_Miscellaneous (WA)_New_Food Preparation_Natural Gas_Food Prep Other_E4 | F3 | Commercial | Miscellaneous (WA) | New | Food Preparation | Natural Gas | Food Prep Other | E4 | PACT BC Ratio | 0 | 0 | 0 | 0 | 0 | 0 | 0 | 0 | 0 | 0 | 0 | 0 | 0 | 0 | 0 | 0 | 0 | 0 | 0 | 0 | 0 | 0 | 0 | 0 | 0 | 0 | 0
F3_Commercial_Miscellaneous (WA)_New_Food Preparation_Natural Gas_Food Prep Other_E5 | F3 | Commercial | Miscellaneous (WA) | New | Food Preparation | Natural Gas | Food Prep Other | E5 | PACT BC Ratio | 0 | 0 | 0 | 0 | 0 | 0 | 0 | 0 | 0 | 0 | 0 | 0 | 0 | 0 | 0 | 0 | 0 | 0 | 0 | 0 | 0 | 0 | 0 | 0 | 0 | 0 | 0
F3_Commercial_Miscellaneous (WA)_New_Food Preparation_Natural Gas_Food Prep Other_E6 | F3 | Commercial | Miscellaneous (WA) | New | Food Preparation | Natural Gas | Food Prep Other | E6 | PACT BC Ratio | 0 | 0 | 0 | 0 | 0 | 0 | 0 | 0 | 0 | 0 | 0 | 0 | 0 | 0 | 0 | 0 | 0 | 0 | 0 | 0 | 0 | 0 | 0 | 0 | 0 | 0 | 0
F3_Commercial_Miscellaneous (WA)_New_Food Preparation_Natural Gas_Food Prep Other_E7 | F3 | Commercial | Miscellaneous (WA) | New | Food Preparation | Natural Gas | Food Prep Other | E7 | PACT BC Ratio | 0 | 0 | 0 | 0 | 0 | 0 | 0 | 0 | 0 | 0 | 0 | 0 | 0 | 0 | 0 | 0 | 0 | 0 | 0 | 0 | 0 | 0 | 0 | 0 | 0 | 0 | 0
F3_Commercial_Miscellaneous (WA)_New_Food Preparation_Natural Gas_Food Prep Other_E8 | F3 | Commercial | Miscellaneous (WA) | New | Food Preparation | Natural Gas | Food Prep Other | E8 | PACT BC Ratio | 0 | 0 | 0 | 0 | 0 | 0 | 0 | 0 | 0 | 0 | 0 | 0 | 0 | 0 | 0 | 0 | 0 | 0 | 0 | 0 | 0 | 0 | 0 | 0 | 0 | 0 | 0
F3_Commercial_Miscellaneous (WA)_New_Food Preparation_Natural Gas_Food Prep Other_E9 | F3 | Commercial | Miscellaneous (WA) | New | Food Preparation | Natural Gas | Food Prep Other | E9 | PACT BC Ratio | 0 | 0 | 0 | 0 | 0 | 0 | 0 | 0 | 0 | 0 | 0 | 0 | 0 | 0 | 0 | 0 | 0 | 0 | 0 | 0 | 0 | 0 | 0 | 0 | 0 | 0 | 0
F3_Commercial_Miscellaneous (WA)_New_Food Preparation_Natural Gas_Food Prep Other_E10 | F3 | Commercial | Miscellaneous (WA) | New | Food Preparation | Natural Gas | Food Prep Other | E10 | PACT BC Ratio | 0 | 0 | 0 | 0 | 0 | 0 | 0 | 0 | 0 | 0 | 0 | 0 | 0 | 0 | 0 | 0 | 0 | 0 | 0 | 0 | 0 | 0 | 0 | 0 | 0 | 0 | 0
F4_Commercial_Miscellaneous (WA)_New_Food Preparation_Natural Gas_Food Prep Other_E1 | F4 | Commercial | Miscellaneous (WA) | New | Food Preparation | Natural Gas | Food Prep Other | E1 | RVT BC Ratio | [24 empty] | 1 | 1 | 1 | bar: 2019 to 2042
F4_Commercial_Miscellaneous (WA)_New_Food Preparation_Natural Gas_Food Prep Other_E2 | F4 | Commercial | Miscellaneous (WA) | New | Food Preparation | Natural Gas | Food Prep Other | E2 | RVT BC Ratio | 0.4214 | 0.42184 | 0.42236 | 0.423 | 0.42376 | 0.42477 | 0.4258 | 0.4268 | 0.42772 | 0.42861 | 0.42951 | 0.43033 | 0.43117 | 0.43195 | 0.43261 | 0.43319 | 0.43367 | 0.43412 | 0.43461 | 0.43505 | 0.43549 | 0.4362 | 0.43691 | 0.43765 | 0.4384 | 0.43916 | 0.43994
F4_Commercial_Miscellaneous (WA)_New_Food Preparation_Natural Gas_Food Prep Other_E3 | F4 | Commercial | Miscellaneous (WA) | New | Food Preparation | Natural Gas | Food Prep Other | E3 | RVT BC Ratio | 0 | 0 | 0 | 0 | 0 | 0 | 0 | 0 | 0 | 0 | 0 | 0 | 0 | 0 | 0 | 0 | 0 | 0 | 0 | 0 | 0 | 0 | 0 | 0 | 0 | 0 | 0
F4_Commercial_Miscellaneous (WA)_New_Food Preparation_Natural Gas_Food Prep Other_E4 | F4 | Commercial | Miscellaneous (WA) | New | Food Preparation | Natural Gas | Food Prep Other | E4 | RVT BC Ratio | 0 | 0 | 0 | 0 | 0 | 0 | 0 | 0 | 0 | 0 | 0 | 0 | 0 | 0 | 0 | 0 | 0 | 0 | 0 | 0 | 0 | 0 | 0 | 0 | 0 | 0 | 0
F4_Commercial_Miscellaneous (WA)_New_Food Preparation_Natural Gas_Food Prep Other_E5 | F4 | Commercial | Miscellaneous (WA) | New | Food Preparation | Natural Gas | Food Prep Other | E5 | RVT BC Ratio | 0 | 0 | 0 | 0 | 0 | 0 | 0 | 0 | 0 | 0 | 0 | 0 | 0 | 0 | 0 | 0 | 0 | 0 | 0 | 0 | 0 | 0 | 0 | 0 | 0 | 0 | 0
F4_Commercial_Miscellaneous (WA)_New_Food Preparation_Natural Gas_Food Prep Other_E6 | F4 | Commercial | Miscellaneous (WA) | New | Food Preparation | Natural Gas | Food Prep Other | E6 | RVT BC Ratio | 0 | 0 | 0 | 0 | 0 | 0 | 0 | 0 | 0 | 0 | 0 | 0 | 0 | 0 | 0 | 0 | 0 | 0 | 0 | 0 | 0 | 0 | 0 | 0 | 0 | 0 | 0
F4_Commercial_Miscellaneous (WA)_New_Food Preparation_Natural Gas_Food Prep Other_E7 | F4 | Commercial | Miscellaneous (WA) | New | Food Preparation | Natural Gas | Food Prep Other | E7 | RVT BC Ratio | 0 | 0 | 0 | 0 | 0 | 0 | 0 | 0 | 0 | 0 | 0 | 0 | 0 | 0 | 0 | 0 | 0 | 0 | 0 | 0 | 0 | 0 | 0 | 0 | 0 | 0 | 0
F4_Commercial_Miscellaneous (WA)_New_Food Preparation_Natural Gas_Food Prep Other_E8 | F4 | Commercial | Miscellaneous (WA) | New | Food Preparation | Natural Gas | Food Prep Other | E8 | RVT BC Ratio | 0 | 0 | 0 | 0 | 0 | 0 | 0 | 0 | 0 | 0 | 0 | 0 | 0 | 0 | 0 | 0 | 0 | 0 | 0 | 0 | 0 | 0 | 0 | 0 | 0 | 0 | 0
F4_Commercial_Miscellaneous (WA)_New_Food Preparation_Natural Gas_Food Prep Other_E9 | F4 | Commercial | Miscellaneous (WA) | New | Food Preparation | Natural Gas | Food Prep Other | E9 | RVT BC Ratio | 0 | 0 | 0 | 0 | 0 | 0 | 0 | 0 | 0 | 0 | 0 | 0 | 0 | 0 | 0 | 0 | 0 | 0 | 0 | 0 | 0 | 0 | 0 | 0 | 0 | 0 | 0
F4_Commercial_Miscellaneous (WA)_New_Food Preparation_Natural Gas_Food Prep Other_E10 | F4 | Commercial | Miscellaneous (WA) | New | Food Preparation | Natural Gas | Food Prep Other | E10 | RVT BC Ratio | 0 | 0 | 0 | 0 | 0 | 0 | 0 | 0 | 0 | 0 | 0 | 0 | 0 | 0 | 0 | 0 | 0 | 0 | 0 | 0 | 0 | 0 | 0 | 0 | 0 | 0 | 0
F5_Commercial_Miscellaneous (WA)_New_Food Preparation_Natural Gas_Food Prep Other_E1 | F5 | Commercial | Miscellaneous (WA) | New | Food Preparation | Natural Gas | Food Prep Other | E1 | RIM BC Ratio | [24 empty] | 1 | 1 | 1 | bar: 2019 to 2042
F5_Commercial_Miscellaneous (WA)_New_Food Preparation_Natural Gas_Food Prep Other_E2 | F5 | Commercial | Miscellaneous (WA) | New | Food Preparation | Natural Gas | Food Prep Other | E2 | RIM BC Ratio | 0.035141 | 0.035928 | 0.036916 | 0.038079 | 0.039427 | 0.041119 | 0.042878 | 0.044627 | 0.046312 | 0.04802 | 0.049332 | 0.050551 | 0.051865 | 0.053145 | 0.054274 | 0.05532 | 0.056244 | 0.057152 | 0.058128 | 0.059074 | 0.060048 | 0.061039 | 0.062037 | 0.063066 | 0.064111 | 0.065172 | 0.06625
F5_Commercial_Miscellaneous (WA)_New_Food Preparation_Natural Gas_Food Prep Other_E3 | F5 | Commercial | Miscellaneous (WA) | New | Food Preparation | Natural Gas | Food Prep Other | E3 | RIM BC Ratio | 0 | 0 | 0 | 0 | 0 | 0 | 0 | 0 | 0 | 0 | 0 | 0 | 0 | 0 | 0 | 0 | 0 | 0 | 0 | 0 | 0 | 0 | 0 | 0 | 0 | 0 | 0
F5_Commercial_Miscellaneous (WA)_New_Food Preparation_Natural Gas_Food Prep Other_E4 | F5 | Commercial | Miscellaneous (WA) | New | Food Preparation | Natural Gas | Food Prep Other | E4 | RIM BC Ratio | 0 | 0 | 0 | 0 | 0 | 0 | 0 | 0 | 0 | 0 | 0 | 0 | 0 | 0 | 0 | 0 | 0 | 0 | 0 | 0 | 0 | 0 | 0 | 0 | 0 | 0 | 0
F5_Commercial_Miscellaneous (WA)_New_Food Preparation_Natural Gas_Food Prep Other_E5 | F5 | Commercial | Miscellaneous (WA) | New | Food Preparation | Natural Gas | Food Prep Other | E5 | RIM BC Ratio | 0 | 0 | 0 | 0 | 0 | 0 | 0 | 0 | 0 | 0 | 0 | 0 | 0 | 0 | 0 | 0 | 0 | 0 | 0 | 0 | 0 | 0 | 0 | 0 | 0 | 0 | 0
F5_Commercial_Miscellaneous (WA)_New_Food Preparation_Natural Gas_Food Prep Other_E6 | F5 | Commercial | Miscellaneous (WA) | New | Food Preparation | Natural Gas | Food Prep Other | E6 | RIM BC Ratio | 0 | 0 | 0 | 0 | 0 | 0 | 0 | 0 | 0 | 0 | 0 | 0 | 0 | 0 | 0 | 0 | 0 | 0 | 0 | 0 | 0 | 0 | 0 | 0 | 0 | 0 | 0
F5_Commercial_Miscellaneous (WA)_New_Food Preparation_Natural Gas_Food Prep Other_E7 | F5 | Commercial | Miscellaneous (WA) | New | Food Preparation | Natural Gas | Food Prep Other | E7 | RIM BC Ratio | 0 | 0 | 0 | 0 | 0 | 0 | 0 | 0 | 0 | 0 | 0 | 0 | 0 | 0 | 0 | 0 | 0 | 0 | 0 | 0 | 0 | 0 | 0 | 0 | 0 | 0 | 0
F5_Commercial_Miscellaneous (WA)_New_Food Preparation_Natural Gas_Food Prep Other_E8 | F5 | Commercial | Miscellaneous (WA) | New | Food Preparation | Natural Gas | Food Prep Other | E8 | RIM BC Ratio | 0 | 0 | 0 | 0 | 0 | 0 | 0 | 0 | 0 | 0 | 0 | 0 | 0 | 0 | 0 | 0 | 0 | 0 | 0 | 0 | 0 | 0 | 0 | 0 | 0 | 0 | 0
F5_Commercial_Miscellaneous (WA)_New_Food Preparation_Natural Gas_Food Prep Other_E9 | F5 | Commercial | Miscellaneous (WA) | New | Food Preparation | Natural Gas | Food Prep Other | E9 | RIM BC Ratio | 0 | 0 | 0 | 0 | 0 | 0 | 0 | 0 | 0 | 0 | 0 | 0 | 0 | 0 | 0 | 0 | 0 | 0 | 0 | 0 | 0 | 0 | 0 | 0 | 0 | 0 | 0
F5_Commercial_Miscellaneous (WA)_New_Food Preparation_Natural Gas_Food Prep Other_E10 | F5 | Commercial | Miscellaneous (WA) | New | Food Preparation | Natural Gas | Food Prep Other | E10 | RIM BC Ratio | 0 | 0 | 0 | 0 | 0 | 0 | 0 | 0 | 0 | 0 | 0 | 0 | 0 | 0 | 0 | 0 | 0 | 0 | 0 | 0 | 0 | 0 | 0 | 0 | 0 | 0 | 0
F0_Commercial_Miscellaneous (WA)_New_Miscellaneous_Natural Gas_Pool Heater_E0 | F0 | Commercial | Miscellaneous (WA) | New | Miscellaneous | Natural Gas | Pool Heater | E0 | Economic Unit | Condensing (EF .90) | Condensing (EF .90) | Condensing (EF .90) | Condensing (EF .90) | Condensing (EF .90) | Condensing (EF .90) | Condensing (EF .90) | Condensing (EF .90) | Condensing (EF .90) | Condensing (EF .90) | Condensing (EF .90) | Condensing (EF .90) | Condensing (EF .90) | Condensing (EF .90) | Condensing (EF .90) | Condensing (EF .90) | Condensing (EF .90) | Condensing (EF .90) | Condensing (EF .90) | Condensing (EF .90) | Condensing (EF .90) | Condensing (EF .90) | Condensing (EF .90) | Condensing (EF .90) | Condensing (EF .90) | Condensing (EF .90) | Condensing (EF .90)
F1_Commercial_Miscellaneous (WA)_New_Miscellaneous_Natural Gas_Pool Heater_E1 | F1 | Commercial | Miscellaneous (WA) | New | Miscellaneous | Natural Gas | Pool Heater | E1 | CCE | 0 | 0 | 0 | 0 | 0 | 0 | 0 | 0 | 0 | 0 | 0 | 0 | 0 | 0 | 0 | 0 | 0 | 0 | 0 | 0 | 0 | 0 | 0 | 0 | 0 | 0 | 0
F1_Commercial_Miscellaneous (WA)_New_Miscellaneous_Natural Gas_Pool Heater_E2 | F1 | Commercial | Miscellaneous (WA) | New | Miscellaneous | Natural Gas | Pool Heater | E2 | CCE | 0.0001637 | 0.0001637 | 0.0001637 | 0.0001637 | 0.0001637 | 0.0001637 | 0.0001637 | 0.0001637 | 0.0001637 | 0.0001637 | 0.0001637 | 0.0001637 | 0.0001637 | 0.0001637 | 0.0001637 | 0.0001637 | 0.0001637 | 0.0001637 | 0.0001637 | 0.0001637 | 0.0001637 | 0.0001637 | 0.0001637 | 0.0001637 | 0.0001637 | 0.0001637 | 0.0001637
F1_Commercial_Miscellaneous (WA)_New_Miscellaneous_Natural Gas_Pool Heater_E3 | F1 | Commercial | Miscellaneous (WA) | New | Miscellaneous | Natural Gas | Pool Heater | E3 | CCE | 0 | 0 | 0 | 0 | 0 | 0 | 0 | 0 | 0 | 0 | 0 | 0 | 0 | 0 | 0 | 0 | 0 | 0 | 0 | 0 | 0 | 0 | 0 | 0 | 0 | 0 | 0
F1_Commercial_Miscellaneous (WA)_New_Miscellaneous_Natural Gas_Pool Heater_E4 | F1 | Commercial | Miscellaneous (WA) | New | Miscellaneous | Natural Gas | Pool Heater | E4 | CCE | 0 | 0 | 0 | 0 | 0 | 0 | 0 | 0 | 0 | 0 | 0 | 0 | 0 | 0 | 0 | 0 | 0 | 0 | 0 | 0 | 0 | 0 | 0 | 0 | 0 | 0 | 0
F1_Commercial_Miscellaneous (WA)_New_Miscellaneous_Natural Gas_Pool Heater_E5 | F1 | Commercial | Miscellaneous (WA) | New | Miscellaneous | Natural Gas | Pool Heater | E5 | CCE | 0 | 0 | 0 | 0 | 0 | 0 | 0 | 0 | 0 | 0 | 0 | 0 | 0 | 0 | 0 | 0 | 0 | 0 | 0 | 0 | 0 | 0 | 0 | 0 | 0 | 0 | 0
F1_Commercial_Miscellaneous (WA)_New_Miscellaneous_Natural Gas_Pool Heater_E6 | F1 | Commercial | Miscellaneous (WA) | New | Miscellaneous | Natural Gas | Pool Heater | E6 | CCE | 0 | 0 | 0 | 0 | 0 | 0 | 0 | 0 | 0 | 0 | 0 | 0 | 0 | 0 | 0 | 0 | 0 | 0 | 0 | 0 | 0 | 0 | 0 | 0 | 0 | 0 | 0
F1_Commercial_Miscellaneous (WA)_New_Miscellaneous_Natural Gas_Pool Heater_E7 | F1 | Commercial | Miscellaneous (WA) | New | Miscellaneous | Natural Gas | Pool Heater | E7 | CCE | 0 | 0 | 0 | 0 | 0 | 0 | 0 | 0 | 0 | 0 | 0 | 0 | 0 | 0 | 0 | 0 | 0 | 0 | 0 | 0 | 0 | 0 | 0 | 0 | 0 | 0 | 0
F1_Commercial_Miscellaneous (WA)_New_Miscellaneous_Natural Gas_Pool Heater_E8 | F1 | Commercial | Miscellaneous (WA) | New | Miscellaneous | Natural Gas | Pool Heater | E8 | CCE | 0 | 0 | 0 | 0 | 0 | 0 | 0 | 0 | 0 | 0 | 0 | 0 | 0 | 0 | 0 | 0 | 0 | 0 | 0 | 0 | 0 | 0 | 0 | 0 | 0 | 0 | 0
F1_Commercial_Miscellaneous (WA)_New_Miscellaneous_Natural Gas_Pool Heater_E9 | F1 | Commercial | Miscellaneous (WA) | New | Miscellaneous | Natural Gas | Pool Heater | E9 | CCE | 0 | 0 | 0 | 0 | 0 | 0 | 0 | 0 | 0 | 0 | 0 | 0 | 0 | 0 | 0 | 0 | 0 | 0 | 0 | 0 | 0 | 0 | 0 | 0 | 0 | 0 | 0
F1_Commercial_Miscellaneous (WA)_New_Miscellaneous_Natural Gas_Pool Heater_E10 | F1 | Commercial | Miscellaneous (WA) | New | Miscellaneous | Natural Gas | Pool Heater | E10 | CCE | 0 | 0 | 0 | 0 | 0 | 0 | 0 | 0 | 0 | 0 | 0 | 0 | 0 | 0 | 0 | 0 | 0 | 0 | 0 | 0 | 0 | 0 | 0 | 0 | 0 | 0 | 0
F2_Commercial_Miscellaneous (WA)_New_Miscellaneous_Natural Gas_Pool Heater_E1 | F2 | Commercial | Miscellaneous (WA) | New | Miscellaneous | Natural Gas | Pool Heater | E1 | TRC BC Ratio | [24 empty] | 1 | 1 | 1 | bar: 2019 to 2042
F2_Commercial_Miscellaneous (WA)_New_Miscellaneous_Natural Gas_Pool Heater_E2 | F2 | Commercial | Miscellaneous (WA) | New | Miscellaneous | Natural Gas | Pool Heater | E2 | TRC BC Ratio | 20.214 | 20.3673 | 20.697 | 21.2302 | 21.9653 | 23.0331 | 24.2039 | 25.3783 | 26.5151 | 27.7309 | 28.6484 | 29.5092 | 30.4824 | 31.4215 | 32.2082 | 32.9138 | 33.4912 | 34.044 | 34.6553 | 35.2306 | 35.8258 | 36.4549 | 37.0872 | 37.7461 | 38.4167 | 39.0992 | 39.7938
F2_Commercial_Miscellaneous (WA)_New_Miscellaneous_Natural Gas_Pool Heater_E3 | F2 | Commercial | Miscellaneous (WA) | New | Miscellaneous | Natural Gas | Pool Heater | E3 | TRC BC Ratio | 0 | 0 | 0 | 0 | 0 | 0 | 0 | 0 | 0 | 0 | 0 | 0 | 0 | 0 | 0 | 0 | 0 | 0 | 0 | 0 | 0 | 0 | 0 | 0 | 0 | 0 | 0
F2_Commercial_Miscellaneous (WA)_New_Miscellaneous_Natural Gas_Pool Heater_E4 | F2 | Commercial | Miscellaneous (WA) | New | Miscellaneous | Natural Gas | Pool Heater | E4 | TRC BC Ratio | 0 | 0 | 0 | 0 | 0 | 0 | 0 | 0 | 0 | 0 | 0 | 0 | 0 | 0 | 0 | 0 | 0 | 0 | 0 | 0 | 0 | 0 | 0 | 0 | 0 | 0 | 0
F2_Commercial_Miscellaneous (WA)_New_Miscellaneous_Natural Gas_Pool Heater_E5 | F2 | Commercial | Miscellaneous (WA) | New | Miscellaneous | Natural Gas | Pool Heater | E5 | TRC BC Ratio | 0 | 0 | 0 | 0 | 0 | 0 | 0 | 0 | 0 | 0 | 0 | 0 | 0 | 0 | 0 | 0 | 0 | 0 | 0 | 0 | 0 | 0 | 0 | 0 | 0 | 0 | 0
F2_Commercial_Miscellaneous (WA)_New_Miscellaneous_Natural Gas_Pool Heater_E6 | F2 | Commercial | Miscellaneous (WA) | New | Miscellaneous | Natural Gas | Pool Heater | E6 | TRC BC Ratio | 0 | 0 | 0 | 0 | 0 | 0 | 0 | 0 | 0 | 0 | 0 | 0 | 0 | 0 | 0 | 0 | 0 | 0 | 0 | 0 | 0 | 0 | 0 | 0 | 0 | 0 | 0
F2_Commercial_Miscellaneous (WA)_New_Miscellaneous_Natural Gas_Pool Heater_E7 | F2 | Commercial | Miscellaneous (WA) | New | Miscellaneous | Natural Gas | Pool Heater | E7 | TRC BC Ratio | 0 | 0 | 0 | 0 | 0 | 0 | 0 | 0 | 0 | 0 | 0 | 0 | 0 | 0 | 0 | 0 | 0 | 0 | 0 | 0 | 0 | 0 | 0 | 0 | 0 | 0 | 0
F2_Commercial_Miscellaneous (WA)_New_Miscellaneous_Natural Gas_Pool Heater_E8 | F2 | Commercial | Miscellaneous (WA) | New | Miscellaneous | Natural Gas | Pool Heater | E8 | TRC BC Ratio | 0 | 0 | 0 | 0 | 0 | 0 | 0 | 0 | 0 | 0 | 0 | 0 | 0 | 0 | 0 | 0 | 0 | 0 | 0 | 0 | 0 | 0 | 0 | 0 | 0 | 0 | 0
F2_Commercial_Miscellaneous (WA)_New_Miscellaneous_Natural Gas_Pool Heater_E9 | F2 | Commercial | Miscellaneous (WA) | New | Miscellaneous | Natural Gas | Pool Heater | E9 | TRC BC Ratio | 0 | 0 | 0 | 0 | 0 | 0 | 0 | 0 | 0 | 0 | 0 | 0 | 0 | 0 | 0 | 0 | 0 | 0 | 0 | 0 | 0 | 0 | 0 | 0 | 0 | 0 | 0
F2_Commercial_Miscellaneous (WA)_New_Miscellaneous_Natural Gas_Pool Heater_E10 | F2 | Commercial | Miscellaneous (WA) | New | Miscellaneous | Natural Gas | Pool Heater | E10 | TRC BC Ratio | 0 | 0 | 0 | 0 | 0 | 0 | 0 | 0 | 0 | 0 | 0 | 0 | 0 | 0 | 0 | 0 | 0 | 0 | 0 | 0 | 0 | 0 | 0 | 0 | 0 | 0 | 0
F3_Commercial_Miscellaneous (WA)_New_Miscellaneous_Natural Gas_Pool Heater_E1 | F3 | Commercial | Miscellaneous (WA) | New | Miscellaneous | Natural Gas | Pool Heater | E1 | PACT BC Ratio | [24 empty] | 1 | 1 | 1 | bar: 2019 to 2042
F3_Commercial_Miscellaneous (WA)_New_Miscellaneous_Natural Gas_Pool Heater_E2 | F3 | Commercial | Miscellaneous (WA) | New | Miscellaneous | Natural Gas | Pool Heater | E2 | PACT BC Ratio | 50.154 | 50.5346 | 51.3525 | 52.6755 | 54.4994 | 57.1487 | 60.0538 | 62.9675 | 65.7881 | 68.8047 | 71.0811 | 73.2171 | 75.6317 | 77.9616 | 79.9137 | 81.6643 | 83.097 | 84.4685 | 85.9853 | 87.4126 | 88.8896 | 90.4503 | 92.0192 | 93.654 | 95.3179 | 97.0113 | 98.7348
F3_Commercial_Miscellaneous (WA)_New_Miscellaneous_Natural Gas_Pool Heater_E3 | F3 | Commercial | Miscellaneous (WA) | New | Miscellaneous | Natural Gas | Pool Heater | E3 | PACT BC Ratio | 0 | 0 | 0 | 0 | 0 | 0 | 0 | 0 | 0 | 0 | 0 | 0 | 0 | 0 | 0 | 0 | 0 | 0 | 0 | 0 | 0 | 0 | 0 | 0 | 0 | 0 | 0
F3_Commercial_Miscellaneous (WA)_New_Miscellaneous_Natural Gas_Pool Heater_E4 | F3 | Commercial | Miscellaneous (WA) | New | Miscellaneous | Natural Gas | Pool Heater | E4 | PACT BC Ratio | 0 | 0 | 0 | 0 | 0 | 0 | 0 | 0 | 0 | 0 | 0 | 0 | 0 | 0 | 0 | 0 | 0 | 0 | 0 | 0 | 0 | 0 | 0 | 0 | 0 | 0 | 0
F3_Commercial_Miscellaneous (WA)_New_Miscellaneous_Natural Gas_Pool Heater_E5 | F3 | Commercial | Miscellaneous (WA) | New | Miscellaneous | Natural Gas | Pool Heater | E5 | PACT BC Ratio | 0 | 0 | 0 | 0 | 0 | 0 | 0 | 0 | 0 | 0 | 0 | 0 | 0 | 0 | 0 | 0 | 0 | 0 | 0 | 0 | 0 | 0 | 0 | 0 | 0 | 0 | 0
F3_Commercial_Miscellaneous (WA)_New_Miscellaneous_Natural Gas_Pool Heater_E6 | F3 | Commercial | Miscellaneous (WA) | New | Miscellaneous | Natural Gas | Pool Heater | E6 | PACT BC Ratio | 0 | 0 | 0 | 0 | 0 | 0 | 0 | 0 | 0 | 0 | 0 | 0 | 0 | 0 | 0 | 0 | 0 | 0 | 0 | 0 | 0 | 0 | 0 | 0 | 0 | 0 | 0
F3_Commercial_Miscellaneous (WA)_New_Miscellaneous_Natural Gas_Pool Heater_E7 | F3 | Commercial | Miscellaneous (WA) | New | Miscellaneous | Natural Gas | Pool Heater | E7 | PACT BC Ratio | 0 | 0 | 0 | 0 | 0 | 0 | 0 | 0 | 0 | 0 | 0 | 0 | 0 | 0 | 0 | 0 | 0 | 0 | 0 | 0 | 0 | 0 | 0 | 0 | 0 | 0 | 0
F3_Commercial_Miscellaneous (WA)_New_Miscellaneous_Natural Gas_Pool Heater_E8 | F3 | Commercial | Miscellaneous (WA) | New | Miscellaneous | Natural Gas | Pool Heater | E8 | PACT BC Ratio | 0 | 0 | 0 | 0 | 0 | 0 | 0 | 0 | 0 | 0 | 0 | 0 | 0 | 0 | 0 | 0 | 0 | 0 | 0 | 0 | 0 | 0 | 0 | 0 | 0 | 0 | 0
F3_Commercial_Miscellaneous (WA)_New_Miscellaneous_Natural Gas_Pool Heater_E9 | F3 | Commercial | Miscellaneous (WA) | New | Miscellaneous | Natural Gas | Pool Heater | E9 | PACT BC Ratio | 0 | 0 | 0 | 0 | 0 | 0 | 0 | 0 | 0 | 0 | 0 | 0 | 0 | 0 | 0 | 0 | 0 | 0 | 0 | 0 | 0 | 0 | 0 | 0 | 0 | 0 | 0
F3_Commercial_Miscellaneous (WA)_New_Miscellaneous_Natural Gas_Pool Heater_E10 | F3 | Commercial | Miscellaneous (WA) | New | Miscellaneous | Natural Gas | Pool Heater | E10 | PACT BC Ratio | 0 | 0 | 0 | 0 | 0 | 0 | 0 | 0 | 0 | 0 | 0 | 0 | 0 | 0 | 0 | 0 | 0 | 0 | 0 | 0 | 0 | 0 | 0 | 0 | 0 | 0 | 0
F4_Commercial_Miscellaneous (WA)_New_Miscellaneous_Natural Gas_Pool Heater_E1 | F4 | Commercial | Miscellaneous (WA) | New | Miscellaneous | Natural Gas | Pool Heater | E1 | RVT BC Ratio | [24 empty] | 1 | 1 | 1 | bar: 2019 to 2042
F4_Commercial_Miscellaneous (WA)_New_Miscellaneous_Natural Gas_Pool Heater_E2 | F4 | Commercial | Miscellaneous (WA) | New | Miscellaneous | Natural Gas | Pool Heater | E2 | RVT BC Ratio | 29.3918 | 29.6126 | 30.0113 | 30.6131 | 31.403 | 32.5533 | 33.7142 | 34.828 | 35.8321 | 36.8884 | 38.0995 | 39.2358 | 40.5205 | 41.709 | 42.6376 | 43.3913 | 43.8984 | 44.2848 | 44.7193 | 45.0753 | 45.4242 | 46.2168 | 47.0135 | 47.8437 | 48.6887 | 49.5486 | 50.4239
F4_Commercial_Miscellaneous (WA)_New_Miscellaneous_Natural Gas_Pool Heater_E3 | F4 | Commercial | Miscellaneous (WA) | New | Miscellaneous | Natural Gas | Pool Heater | E3 | RVT BC Ratio | 0 | 0 | 0 | 0 | 0 | 0 | 0 | 0 | 0 | 0 | 0 | 0 | 0 | 0 | 0 | 0 | 0 | 0 | 0 | 0 | 0 | 0 | 0 | 0 | 0 | 0 | 0
F4_Commercial_Miscellaneous (WA)_New_Miscellaneous_Natural Gas_Pool Heater_E4 | F4 | Commercial | Miscellaneous (WA) | New | Miscellaneous | Natural Gas | Pool Heater | E4 | RVT BC Ratio | 0 | 0 | 0 | 0 | 0 | 0 | 0 | 0 | 0 | 0 | 0 | 0 | 0 | 0 | 0 | 0 | 0 | 0 | 0 | 0 | 0 | 0 | 0 | 0 | 0 | 0 | 0
F4_Commercial_Miscellaneous (WA)_New_Miscellaneous_Natural Gas_Pool Heater_E5 | F4 | Commercial | Miscellaneous (WA) | New | Miscellaneous | Natural Gas | Pool Heater | E5 | RVT BC Ratio | 0 | 0 | 0 | 0 | 0 | 0 | 0 | 0 | 0 | 0 | 0 | 0 | 0 | 0 | 0 | 0 | 0 | 0 | 0 | 0 | 0 | 0 | 0 | 0 | 0 | 0 | 0
F4_Commercial_Miscellaneous (WA)_New_Miscellaneous_Natural Gas_Pool Heater_E6 | F4 | Commercial | Miscellaneous (WA) | New | Miscellaneous | Natural Gas | Pool Heater | E6 | RVT BC Ratio | 0 | 0 | 0 | 0 | 0 | 0 | 0 | 0 | 0 | 0 | 0 | 0 | 0 | 0 | 0 | 0 | 0 | 0 | 0 | 0 | 0 | 0 | 0 | 0 | 0 | 0 | 0
F4_Commercial_Miscellaneous (WA)_New_Miscellaneous_Natural Gas_Pool Heater_E7 | F4 | Commercial | Miscellaneous (WA) | New | Miscellaneous | Natural Gas | Pool Heater | E7 | RVT BC Ratio | 0 | 0 | 0 | 0 | 0 | 0 | 0 | 0 | 0 | 0 | 0 | 0 | 0 | 0 | 0 | 0 | 0 | 0 | 0 | 0 | 0 | 0 | 0 | 0 | 0 | 0 | 0
F4_Commercial_Miscellaneous (WA)_New_Miscellaneous_Natural Gas_Pool Heater_E8 | F4 | Commercial | Miscellaneous (WA) | New | Miscellaneous | Natural Gas | Pool Heater | E8 | RVT BC Ratio | 0 | 0 | 0 | 0 | 0 | 0 | 0 | 0 | 0 | 0 | 0 | 0 | 0 | 0 | 0 | 0 | 0 | 0 | 0 | 0 | 0 | 0 | 0 | 0 | 0 | 0 | 0
F4_Commercial_Miscellaneous (WA)_New_Miscellaneous_Natural Gas_Pool Heater_E9 | F4 | Commercial | Miscellaneous (WA) | New | Miscellaneous | Natural Gas | Pool Heater | E9 | RVT BC Ratio | 0 | 0 | 0 | 0 | 0 | 0 | 0 | 0 | 0 | 0 | 0 | 0 | 0 | 0 | 0 | 0 | 0 | 0 | 0 | 0 | 0 | 0 | 0 | 0 | 0 | 0 | 0
F4_Commercial_Miscellaneous (WA)_New_Miscellaneous_Natural Gas_Pool Heater_E10 | F4 | Commercial | Miscellaneous (WA) | New | Miscellaneous | Natural Gas | Pool Heater | E10 | RVT BC Ratio | 0 | 0 | 0 | 0 | 0 | 0 | 0 | 0 | 0 | 0 | 0 | 0 | 0 | 0 | 0 | 0 | 0 | 0 | 0 | 0 | 0 | 0 | 0 | 0 | 0 | 0 | 0
F5_Commercial_Miscellaneous (WA)_New_Miscellaneous_Natural Gas_Pool Heater_E1 | F5 | Commercial | Miscellaneous (WA) | New | Miscellaneous | Natural Gas | Pool Heater | E1 | RIM BC Ratio | [24 empty] | 1 | 1 | 1 | bar: 2019 to 2042
F5_Commercial_Miscellaneous (WA)_New_Miscellaneous_Natural Gas_Pool Heater_E2 | F5 | Commercial | Miscellaneous (WA) | New | Miscellaneous | Natural Gas | Pool Heater | E2 | RIM BC Ratio | 0.81971 | 0.81981 | 0.82209 | 0.8268 | 0.83405 | 0.84387 | 0.85642 | 0.86942 | 0.88305 | 0.89724 | 0.89761 | 0.89794 | 0.89829 | 0.89971 | 0.90224 | 0.90606 | 0.91136 | 0.91835 | 0.9258 | 0.93377 | 0.94229 | 0.94246 | 0.94262 | 0.94279 | 0.94296 | 0.94312 | 0.94328
F5_Commercial_Miscellaneous (WA)_New_Miscellaneous_Natural Gas_Pool Heater_E3 | F5 | Commercial | Miscellaneous (WA) | New | Miscellaneous | Natural Gas | Pool Heater | E3 | RIM BC Ratio | 0 | 0 | 0 | 0 | 0 | 0 | 0 | 0 | 0 | 0 | 0 | 0 | 0 | 0 | 0 | 0 | 0 | 0 | 0 | 0 | 0 | 0 | 0 | 0 | 0 | 0 | 0
F5_Commercial_Miscellaneous (WA)_New_Miscellaneous_Natural Gas_Pool Heater_E4 | F5 | Commercial | Miscellaneous (WA) | New | Miscellaneous | Natural Gas | Pool Heater | E4 | RIM BC Ratio | 0 | 0 | 0 | 0 | 0 | 0 | 0 | 0 | 0 | 0 | 0 | 0 | 0 | 0 | 0 | 0 | 0 | 0 | 0 | 0 | 0 | 0 | 0 | 0 | 0 | 0 | 0
F5_Commercial_Miscellaneous (WA)_New_Miscellaneous_Natural Gas_Pool Heater_E5 | F5 | Commercial | Miscellaneous (WA) | New | Miscellaneous | Natural Gas | Pool Heater | E5 | RIM BC Ratio | 0 | 0 | 0 | 0 | 0 | 0 | 0 | 0 | 0 | 0 | 0 | 0 | 0 | 0 | 0 | 0 | 0 | 0 | 0 | 0 | 0 | 0 | 0 | 0 | 0 | 0 | 0
F5_Commercial_Miscellaneous (WA)_New_Miscellaneous_Natural Gas_Pool Heater_E6 | F5 | Commercial | Miscellaneous (WA) | New | Miscellaneous | Natural Gas | Pool Heater | E6 | RIM BC Ratio | 0 | 0 | 0 | 0 | 0 | 0 | 0 | 0 | 0 | 0 | 0 | 0 | 0 | 0 | 0 | 0 | 0 | 0 | 0 | 0 | 0 | 0 | 0 | 0 | 0 | 0 | 0
F5_Commercial_Miscellaneous (WA)_New_Miscellaneous_Natural Gas_Pool Heater_E7 | F5 | Commercial | Miscellaneous (WA) | New | Miscellaneous | Natural Gas | Pool Heater | E7 | RIM BC Ratio | 0 | 0 | 0 | 0 | 0 | 0 | 0 | 0 | 0 | 0 | 0 | 0 | 0 | 0 | 0 | 0 | 0 | 0 | 0 | 0 | 0 | 0 | 0 | 0 | 0 | 0 | 0
F5_Commercial_Miscellaneous (WA)_New_Miscellaneous_Natural Gas_Pool Heater_E8 | F5 | Commercial | Miscellaneous (WA) | New | Miscellaneous | Natural Gas | Pool Heater | E8 | RIM BC Ratio | 0 | 0 | 0 | 0 | 0 | 0 | 0 | 0 | 0 | 0 | 0 | 0 | 0 | 0 | 0 | 0 | 0 | 0 | 0 | 0 | 0 | 0 | 0 | 0 | 0 | 0 | 0
F5_Commercial_Miscellaneous (WA)_New_Miscellaneous_Natural Gas_Pool Heater_E9 | F5 | Commercial | Miscellaneous (WA) | New | Miscellaneous | Natural Gas | Pool Heater | E9 | RIM BC Ratio | 0 | 0 | 0 | 0 | 0 | 0 | 0 | 0 | 0 | 0 | 0 | 0 | 0 | 0 | 0 | 0 | 0 | 0 | 0 | 0 | 0 | 0 | 0 | 0 | 0 | 0 | 0
F5_Commercial_Miscellaneous (WA)_New_Miscellaneous_Natural Gas_Pool Heater_E10 | F5 | Commercial | Miscellaneous (WA) | New | Miscellaneous | Natural Gas | Pool Heater | E10 | RIM BC Ratio | 0 | 0 | 0 | 0 | 0 | 0 | 0 | 0 | 0 | 0 | 0 | 0 | 0 | 0 | 0 | 0 | 0 | 0 | 0 | 0 | 0 | 0 | 0 | 0 | 0 | 0 | 0
F0_Commercial_Miscellaneous (WA)_New_Miscellaneous_Natural Gas_Miscellaneous_E0 | F0 | Commercial | Miscellaneous (WA) | New | Miscellaneous | Natural Gas | Miscellaneous | E0 | Economic Unit | Standard | Standard | Standard | Standard | Standard | Standard | Standard | Standard | Standard | Standard | Standard | Standard | Standard | Standard | Standard | Standard | Standard | Standard | Standard | Standard | Standard | Standard | Standard | Standard | Standard | Standard | Standard
F1_Commercial_Miscellaneous (WA)_New_Miscellaneous_Natural Gas_Miscellaneous_E1 | F1 | Commercial | Miscellaneous (WA) | New | Miscellaneous | Natural Gas | Miscellaneous | E1 | CCE | 0 | 0 | 0 | 0 | 0 | 0 | 0 | 0 | 0 | 0 | 0 | 0 | 0 | 0 | 0 | 0 | 0 | 0 | 0 | 0 | 0 | 0 | 0 | 0 | 0 | 0 | 0
F1_Commercial_Miscellaneous (WA)_New_Miscellaneous_Natural Gas_Miscellaneous_E2 | F1 | Commercial | Miscellaneous (WA) | New | Miscellaneous | Natural Gas | Miscellaneous | E2 | CCE | 0 | 0 | 0 | 0 | 0 | 0 | 0 | 0 | 0 | 0 | 0 | 0 | 0 | 0 | 0 | 0 | 0 | 0 | 0 | 0 | 0 | 0 | 0 | 0 | 0 | 0 | 0
F1_Commercial_Miscellaneous (WA)_New_Miscellaneous_Natural Gas_Miscellaneous_E3 | F1 | Commercial | Miscellaneous (WA) | New | Miscellaneous | Natural Gas | Miscellaneous | E3 | CCE | 0 | 0 | 0 | 0 | 0 | 0 | 0 | 0 | 0 | 0 | 0 | 0 | 0 | 0 | 0 | 0 | 0 | 0 | 0 | 0 | 0 | 0 | 0 | 0 | 0 | 0 | 0
F1_Commercial_Miscellaneous (WA)_New_Miscellaneous_Natural Gas_Miscellaneous_E4 | F1 | Commercial | Miscellaneous (WA) | New | Miscellaneous | Natural Gas | Miscellaneous | E4 | CCE | 0 | 0 | 0 | 0 | 0 | 0 | 0 | 0 | 0 | 0 | 0 | 0 | 0 | 0 | 0 | 0 | 0 | 0 | 0 | 0 | 0 | 0 | 0 | 0 | 0 | 0 | 0
F1_Commercial_Miscellaneous (WA)_New_Miscellaneous_Natural Gas_Miscellaneous_E5 | F1 | Commercial | Miscellaneous (WA) | New | Miscellaneous | Natural Gas | Miscellaneous | E5 | CCE | 0 | 0 | 0 | 0 | 0 | 0 | 0 | 0 | 0 | 0 | 0 | 0 | 0 | 0 | 0 | 0 | 0 | 0 | 0 | 0 | 0 | 0 | 0 | 0 | 0 | 0 | 0
F1_Commercial_Miscellaneous (WA)_New_Miscellaneous_Natural Gas_Miscellaneous_E6 | F1 | Commercial | Miscellaneous (WA) | New | Miscellaneous | Natural Gas | Miscellaneous | E6 | CCE | 0 | 0 | 0 | 0 | 0 | 0 | 0 | 0 | 0 | 0 | 0 | 0 | 0 | 0 | 0 | 0 | 0 | 0 | 0 | 0 | 0 | 0 | 0 | 0 | 0 | 0 | 0
F1_Commercial_Miscellaneous (WA)_New_Miscellaneous_Natural Gas_Miscellaneous_E7 | F1 | Commercial | Miscellaneous (WA) | New | Miscellaneous | Natural Gas | Miscellaneous | E7 | CCE | 0 | 0 | 0 | 0 | 0 | 0 | 0 | 0 | 0 | 0 | 0 | 0 | 0 | 0 | 0 | 0 | 0 | 0 | 0 | 0 | 0 | 0 | 0 | 0 | 0 | 0 | 0
F1_Commercial_Miscellaneous (WA)_New_Miscellaneous_Natural Gas_Miscellaneous_E8 | F1 | Commercial | Miscellaneous (WA) | New | Miscellaneous | Natural Gas | Miscellaneous | E8 | CCE | 0 | 0 | 0 | 0 | 0 | 0 | 0 | 0 | 0 | 0 | 0 | 0 | 0 | 0 | 0 | 0 | 0 | 0 | 0 | 0 | 0 | 0 | 0 | 0 | 0 | 0 | 0
F1_Commercial_Miscellaneous (WA)_New_Miscellaneous_Natural Gas_Miscellaneous_E9 | F1 | Commercial | Miscellaneous (WA) | New | Miscellaneous | Natural Gas | Miscellaneous | E9 | CCE | 0 | 0 | 0 | 0 | 0 | 0 | 0 | 0 | 0 | 0 | 0 | 0 | 0 | 0 | 0 | 0 | 0 | 0 | 0 | 0 | 0 | 0 | 0 | 0 | 0 | 0 | 0
F1_Commercial_Miscellaneous (WA)_New_Miscellaneous_Natural Gas_Miscellaneous_E10 | F1 | Commercial | Miscellaneous (WA) | New | Miscellaneous | Natural Gas | Miscellaneous | E10 | CCE | 0 | 0 | 0 | 0 | 0 | 0 | 0 | 0 | 0 | 0 | 0 | 0 | 0 | 0 | 0 | 0 | 0 | 0 | 0 | 0 | 0 | 0 | 0 | 0 | 0 | 0 | 0
F2_Commercial_Miscellaneous (WA)_New_Miscellaneous_Natural Gas_Miscellaneous_E1 | F2 | Commercial | Miscellaneous (WA) | New | Miscellaneous | Natural Gas | Miscellaneous | E1 | TRC BC Ratio | [24 empty] | 1 | 1 | 1 | bar: 2019 to 2042
F2_Commercial_Miscellaneous (WA)_New_Miscellaneous_Natural Gas_Miscellaneous_E2 | F2 | Commercial | Miscellaneous (WA) | New | Miscellaneous | Natural Gas | Miscellaneous | E2 | TRC BC Ratio | 0 | 0 | 0 | 0 | 0 | 0 | 0 | 0 | 0 | 0 | 0 | 0 | 0 | 0 | 0 | 0 | 0 | 0 | 0 | 0 | 0 | 0 | 0 | 0 | 0 | 0 | 0
F2_Commercial_Miscellaneous (WA)_New_Miscellaneous_Natural Gas_Miscellaneous_E3 | F2 | Commercial | Miscellaneous (WA) | New | Miscellaneous | Natural Gas | Miscellaneous | E3 | TRC BC Ratio | 0 | 0 | 0 | 0 | 0 | 0 | 0 | 0 | 0 | 0 | 0 | 0 | 0 | 0 | 0 | 0 | 0 | 0 | 0 | 0 | 0 | 0 | 0 | 0 | 0 | 0 | 0
F2_Commercial_Miscellaneous (WA)_New_Miscellaneous_Natural Gas_Miscellaneous_E4 | F2 | Commercial | Miscellaneous (WA) | New | Miscellaneous | Natural Gas | Miscellaneous | E4 | TRC BC Ratio | 0 | 0 | 0 | 0 | 0 | 0 | 0 | 0 | 0 | 0 | 0 | 0 | 0 | 0 | 0 | 0 | 0 | 0 | 0 | 0 | 0 | 0 | 0 | 0 | 0 | 0 | 0
F2_Commercial_Miscellaneous (WA)_New_Miscellaneous_Natural Gas_Miscellaneous_E5 | F2 | Commercial | Miscellaneous (WA) | New | Miscellaneous | Natural Gas | Miscellaneous | E5 | TRC BC Ratio | 0 | 0 | 0 | 0 | 0 | 0 | 0 | 0 | 0 | 0 | 0 | 0 | 0 | 0 | 0 | 0 | 0 | 0 | 0 | 0 | 0 | 0 | 0 | 0 | 0 | 0 | 0
F2_Commercial_Miscellaneous (WA)_New_Miscellaneous_Natural Gas_Miscellaneous_E6 | F2 | Commercial | Miscellaneous (WA) | New | Miscellaneous | Natural Gas | Miscellaneous | E6 | TRC BC Ratio | 0 | 0 | 0 | 0 | 0 | 0 | 0 | 0 | 0 | 0 | 0 | 0 | 0 | 0 | 0 | 0 | 0 | 0 | 0 | 0 | 0 | 0 | 0 | 0 | 0 | 0 | 0
F2_Commercial_Miscellaneous (WA)_New_Miscellaneous_Natural Gas_Miscellaneous_E7 | F2 | Commercial | Miscellaneous (WA) | New | Miscellaneous | Natural Gas | Miscellaneous | E7 | TRC BC Ratio | 0 | 0 | 0 | 0 | 0 | 0 | 0 | 0 | 0 | 0 | 0 | 0 | 0 | 0 | 0 | 0 | 0 | 0 | 0 | 0 | 0 | 0 | 0 | 0 | 0 | 0 | 0
F2_Commercial_Miscellaneous (WA)_New_Miscellaneous_Natural Gas_Miscellaneous_E8 | F2 | Commercial | Miscellaneous (WA) | New | Miscellaneous | Natural Gas | Miscellaneous | E8 | TRC BC Ratio | 0 | 0 | 0 | 0 | 0 | 0 | 0 | 0 | 0 | 0 | 0 | 0 | 0 | 0 | 0 | 0 | 0 | 0 | 0 | 0 | 0 | 0 | 0 | 0 | 0 | 0 | 0
F2_Commercial_Miscellaneous (WA)_New_Miscellaneous_Natural Gas_Miscellaneous_E9 | F2 | Commercial | Miscellaneous (WA) | New | Miscellaneous | Natural Gas | Miscellaneous | E9 | TRC BC Ratio | 0 | 0 | 0 | 0 | 0 | 0 | 0 | 0 | 0 | 0 | 0 | 0 | 0 | 0 | 0 | 0 | 0 | 0 | 0 | 0 | 0 | 0 | 0 | 0 | 0 | 0 | 0
F2_Commercial_Miscellaneous (WA)_New_Miscellaneous_Natural Gas_Miscellaneous_E10 | F2 | Commercial | Miscellaneous (WA) | New | Miscellaneous | Natural Gas | Miscellaneous | E10 | TRC BC Ratio | 0 | 0 | 0 | 0 | 0 | 0 | 0 | 0 | 0 | 0 | 0 | 0 | 0 | 0 | 0 | 0 | 0 | 0 | 0 | 0 | 0 | 0 | 0 | 0 | 0 | 0 | 0
F3_Commercial_Miscellaneous (WA)_New_Miscellaneous_Natural Gas_Miscellaneous_E1 | F3 | Commercial | Miscellaneous (WA) | New | Miscellaneous | Natural Gas | Miscellaneous | E1 | PACT BC Ratio | [24 empty] | 1 | 1 | 1 | bar: 2019 to 2042
F3_Commercial_Miscellaneous (WA)_New_Miscellaneous_Natural Gas_Miscellaneous_E2 | F3 | Commercial | Miscellaneous (WA) | New | Miscellaneous | Natural Gas | Miscellaneous | E2 | PACT BC Ratio | 0 | 0 | 0 | 0 | 0 | 0 | 0 | 0 | 0 | 0 | 0 | 0 | 0 | 0 | 0 | 0 | 0 | 0 | 0 | 0 | 0 | 0 | 0 | 0 | 0 | 0 | 0
F3_Commercial_Miscellaneous (WA)_New_Miscellaneous_Natural Gas_Miscellaneous_E3 | F3 | Commercial | Miscellaneous (WA) | New | Miscellaneous | Natural Gas | Miscellaneous | E3 | PACT BC Ratio | 0 | 0 | 0 | 0 | 0 | 0 | 0 | 0 | 0 | 0 | 0 | 0 | 0 | 0 | 0 | 0 | 0 | 0 | 0 | 0 | 0 | 0 | 0 | 0 | 0 | 0 | 0
F3_Commercial_Miscellaneous (WA)_New_Miscellaneous_Natural Gas_Miscellaneous_E4 | F3 | Commercial | Miscellaneous (WA) | New | Miscellaneous | Natural Gas | Miscellaneous | E4 | PACT BC Ratio | 0 | 0 | 0 | 0 | 0 | 0 | 0 | 0 | 0 | 0 | 0 | 0 | 0 | 0 | 0 | 0 | 0 | 0 | 0 | 0 | 0 | 0 | 0 | 0 | 0 | 0 | 0
F3_Commercial_Miscellaneous (WA)_New_Miscellaneous_Natural Gas_Miscellaneous_E5 | F3 | Commercial | Miscellaneous (WA) | New | Miscellaneous | Natural Gas | Miscellaneous | E5 | PACT BC Ratio | 0 | 0 | 0 | 0 | 0 | 0 | 0 | 0 | 0 | 0 | 0 | 0 | 0 | 0 | 0 | 0 | 0 | 0 | 0 | 0 | 0 | 0 | 0 | 0 | 0 | 0 | 0
F3_Commercial_Miscellaneous (WA)_New_Miscellaneous_Natural Gas_Miscellaneous_E6 | F3 | Commercial | Miscellaneous (WA) | New | Miscellaneous | Natural Gas | Miscellaneous | E6 | PACT BC Ratio | 0 | 0 | 0 | 0 | 0 | 0 | 0 | 0 | 0 | 0 | 0 | 0 | 0 | 0 | 0 | 0 | 0 | 0 | 0 | 0 | 0 | 0 | 0 | 0 | 0 | 0 | 0
F3_Commercial_Miscellaneous (WA)_New_Miscellaneous_Natural Gas_Miscellaneous_E7 | F3 | Commercial | Miscellaneous (WA) | New | Miscellaneous | Natural Gas | Miscellaneous | E7 | PACT BC Ratio | 0 | 0 | 0 | 0 | 0 | 0 | 0 | 0 | 0 | 0 | 0 | 0 | 0 | 0 | 0 | 0 | 0 | 0 | 0 | 0 | 0 | 0 | 0 | 0 | 0 | 0 | 0
F3_Commercial_Miscellaneous (WA)_New_Miscellaneous_Natural Gas_Miscellaneous_E8 | F3 | Commercial | Miscellaneous (WA) | New | Miscellaneous | Natural Gas | Miscellaneous | E8 | PACT BC Ratio | 0 | 0 | 0 | 0 | 0 | 0 | 0 | 0 | 0 | 0 | 0 | 0 | 0 | 0 | 0 | 0 | 0 | 0 | 0 | 0 | 0 | 0 | 0 | 0 | 0 | 0 | 0
F3_Commercial_Miscellaneous (WA)_New_Miscellaneous_Natural Gas_Miscellaneous_E9 | F3 | Commercial | Miscellaneous (WA) | New | Miscellaneous | Natural Gas | Miscellaneous | E9 | PACT BC Ratio | 0 | 0 | 0 | 0 | 0 | 0 | 0 | 0 | 0 | 0 | 0 | 0 | 0 | 0 | 0 | 0 | 0 | 0 | 0 | 0 | 0 | 0 | 0 | 0 | 0 | 0 | 0
F3_Commercial_Miscellaneous (WA)_New_Miscellaneous_Natural Gas_Miscellaneous_E10 | F3 | Commercial | Miscellaneous (WA) | New | Miscellaneous | Natural Gas | Miscellaneous | E10 | PACT BC Ratio | 0 | 0 | 0 | 0 | 0 | 0 | 0 | 0 | 0 | 0 | 0 | 0 | 0 | 0 | 0 | 0 | 0 | 0 | 0 | 0 | 0 | 0 | 0 | 0 | 0 | 0 | 0
F4_Commercial_Miscellaneous (WA)_New_Miscellaneous_Natural Gas_Miscellaneous_E1 | F4 | Commercial | Miscellaneous (WA) | New | Miscellaneous | Natural Gas | Miscellaneous | E1 | RVT BC Ratio | [24 empty] | 1 | 1 | 1 | bar: 2019 to 2042
F4_Commercial_Miscellaneous (WA)_New_Miscellaneous_Natural Gas_Miscellaneous_E2 | F4 | Commercial | Miscellaneous (WA) | New | Miscellaneous | Natural Gas | Miscellaneous | E2 | RVT BC Ratio | 0 | 0 | 0 | 0 | 0 | 0 | 0 | 0 | 0 | 0 | 0 | 0 | 0 | 0 | 0 | 0 | 0 | 0 | 0 | 0 | 0 | 0 | 0 | 0 | 0 | 0 | 0
F4_Commercial_Miscellaneous (WA)_New_Miscellaneous_Natural Gas_Miscellaneous_E3 | F4 | Commercial | Miscellaneous (WA) | New | Miscellaneous | Natural Gas | Miscellaneous | E3 | RVT BC Ratio | 0 | 0 | 0 | 0 | 0 | 0 | 0 | 0 | 0 | 0 | 0 | 0 | 0 | 0 | 0 | 0 | 0 | 0 | 0 | 0 | 0 | 0 | 0 | 0 | 0 | 0 | 0
F4_Commercial_Miscellaneous (WA)_New_Miscellaneous_Natural Gas_Miscellaneous_E4 | F4 | Commercial | Miscellaneous (WA) | New | Miscellaneous | Natural Gas | Miscellaneous | E4 | RVT BC Ratio | 0 | 0 | 0 | 0 | 0 | 0 | 0 | 0 | 0 | 0 | 0 | 0 | 0 | 0 | 0 | 0 | 0 | 0 | 0 | 0 | 0 | 0 | 0 | 0 | 0 | 0 | 0
F4_Commercial_Miscellaneous (WA)_New_Miscellaneous_Natural Gas_Miscellaneous_E5 | F4 | Commercial | Miscellaneous (WA) | New | Miscellaneous | Natural Gas | Miscellaneous | E5 | RVT BC Ratio | 0 | 0 | 0 | 0 | 0 | 0 | 0 | 0 | 0 | 0 | 0 | 0 | 0 | 0 | 0 | 0 | 0 | 0 | 0 | 0 | 0 | 0 | 0 | 0 | 0 | 0 | 0
F4_Commercial_Miscellaneous (WA)_New_Miscellaneous_Natural Gas_Miscellaneous_E6 | F4 | Commercial | Miscellaneous (WA) | New | Miscellaneous | Natural Gas | Miscellaneous | E6 | RVT BC Ratio | 0 | 0 | 0 | 0 | 0 | 0 | 0 | 0 | 0 | 0 | 0 | 0 | 0 | 0 | 0 | 0 | 0 | 0 | 0 | 0 | 0 | 0 | 0 | 0 | 0 | 0 | 0
F4_Commercial_Miscellaneous (WA)_New_Miscellaneous_Natural Gas_Miscellaneous_E7 | F4 | Commercial | Miscellaneous (WA) | New | Miscellaneous | Natural Gas | Miscellaneous | E7 | RVT BC Ratio | 0 | 0 | 0 | 0 | 0 | 0 | 0 | 0 | 0 | 0 | 0 | 0 | 0 | 0 | 0 | 0 | 0 | 0 | 0 | 0 | 0 | 0 | 0 | 0 | 0 | 0 | 0
F4_Commercial_Miscellaneous (WA)_New_Miscellaneous_Natural Gas_Miscellaneous_E8 | F4 | Commercial | Miscellaneous (WA) | New | Miscellaneous | Natural Gas | Miscellaneous | E8 | RVT BC Ratio | 0 | 0 | 0 | 0 | 0 | 0 | 0 | 0 | 0 | 0 | 0 | 0 | 0 | 0 | 0 | 0 | 0 | 0 | 0 | 0 | 0 | 0 | 0 | 0 | 0 | 0 | 0
F4_Commercial_Miscellaneous (WA)_New_Miscellaneous_Natural Gas_Miscellaneous_E9 | F4 | Commercial | Miscellaneous (WA) | New | Miscellaneous | Natural Gas | Miscellaneous | E9 | RVT BC Ratio | 0 | 0 | 0 | 0 | 0 | 0 | 0 | 0 | 0 | 0 | 0 | 0 | 0 | 0 | 0 | 0 | 0 | 0 | 0 | 0 | 0 | 0 | 0 | 0 | 0 | 0 | 0
F4_Commercial_Miscellaneous (WA)_New_Miscellaneous_Natural Gas_Miscellaneous_E10 | F4 | Commercial | Miscellaneous (WA) | New | Miscellaneous | Natural Gas | Miscellaneous | E10 | RVT BC Ratio | 0 | 0 | 0 | 0 | 0 | 0 | 0 | 0 | 0 | 0 | 0 | 0 | 0 | 0 | 0 | 0 | 0 | 0 | 0 | 0 | 0 | 0 | 0 | 0 | 0 | 0 | 0
F5_Commercial_Miscellaneous (WA)_New_Miscellaneous_Natural Gas_Miscellaneous_E1 | F5 | Commercial | Miscellaneous (WA) | New | Miscellaneous | Natural Gas | Miscellaneous | E1 | RIM BC Ratio | [24 empty] | 1 | 1 | 1 | bar: 2019 to 2042
F5_Commercial_Miscellaneous (WA)_New_Miscellaneous_Natural Gas_Miscellaneous_E2 | F5 | Commercial | Miscellaneous (WA) | New | Miscellaneous | Natural Gas | Miscellaneous | E2 | RIM BC Ratio | 0 | 0 | 0 | 0 | 0 | 0 | 0 | 0 | 0 | 0 | 0 | 0 | 0 | 0 | 0 | 0 | 0 | 0 | 0 | 0 | 0 | 0 | 0 | 0 | 0 | 0 | 0
F5_Commercial_Miscellaneous (WA)_New_Miscellaneous_Natural Gas_Miscellaneous_E3 | F5 | Commercial | Miscellaneous (WA) | New | Miscellaneous | Natural Gas | Miscellaneous | E3 | RIM BC Ratio | 0 | 0 | 0 | 0 | 0 | 0 | 0 | 0 | 0 | 0 | 0 | 0 | 0 | 0 | 0 | 0 | 0 | 0 | 0 | 0 | 0 | 0 | 0 | 0 | 0 | 0 | 0
F5_Commercial_Miscellaneous (WA)_New_Miscellaneous_Natural Gas_Miscellaneous_E4 | F5 | Commercial | Miscellaneous (WA) | New | Miscellaneous | Natural Gas | Miscellaneous | E4 | RIM BC Ratio | 0 | 0 | 0 | 0 | 0 | 0 | 0 | 0 | 0 | 0 | 0 | 0 | 0 | 0 | 0 | 0 | 0 | 0 | 0 | 0 | 0 | 0 | 0 | 0 | 0 | 0 | 0
F5_Commercial_Miscellaneous (WA)_New_Miscellaneous_Natural Gas_Miscellaneous_E5 | F5 | Commercial | Miscellaneous (WA) | New | Miscellaneous | Natural Gas | Miscellaneous | E5 | RIM BC Ratio | 0 | 0 | 0 | 0 | 0 | 0 | 0 | 0 | 0 | 0 | 0 | 0 | 0 | 0 | 0 | 0 | 0 | 0 | 0 | 0 | 0 | 0 | 0 | 0 | 0 | 0 | 0
F5_Commercial_Miscellaneous (WA)_New_Miscellaneous_Natural Gas_Miscellaneous_E6 | F5 | Commercial | Miscellaneous (WA) | New | Miscellaneous | Natural Gas | Miscellaneous | E6 | RIM BC Ratio | 0 | 0 | 0 | 0 | 0 | 0 | 0 | 0 | 0 | 0 | 0 | 0 | 0 | 0 | 0 | 0 | 0 | 0 | 0 | 0 | 0 | 0 | 0 | 0 | 0 | 0 | 0
F5_Commercial_Miscellaneous (WA)_New_Miscellaneous_Natural Gas_Miscellaneous_E7 | F5 | Commercial | Miscellaneous (WA) | New | Miscellaneous | Natural Gas | Miscellaneous | E7 | RIM BC Ratio | 0 | 0 | 0 | 0 | 0 | 0 | 0 | 0 | 0 | 0 | 0 | 0 | 0 | 0 | 0 | 0 | 0 | 0 | 0 | 0 | 0 | 0 | 0 | 0 | 0 | 0 | 0
F5_Commercial_Miscellaneous (WA)_New_Miscellaneous_Natural Gas_Miscellaneous_E8 | F5 | Commercial | Miscellaneous (WA) | New | Miscellaneous | Natural Gas | Miscellaneous | E8 | RIM BC Ratio | 0 | 0 | 0 | 0 | 0 | 0 | 0 | 0 | 0 | 0 | 0 | 0 | 0 | 0 | 0 | 0 | 0 | 0 | 0 | 0 | 0 | 0 | 0 | 0 | 0 | 0 | 0
F5_Commercial_Miscellaneous (WA)_New_Miscellaneous_Natural Gas_Miscellaneous_E9 | F5 | Commercial | Miscellaneous (WA) | New | Miscellaneous | Natural Gas | Miscellaneous | E9 | RIM BC Ratio | 0 | 0 | 0 | 0 | 0 | 0 | 0 | 0 | 0 | 0 | 0 | 0 | 0 | 0 | 0 | 0 | 0 | 0 | 0 | 0 | 0 | 0 | 0 | 0 | 0 | 0 | 0
F5_Commercial_Miscellaneous (WA)_New_Miscellaneous_Natural Gas_Miscellaneous_E10 | F5 | Commercial | Miscellaneous (WA) | New | Miscellaneous | Natural Gas | Miscellaneous | E10 | RIM BC Ratio | 0 | 0 | 0 | 0 | 0 | 0 | 0 | 0 | 0 | 0 | 0 | 0 | 0 | 0 | 0 | 0 | 0 | 0 | 0 | 0 | 0 | 0 | 0 | 0 | 0 | 0 | 0
F0_Commercial_Office (ID)_Existing_Space Heating_Natural Gas_Furnace_E0 | F0 | Commercial | Office (ID) | Existing | Space Heating | Natural Gas | Furnace | E0 | Economic Unit | AFUE 80% (Standard) | AFUE 80% (Standard) | AFUE 80% (Standard) | AFUE 80% (Standard) | AFUE 80% (Standard) | AFUE 80% (Standard) | AFUE 80% (Standard) | AFUE 80% (Standard) | AFUE 80% (Standard) | AFUE 80% (Standard) | AFUE 80% (Standard) | AFUE 80% (Standard) | AFUE 80% (Standard) | AFUE 80% (Standard) | AFUE 80% (Standard) | AFUE 96% | AFUE 96% | AFUE 96% | AFUE 96% | AFUE 96% | AFUE 96% | AFUE 96% | AFUE 96% | AFUE 96% | AFUE 96% | AFUE 96% | AFUE 96%
F1_Commercial_Office (ID)_Existing_Space Heating_Natural Gas_Furnace_E1 | F1 | Commercial | Office (ID) | Existing | Space Heating | Natural Gas | Furnace | E1 | CCE | 0 | 0 | 0 | 0 | 0 | 0 | 0 | 0 | 0 | 0 | 0 | 0 | 0 | 0 | 0 | 0 | 0 | 0 | 0 | 0 | 0 | 0 | 0 | 0 | 0 | 0 | 0
F1_Commercial_Office (ID)_Existing_Space Heating_Natural Gas_Furnace_E2 | F1 | Commercial | Office (ID) | Existing | Space Heating | Natural Gas | Furnace | E2 | CCE | 0.03738 | 0.038792 | 0.038792 | 0.038792 | 0.038792 | 0.038792 | 0.038792 | 0.038792 | 0.038792 | 0.038792 | 0.038792 | 0.038792 | 0.038792 | 0.038792 | 0.038792 | 0.038792 | 0.038792 | 0.038792 | 0.038792 | 0.038792 | 0.038792 | 0.038792 | 0.038792 | 0.038792 | 0.038792 | 0.038792 | 0.038792
F1_Commercial_Office (ID)_Existing_Space Heating_Natural Gas_Furnace_E3 | F1 | Commercial | Office (ID) | Existing | Space Heating | Natural Gas | Furnace | E3 | CCE | 0.0055887 | 0.0057997 | 0.0057997 | 0.0057997 | 0.0057997 | 0.0057997 | 0.0057997 | 0.0057997 | 0.0057997 | 0.0057997 | 0.0057997 | 0.0057997 | 0.0057997 | 0.0057997 | 0.0057997 | 0.0057997 | 0.0057997 | 0.0057997 | 0.0057997 | 0.0057997 | 0.0057997 | 0.0057997 | 0.0057997 | 0.0057997 | 0.0057997 | 0.0057997 | 0.0057997
F1_Commercial_Office (ID)_Existing_Space Heating_Natural Gas_Furnace_E4 | F1 | Commercial | Office (ID) | Existing | Space Heating | Natural Gas | Furnace | E4 | CCE | 0 | 0 | 0 | 0 | 0 | 0 | 0 | 0 | 0 | 0 | 0 | 0 | 0 | 0 | 0 | 0 | 0 | 0 | 0 | 0 | 0 | 0 | 0 | 0 | 0 | 0 | 0
F1_Commercial_Office (ID)_Existing_Space Heating_Natural Gas_Furnace_E5 | F1 | Commercial | Office (ID) | Existing | Space Heating | Natural Gas | Furnace | E5 | CCE | 0 | 0 | 0 | 0 | 0 | 0 | 0 | 0 | 0 | 0 | 0 | 0 | 0 | 0 | 0 | 0 | 0 | 0 | 0 | 0 | 0 | 0 | 0 | 0 | 0 | 0 | 0
F1_Commercial_Office (ID)_Existing_Space Heating_Natural Gas_Furnace_E6 | F1 | Commercial | Office (ID) | Existing | Space Heating | Natural Gas | Furnace | E6 | CCE | 0 | 0 | 0 | 0 | 0 | 0 | 0 | 0 | 0 | 0 | 0 | 0 | 0 | 0 | 0 | 0 | 0 | 0 | 0 | 0 | 0 | 0 | 0 | 0 | 0 | 0 | 0
F1_Commercial_Office (ID)_Existing_Space Heating_Natural Gas_Furnace_E7 | F1 | Commercial | Office (ID) | Existing | Space Heating | Natural Gas | Furnace | E7 | CCE | 0 | 0 | 0 | 0 | 0 | 0 | 0 | 0 | 0 | 0 | 0 | 0 | 0 | 0 | 0 | 0 | 0 | 0 | 0 | 0 | 0 | 0 | 0 | 0 | 0 | 0 | 0
F1_Commercial_Office (ID)_Existing_Space Heating_Natural Gas_Furnace_E8 | F1 | Commercial | Office (ID) | Existing | Space Heating | Natural Gas | Furnace | E8 | CCE | 0 | 0 | 0 | 0 | 0 | 0 | 0 | 0 | 0 | 0 | 0 | 0 | 0 | 0 | 0 | 0 | 0 | 0 | 0 | 0 | 0 | 0 | 0 | 0 | 0 | 0 | 0
F1_Commercial_Office (ID)_Existing_Space Heating_Natural Gas_Furnace_E9 | F1 | Commercial | Office (ID) | Existing | Space Heating | Natural Gas | Furnace | E9 | CCE | 0 | 0 | 0 | 0 | 0 | 0 | 0 | 0 | 0 | 0 | 0 | 0 | 0 | 0 | 0 | 0 | 0 | 0 | 0 | 0 | 0 | 0 | 0 | 0 | 0 | 0 | 0
F1_Commercial_Office (ID)_Existing_Space Heating_Natural Gas_Furnace_E10 | F1 | Commercial | Office (ID) | Existing | Space Heating | Natural Gas | Furnace | E10 | CCE | 0 | 0 | 0 | 0 | 0 | 0 | 0 | 0 | 0 | 0 | 0 | 0 | 0 | 0 | 0 | 0 | 0 | 0 | 0 | 0 | 0 | 0 | 0 | 0 | 0 | 0 | 0
F2_Commercial_Office (ID)_Existing_Space Heating_Natural Gas_Furnace_E1 | F2 | Commercial | Office (ID) | Existing | Space Heating | Natural Gas | Furnace | E1 | TRC BC Ratio | [24 empty] | 1 | 1 | 1 | bar: 2019 to 2042
F2_Commercial_Office (ID)_Existing_Space Heating_Natural Gas_Furnace_E2 | F2 | Commercial | Office (ID) | Existing | Space Heating | Natural Gas | Furnace | E2 | TRC BC Ratio | 0.10061 | 0.10207 | 0.10415 | 0.10651 | 0.1092 | 0.1131 | 0.11709 | 0.12132 | 0.1253 | 0.12934 | 0.13287 | 0.13606 | 0.13961 | 0.14329 | 0.14665 | 0.14995 | 0.15296 | 0.15608 | 0.15934 | 0.16268 | 0.16609 | 0.16971 | 0.17401 | 0.1777 | 0.18147 | 0.18532 | 0.18926
F2_Commercial_Office (ID)_Existing_Space Heating_Natural Gas_Furnace_E3 | F2 | Commercial | Office (ID) | Existing | Space Heating | Natural Gas | Furnace | E3 | TRC BC Ratio | 0.67293 | 0.68271 | 0.69658 | 0.71241 | 0.73036 | 0.75648 | 0.78314 | 0.81144 | 0.83808 | 0.86508 | 0.88872 | 0.91008 | 0.93379 | 0.95838 | 0.98089 | 1.0029 | 1.0231 | 1.0439 | 1.0657 | 1.0881 | 1.1109 | 1.1351 | 1.1639 | 1.1886 | 1.2138 | 1.2396 | 1.2659
F2_Commercial_Office (ID)_Existing_Space Heating_Natural Gas_Furnace_E4 | F2 | Commercial | Office (ID) | Existing | Space Heating | Natural Gas | Furnace | E4 | TRC BC Ratio | 0 | 0 | 0 | 0 | 0 | 0 | 0 | 0 | 0 | 0 | 0 | 0 | 0 | 0 | 0 | 0 | 0 | 0 | 0 | 0 | 0 | 0 | 0 | 0 | 0 | 0 | 0
F2_Commercial_Office (ID)_Existing_Space Heating_Natural Gas_Furnace_E5 | F2 | Commercial | Office (ID) | Existing | Space Heating | Natural Gas | Furnace | E5 | TRC BC Ratio | 0 | 0 | 0 | 0 | 0 | 0 | 0 | 0 | 0 | 0 | 0 | 0 | 0 | 0 | 0 | 0 | 0 | 0 | 0 | 0 | 0 | 0 | 0 | 0 | 0 | 0 | 0
F2_Commercial_Office (ID)_Existing_Space Heating_Natural Gas_Furnace_E6 | F2 | Commercial | Office (ID) | Existing | Space Heating | Natural Gas | Furnace | E6 | TRC BC Ratio | 0 | 0 | 0 | 0 | 0 | 0 | 0 | 0 | 0 | 0 | 0 | 0 | 0 | 0 | 0 | 0 | 0 | 0 | 0 | 0 | 0 | 0 | 0 | 0 | 0 | 0 | 0
F2_Commercial_Office (ID)_Existing_Space Heating_Natural Gas_Furnace_E7 | F2 | Commercial | Office (ID) | Existing | Space Heating | Natural Gas | Furnace | E7 | TRC BC Ratio | 0 | 0 | 0 | 0 | 0 | 0 | 0 | 0 | 0 | 0 | 0 | 0 | 0 | 0 | 0 | 0 | 0 | 0 | 0 | 0 | 0 | 0 | 0 | 0 | 0 | 0 | 0
F2_Commercial_Office (ID)_Existing_Space Heating_Natural Gas_Furnace_E8 | F2 | Commercial | Office (ID) | Existing | Space Heating | Natural Gas | Furnace | E8 | TRC BC Ratio | 0 | 0 | 0 | 0 | 0 | 0 | 0 | 0 | 0 | 0 | 0 | 0 | 0 | 0 | 0 | 0 | 0 | 0 | 0 | 0 | 0 | 0 | 0 | 0 | 0 | 0 | 0
F2_Commercial_Office (ID)_Existing_Space Heating_Natural Gas_Furnace_E9 | F2 | Commercial | Office (ID) | Existing | Space Heating | Natural Gas | Furnace | E9 | TRC BC Ratio | 0 | 0 | 0 | 0 | 0 | 0 | 0 | 0 | 0 | 0 | 0 | 0 | 0 | 0 | 0 | 0 | 0 | 0 | 0 | 0 | 0 | 0 | 0 | 0 | 0 | 0 | 0
F2_Commercial_Office (ID)_Existing_Space Heating_Natural Gas_Furnace_E10 | F2 | Commercial | Office (ID) | Existing | Space Heating | Natural Gas | Furnace | E10 | TRC BC Ratio | 0 | 0 | 0 | 0 | 0 | 0 | 0 | 0 | 0 | 0 | 0 | 0 | 0 | 0 | 0 | 0 | 0 | 0 | 0 | 0 | 0 | 0 | 0 | 0 | 0 | 0 | 0
F3_Commercial_Office (ID)_Existing_Space Heating_Natural Gas_Furnace_E1 | F3 | Commercial | Office (ID) | Existing | Space Heating | Natural Gas | Furnace | E1 | PACT BC Ratio | [24 empty] | 1 | 1 | 1 | bar: 2019 to 2042
F3_Commercial_Office (ID)_Existing_Space Heating_Natural Gas_Furnace_E2 | F3 | Commercial | Office (ID) | Existing | Space Heating | Natural Gas | Furnace | E2 | PACT BC Ratio | 0.2818 | 0.28589 | 0.2917 | 0.29833 | 0.30585 | 0.31678 | 0.32795 | 0.3398 | 0.35096 | 0.36226 | 0.37216 | 0.3811 | 0.39103 | 0.40133 | 0.41076 | 0.41999 | 0.42843 | 0.43716 | 0.44629 | 0.45566 | 0.46521 | 0.47535 | 0.48738 | 0.49772 | 0.50829 | 0.51908 | 0.5301
F3_Commercial_Office (ID)_Existing_Space Heating_Natural Gas_Furnace_E3 | F3 | Commercial | Office (ID) | Existing | Space Heating | Natural Gas | Furnace | E3 | PACT BC Ratio | 1.8848 | 1.9122 | 1.9511 | 1.9954 | 2.0457 | 2.1188 | 2.1935 | 2.2728 | 2.3474 | 2.423 | 2.4892 | 2.549 | 2.6155 | 2.6843 | 2.7474 | 2.8091 | 2.8656 | 2.924 | 2.985 | 3.0477 | 3.1116 | 3.1794 | 3.2599 | 3.3291 | 3.3997 | 3.4719 | 3.5456
F3_Commercial_Office (ID)_Existing_Space Heating_Natural Gas_Furnace_E4 | F3 | Commercial | Office (ID) | Existing | Space Heating | Natural Gas | Furnace | E4 | PACT BC Ratio | 0 | 0 | 0 | 0 | 0 | 0 | 0 | 0 | 0 | 0 | 0 | 0 | 0 | 0 | 0 | 0 | 0 | 0 | 0 | 0 | 0 | 0 | 0 | 0 | 0 | 0 | 0
F3_Commercial_Office (ID)_Existing_Space Heating_Natural Gas_Furnace_E5 | F3 | Commercial | Office (ID) | Existing | Space Heating | Natural Gas | Furnace | E5 | PACT BC Ratio | 0 | 0 | 0 | 0 | 0 | 0 | 0 | 0 | 0 | 0 | 0 | 0 | 0 | 0 | 0 | 0 | 0 | 0 | 0 | 0 | 0 | 0 | 0 | 0 | 0 | 0 | 0
F3_Commercial_Office (ID)_Existing_Space Heating_Natural Gas_Furnace_E6 | F3 | Commercial | Office (ID) | Existing | Space Heating | Natural Gas | Furnace | E6 | PACT BC Ratio | 0 | 0 | 0 | 0 | 0 | 0 | 0 | 0 | 0 | 0 | 0 | 0 | 0 | 0 | 0 | 0 | 0 | 0 | 0 | 0 | 0 | 0 | 0 | 0 | 0 | 0 | 0
F3_Commercial_Office (ID)_Existing_Space Heating_Natural Gas_Furnace_E7 | F3 | Commercial | Office (ID) | Existing | Space Heating | Natural Gas | Furnace | E7 | PACT BC Ratio | 0 | 0 | 0 | 0 | 0 | 0 | 0 | 0 | 0 | 0 | 0 | 0 | 0 | 0 | 0 | 0 | 0 | 0 | 0 | 0 | 0 | 0 | 0 | 0 | 0 | 0 | 0
F3_Commercial_Office (ID)_Existing_Space Heating_Natural Gas_Furnace_E8 | F3 | Commercial | Office (ID) | Existing | Space Heating | Natural Gas | Furnace | E8 | PACT BC Ratio | 0 | 0 | 0 | 0 | 0 | 0 | 0 | 0 | 0 | 0 | 0 | 0 | 0 | 0 | 0 | 0 | 0 | 0 | 0 | 0 | 0 | 0 | 0 | 0 | 0 | 0 | 0
F3_Commercial_Office (ID)_Existing_Space Heating_Natural Gas_Furnace_E9 | F3 | Commercial | Office (ID) | Existing | Space Heating | Natural Gas | Furnace | E9 | PACT BC Ratio | 0 | 0 | 0 | 0 | 0 | 0 | 0 | 0 | 0 | 0 | 0 | 0 | 0 | 0 | 0 | 0 | 0 | 0 | 0 | 0 | 0 | 0 | 0 | 0 | 0 | 0 | 0
F3_Commercial_Office (ID)_Existing_Space Heating_Natural Gas_Furnace_E10 | F3 | Commercial | Office (ID) | Existing | Space Heating | Natural Gas | Furnace | E10 | PACT BC Ratio | 0 | 0 | 0 | 0 | 0 | 0 | 0 | 0 | 0 | 0 | 0 | 0 | 0 | 0 | 0 | 0 | 0 | 0 | 0 | 0 | 0 | 0 | 0 | 0 | 0 | 0 | 0
F4_Commercial_Office (ID)_Existing_Space Heating_Natural Gas_Furnace_E1 | F4 | Commercial | Office (ID) | Existing | Space Heating | Natural Gas | Furnace | E1 | RVT BC Ratio | [24 empty] | 1 | 1 | 1 | bar: 2019 to 2042
F4_Commercial_Office (ID)_Existing_Space Heating_Natural Gas_Furnace_E2 | F4 | Commercial | Office (ID) | Existing | Space Heating | Natural Gas | Furnace | E2 | RVT BC Ratio | 0.36936 | 0.37053 | 0.37248 | 0.37473 | 0.37731 | 0.38151 | 0.38568 | 0.39004 | 0.39387 | 0.39758 | 0.40179 | 0.40547 | 0.40956 | 0.41378 | 0.41753 | 0.42113 | 0.42431 | 0.42755 | 0.43091 | 0.43431 | 0.43771 | 0.44227 | 0.44768 | 0.45234 | 0.45709 | 0.46194 | 0.4669
F4_Commercial_Office (ID)_Existing_Space Heating_Natural Gas_Furnace_E3 | F4 | Commercial | Office (ID) | Existing | Space Heating | Natural Gas | Furnace | E3 | RVT BC Ratio | 1.171 | 1.1788 | 1.1919 | 1.2069 | 1.2242 | 1.2523 | 1.2802 | 1.3094 | 1.335 | 1.3598 | 1.388 | 1.4125 | 1.4399 | 1.4681 | 1.4932 | 1.5173 | 1.5386 | 1.5602 | 1.5827 | 1.6054 | 1.6282 | 1.6587 | 1.6949 | 1.726 | 1.7578 | 1.7903 | 1.8234
F4_Commercial_Office (ID)_Existing_Space Heating_Natural Gas_Furnace_E4 | F4 | Commercial | Office (ID) | Existing | Space Heating | Natural Gas | Furnace | E4 | RVT BC Ratio | 0 | 0 | 0 | 0 | 0 | 0 | 0 | 0 | 0 | 0 | 0 | 0 | 0 | 0 | 0 | 0 | 0 | 0 | 0 | 0 | 0 | 0 | 0 | 0 | 0 | 0 | 0
F4_Commercial_Office (ID)_Existing_Space Heating_Natural Gas_Furnace_E5 | F4 | Commercial | Office (ID) | Existing | Space Heating | Natural Gas | Furnace | E5 | RVT BC Ratio | 0 | 0 | 0 | 0 | 0 | 0 | 0 | 0 | 0 | 0 | 0 | 0 | 0 | 0 | 0 | 0 | 0 | 0 | 0 | 0 | 0 | 0 | 0 | 0 | 0 | 0 | 0
F4_Commercial_Office (ID)_Existing_Space Heating_Natural Gas_Furnace_E6 | F4 | Commercial | Office (ID) | Existing | Space Heating | Natural Gas | Furnace | E6 | RVT BC Ratio | 0 | 0 | 0 | 0 | 0 | 0 | 0 | 0 | 0 | 0 | 0 | 0 | 0 | 0 | 0 | 0 | 0 | 0 | 0 | 0 | 0 | 0 | 0 | 0 | 0 | 0 | 0
F4_Commercial_Office (ID)_Existing_Space Heating_Natural Gas_Furnace_E7 | F4 | Commercial | Office (ID) | Existing | Space Heating | Natural Gas | Furnace | E7 | RVT BC Ratio | 0 | 0 | 0 | 0 | 0 | 0 | 0 | 0 | 0 | 0 | 0 | 0 | 0 | 0 | 0 | 0 | 0 | 0 | 0 | 0 | 0 | 0 | 0 | 0 | 0 | 0 | 0
F4_Commercial_Office (ID)_Existing_Space Heating_Natural Gas_Furnace_E8 | F4 | Commercial | Office (ID) | Existing | Space Heating | Natural Gas | Furnace | E8 | RVT BC Ratio | 0 | 0 | 0 | 0 | 0 | 0 | 0 | 0 | 0 | 0 | 0 | 0 | 0 | 0 | 0 | 0 | 0 | 0 | 0 | 0 | 0 | 0 | 0 | 0 | 0 | 0 | 0
F4_Commercial_Office (ID)_Existing_Space Heating_Natural Gas_Furnace_E9 | F4 | Commercial | Office (ID) | Existing | Space Heating | Natural Gas | Furnace | E9 | RVT BC Ratio | 0 | 0 | 0 | 0 | 0 | 0 | 0 | 0 | 0 | 0 | 0 | 0 | 0 | 0 | 0 | 0 | 0 | 0 | 0 | 0 | 0 | 0 | 0 | 0 | 0 | 0 | 0
F4_Commercial_Office (ID)_Existing_Space Heating_Natural Gas_Furnace_E10 | F4 | Commercial | Office (ID) | Existing | Space Heating | Natural Gas | Furnace | E10 | RVT BC Ratio | 0 | 0 | 0 | 0 | 0 | 0 | 0 | 0 | 0 | 0 | 0 | 0 | 0 | 0 | 0 | 0 | 0 | 0 | 0 | 0 | 0 | 0 | 0 | 0 | 0 | 0 | 0
F5_Commercial_Office (ID)_Existing_Space Heating_Natural Gas_Furnace_E1 | F5 | Commercial | Office (ID) | Existing | Space Heating | Natural Gas | Furnace | E1 | RIM BC Ratio | [24 empty] | 1 | 1 | 1 | bar: 2019 to 2042
F5_Commercial_Office (ID)_Existing_Space Heating_Natural Gas_Furnace_E2 | F5 | Commercial | Office (ID) | Existing | Space Heating | Natural Gas | Furnace | E2 | RIM BC Ratio | 0.21205 | 0.21469 | 0.21831 | 0.22239 | 0.22697 | 0.23339 | 0.2399 | 0.24673 | 0.25319 | 0.25972 | 0.26495 | 0.26967 | 0.27484 | 0.28014 | 0.28498 | 0.28969 | 0.29401 | 0.29845 | 0.30306 | 0.30777 | 0.31254 | 0.31709 | 0.32239 | 0.32689 | 0.33141 | 0.33597 | 0.34055
F5_Commercial_Office (ID)_Existing_Space Heating_Natural Gas_Furnace_E3 | F5 | Commercial | Office (ID) | Existing | Space Heating | Natural Gas | Furnace | E3 | RIM BC Ratio | 0.589 | 0.59416 | 0.60056 | 0.60762 | 0.61538 | 0.62505 | 0.63489 | 0.64512 | 0.65519 | 0.66553 | 0.67159 | 0.67725 | 0.68329 | 0.68943 | 0.69516 | 0.7008 | 0.70617 | 0.71168 | 0.71739 | 0.72323 | 0.72919 | 0.73286 | 0.73705 | 0.74053 | 0.74397 | 0.74737 | 0.75073
F5_Commercial_Office (ID)_Existing_Space Heating_Natural Gas_Furnace_E4 | F5 | Commercial | Office (ID) | Existing | Space Heating | Natural Gas | Furnace | E4 | RIM BC Ratio | 0 | 0 | 0 | 0 | 0 | 0 | 0 | 0 | 0 | 0 | 0 | 0 | 0 | 0 | 0 | 0 | 0 | 0 | 0 | 0 | 0 | 0 | 0 | 0 | 0 | 0 | 0
F5_Commercial_Office (ID)_Existing_Space Heating_Natural Gas_Furnace_E5 | F5 | Commercial | Office (ID) | Existing | Space Heating | Natural Gas | Furnace | E5 | RIM BC Ratio | 0 | 0 | 0 | 0 | 0 | 0 | 0 | 0 | 0 | 0 | 0 | 0 | 0 | 0 | 0 | 0 | 0 | 0 | 0 | 0 | 0 | 0 | 0 | 0 | 0 | 0 | 0
F5_Commercial_Office (ID)_Existing_Space Heating_Natural Gas_Furnace_E6 | F5 | Commercial | Office (ID) | Existing | Space Heating | Natural Gas | Furnace | E6 | RIM BC Ratio | 0 | 0 | 0 | 0 | 0 | 0 | 0 | 0 | 0 | 0 | 0 | 0 | 0 | 0 | 0 | 0 | 0 | 0 | 0 | 0 | 0 | 0 | 0 | 0 | 0 | 0 | 0
F5_Commercial_Office (ID)_Existing_Space Heating_Natural Gas_Furnace_E7 | F5 | Commercial | Office (ID) | Existing | Space Heating | Natural Gas | Furnace | E7 | RIM BC Ratio | 0 | 0 | 0 | 0 | 0 | 0 | 0 | 0 | 0 | 0 | 0 | 0 | 0 | 0 | 0 | 0 | 0 | 0 | 0 | 0 | 0 | 0 | 0 | 0 | 0 | 0 | 0
F5_Commercial_Office (ID)_Existing_Space Heating_Natural Gas_Furnace_E8 | F5 | Commercial | Office (ID) | Existing | Space Heating | Natural Gas | Furnace | E8 | RIM BC Ratio | 0 | 0 | 0 | 0 | 0 | 0 | 0 | 0 | 0 | 0 | 0 | 0 | 0 | 0 | 0 | 0 | 0 | 0 | 0 | 0 | 0 | 0 | 0 | 0 | 0 | 0 | 0
F5_Commercial_Office (ID)_Existing_Space Heating_Natural Gas_Furnace_E9 | F5 | Commercial | Office (ID) | Existing | Space Heating | Natural Gas | Furnace | E9 | RIM BC Ratio | 0 | 0 | 0 | 0 | 0 | 0 | 0 | 0 | 0 | 0 | 0 | 0 | 0 | 0 | 0 | 0 | 0 | 0 | 0 | 0 | 0 | 0 | 0 | 0 | 0 | 0 | 0
F5_Commercial_Office (ID)_Existing_Space Heating_Natural Gas_Furnace_E10 | F5 | Commercial | Office (ID) | Existing | Space Heating | Natural Gas | Furnace | E10 | RIM BC Ratio | 0 | 0 | 0 | 0 | 0 | 0 | 0 | 0 | 0 | 0 | 0 | 0 | 0 | 0 | 0 | 0 | 0 | 0 | 0 | 0 | 0 | 0 | 0 | 0 | 0 | 0 | 0
F0_Commercial_Office (ID)_Existing_Space Heating_Natural Gas_Boiler_E0 | F0 | Commercial | Office (ID) | Existing | Space Heating | Natural Gas | Boiler | E0 | Economic Unit | AFUE 97% | AFUE 97% | AFUE 97% | AFUE 97% | AFUE 97% | AFUE 97% | AFUE 97% | AFUE 97% | AFUE 97% | AFUE 97% | AFUE 97% | AFUE 97% | AFUE 97% | AFUE 97% | AFUE 97% | AFUE 97% | AFUE 97% | AFUE 97% | AFUE 97% | AFUE 97% | AFUE 97% | AFUE 97% | AFUE 97% | AFUE 97% | AFUE 97% | AFUE 97% | AFUE 97%
F1_Commercial_Office (ID)_Existing_Space Heating_Natural Gas_Boiler_E1 | F1 | Commercial | Office (ID) | Existing | Space Heating | Natural Gas | Boiler | E1 | CCE | 0 | 0 | 0 | 0 | 0 | 0 | 0 | 0 | 0 | 0 | 0 | 0 | 0 | 0 | 0 | 0 | 0 | 0 | 0 | 0 | 0 | 0 | 0 | 0 | 0 | 0 | 0
F1_Commercial_Office (ID)_Existing_Space Heating_Natural Gas_Boiler_E2 | F1 | Commercial | Office (ID) | Existing | Space Heating | Natural Gas | Boiler | E2 | CCE | 0.0012298 | 0.0012762 | 0.0012762 | 0.0012762 | 0.0012762 | 0.0012762 | 0.0012762 | 0.0012762 | 0.0012762 | 0.0012762 | 0.0012762 | 0.0012762 | 0.0012762 | 0.0012762 | 0.0012762 | 0.0012762 | 0.0012762 | 0.0012762 | 0.0012762 | 0.0012762 | 0.0012762 | 0.0012762 | 0.0012762 | 0.0012762 | 0.0012762 | 0.0012762 | 0.0012762
F1_Commercial_Office (ID)_Existing_Space Heating_Natural Gas_Boiler_E3 | F1 | Commercial | Office (ID) | Existing | Space Heating | Natural Gas | Boiler | E3 | CCE | -0.00026888 | -0.00027903 | -0.00027903 | -0.00027903 | -0.00027903 | -0.00027903 | -0.00027903 | -0.00027903 | -0.00027903 | -0.00027903 | -0.00027903 | -0.00027903 | -0.00027903 | -0.00027903 | -0.00027903 | -0.00027903 | -0.00027903 | -0.00027903 | -0.00027903 | -0.00027903 | -0.00027903 | -0.00027903 | -0.00027903 | -0.00027903 | -0.00027903 | -0.00027903 | -0.00027903
F1_Commercial_Office (ID)_Existing_Space Heating_Natural Gas_Boiler_E4 | F1 | Commercial | Office (ID) | Existing | Space Heating | Natural Gas | Boiler | E4 | CCE | 0.028278 | 0.029346 | 0.029346 | 0.029346 | 0.029346 | 0.029346 | 0.029346 | 0.029346 | 0.029346 | 0.029346 | 0.029346 | 0.029346 | 0.029346 | 0.029346 | 0.029346 | 0.029346 | 0.029346 | 0.029346 | 0.029346 | 0.029346 | 0.029346 | 0.029346 | 0.029346 | 0.029346 | 0.029346 | 0.029346 | 0.029346
F1_Commercial_Office (ID)_Existing_Space Heating_Natural Gas_Boiler_E5 | F1 | Commercial | Office (ID) | Existing | Space Heating | Natural Gas | Boiler | E5 | CCE | 0 | 0 | 0 | 0 | 0 | 0 | 0 | 0 | 0 | 0 | 0 | 0 | 0 | 0 | 0 | 0 | 0 | 0 | 0 | 0 | 0 | 0 | 0 | 0 | 0 | 0 | 0
F1_Commercial_Office (ID)_Existing_Space Heating_Natural Gas_Boiler_E6 | F1 | Commercial | Office (ID) | Existing | Space Heating | Natural Gas | Boiler | E6 | CCE | 0 | 0 | 0 | 0 | 0 | 0 | 0 | 0 | 0 | 0 | 0 | 0 | 0 | 0 | 0 | 0 | 0 | 0 | 0 | 0 | 0 | 0 | 0 | 0 | 0 | 0 | 0
F1_Commercial_Office (ID)_Existing_Space Heating_Natural Gas_Boiler_E7 | F1 | Commercial | Office (ID) | Existing | Space Heating | Natural Gas | Boiler | E7 | CCE | 0 | 0 | 0 | 0 | 0 | 0 | 0 | 0 | 0 | 0 | 0 | 0 | 0 | 0 | 0 | 0 | 0 | 0 | 0 | 0 | 0 | 0 | 0 | 0 | 0 | 0 | 0
F1_Commercial_Office (ID)_Existing_Space Heating_Natural Gas_Boiler_E8 | F1 | Commercial | Office (ID) | Existing | Space Heating | Natural Gas | Boiler | E8 | CCE | 0 | 0 | 0 | 0 | 0 | 0 | 0 | 0 | 0 | 0 | 0 | 0 | 0 | 0 | 0 | 0 | 0 | 0 | 0 | 0 | 0 | 0 | 0 | 0 | 0 | 0 | 0
F1_Commercial_Office (ID)_Existing_Space Heating_Natural Gas_Boiler_E9 | F1 | Commercial | Office (ID) | Existing | Space Heating | Natural Gas | Boiler | E9 | CCE | 0 | 0 | 0 | 0 | 0 | 0 | 0 | 0 | 0 | 0 | 0 | 0 | 0 | 0 | 0 | 0 | 0 | 0 | 0 | 0 | 0 | 0 | 0 | 0 | 0 | 0 | 0
F1_Commercial_Office (ID)_Existing_Space Heating_Natural Gas_Boiler_E10 | F1 | Commercial | Office (ID) | Existing | Space Heating | Natural Gas | Boiler | E10 | CCE | 0 | 0 | 0 | 0 | 0 | 0 | 0 | 0 | 0 | 0 | 0 | 0 | 0 | 0 | 0 | 0 | 0 | 0 | 0 | 0 | 0 | 0 | 0 | 0 | 0 | 0 | 0
F2_Commercial_Office (ID)_Existing_Space Heating_Natural Gas_Boiler_E1 | F2 | Commercial | Office (ID) | Existing | Space Heating | Natural Gas | Boiler | E1 | TRC BC Ratio | [24 empty] | 1 | 1 | 1 | bar: 2019 to 2042
F2_Commercial_Office (ID)_Existing_Space Heating_Natural Gas_Boiler_E2 | F2 | Commercial | Office (ID) | Existing | Space Heating | Natural Gas | Boiler | E2 | TRC BC Ratio | 3.4532 | 3.5134 | 3.5879 | 3.6688 | 3.7567 | 3.8721 | 3.9896 | 4.1135 | 4.2326 | 4.3536 | 4.4643 | 4.5681 | 4.6804 | 4.7956 | 4.9046 | 5.0127 | 5.1154 | 5.221 | 5.3307 | 5.443 | 5.5576 | 5.677 | 5.8115 | 5.9323 | 6.0543 | 6.1475 | 6.2314
F2_Commercial_Office (ID)_Existing_Space Heating_Natural Gas_Boiler_E3 | F2 | Commercial | Office (ID) | Existing | Space Heating | Natural Gas | Boiler | E3 | TRC BC Ratio | [24 empty] | 1 | 1 | 1 | bar: 2019 to 2042
F2_Commercial_Office (ID)_Existing_Space Heating_Natural Gas_Boiler_E4 | F2 | Commercial | Office (ID) | Existing | Space Heating | Natural Gas | Boiler | E4 | TRC BC Ratio | 0.17308 | 0.17662 | 0.18052 | 0.18456 | 0.18876 | 0.19358 | 0.19848 | 0.20359 | 0.20866 | 0.21383 | 0.21882 | 0.22373 | 0.22888 | 0.23409 | 0.23922 | 0.24438 | 0.24949 | 0.25472 | 0.2601 | 0.2656 | 0.27122 | 0.27696 | 0.28303 | 0.28878 | 0.29451 | 0.29719 | 0.29877
F2_Commercial_Office (ID)_Existing_Space Heating_Natural Gas_Boiler_E5 | F2 | Commercial | Office (ID) | Existing | Space Heating | Natural Gas | Boiler | E5 | TRC BC Ratio | 0 | 0 | 0 | 0 | 0 | 0 | 0 | 0 | 0 | 0 | 0 | 0 | 0 | 0 | 0 | 0 | 0 | 0 | 0 | 0 | 0 | 0 | 0 | 0 | 0 | 0 | 0
F2_Commercial_Office (ID)_Existing_Space Heating_Natural Gas_Boiler_E6 | F2 | Commercial | Office (ID) | Existing | Space Heating | Natural Gas | Boiler | E6 | TRC BC Ratio | 0 | 0 | 0 | 0 | 0 | 0 | 0 | 0 | 0 | 0 | 0 | 0 | 0 | 0 | 0 | 0 | 0 | 0 | 0 | 0 | 0 | 0 | 0 | 0 | 0 | 0 | 0
F2_Commercial_Office (ID)_Existing_Space Heating_Natural Gas_Boiler_E7 | F2 | Commercial | Office (ID) | Existing | Space Heating | Natural Gas | Boiler | E7 | TRC BC Ratio | 0 | 0 | 0 | 0 | 0 | 0 | 0 | 0 | 0 | 0 | 0 | 0 | 0 | 0 | 0 | 0 | 0 | 0 | 0 | 0 | 0 | 0 | 0 | 0 | 0 | 0 | 0
F2_Commercial_Office (ID)_Existing_Space Heating_Natural Gas_Boiler_E8 | F2 | Commercial | Office (ID) | Existing | Space Heating | Natural Gas | Boiler | E8 | TRC BC Ratio | 0 | 0 | 0 | 0 | 0 | 0 | 0 | 0 | 0 | 0 | 0 | 0 | 0 | 0 | 0 | 0 | 0 | 0 | 0 | 0 | 0 | 0 | 0 | 0 | 0 | 0 | 0
F2_Commercial_Office (ID)_Existing_Space Heating_Natural Gas_Boiler_E9 | F2 | Commercial | Office (ID) | Existing | Space Heating | Natural Gas | Boiler | E9 | TRC BC Ratio | 0 | 0 | 0 | 0 | 0 | 0 | 0 | 0 | 0 | 0 | 0 | 0 | 0 | 0 | 0 | 0 | 0 | 0 | 0 | 0 | 0 | 0 | 0 | 0 | 0 | 0 | 0
F2_Commercial_Office (ID)_Existing_Space Heating_Natural Gas_Boiler_E10 | F2 | Commercial | Office (ID) | Existing | Space Heating | Natural Gas | Boiler | E10 | TRC BC Ratio | 0 | 0 | 0 | 0 | 0 | 0 | 0 | 0 | 0 | 0 | 0 | 0 | 0 | 0 | 0 | 0 | 0 | 0 | 0 | 0 | 0 | 0 | 0 | 0 | 0 | 0 | 0
F3_Commercial_Office (ID)_Existing_Space Heating_Natural Gas_Boiler_E1 | F3 | Commercial | Office (ID) | Existing | Space Heating | Natural Gas | Boiler | E1 | PACT BC Ratio | [24 empty] | 1 | 1 | 1 | bar: 2019 to 2042
F3_Commercial_Office (ID)_Existing_Space Heating_Natural Gas_Boiler_E2 | F3 | Commercial | Office (ID) | Existing | Space Heating | Natural Gas | Boiler | E2 | PACT BC Ratio | 9.672 | 9.8407 | 10.0493 | 10.276 | 10.5222 | 10.8453 | 11.1746 | 11.5215 | 11.8551 | 12.1941 | 12.504 | 12.7948 | 13.1093 | 13.4319 | 13.7372 | 14.0401 | 14.3278 | 14.6237 | 14.9307 | 15.2454 | 15.5662 | 15.9008 | 16.2774 | 16.6157 | 16.9574 | 17.2187 | 17.4537
F3_Commercial_Office (ID)_Existing_Space Heating_Natural Gas_Boiler_E3 | F3 | Commercial | Office (ID) | Existing | Space Heating | Natural Gas | Boiler | E3 | PACT BC Ratio | [24 empty] | 1 | 1 | 1 | bar: 2019 to 2042
F3_Commercial_Office (ID)_Existing_Space Heating_Natural Gas_Boiler_E4 | F3 | Commercial | Office (ID) | Existing | Space Heating | Natural Gas | Boiler | E4 | PACT BC Ratio | 0.48479 | 0.4947 | 0.50562 | 0.51695 | 0.52869 | 0.54219 | 0.55593 | 0.57024 | 0.58443 | 0.59891 | 0.61291 | 0.62665 | 0.64107 | 0.65566 | 0.67002 | 0.6845 | 0.69879 | 0.71345 | 0.72851 | 0.74393 | 0.75966 | 0.77573 | 0.79274 | 0.80884 | 0.8249 | 0.83239 | 0.83682
F3_Commercial_Office (ID)_Existing_Space Heating_Natural Gas_Boiler_E5 | F3 | Commercial | Office (ID) | Existing | Space Heating | Natural Gas | Boiler | E5 | PACT BC Ratio | 0 | 0 | 0 | 0 | 0 | 0 | 0 | 0 | 0 | 0 | 0 | 0 | 0 | 0 | 0 | 0 | 0 | 0 | 0 | 0 | 0 | 0 | 0 | 0 | 0 | 0 | 0
F3_Commercial_Office (ID)_Existing_Space Heating_Natural Gas_Boiler_E6 | F3 | Commercial | Office (ID) | Existing | Space Heating | Natural Gas | Boiler | E6 | PACT BC Ratio | 0 | 0 | 0 | 0 | 0 | 0 | 0 | 0 | 0 | 0 | 0 | 0 | 0 | 0 | 0 | 0 | 0 | 0 | 0 | 0 | 0 | 0 | 0 | 0 | 0 | 0 | 0
F3_Commercial_Office (ID)_Existing_Space Heating_Natural Gas_Boiler_E7 | F3 | Commercial | Office (ID) | Existing | Space Heating | Natural Gas | Boiler | E7 | PACT BC Ratio | 0 | 0 | 0 | 0 | 0 | 0 | 0 | 0 | 0 | 0 | 0 | 0 | 0 | 0 | 0 | 0 | 0 | 0 | 0 | 0 | 0 | 0 | 0 | 0 | 0 | 0 | 0
F3_Commercial_Office (ID)_Existing_Space Heating_Natural Gas_Boiler_E8 | F3 | Commercial | Office (ID) | Existing | Space Heating | Natural Gas | Boiler | E8 | PACT BC Ratio | 0 | 0 | 0 | 0 | 0 | 0 | 0 | 0 | 0 | 0 | 0 | 0 | 0 | 0 | 0 | 0 | 0 | 0 | 0 | 0 | 0 | 0 | 0 | 0 | 0 | 0 | 0
F3_Commercial_Office (ID)_Existing_Space Heating_Natural Gas_Boiler_E9 | F3 | Commercial | Office (ID) | Existing | Space Heating | Natural Gas | Boiler | E9 | PACT BC Ratio | 0 | 0 | 0 | 0 | 0 | 0 | 0 | 0 | 0 | 0 | 0 | 0 | 0 | 0 | 0 | 0 | 0 | 0 | 0 | 0 | 0 | 0 | 0 | 0 | 0 | 0 | 0
F3_Commercial_Office (ID)_Existing_Space Heating_Natural Gas_Boiler_E10 | F3 | Commercial | Office (ID) | Existing | Space Heating | Natural Gas | Boiler | E10 | PACT BC Ratio | 0 | 0 | 0 | 0 | 0 | 0 | 0 | 0 | 0 | 0 | 0 | 0 | 0 | 0 | 0 | 0 | 0 | 0 | 0 | 0 | 0 | 0 | 0 | 0 | 0 | 0 | 0
F4_Commercial_Office (ID)_Existing_Space Heating_Natural Gas_Boiler_E1 | F4 | Commercial | Office (ID) | Existing | Space Heating | Natural Gas | Boiler | E1 | RVT BC Ratio | [24 empty] | 1 | 1 | 1 | bar: 2019 to 2042
F4_Commercial_Office (ID)_Existing_Space Heating_Natural Gas_Boiler_E2 | F4 | Commercial | Office (ID) | Existing | Space Heating | Natural Gas | Boiler | E2 | RVT BC Ratio | 4.9261 | 4.9827 | 5.0574 | 5.139 | 5.228 | 5.3537 | 5.4795 | 5.611 | 5.7322 | 5.8525 | 5.9855 | 6.1086 | 6.2418 | 6.3777 | 6.5042 | 6.6282 | 6.7437 | 6.8616 | 6.9831 | 7.1065 | 7.231 | 7.3815 | 7.5509 | 7.7031 | 7.8568 | 7.9743 | 8.0801
F4_Commercial_Office (ID)_Existing_Space Heating_Natural Gas_Boiler_E3 | F4 | Commercial | Office (ID) | Existing | Space Heating | Natural Gas | Boiler | E3 | RVT BC Ratio | [24 empty] | 1 | 1 | 1 | bar: 2019 to 2042
F4_Commercial_Office (ID)_Existing_Space Heating_Natural Gas_Boiler_E4 | F4 | Commercial | Office (ID) | Existing | Space Heating | Natural Gas | Boiler | E4 | RVT BC Ratio | 0.45675 | 0.46043 | 0.46458 | 0.46889 | 0.47337 | 0.47871 | 0.48413 | 0.48979 | 0.49534 | 0.501 | 0.50709 | 0.5131 | 0.5194 | 0.52576 | 0.53198 | 0.53822 | 0.54434 | 0.55059 | 0.557 | 0.56353 | 0.57017 | 0.5774 | 0.58505 | 0.59229 | 0.59952 | 0.60289 | 0.60488
F4_Commercial_Office (ID)_Existing_Space Heating_Natural Gas_Boiler_E5 | F4 | Commercial | Office (ID) | Existing | Space Heating | Natural Gas | Boiler | E5 | RVT BC Ratio | 0 | 0 | 0 | 0 | 0 | 0 | 0 | 0 | 0 | 0 | 0 | 0 | 0 | 0 | 0 | 0 | 0 | 0 | 0 | 0 | 0 | 0 | 0 | 0 | 0 | 0 | 0
F4_Commercial_Office (ID)_Existing_Space Heating_Natural Gas_Boiler_E6 | F4 | Commercial | Office (ID) | Existing | Space Heating | Natural Gas | Boiler | E6 | RVT BC Ratio | 0 | 0 | 0 | 0 | 0 | 0 | 0 | 0 | 0 | 0 | 0 | 0 | 0 | 0 | 0 | 0 | 0 | 0 | 0 | 0 | 0 | 0 | 0 | 0 | 0 | 0 | 0
F4_Commercial_Office (ID)_Existing_Space Heating_Natural Gas_Boiler_E7 | F4 | Commercial | Office (ID) | Existing | Space Heating | Natural Gas | Boiler | E7 | RVT BC Ratio | 0 | 0 | 0 | 0 | 0 | 0 | 0 | 0 | 0 | 0 | 0 | 0 | 0 | 0 | 0 | 0 | 0 | 0 | 0 | 0 | 0 | 0 | 0 | 0 | 0 | 0 | 0
F4_Commercial_Office (ID)_Existing_Space Heating_Natural Gas_Boiler_E8 | F4 | Commercial | Office (ID) | Existing | Space Heating | Natural Gas | Boiler | E8 | RVT BC Ratio | 0 | 0 | 0 | 0 | 0 | 0 | 0 | 0 | 0 | 0 | 0 | 0 | 0 | 0 | 0 | 0 | 0 | 0 | 0 | 0 | 0 | 0 | 0 | 0 | 0 | 0 | 0
F4_Commercial_Office (ID)_Existing_Space Heating_Natural Gas_Boiler_E9 | F4 | Commercial | Office (ID) | Existing | Space Heating | Natural Gas | Boiler | E9 | RVT BC Ratio | 0 | 0 | 0 | 0 | 0 | 0 | 0 | 0 | 0 | 0 | 0 | 0 | 0 | 0 | 0 | 0 | 0 | 0 | 0 | 0 | 0 | 0 | 0 | 0 | 0 | 0 | 0
F4_Commercial_Office (ID)_Existing_Space Heating_Natural Gas_Boiler_E10 | F4 | Commercial | Office (ID) | Existing | Space Heating | Natural Gas | Boiler | E10 | RVT BC Ratio | 0 | 0 | 0 | 0 | 0 | 0 | 0 | 0 | 0 | 0 | 0 | 0 | 0 | 0 | 0 | 0 | 0 | 0 | 0 | 0 | 0 | 0 | 0 | 0 | 0 | 0 | 0
F5_Commercial_Office (ID)_Existing_Space Heating_Natural Gas_Boiler_E1 | F5 | Commercial | Office (ID) | Existing | Space Heating | Natural Gas | Boiler | E1 | RIM BC Ratio | [24 empty] | 1 | 1 | 1 | bar: 2019 to 2042
F5_Commercial_Office (ID)_Existing_Space Heating_Natural Gas_Boiler_E2 | F5 | Commercial | Office (ID) | Existing | Space Heating | Natural Gas | Boiler | E2 | RIM BC Ratio | 0.80837 | 0.81349 | 0.81892 | 0.8246 | 0.83052 | 0.83665 | 0.84296 | 0.84946 | 0.85619 | 0.86318 | 0.86607 | 0.86892 | 0.87188 | 0.87488 | 0.87788 | 0.88094 | 0.88403 | 0.88723 | 0.89054 | 0.89395 | 0.89747 | 0.89856 | 0.89974 | 0.90075 | 0.90174 | 0.90246 | 0.9031
F5_Commercial_Office (ID)_Existing_Space Heating_Natural Gas_Boiler_E3 | F5 | Commercial | Office (ID) | Existing | Space Heating | Natural Gas | Boiler | E3 | RIM BC Ratio | [24 empty] | 1 | 1 | 1 | bar: 2019 to 2042
F5_Commercial_Office (ID)_Existing_Space Heating_Natural Gas_Boiler_E4 | F5 | Commercial | Office (ID) | Existing | Space Heating | Natural Gas | Boiler | E4 | RIM BC Ratio | 0.31626 | 0.32092 | 0.32596 | 0.33111 | 0.33638 | 0.34226 | 0.34815 | 0.35418 | 0.3601 | 0.36604 | 0.37137 | 0.3765 | 0.38178 | 0.38705 | 0.39217 | 0.39726 | 0.40222 | 0.40723 | 0.41231 | 0.41743 | 0.42259 | 0.42751 | 0.43263 | 0.43738 | 0.44203 | 0.44418 | 0.44544
F5_Commercial_Office (ID)_Existing_Space Heating_Natural Gas_Boiler_E5 | F5 | Commercial | Office (ID) | Existing | Space Heating | Natural Gas | Boiler | E5 | RIM BC Ratio | 0 | 0 | 0 | 0 | 0 | 0 | 0 | 0 | 0 | 0 | 0 | 0 | 0 | 0 | 0 | 0 | 0 | 0 | 0 | 0 | 0 | 0 | 0 | 0 | 0 | 0 | 0
F5_Commercial_Office (ID)_Existing_Space Heating_Natural Gas_Boiler_E6 | F5 | Commercial | Office (ID) | Existing | Space Heating | Natural Gas | Boiler | E6 | RIM BC Ratio | 0 | 0 | 0 | 0 | 0 | 0 | 0 | 0 | 0 | 0 | 0 | 0 | 0 | 0 | 0 | 0 | 0 | 0 | 0 | 0 | 0 | 0 | 0 | 0 | 0 | 0 | 0
F5_Commercial_Office (ID)_Existing_Space Heating_Natural Gas_Boiler_E7 | F5 | Commercial | Office (ID) | Existing | Space Heating | Natural Gas | Boiler | E7 | RIM BC Ratio | 0 | 0 | 0 | 0 | 0 | 0 | 0 | 0 | 0 | 0 | 0 | 0 | 0 | 0 | 0 | 0 | 0 | 0 | 0 | 0 | 0 | 0 | 0 | 0 | 0 | 0 | 0
F5_Commercial_Office (ID)_Existing_Space Heating_Natural Gas_Boiler_E8 | F5 | Commercial | Office (ID) | Existing | Space Heating | Natural Gas | Boiler | E8 | RIM BC Ratio | 0 | 0 | 0 | 0 | 0 | 0 | 0 | 0 | 0 | 0 | 0 | 0 | 0 | 0 | 0 | 0 | 0 | 0 | 0 | 0 | 0 | 0 | 0 | 0 | 0 | 0 | 0
F5_Commercial_Office (ID)_Existing_Space Heating_Natural Gas_Boiler_E9 | F5 | Commercial | Office (ID) | Existing | Space Heating | Natural Gas | Boiler | E9 | RIM BC Ratio | 0 | 0 | 0 | 0 | 0 | 0 | 0 | 0 | 0 | 0 | 0 | 0 | 0 | 0 | 0 | 0 | 0 | 0 | 0 | 0 | 0 | 0 | 0 | 0 | 0 | 0 | 0
F5_Commercial_Office (ID)_Existing_Space Heating_Natural Gas_Boiler_E10 | F5 | Commercial | Office (ID) | Existing | Space Heating | Natural Gas | Boiler | E10 | RIM BC Ratio | 0 | 0 | 0 | 0 | 0 | 0 | 0 | 0 | 0 | 0 | 0 | 0 | 0 | 0 | 0 | 0 | 0 | 0 | 0 | 0 | 0 | 0 | 0 | 0 | 0 | 0 | 0
F0_Commercial_Office (ID)_Existing_Space Heating_Natural Gas_Unit Heater_E0 | F0 | Commercial | Office (ID) | Existing | Space Heating | Natural Gas | Unit Heater | E0 | Economic Unit | Infrared Radiant | Infrared Radiant | Infrared Radiant | Infrared Radiant | Infrared Radiant | Infrared Radiant | Infrared Radiant | Infrared Radiant | Infrared Radiant | Infrared Radiant | Infrared Radiant | Infrared Radiant | Infrared Radiant | Infrared Radiant | Infrared Radiant | Infrared Radiant | Infrared Radiant | Infrared Radiant | Infrared Radiant | Infrared Radiant | Infrared Radiant | Infrared Radiant | Infrared Radiant | Infrared Radiant | Infrared Radiant | Infrared Radiant | Infrared Radiant
F1_Commercial_Office (ID)_Existing_Space Heating_Natural Gas_Unit Heater_E1 | F1 | Commercial | Office (ID) | Existing | Space Heating | Natural Gas | Unit Heater | E1 | CCE | 0 | 0 | 0 | 0 | 0 | 0 | 0 | 0 | 0 | 0 | 0 | 0 | 0 | 0 | 0 | 0 | 0 | 0 | 0 | 0 | 0 | 0 | 0 | 0 | 0 | 0 | 0
F1_Commercial_Office (ID)_Existing_Space Heating_Natural Gas_Unit Heater_E2 | F1 | Commercial | Office (ID) | Existing | Space Heating | Natural Gas | Unit Heater | E2 | CCE | 0.00010749 | 0.00011155 | 0.00011155 | 0.00011155 | 0.00011155 | 0.00011155 | 0.00011155 | 0.00011155 | 0.00011155 | 0.00011155 | 0.00011155 | 0.00011155 | 0.00011155 | 0.00011155 | 0.00011155 | 0.00011155 | 0.00011155 | 0.00011155 | 0.00011155 | 0.00011155 | 0.00011155 | 0.00011155 | 0.00011155 | 0.00011155 | 0.00011155 | 0.00011155 | 0.00011155
F1_Commercial_Office (ID)_Existing_Space Heating_Natural Gas_Unit Heater_E3 | F1 | Commercial | Office (ID) | Existing | Space Heating | Natural Gas | Unit Heater | E3 | CCE | 3.3737e-05 | 3.5011e-05 | 3.5011e-05 | 3.5011e-05 | 3.5011e-05 | 3.5011e-05 | 3.5011e-05 | 3.5011e-05 | 3.5011e-05 | 3.5011e-05 | 3.5011e-05 | 3.5011e-05 | 3.5011e-05 | 3.5011e-05 | 3.5011e-05 | 3.5011e-05 | 3.5011e-05 | 3.5011e-05 | 3.5011e-05 | 3.5011e-05 | 3.5011e-05 | 3.5011e-05 | 3.5011e-05 | 3.5011e-05 | 3.5011e-05 | 3.5011e-05 | 3.5011e-05
F1_Commercial_Office (ID)_Existing_Space Heating_Natural Gas_Unit Heater_E4 | F1 | Commercial | Office (ID) | Existing | Space Heating | Natural Gas | Unit Heater | E4 | CCE | 0 | 0 | 0 | 0 | 0 | 0 | 0 | 0 | 0 | 0 | 0 | 0 | 0 | 0 | 0 | 0 | 0 | 0 | 0 | 0 | 0 | 0 | 0 | 0 | 0 | 0 | 0
F1_Commercial_Office (ID)_Existing_Space Heating_Natural Gas_Unit Heater_E5 | F1 | Commercial | Office (ID) | Existing | Space Heating | Natural Gas | Unit Heater | E5 | CCE | 0 | 0 | 0 | 0 | 0 | 0 | 0 | 0 | 0 | 0 | 0 | 0 | 0 | 0 | 0 | 0 | 0 | 0 | 0 | 0 | 0 | 0 | 0 | 0 | 0 | 0 | 0
F1_Commercial_Office (ID)_Existing_Space Heating_Natural Gas_Unit Heater_E6 | F1 | Commercial | Office (ID) | Existing | Space Heating | Natural Gas | Unit Heater | E6 | CCE | 0 | 0 | 0 | 0 | 0 | 0 | 0 | 0 | 0 | 0 | 0 | 0 | 0 | 0 | 0 | 0 | 0 | 0 | 0 | 0 | 0 | 0 | 0 | 0 | 0 | 0 | 0
F1_Commercial_Office (ID)_Existing_Space Heating_Natural Gas_Unit Heater_E7 | F1 | Commercial | Office (ID) | Existing | Space Heating | Natural Gas | Unit Heater | E7 | CCE | 0 | 0 | 0 | 0 | 0 | 0 | 0 | 0 | 0 | 0 | 0 | 0 | 0 | 0 | 0 | 0 | 0 | 0 | 0 | 0 | 0 | 0 | 0 | 0 | 0 | 0 | 0
F1_Commercial_Office (ID)_Existing_Space Heating_Natural Gas_Unit Heater_E8 | F1 | Commercial | Office (ID) | Existing | Space Heating | Natural Gas | Unit Heater | E8 | CCE | 0 | 0 | 0 | 0 | 0 | 0 | 0 | 0 | 0 | 0 | 0 | 0 | 0 | 0 | 0 | 0 | 0 | 0 | 0 | 0 | 0 | 0 | 0 | 0 | 0 | 0 | 0
F1_Commercial_Office (ID)_Existing_Space Heating_Natural Gas_Unit Heater_E9 | F1 | Commercial | Office (ID) | Existing | Space Heating | Natural Gas | Unit Heater | E9 | CCE | 0 | 0 | 0 | 0 | 0 | 0 | 0 | 0 | 0 | 0 | 0 | 0 | 0 | 0 | 0 | 0 | 0 | 0 | 0 | 0 | 0 | 0 | 0 | 0 | 0 | 0 | 0
F1_Commercial_Office (ID)_Existing_Space Heating_Natural Gas_Unit Heater_E10 | F1 | Commercial | Office (ID) | Existing | Space Heating | Natural Gas | Unit Heater | E10 | CCE | 0 | 0 | 0 | 0 | 0 | 0 | 0 | 0 | 0 | 0 | 0 | 0 | 0 | 0 | 0 | 0 | 0 | 0 | 0 | 0 | 0 | 0 | 0 | 0 | 0 | 0 | 0
F2_Commercial_Office (ID)_Existing_Space Heating_Natural Gas_Unit Heater_E1 | F2 | Commercial | Office (ID) | Existing | Space Heating | Natural Gas | Unit Heater | E1 | TRC BC Ratio | [24 empty] | 1 | 1 | 1 | bar: 2019 to 2042
F2_Commercial_Office (ID)_Existing_Space Heating_Natural Gas_Unit Heater_E2 | F2 | Commercial | Office (ID) | Existing | Space Heating | Natural Gas | Unit Heater | E2 | TRC BC Ratio | 36.8788 | 37.4849 | 38.2758 | 39.1479 | 40.108 | 41.4309 | 42.7782 | 44.205 | 45.5702 | 46.9567 | 48.1979 | 49.3427 | 50.5958 | 51.8827 | 53.0808 | 54.2616 | 55.3636 | 56.4995 | 57.6826 | 58.8962 | 60.133 | 61.4381 | 62.949 | 64.2851 | 65.6496 | 67.043 | 68.466
F2_Commercial_Office (ID)_Existing_Space Heating_Natural Gas_Unit Heater_E3 | F2 | Commercial | Office (ID) | Existing | Space Heating | Natural Gas | Unit Heater | E3 | TRC BC Ratio | 163.7076 | 168.0224 | 172.2504 | 176.2282 | 179.9396 | 183.3004 | 186.6411 | 190.0988 | 193.9675 | 197.9607 | 202.2159 | 206.7008 | 211.1901 | 215.4944 | 219.9873 | 224.6112 | 229.4202 | 234.3225 | 239.3096 | 244.398 | 249.5965 | 254.8701 | 260.1067 | 265.6275 | 271.2655 | 277.0232 | 282.9031
F2_Commercial_Office (ID)_Existing_Space Heating_Natural Gas_Unit Heater_E4 | F2 | Commercial | Office (ID) | Existing | Space Heating | Natural Gas | Unit Heater | E4 | TRC BC Ratio | 0 | 0 | 0 | 0 | 0 | 0 | 0 | 0 | 0 | 0 | 0 | 0 | 0 | 0 | 0 | 0 | 0 | 0 | 0 | 0 | 0 | 0 | 0 | 0 | 0 | 0 | 0
F2_Commercial_Office (ID)_Existing_Space Heating_Natural Gas_Unit Heater_E5 | F2 | Commercial | Office (ID) | Existing | Space Heating | Natural Gas | Unit Heater | E5 | TRC BC Ratio | 0 | 0 | 0 | 0 | 0 | 0 | 0 | 0 | 0 | 0 | 0 | 0 | 0 | 0 | 0 | 0 | 0 | 0 | 0 | 0 | 0 | 0 | 0 | 0 | 0 | 0 | 0
F2_Commercial_Office (ID)_Existing_Space Heating_Natural Gas_Unit Heater_E6 | F2 | Commercial | Office (ID) | Existing | Space Heating | Natural Gas | Unit Heater | E6 | TRC BC Ratio | 0 | 0 | 0 | 0 | 0 | 0 | 0 | 0 | 0 | 0 | 0 | 0 | 0 | 0 | 0 | 0 | 0 | 0 | 0 | 0 | 0 | 0 | 0 | 0 | 0 | 0 | 0
F2_Commercial_Office (ID)_Existing_Space Heating_Natural Gas_Unit Heater_E7 | F2 | Commercial | Office (ID) | Existing | Space Heating | Natural Gas | Unit Heater | E7 | TRC BC Ratio | 0 | 0 | 0 | 0 | 0 | 0 | 0 | 0 | 0 | 0 | 0 | 0 | 0 | 0 | 0 | 0 | 0 | 0 | 0 | 0 | 0 | 0 | 0 | 0 | 0 | 0 | 0
F2_Commercial_Office (ID)_Existing_Space Heating_Natural Gas_Unit Heater_E8 | F2 | Commercial | Office (ID) | Existing | Space Heating | Natural Gas | Unit Heater | E8 | TRC BC Ratio | 0 | 0 | 0 | 0 | 0 | 0 | 0 | 0 | 0 | 0 | 0 | 0 | 0 | 0 | 0 | 0 | 0 | 0 | 0 | 0 | 0 | 0 | 0 | 0 | 0 | 0 | 0
F2_Commercial_Office (ID)_Existing_Space Heating_Natural Gas_Unit Heater_E9 | F2 | Commercial | Office (ID) | Existing | Space Heating | Natural Gas | Unit Heater | E9 | TRC BC Ratio | 0 | 0 | 0 | 0 | 0 | 0 | 0 | 0 | 0 | 0 | 0 | 0 | 0 | 0 | 0 | 0 | 0 | 0 | 0 | 0 | 0 | 0 | 0 | 0 | 0 | 0 | 0
F2_Commercial_Office (ID)_Existing_Space Heating_Natural Gas_Unit Heater_E10 | F2 | Commercial | Office (ID) | Existing | Space Heating | Natural Gas | Unit Heater | E10 | TRC BC Ratio | 0 | 0 | 0 | 0 | 0 | 0 | 0 | 0 | 0 | 0 | 0 | 0 | 0 | 0 | 0 | 0 | 0 | 0 | 0 | 0 | 0 | 0 | 0 | 0 | 0 | 0 | 0
F3_Commercial_Office (ID)_Existing_Space Heating_Natural Gas_Unit Heater_E1 | F3 | Commercial | Office (ID) | Existing | Space Heating | Natural Gas | Unit Heater | E1 | PACT BC Ratio | [24 empty] | 1 | 1 | 1 | bar: 2019 to 2042
F3_Commercial_Office (ID)_Existing_Space Heating_Natural Gas_Unit Heater_E2 | F3 | Commercial | Office (ID) | Existing | Space Heating | Natural Gas | Unit Heater | E2 | PACT BC Ratio | 103.2941 | 104.9918 | 107.2072 | 109.6496 | 112.3387 | 116.0442 | 119.8179 | 123.8142 | 127.6379 | 131.5214 | 134.9981 | 138.2044 | 141.7143 | 145.3186 | 148.6744 | 151.9819 | 155.0685 | 158.25 | 161.5637 | 164.9628 | 168.4272 | 172.0827 | 176.3145 | 180.0568 | 183.8786 | 187.7815 | 191.7672
F3_Commercial_Office (ID)_Existing_Space Heating_Natural Gas_Unit Heater_E3 | F3 | Commercial | Office (ID) | Existing | Space Heating | Natural Gas | Unit Heater | E3 | PACT BC Ratio | 458.5301 | 470.6156 | 482.4577 | 493.5991 | 503.9946 | 513.4079 | 522.7647 | 532.4494 | 543.2852 | 554.47 | 566.3884 | 578.9502 | 591.5242 | 603.5803 | 616.1643 | 629.1155 | 642.5852 | 656.3161 | 670.2844 | 684.5366 | 699.097 | 713.8681 | 728.5353 | 743.9986 | 759.7902 | 775.9169 | 792.3859
F3_Commercial_Office (ID)_Existing_Space Heating_Natural Gas_Unit Heater_E4 | F3 | Commercial | Office (ID) | Existing | Space Heating | Natural Gas | Unit Heater | E4 | PACT BC Ratio | 0 | 0 | 0 | 0 | 0 | 0 | 0 | 0 | 0 | 0 | 0 | 0 | 0 | 0 | 0 | 0 | 0 | 0 | 0 | 0 | 0 | 0 | 0 | 0 | 0 | 0 | 0
F3_Commercial_Office (ID)_Existing_Space Heating_Natural Gas_Unit Heater_E5 | F3 | Commercial | Office (ID) | Existing | Space Heating | Natural Gas | Unit Heater | E5 | PACT BC Ratio | 0 | 0 | 0 | 0 | 0 | 0 | 0 | 0 | 0 | 0 | 0 | 0 | 0 | 0 | 0 | 0 | 0 | 0 | 0 | 0 | 0 | 0 | 0 | 0 | 0 | 0 | 0
F3_Commercial_Office (ID)_Existing_Space Heating_Natural Gas_Unit Heater_E6 | F3 | Commercial | Office (ID) | Existing | Space Heating | Natural Gas | Unit Heater | E6 | PACT BC Ratio | 0 | 0 | 0 | 0 | 0 | 0 | 0 | 0 | 0 | 0 | 0 | 0 | 0 | 0 | 0 | 0 | 0 | 0 | 0 | 0 | 0 | 0 | 0 | 0 | 0 | 0 | 0
F3_Commercial_Office (ID)_Existing_Space Heating_Natural Gas_Unit Heater_E7 | F3 | Commercial | Office (ID) | Existing | Space Heating | Natural Gas | Unit Heater | E7 | PACT BC Ratio | 0 | 0 | 0 | 0 | 0 | 0 | 0 | 0 | 0 | 0 | 0 | 0 | 0 | 0 | 0 | 0 | 0 | 0 | 0 | 0 | 0 | 0 | 0 | 0 | 0 | 0 | 0
F3_Commercial_Office (ID)_Existing_Space Heating_Natural Gas_Unit Heater_E8 | F3 | Commercial | Office (ID) | Existing | Space Heating | Natural Gas | Unit Heater | E8 | PACT BC Ratio | 0 | 0 | 0 | 0 | 0 | 0 | 0 | 0 | 0 | 0 | 0 | 0 | 0 | 0 | 0 | 0 | 0 | 0 | 0 | 0 | 0 | 0 | 0 | 0 | 0 | 0 | 0
F3_Commercial_Office (ID)_Existing_Space Heating_Natural Gas_Unit Heater_E9 | F3 | Commercial | Office (ID) | Existing | Space Heating | Natural Gas | Unit Heater | E9 | PACT BC Ratio | 0 | 0 | 0 | 0 | 0 | 0 | 0 | 0 | 0 | 0 | 0 | 0 | 0 | 0 | 0 | 0 | 0 | 0 | 0 | 0 | 0 | 0 | 0 | 0 | 0 | 0 | 0
F3_Commercial_Office (ID)_Existing_Space Heating_Natural Gas_Unit Heater_E10 | F3 | Commercial | Office (ID) | Existing | Space Heating | Natural Gas | Unit Heater | E10 | PACT BC Ratio | 0 | 0 | 0 | 0 | 0 | 0 | 0 | 0 | 0 | 0 | 0 | 0 | 0 | 0 | 0 | 0 | 0 | 0 | 0 | 0 | 0 | 0 | 0 | 0 | 0 | 0 | 0
F4_Commercial_Office (ID)_Existing_Space Heating_Natural Gas_Unit Heater_E1 | F4 | Commercial | Office (ID) | Existing | Space Heating | Natural Gas | Unit Heater | E1 | RVT BC Ratio | [24 empty] | 1 | 1 | 1 | bar: 2019 to 2042
F4_Commercial_Office (ID)_Existing_Space Heating_Natural Gas_Unit Heater_E2 | F4 | Commercial | Office (ID) | Existing | Space Heating | Natural Gas | Unit Heater | E2 | RVT BC Ratio | 51.2421 | 51.7792 | 52.5479 | 53.3958 | 54.3293 | 55.7406 | 57.138 | 58.6067 | 59.9393 | 61.2532 | 62.7321 | 64.0706 | 65.5382 | 67.0354 | 68.3993 | 69.7234 | 70.9249 | 72.1514 | 73.4191 | 74.7043 | 75.996 | 77.6405 | 79.5442 | 81.2277 | 82.9469 | 84.7027 | 86.4956
F4_Commercial_Office (ID)_Existing_Space Heating_Natural Gas_Unit Heater_E3 | F4 | Commercial | Office (ID) | Existing | Space Heating | Natural Gas | Unit Heater | E3 | RVT BC Ratio | 211.7928 | 216.6749 | 221.3545 | 225.6304 | 229.4763 | 232.7489 | 235.9135 | 239.4253 | 243.7166 | 248.4565 | 253.5356 | 259.2735 | 265.0231 | 270.5506 | 276.3335 | 282.2967 | 288.5126 | 294.8608 | 301.3312 | 307.9467 | 314.72 | 321.3648 | 327.9629 | 334.9191 | 342.023 | 349.2777 | 356.6863
F4_Commercial_Office (ID)_Existing_Space Heating_Natural Gas_Unit Heater_E4 | F4 | Commercial | Office (ID) | Existing | Space Heating | Natural Gas | Unit Heater | E4 | RVT BC Ratio | 0 | 0 | 0 | 0 | 0 | 0 | 0 | 0 | 0 | 0 | 0 | 0 | 0 | 0 | 0 | 0 | 0 | 0 | 0 | 0 | 0 | 0 | 0 | 0 | 0 | 0 | 0
F4_Commercial_Office (ID)_Existing_Space Heating_Natural Gas_Unit Heater_E5 | F4 | Commercial | Office (ID) | Existing | Space Heating | Natural Gas | Unit Heater | E5 | RVT BC Ratio | 0 | 0 | 0 | 0 | 0 | 0 | 0 | 0 | 0 | 0 | 0 | 0 | 0 | 0 | 0 | 0 | 0 | 0 | 0 | 0 | 0 | 0 | 0 | 0 | 0 | 0 | 0
F4_Commercial_Office (ID)_Existing_Space Heating_Natural Gas_Unit Heater_E6 | F4 | Commercial | Office (ID) | Existing | Space Heating | Natural Gas | Unit Heater | E6 | RVT BC Ratio | 0 | 0 | 0 | 0 | 0 | 0 | 0 | 0 | 0 | 0 | 0 | 0 | 0 | 0 | 0 | 0 | 0 | 0 | 0 | 0 | 0 | 0 | 0 | 0 | 0 | 0 | 0
F4_Commercial_Office (ID)_Existing_Space Heating_Natural Gas_Unit Heater_E7 | F4 | Commercial | Office (ID) | Existing | Space Heating | Natural Gas | Unit Heater | E7 | RVT BC Ratio | 0 | 0 | 0 | 0 | 0 | 0 | 0 | 0 | 0 | 0 | 0 | 0 | 0 | 0 | 0 | 0 | 0 | 0 | 0 | 0 | 0 | 0 | 0 | 0 | 0 | 0 | 0
F4_Commercial_Office (ID)_Existing_Space Heating_Natural Gas_Unit Heater_E8 | F4 | Commercial | Office (ID) | Existing | Space Heating | Natural Gas | Unit Heater | E8 | RVT BC Ratio | 0 | 0 | 0 | 0 | 0 | 0 | 0 | 0 | 0 | 0 | 0 | 0 | 0 | 0 | 0 | 0 | 0 | 0 | 0 | 0 | 0 | 0 | 0 | 0 | 0 | 0 | 0
F4_Commercial_Office (ID)_Existing_Space Heating_Natural Gas_Unit Heater_E9 | F4 | Commercial | Office (ID) | Existing | Space Heating | Natural Gas | Unit Heater | E9 | RVT BC Ratio | 0 | 0 | 0 | 0 | 0 | 0 | 0 | 0 | 0 | 0 | 0 | 0 | 0 | 0 | 0 | 0 | 0 | 0 | 0 | 0 | 0 | 0 | 0 | 0 | 0 | 0 | 0
F4_Commercial_Office (ID)_Existing_Space Heating_Natural Gas_Unit Heater_E10 | F4 | Commercial | Office (ID) | Existing | Space Heating | Natural Gas | Unit Heater | E10 | RVT BC Ratio | 0 | 0 | 0 | 0 | 0 | 0 | 0 | 0 | 0 | 0 | 0 | 0 | 0 | 0 | 0 | 0 | 0 | 0 | 0 | 0 | 0 | 0 | 0 | 0 | 0 | 0 | 0
F5_Commercial_Office (ID)_Existing_Space Heating_Natural Gas_Unit Heater_E1 | F5 | Commercial | Office (ID) | Existing | Space Heating | Natural Gas | Unit Heater | E1 | RIM BC Ratio | [24 empty] | 1 | 1 | 1 | bar: 2019 to 2042
F5_Commercial_Office (ID)_Existing_Space Heating_Natural Gas_Unit Heater_E2 | F5 | Commercial | Office (ID) | Existing | Space Heating | Natural Gas | Unit Heater | E2 | RIM BC Ratio | 0.86028 | 0.86538 | 0.87076 | 0.87651 | 0.88264 | 0.88875 | 0.89529 | 0.90204 | 0.90929 | 0.91693 | 0.91905 | 0.92128 | 0.92359 | 0.92599 | 0.92854 | 0.93122 | 0.93408 | 0.93708 | 0.94023 | 0.94354 | 0.94703 | 0.94714 | 0.94726 | 0.94737 | 0.94747 | 0.94758 | 0.94767
F5_Commercial_Office (ID)_Existing_Space Heating_Natural Gas_Unit Heater_E3 | F5 | Commercial | Office (ID) | Existing | Space Heating | Natural Gas | Unit Heater | E3 | RIM BC Ratio | 0.92668 | 0.92969 | 0.93296 | 0.93643 | 0.94014 | 0.94424 | 0.94857 | 0.95198 | 0.95426 | 0.95535 | 0.95635 | 0.95594 | 0.95553 | 0.9551 | 0.95462 | 0.95411 | 0.95356 | 0.95298 | 0.95238 | 0.95175 | 0.95109 | 0.95111 | 0.95114 | 0.95116 | 0.95119 | 0.95121 | 0.95124
F5_Commercial_Office (ID)_Existing_Space Heating_Natural Gas_Unit Heater_E4 | F5 | Commercial | Office (ID) | Existing | Space Heating | Natural Gas | Unit Heater | E4 | RIM BC Ratio | 0 | 0 | 0 | 0 | 0 | 0 | 0 | 0 | 0 | 0 | 0 | 0 | 0 | 0 | 0 | 0 | 0 | 0 | 0 | 0 | 0 | 0 | 0 | 0 | 0 | 0 | 0
F5_Commercial_Office (ID)_Existing_Space Heating_Natural Gas_Unit Heater_E5 | F5 | Commercial | Office (ID) | Existing | Space Heating | Natural Gas | Unit Heater | E5 | RIM BC Ratio | 0 | 0 | 0 | 0 | 0 | 0 | 0 | 0 | 0 | 0 | 0 | 0 | 0 | 0 | 0 | 0 | 0 | 0 | 0 | 0 | 0 | 0 | 0 | 0 | 0 | 0 | 0
F5_Commercial_Office (ID)_Existing_Space Heating_Natural Gas_Unit Heater_E6 | F5 | Commercial | Office (ID) | Existing | Space Heating | Natural Gas | Unit Heater | E6 | RIM BC Ratio | 0 | 0 | 0 | 0 | 0 | 0 | 0 | 0 | 0 | 0 | 0 | 0 | 0 | 0 | 0 | 0 | 0 | 0 | 0 | 0 | 0 | 0 | 0 | 0 | 0 | 0 | 0
F5_Commercial_Office (ID)_Existing_Space Heating_Natural Gas_Unit Heater_E7 | F5 | Commercial | Office (ID) | Existing | Space Heating | Natural Gas | Unit Heater | E7 | RIM BC Ratio | 0 | 0 | 0 | 0 | 0 | 0 | 0 | 0 | 0 | 0 | 0 | 0 | 0 | 0 | 0 | 0 | 0 | 0 | 0 | 0 | 0 | 0 | 0 | 0 | 0 | 0 | 0
F5_Commercial_Office (ID)_Existing_Space Heating_Natural Gas_Unit Heater_E8 | F5 | Commercial | Office (ID) | Existing | Space Heating | Natural Gas | Unit Heater | E8 | RIM BC Ratio | 0 | 0 | 0 | 0 | 0 | 0 | 0 | 0 | 0 | 0 | 0 | 0 | 0 | 0 | 0 | 0 | 0 | 0 | 0 | 0 | 0 | 0 | 0 | 0 | 0 | 0 | 0
F5_Commercial_Office (ID)_Existing_Space Heating_Natural Gas_Unit Heater_E9 | F5 | Commercial | Office (ID) | Existing | Space Heating | Natural Gas | Unit Heater | E9 | RIM BC Ratio | 0 | 0 | 0 | 0 | 0 | 0 | 0 | 0 | 0 | 0 | 0 | 0 | 0 | 0 | 0 | 0 | 0 | 0 | 0 | 0 | 0 | 0 | 0 | 0 | 0 | 0 | 0
F5_Commercial_Office (ID)_Existing_Space Heating_Natural Gas_Unit Heater_E10 | F5 | Commercial | Office (ID) | Existing | Space Heating | Natural Gas | Unit Heater | E10 | RIM BC Ratio | 0 | 0 | 0 | 0 | 0 | 0 | 0 | 0 | 0 | 0 | 0 | 0 | 0 | 0 | 0 | 0 | 0 | 0 | 0 | 0 | 0 | 0 | 0 | 0 | 0 | 0 | 0
F0_Commercial_Office (ID)_Existing_Water Heating_Natural Gas_Water Heater_E0 | F0 | Commercial | Office (ID) | Existing | Water Heating | Natural Gas | Water Heater | E0 | Economic Unit | Gas-Fired Absorption HPWH | Gas-Fired Absorption HPWH | Gas-Fired Absorption HPWH | Gas-Fired Absorption HPWH | Gas-Fired Absorption HPWH | Gas-Fired Absorption HPWH | Gas-Fired Absorption HPWH | Gas-Fired Absorption HPWH | Gas-Fired Absorption HPWH | Gas-Fired Absorption HPWH | Gas-Fired Absorption HPWH | Gas-Fired Absorption HPWH | Gas-Fired Absorption HPWH | Gas-Fired Absorption HPWH | Gas-Fired Absorption HPWH | Gas-Fired Absorption HPWH | Gas-Fired Absorption HPWH | Gas-Fired Absorption HPWH | Gas-Fired Absorption HPWH | Gas-Fired Absorption HPWH | Gas-Fired Absorption HPWH | Gas-Fired Absorption HPWH | Gas-Fired Absorption HPWH | Gas-Fired Absorption HPWH | Gas-Fired Absorption HPWH | Gas-Fired Absorption HPWH | Gas-Fired Absorption HPWH
F1_Commercial_Office (ID)_Existing_Water Heating_Natural Gas_Water Heater_E1 | F1 | Commercial | Office (ID) | Existing | Water Heating | Natural Gas | Water Heater | E1 | CCE | 0 | 0 | 0 | 0 | 0 | 0 | 0 | 0 | 0 | 0 | 0 | 0 | 0 | 0 | 0 | 0 | 0 | 0 | 0 | 0 | 0 | 0 | 0 | 0 | 0 | 0 | 0
F1_Commercial_Office (ID)_Existing_Water Heating_Natural Gas_Water Heater_E2 | F1 | Commercial | Office (ID) | Existing | Water Heating | Natural Gas | Water Heater | E2 | CCE | 0.0013959 | 0.0013959 | 0.0013959 | 0.0013959 | 0.0013959 | 0.0013959 | 0.0013959 | 0.0013959 | 0.0013959 | 0.0013959 | 0.0013959 | 0.0013959 | 0.0013959 | 0.0013959 | 0.0013959 | 0.0013959 | 0.0013959 | 0.0013959 | 0.0013959 | 0.0013959 | 0.0013959 | 0.0013959 | 0.0013959 | 0.0013959 | 0.0013959 | 0.0013959 | 0.0013959
F1_Commercial_Office (ID)_Existing_Water Heating_Natural Gas_Water Heater_E3 | F1 | Commercial | Office (ID) | Existing | Water Heating | Natural Gas | Water Heater | E3 | CCE | 0.0024739 | 0.0024739 | 0.0024739 | 0.0024739 | 0.0024739 | 0.0024739 | 0.0024739 | 0.0024739 | 0.0024739 | 0.0024739 | 0.0024739 | 0.0024739 | 0.0024739 | 0.0024739 | 0.0024739 | 0.0024739 | 0.0024739 | 0.0024739 | 0.0024739 | 0.0024739 | 0.0024739 | 0.0024739 | 0.0024739 | 0.0024739 | 0.0024739 | 0.0024739 | 0.0024739
F1_Commercial_Office (ID)_Existing_Water Heating_Natural Gas_Water Heater_E4 | F1 | Commercial | Office (ID) | Existing | Water Heating | Natural Gas | Water Heater | E4 | CCE | 0.0025193 | 0.0025193 | 0.0025193 | 0.0025193 | 0.0025193 | 0.0025193 | 0.0025193 | 0.0025193 | 0.0025193 | 0.0025193 | 0.0025193 | 0.0025193 | 0.0025193 | 0.0025193 | 0.0025193 | 0.0025193 | 0.0025193 | 0.0025193 | 0.0025193 | 0.0025193 | 0.0025193 | 0.0025193 | 0.0025193 | 0.0025193 | 0.0025193 | 0.0025193 | 0.0025193
F1_Commercial_Office (ID)_Existing_Water Heating_Natural Gas_Water Heater_E5 | F1 | Commercial | Office (ID) | Existing | Water Heating | Natural Gas | Water Heater | E5 | CCE | 0.0036715 | 0.0036715 | 0.0036715 | 0.0036715 | 0.0036715 | 0.0036715 | 0.0036715 | 0.0036715 | 0.0036715 | 0.0036715 | 0.0036715 | 0.0036715 | 0.0036715 | 0.0036715 | 0.0036715 | 0.0036715 | 0.0036715 | 0.0036715 | 0.0036715 | 0.0036715 | 0.0036715 | 0.0036715 | 0.0036715 | 0.0036715 | 0.0036715 | 0.0036715 | 0.0036715
F1_Commercial_Office (ID)_Existing_Water Heating_Natural Gas_Water Heater_E6 | F1 | Commercial | Office (ID) | Existing | Water Heating | Natural Gas | Water Heater | E6 | CCE | 0 | 0 | 0 | 0 | 0 | 0 | 0 | 0 | 0 | 0 | 0 | 0 | 0 | 0 | 0 | 0 | 0 | 0 | 0 | 0 | 0 | 0 | 0 | 0 | 0 | 0 | 0
F1_Commercial_Office (ID)_Existing_Water Heating_Natural Gas_Water Heater_E7 | F1 | Commercial | Office (ID) | Existing | Water Heating | Natural Gas | Water Heater | E7 | CCE | 0 | 0 | 0 | 0 | 0 | 0 | 0 | 0 | 0 | 0 | 0 | 0 | 0 | 0 | 0 | 0 | 0 | 0 | 0 | 0 | 0 | 0 | 0 | 0 | 0 | 0 | 0
F1_Commercial_Office (ID)_Existing_Water Heating_Natural Gas_Water Heater_E8 | F1 | Commercial | Office (ID) | Existing | Water Heating | Natural Gas | Water Heater | E8 | CCE | 0 | 0 | 0 | 0 | 0 | 0 | 0 | 0 | 0 | 0 | 0 | 0 | 0 | 0 | 0 | 0 | 0 | 0 | 0 | 0 | 0 | 0 | 0 | 0 | 0 | 0 | 0
F1_Commercial_Office (ID)_Existing_Water Heating_Natural Gas_Water Heater_E9 | F1 | Commercial | Office (ID) | Existing | Water Heating | Natural Gas | Water Heater | E9 | CCE | 0 | 0 | 0 | 0 | 0 | 0 | 0 | 0 | 0 | 0 | 0 | 0 | 0 | 0 | 0 | 0 | 0 | 0 | 0 | 0 | 0 | 0 | 0 | 0 | 0 | 0 | 0
F1_Commercial_Office (ID)_Existing_Water Heating_Natural Gas_Water Heater_E10 | F1 | Commercial | Office (ID) | Existing | Water Heating | Natural Gas | Water Heater | E10 | CCE | 0 | 0 | 0 | 0 | 0 | 0 | 0 | 0 | 0 | 0 | 0 | 0 | 0 | 0 | 0 | 0 | 0 | 0 | 0 | 0 | 0 | 0 | 0 | 0 | 0 | 0 | 0
F2_Commercial_Office (ID)_Existing_Water Heating_Natural Gas_Water Heater_E1 | F2 | Commercial | Office (ID) | Existing | Water Heating | Natural Gas | Water Heater | E1 | TRC BC Ratio | [24 empty] | 1 | 1 | 1 | bar: 2019 to 2042
F2_Commercial_Office (ID)_Existing_Water Heating_Natural Gas_Water Heater_E2 | F2 | Commercial | Office (ID) | Existing | Water Heating | Natural Gas | Water Heater | E2 | TRC BC Ratio | 2.6562 | 2.7259 | 2.8042 | 2.8919 | 2.9896 | 3.1052 | 3.2228 | 3.3388 | 3.4502 | 3.5634 | 3.6555 | 3.7424 | 3.8353 | 3.9268 | 4.0098 | 4.0884 | 4.1601 | 4.2312 | 4.3066 | 4.3806 | 4.4566 | 4.5353 | 4.615 | 4.6969 | 4.7804 | 4.8653 | 4.9518
F2_Commercial_Office (ID)_Existing_Water Heating_Natural Gas_Water Heater_E3 | F2 | Commercial | Office (ID) | Existing | Water Heating | Natural Gas | Water Heater | E3 | TRC BC Ratio | 1.4987 | 1.5381 | 1.5823 | 1.6318 | 1.6869 | 1.7521 | 1.8185 | 1.8839 | 1.9468 | 2.0106 | 2.0626 | 2.1116 | 2.1641 | 2.2157 | 2.2625 | 2.3069 | 2.3473 | 2.3874 | 2.43 | 2.4718 | 2.5146 | 2.559 | 2.604 | 2.6502 | 2.6973 | 2.7452 | 2.794
F2_Commercial_Office (ID)_Existing_Water Heating_Natural Gas_Water Heater_E4 | F2 | Commercial | Office (ID) | Existing | Water Heating | Natural Gas | Water Heater | E4 | TRC BC Ratio | 0.94593 | 0.97473 | 1.0137 | 1.0646 | 1.1276 | 1.2097 | 1.2944 | 1.3768 | 1.454 | 1.5323 | 1.5886 | 1.6389 | 1.6946 | 1.748 | 1.7923 | 1.8315 | 1.8631 | 1.8934 | 1.9273 | 1.959 | 1.992 | 2.0269 | 2.062 | 2.0986 | 2.1359 | 2.1738 | 2.2125
F2_Commercial_Office (ID)_Existing_Water Heating_Natural Gas_Water Heater_E5 | F2 | Commercial | Office (ID) | Existing | Water Heating | Natural Gas | Water Heater | E5 | TRC BC Ratio | 1.0361 | 1.0632 | 1.0932 | 1.126 | 1.162 | 1.204 | 1.2466 | 1.2886 | 1.3293 | 1.3705 | 1.4046 | 1.437 | 1.4716 | 1.5057 | 1.5369 | 1.5667 | 1.5942 | 1.6216 | 1.6505 | 1.679 | 1.7082 | 1.7384 | 1.7689 | 1.8004 | 1.8324 | 1.8649 | 1.898
F2_Commercial_Office (ID)_Existing_Water Heating_Natural Gas_Water Heater_E6 | F2 | Commercial | Office (ID) | Existing | Water Heating | Natural Gas | Water Heater | E6 | TRC BC Ratio | 0 | 0 | 0 | 0 | 0 | 0 | 0 | 0 | 0 | 0 | 0 | 0 | 0 | 0 | 0 | 0 | 0 | 0 | 0 | 0 | 0 | 0 | 0 | 0 | 0 | 0 | 0
F2_Commercial_Office (ID)_Existing_Water Heating_Natural Gas_Water Heater_E7 | F2 | Commercial | Office (ID) | Existing | Water Heating | Natural Gas | Water Heater | E7 | TRC BC Ratio | 0 | 0 | 0 | 0 | 0 | 0 | 0 | 0 | 0 | 0 | 0 | 0 | 0 | 0 | 0 | 0 | 0 | 0 | 0 | 0 | 0 | 0 | 0 | 0 | 0 | 0 | 0
F2_Commercial_Office (ID)_Existing_Water Heating_Natural Gas_Water Heater_E8 | F2 | Commercial | Office (ID) | Existing | Water Heating | Natural Gas | Water Heater | E8 | TRC BC Ratio | 0 | 0 | 0 | 0 | 0 | 0 | 0 | 0 | 0 | 0 | 0 | 0 | 0 | 0 | 0 | 0 | 0 | 0 | 0 | 0 | 0 | 0 | 0 | 0 | 0 | 0 | 0
F2_Commercial_Office (ID)_Existing_Water Heating_Natural Gas_Water Heater_E9 | F2 | Commercial | Office (ID) | Existing | Water Heating | Natural Gas | Water Heater | E9 | TRC BC Ratio | 0 | 0 | 0 | 0 | 0 | 0 | 0 | 0 | 0 | 0 | 0 | 0 | 0 | 0 | 0 | 0 | 0 | 0 | 0 | 0 | 0 | 0 | 0 | 0 | 0 | 0 | 0
F2_Commercial_Office (ID)_Existing_Water Heating_Natural Gas_Water Heater_E10 | F2 | Commercial | Office (ID) | Existing | Water Heating | Natural Gas | Water Heater | E10 | TRC BC Ratio | 0 | 0 | 0 | 0 | 0 | 0 | 0 | 0 | 0 | 0 | 0 | 0 | 0 | 0 | 0 | 0 | 0 | 0 | 0 | 0 | 0 | 0 | 0 | 0 | 0 | 0 | 0
F3_Commercial_Office (ID)_Existing_Water Heating_Natural Gas_Water Heater_E1 | F3 | Commercial | Office (ID) | Existing | Water Heating | Natural Gas | Water Heater | E1 | PACT BC Ratio | [24 empty] | 1 | 1 | 1 | bar: 2019 to 2042
F3_Commercial_Office (ID)_Existing_Water Heating_Natural Gas_Water Heater_E2 | F3 | Commercial | Office (ID) | Existing | Water Heating | Natural Gas | Water Heater | E2 | PACT BC Ratio | 6.5903 | 6.7635 | 6.9578 | 7.1754 | 7.4177 | 7.7044 | 7.9964 | 8.284 | 8.5606 | 8.8413 | 9.0698 | 9.2854 | 9.516 | 9.7429 | 9.9489 | 10.1439 | 10.3218 | 10.4982 | 10.6854 | 10.8691 | 11.0575 | 11.2529 | 11.4504 | 11.6539 | 11.8609 | 12.0716 | 12.2861
F3_Commercial_Office (ID)_Existing_Water Heating_Natural Gas_Water Heater_E3 | F3 | Commercial | Office (ID) | Existing | Water Heating | Natural Gas | Water Heater | E3 | PACT BC Ratio | 3.7186 | 3.8163 | 3.9259 | 4.0487 | 4.1854 | 4.3472 | 4.5119 | 4.6742 | 4.8303 | 4.9887 | 5.1176 | 5.2393 | 5.3694 | 5.4974 | 5.6137 | 5.7237 | 5.8241 | 5.9236 | 6.0292 | 6.1329 | 6.2392 | 6.3494 | 6.4609 | 6.5757 | 6.6925 | 6.8114 | 6.9324
F3_Commercial_Office (ID)_Existing_Water Heating_Natural Gas_Water Heater_E4 | F3 | Commercial | Office (ID) | Existing | Water Heating | Natural Gas | Water Heater | E4 | PACT BC Ratio | 2.347 | 2.4185 | 2.5151 | 2.6414 | 2.7977 | 3.0014 | 3.2117 | 3.4161 | 3.6076 | 3.8018 | 3.9416 | 4.0664 | 4.2046 | 4.3371 | 4.4469 | 4.5441 | 4.6226 | 4.6978 | 4.7819 | 4.8607 | 4.9424 | 5.0291 | 5.1161 | 5.207 | 5.2995 | 5.3937 | 5.4895
F3_Commercial_Office (ID)_Existing_Water Heating_Natural Gas_Water Heater_E5 | F3 | Commercial | Office (ID) | Existing | Water Heating | Natural Gas | Water Heater | E5 | PACT BC Ratio | 2.5706 | 2.6381 | 2.7124 | 2.7939 | 2.8832 | 2.9873 | 3.093 | 3.1973 | 3.2981 | 3.4004 | 3.485 | 3.5655 | 3.6512 | 3.7358 | 3.8133 | 3.8873 | 3.9556 | 4.0235 | 4.0952 | 4.1659 | 4.2383 | 4.3132 | 4.389 | 4.467 | 4.5464 | 4.6271 | 4.7093
F3_Commercial_Office (ID)_Existing_Water Heating_Natural Gas_Water Heater_E6 | F3 | Commercial | Office (ID) | Existing | Water Heating | Natural Gas | Water Heater | E6 | PACT BC Ratio | 0 | 0 | 0 | 0 | 0 | 0 | 0 | 0 | 0 | 0 | 0 | 0 | 0 | 0 | 0 | 0 | 0 | 0 | 0 | 0 | 0 | 0 | 0 | 0 | 0 | 0 | 0
F3_Commercial_Office (ID)_Existing_Water Heating_Natural Gas_Water Heater_E7 | F3 | Commercial | Office (ID) | Existing | Water Heating | Natural Gas | Water Heater | E7 | PACT BC Ratio | 0 | 0 | 0 | 0 | 0 | 0 | 0 | 0 | 0 | 0 | 0 | 0 | 0 | 0 | 0 | 0 | 0 | 0 | 0 | 0 | 0 | 0 | 0 | 0 | 0 | 0 | 0
F3_Commercial_Office (ID)_Existing_Water Heating_Natural Gas_Water Heater_E8 | F3 | Commercial | Office (ID) | Existing | Water Heating | Natural Gas | Water Heater | E8 | PACT BC Ratio | 0 | 0 | 0 | 0 | 0 | 0 | 0 | 0 | 0 | 0 | 0 | 0 | 0 | 0 | 0 | 0 | 0 | 0 | 0 | 0 | 0 | 0 | 0 | 0 | 0 | 0 | 0
F3_Commercial_Office (ID)_Existing_Water Heating_Natural Gas_Water Heater_E9 | F3 | Commercial | Office (ID) | Existing | Water Heating | Natural Gas | Water Heater | E9 | PACT BC Ratio | 0 | 0 | 0 | 0 | 0 | 0 | 0 | 0 | 0 | 0 | 0 | 0 | 0 | 0 | 0 | 0 | 0 | 0 | 0 | 0 | 0 | 0 | 0 | 0 | 0 | 0 | 0
F3_Commercial_Office (ID)_Existing_Water Heating_Natural Gas_Water Heater_E10 | F3 | Commercial | Office (ID) | Existing | Water Heating | Natural Gas | Water Heater | E10 | PACT BC Ratio | 0 | 0 | 0 | 0 | 0 | 0 | 0 | 0 | 0 | 0 | 0 | 0 | 0 | 0 | 0 | 0 | 0 | 0 | 0 | 0 | 0 | 0 | 0 | 0 | 0 | 0 | 0
F4_Commercial_Office (ID)_Existing_Water Heating_Natural Gas_Water Heater_E1 | F4 | Commercial | Office (ID) | Existing | Water Heating | Natural Gas | Water Heater | E1 | RVT BC Ratio | [24 empty] | 1 | 1 | 1 | bar: 2019 to 2042
F4_Commercial_Office (ID)_Existing_Water Heating_Natural Gas_Water Heater_E2 | F4 | Commercial | Office (ID) | Existing | Water Heating | Natural Gas | Water Heater | E2 | RVT BC Ratio | 3.9994 | 4.074 | 4.1581 | 4.2525 | 4.3577 | 4.485 | 4.6112 | 4.7306 | 4.8388 | 4.9442 | 5.0534 | 5.1535 | 5.2604 | 5.364 | 5.4551 | 5.5389 | 5.612 | 5.6826 | 5.7571 | 5.8278 | 5.899 | 5.9982 | 6.0985 | 6.2018 | 6.3069 | 6.414 | 6.5229
F4_Commercial_Office (ID)_Existing_Water Heating_Natural Gas_Water Heater_E3 | F4 | Commercial | Office (ID) | Existing | Water Heating | Natural Gas | Water Heater | E3 | RVT BC Ratio | 2.3802 | 2.4224 | 2.4698 | 2.5231 | 2.5824 | 2.6542 | 2.7255 | 2.7928 | 2.8539 | 2.9134 | 2.975 | 3.0315 | 3.0918 | 3.1502 | 3.2016 | 3.2489 | 3.2901 | 3.33 | 3.372 | 3.4119 | 3.4521 | 3.508 | 3.5647 | 3.623 | 3.6823 | 3.7427 | 3.8041
F4_Commercial_Office (ID)_Existing_Water Heating_Natural Gas_Water Heater_E4 | F4 | Commercial | Office (ID) | Existing | Water Heating | Natural Gas | Water Heater | E4 | RVT BC Ratio | 1.7642 | 1.7938 | 1.8356 | 1.892 | 1.9629 | 2.0583 | 2.1545 | 2.2415 | 2.3144 | 2.3817 | 2.449 | 2.503 | 2.5629 | 2.6186 | 2.6609 | 2.695 | 2.7176 | 2.7369 | 2.7591 | 2.7765 | 2.7935 | 2.8376 | 2.8817 | 2.9279 | 2.9749 | 3.0227 | 3.0714
F4_Commercial_Office (ID)_Existing_Water Heating_Natural Gas_Water Heater_E5 | F4 | Commercial | Office (ID) | Existing | Water Heating | Natural Gas | Water Heater | E5 | RVT BC Ratio | 1.7227 | 1.7523 | 1.7846 | 1.8197 | 1.8576 | 1.9029 | 1.948 | 1.9909 | 2.0303 | 2.069 | 2.1093 | 2.147 | 2.187 | 2.226 | 2.2608 | 2.2931 | 2.3219 | 2.35 | 2.3794 | 2.4075 | 2.436 | 2.474 | 2.5125 | 2.5521 | 2.5924 | 2.6334 | 2.6752
F4_Commercial_Office (ID)_Existing_Water Heating_Natural Gas_Water Heater_E6 | F4 | Commercial | Office (ID) | Existing | Water Heating | Natural Gas | Water Heater | E6 | RVT BC Ratio | 0 | 0 | 0 | 0 | 0 | 0 | 0 | 0 | 0 | 0 | 0 | 0 | 0 | 0 | 0 | 0 | 0 | 0 | 0 | 0 | 0 | 0 | 0 | 0 | 0 | 0 | 0
F4_Commercial_Office (ID)_Existing_Water Heating_Natural Gas_Water Heater_E7 | F4 | Commercial | Office (ID) | Existing | Water Heating | Natural Gas | Water Heater | E7 | RVT BC Ratio | 0 | 0 | 0 | 0 | 0 | 0 | 0 | 0 | 0 | 0 | 0 | 0 | 0 | 0 | 0 | 0 | 0 | 0 | 0 | 0 | 0 | 0 | 0 | 0 | 0 | 0 | 0
F4_Commercial_Office (ID)_Existing_Water Heating_Natural Gas_Water Heater_E8 | F4 | Commercial | Office (ID) | Existing | Water Heating | Natural Gas | Water Heater | E8 | RVT BC Ratio | 0 | 0 | 0 | 0 | 0 | 0 | 0 | 0 | 0 | 0 | 0 | 0 | 0 | 0 | 0 | 0 | 0 | 0 | 0 | 0 | 0 | 0 | 0 | 0 | 0 | 0 | 0
F4_Commercial_Office (ID)_Existing_Water Heating_Natural Gas_Water Heater_E9 | F4 | Commercial | Office (ID) | Existing | Water Heating | Natural Gas | Water Heater | E9 | RVT BC Ratio | 0 | 0 | 0 | 0 | 0 | 0 | 0 | 0 | 0 | 0 | 0 | 0 | 0 | 0 | 0 | 0 | 0 | 0 | 0 | 0 | 0 | 0 | 0 | 0 | 0 | 0 | 0
F4_Commercial_Office (ID)_Existing_Water Heating_Natural Gas_Water Heater_E10 | F4 | Commercial | Office (ID) | Existing | Water Heating | Natural Gas | Water Heater | E10 | RVT BC Ratio | 0 | 0 | 0 | 0 | 0 | 0 | 0 | 0 | 0 | 0 | 0 | 0 | 0 | 0 | 0 | 0 | 0 | 0 | 0 | 0 | 0 | 0 | 0 | 0 | 0 | 0 | 0
F5_Commercial_Office (ID)_Existing_Water Heating_Natural Gas_Water Heater_E1 | F5 | Commercial | Office (ID) | Existing | Water Heating | Natural Gas | Water Heater | E1 | RIM BC Ratio | [24 empty] | 1 | 1 | 1 | bar: 2019 to 2042
F5_Commercial_Office (ID)_Existing_Water Heating_Natural Gas_Water Heater_E2 | F5 | Commercial | Office (ID) | Existing | Water Heating | Natural Gas | Water Heater | E2 | RIM BC Ratio | 0.75902 | 0.76535 | 0.77215 | 0.77942 | 0.78713 | 0.79535 | 0.80383 | 0.81258 | 0.82168 | 0.83123 | 0.83499 | 0.83886 | 0.84286 | 0.84689 | 0.85087 | 0.85488 | 0.85893 | 0.86313 | 0.86753 | 0.87209 | 0.87686 | 0.87807 | 0.87925 | 0.88043 | 0.88159 | 0.88274 | 0.88387
F5_Commercial_Office (ID)_Existing_Water Heating_Natural Gas_Water Heater_E3 | F5 | Commercial | Office (ID) | Existing | Water Heating | Natural Gas | Water Heater | E3 | RIM BC Ratio | 0.69702 | 0.70384 | 0.71119 | 0.71909 | 0.72751 | 0.73663 | 0.74592 | 0.75536 | 0.76497 | 0.77496 | 0.77956 | 0.78415 | 0.7889 | 0.79362 | 0.79815 | 0.80264 | 0.80706 | 0.81159 | 0.81634 | 0.8212 | 0.82626 | 0.82816 | 0.83003 | 0.83189 | 0.83374 | 0.83555 | 0.83735
F5_Commercial_Office (ID)_Existing_Water Heating_Natural Gas_Water Heater_E4 | F5 | Commercial | Office (ID) | Existing | Water Heating | Natural Gas | Water Heater | E4 | RIM BC Ratio | 0.57792 | 0.58667 | 0.59757 | 0.61067 | 0.6256 | 0.64278 | 0.65973 | 0.67672 | 0.69391 | 0.71221 | 0.71965 | 0.72761 | 0.73601 | 0.7442 | 0.75177 | 0.75915 | 0.76627 | 0.77363 | 0.78157 | 0.78979 | 0.79851 | 0.80074 | 0.80292 | 0.80512 | 0.8073 | 0.80945 | 0.81158
F5_Commercial_Office (ID)_Existing_Water Heating_Natural Gas_Water Heater_E5 | F5 | Commercial | Office (ID) | Existing | Water Heating | Natural Gas | Water Heater | E5 | RIM BC Ratio | 0.64663 | 0.65352 | 0.66099 | 0.66905 | 0.67771 | 0.68703 | 0.69643 | 0.70582 | 0.71521 | 0.72481 | 0.72988 | 0.73475 | 0.73979 | 0.74476 | 0.74948 | 0.7541 | 0.75858 | 0.76313 | 0.76787 | 0.77268 | 0.77764 | 0.78012 | 0.78257 | 0.78501 | 0.78743 | 0.78982 | 0.79218
F5_Commercial_Office (ID)_Existing_Water Heating_Natural Gas_Water Heater_E6 | F5 | Commercial | Office (ID) | Existing | Water Heating | Natural Gas | Water Heater | E6 | RIM BC Ratio | 0 | 0 | 0 | 0 | 0 | 0 | 0 | 0 | 0 | 0 | 0 | 0 | 0 | 0 | 0 | 0 | 0 | 0 | 0 | 0 | 0 | 0 | 0 | 0 | 0 | 0 | 0
F5_Commercial_Office (ID)_Existing_Water Heating_Natural Gas_Water Heater_E7 | F5 | Commercial | Office (ID) | Existing | Water Heating | Natural Gas | Water Heater | E7 | RIM BC Ratio | 0 | 0 | 0 | 0 | 0 | 0 | 0 | 0 | 0 | 0 | 0 | 0 | 0 | 0 | 0 | 0 | 0 | 0 | 0 | 0 | 0 | 0 | 0 | 0 | 0 | 0 | 0
F5_Commercial_Office (ID)_Existing_Water Heating_Natural Gas_Water Heater_E8 | F5 | Commercial | Office (ID) | Existing | Water Heating | Natural Gas | Water Heater | E8 | RIM BC Ratio | 0 | 0 | 0 | 0 | 0 | 0 | 0 | 0 | 0 | 0 | 0 | 0 | 0 | 0 | 0 | 0 | 0 | 0 | 0 | 0 | 0 | 0 | 0 | 0 | 0 | 0 | 0
F5_Commercial_Office (ID)_Existing_Water Heating_Natural Gas_Water Heater_E9 | F5 | Commercial | Office (ID) | Existing | Water Heating | Natural Gas | Water Heater | E9 | RIM BC Ratio | 0 | 0 | 0 | 0 | 0 | 0 | 0 | 0 | 0 | 0 | 0 | 0 | 0 | 0 | 0 | 0 | 0 | 0 | 0 | 0 | 0 | 0 | 0 | 0 | 0 | 0 | 0
F5_Commercial_Office (ID)_Existing_Water Heating_Natural Gas_Water Heater_E10 | F5 | Commercial | Office (ID) | Existing | Water Heating | Natural Gas | Water Heater | E10 | RIM BC Ratio | 0 | 0 | 0 | 0 | 0 | 0 | 0 | 0 | 0 | 0 | 0 | 0 | 0 | 0 | 0 | 0 | 0 | 0 | 0 | 0 | 0 | 0 | 0 | 0 | 0 | 0 | 0
F0_Commercial_Office (ID)_Existing_Food Preparation_Natural Gas_Oven_E0 | F0 | Commercial | Office (ID) | Existing | Food Preparation | Natural Gas | Oven | E0 | Economic Unit | ENERGY STAR (>42% Baking Efficiency) | ENERGY STAR (>42% Baking Efficiency) | ENERGY STAR (>42% Baking Efficiency) | ENERGY STAR (>42% Baking Efficiency) | ENERGY STAR (>42% Baking Efficiency) | ENERGY STAR (>42% Baking Efficiency) | ENERGY STAR (>42% Baking Efficiency) | ENERGY STAR (>42% Baking Efficiency) | ENERGY STAR (>42% Baking Efficiency) | ENERGY STAR (>42% Baking Efficiency) | ENERGY STAR (>42% Baking Efficiency) | ENERGY STAR (>42% Baking Efficiency) | ENERGY STAR (>42% Baking Efficiency) | ENERGY STAR (>42% Baking Efficiency) | ENERGY STAR (>42% Baking Efficiency) | ENERGY STAR (>42% Baking Efficiency) | ENERGY STAR (>42% Baking Efficiency) | ENERGY STAR (>42% Baking Efficiency) | ENERGY STAR (>42% Baking Efficiency) | ENERGY STAR (>42% Baking Efficiency) | ENERGY STAR (>42% Baking Efficiency) | ENERGY STAR (>42% Baking Efficiency) | ENERGY STAR (>42% Baking Efficiency) | ENERGY STAR (>42% Baking Efficiency) | ENERGY STAR (>42% Baking Efficiency) | ENERGY STAR (>42% Baking Efficiency) | ENERGY STAR (>42% Baking Efficiency)
F1_Commercial_Office (ID)_Existing_Food Preparation_Natural Gas_Oven_E1 | F1 | Commercial | Office (ID) | Existing | Food Preparation | Natural Gas | Oven | E1 | CCE | 0 | 0 | 0 | 0 | 0 | 0 | 0 | 0 | 0 | 0 | 0 | 0 | 0 | 0 | 0 | 0 | 0 | 0 | 0 | 0 | 0 | 0 | 0 | 0 | 0 | 0 | 0
F1_Commercial_Office (ID)_Existing_Food Preparation_Natural Gas_Oven_E2 | F1 | Commercial | Office (ID) | Existing | Food Preparation | Natural Gas | Oven | E2 | CCE | 8.3372e-06 | 8.3372e-06 | 8.3372e-06 | 8.3372e-06 | 8.3372e-06 | 8.3372e-06 | 8.3372e-06 | 8.3372e-06 | 8.3372e-06 | 8.3372e-06 | 8.3372e-06 | 8.3372e-06 | 8.3372e-06 | 8.3372e-06 | 8.3372e-06 | 8.3372e-06 | 8.3372e-06 | 8.3372e-06 | 8.3372e-06 | 8.3372e-06 | 8.3372e-06 | 8.3372e-06 | 8.3372e-06 | 8.3372e-06 | 8.3372e-06 | 8.3372e-06 | 8.3372e-06
F1_Commercial_Office (ID)_Existing_Food Preparation_Natural Gas_Oven_E3 | F1 | Commercial | Office (ID) | Existing | Food Preparation | Natural Gas | Oven | E3 | CCE | 0 | 0 | 0 | 0 | 0 | 0 | 0 | 0 | 0 | 0 | 0 | 0 | 0 | 0 | 0 | 0 | 0 | 0 | 0 | 0 | 0 | 0 | 0 | 0 | 0 | 0 | 0
F1_Commercial_Office (ID)_Existing_Food Preparation_Natural Gas_Oven_E4 | F1 | Commercial | Office (ID) | Existing | Food Preparation | Natural Gas | Oven | E4 | CCE | 0 | 0 | 0 | 0 | 0 | 0 | 0 | 0 | 0 | 0 | 0 | 0 | 0 | 0 | 0 | 0 | 0 | 0 | 0 | 0 | 0 | 0 | 0 | 0 | 0 | 0 | 0
F1_Commercial_Office (ID)_Existing_Food Preparation_Natural Gas_Oven_E5 | F1 | Commercial | Office (ID) | Existing | Food Preparation | Natural Gas | Oven | E5 | CCE | 0 | 0 | 0 | 0 | 0 | 0 | 0 | 0 | 0 | 0 | 0 | 0 | 0 | 0 | 0 | 0 | 0 | 0 | 0 | 0 | 0 | 0 | 0 | 0 | 0 | 0 | 0
F1_Commercial_Office (ID)_Existing_Food Preparation_Natural Gas_Oven_E6 | F1 | Commercial | Office (ID) | Existing | Food Preparation | Natural Gas | Oven | E6 | CCE | 0 | 0 | 0 | 0 | 0 | 0 | 0 | 0 | 0 | 0 | 0 | 0 | 0 | 0 | 0 | 0 | 0 | 0 | 0 | 0 | 0 | 0 | 0 | 0 | 0 | 0 | 0
F1_Commercial_Office (ID)_Existing_Food Preparation_Natural Gas_Oven_E7 | F1 | Commercial | Office (ID) | Existing | Food Preparation | Natural Gas | Oven | E7 | CCE | 0 | 0 | 0 | 0 | 0 | 0 | 0 | 0 | 0 | 0 | 0 | 0 | 0 | 0 | 0 | 0 | 0 | 0 | 0 | 0 | 0 | 0 | 0 | 0 | 0 | 0 | 0
F1_Commercial_Office (ID)_Existing_Food Preparation_Natural Gas_Oven_E8 | F1 | Commercial | Office (ID) | Existing | Food Preparation | Natural Gas | Oven | E8 | CCE | 0 | 0 | 0 | 0 | 0 | 0 | 0 | 0 | 0 | 0 | 0 | 0 | 0 | 0 | 0 | 0 | 0 | 0 | 0 | 0 | 0 | 0 | 0 | 0 | 0 | 0 | 0
F1_Commercial_Office (ID)_Existing_Food Preparation_Natural Gas_Oven_E9 | F1 | Commercial | Office (ID) | Existing | Food Preparation | Natural Gas | Oven | E9 | CCE | 0 | 0 | 0 | 0 | 0 | 0 | 0 | 0 | 0 | 0 | 0 | 0 | 0 | 0 | 0 | 0 | 0 | 0 | 0 | 0 | 0 | 0 | 0 | 0 | 0 | 0 | 0
F1_Commercial_Office (ID)_Existing_Food Preparation_Natural Gas_Oven_E10 | F1 | Commercial | Office (ID) | Existing | Food Preparation | Natural Gas | Oven | E10 | CCE | 0 | 0 | 0 | 0 | 0 | 0 | 0 | 0 | 0 | 0 | 0 | 0 | 0 | 0 | 0 | 0 | 0 | 0 | 0 | 0 | 0 | 0 | 0 | 0 | 0 | 0 | 0
F2_Commercial_Office (ID)_Existing_Food Preparation_Natural Gas_Oven_E1 | F2 | Commercial | Office (ID) | Existing | Food Preparation | Natural Gas | Oven | E1 | TRC BC Ratio | [24 empty] | 1 | 1 | 1 | bar: 2019 to 2042
F2_Commercial_Office (ID)_Existing_Food Preparation_Natural Gas_Oven_E2 | F2 | Commercial | Office (ID) | Existing | Food Preparation | Natural Gas | Oven | E2 | TRC BC Ratio | 415.9799 | 425.5832 | 437.6631 | 451.9131 | 468.4845 | 489.384 | 511.1526 | 532.8573 | 553.7923 | 575.0153 | 591.5792 | 606.9871 | 623.5989 | 639.7812 | 654.0529 | 667.2675 | 678.9212 | 690.3765 | 702.6968 | 714.6429 | 726.9319 | 739.7473 | 752.6857 | 766.0579 | 779.6676 | 793.5191 | 807.6167
F2_Commercial_Office (ID)_Existing_Food Preparation_Natural Gas_Oven_E3 | F2 | Commercial | Office (ID) | Existing | Food Preparation | Natural Gas | Oven | E3 | TRC BC Ratio | 0 | 0 | 0 | 0 | 0 | 0 | 0 | 0 | 0 | 0 | 0 | 0 | 0 | 0 | 0 | 0 | 0 | 0 | 0 | 0 | 0 | 0 | 0 | 0 | 0 | 0 | 0
F2_Commercial_Office (ID)_Existing_Food Preparation_Natural Gas_Oven_E4 | F2 | Commercial | Office (ID) | Existing | Food Preparation | Natural Gas | Oven | E4 | TRC BC Ratio | 0 | 0 | 0 | 0 | 0 | 0 | 0 | 0 | 0 | 0 | 0 | 0 | 0 | 0 | 0 | 0 | 0 | 0 | 0 | 0 | 0 | 0 | 0 | 0 | 0 | 0 | 0
F2_Commercial_Office (ID)_Existing_Food Preparation_Natural Gas_Oven_E5 | F2 | Commercial | Office (ID) | Existing | Food Preparation | Natural Gas | Oven | E5 | TRC BC Ratio | 0 | 0 | 0 | 0 | 0 | 0 | 0 | 0 | 0 | 0 | 0 | 0 | 0 | 0 | 0 | 0 | 0 | 0 | 0 | 0 | 0 | 0 | 0 | 0 | 0 | 0 | 0
F2_Commercial_Office (ID)_Existing_Food Preparation_Natural Gas_Oven_E6 | F2 | Commercial | Office (ID) | Existing | Food Preparation | Natural Gas | Oven | E6 | TRC BC Ratio | 0 | 0 | 0 | 0 | 0 | 0 | 0 | 0 | 0 | 0 | 0 | 0 | 0 | 0 | 0 | 0 | 0 | 0 | 0 | 0 | 0 | 0 | 0 | 0 | 0 | 0 | 0
F2_Commercial_Office (ID)_Existing_Food Preparation_Natural Gas_Oven_E7 | F2 | Commercial | Office (ID) | Existing | Food Preparation | Natural Gas | Oven | E7 | TRC BC Ratio | 0 | 0 | 0 | 0 | 0 | 0 | 0 | 0 | 0 | 0 | 0 | 0 | 0 | 0 | 0 | 0 | 0 | 0 | 0 | 0 | 0 | 0 | 0 | 0 | 0 | 0 | 0
F2_Commercial_Office (ID)_Existing_Food Preparation_Natural Gas_Oven_E8 | F2 | Commercial | Office (ID) | Existing | Food Preparation | Natural Gas | Oven | E8 | TRC BC Ratio | 0 | 0 | 0 | 0 | 0 | 0 | 0 | 0 | 0 | 0 | 0 | 0 | 0 | 0 | 0 | 0 | 0 | 0 | 0 | 0 | 0 | 0 | 0 | 0 | 0 | 0 | 0
F2_Commercial_Office (ID)_Existing_Food Preparation_Natural Gas_Oven_E9 | F2 | Commercial | Office (ID) | Existing | Food Preparation | Natural Gas | Oven | E9 | TRC BC Ratio | 0 | 0 | 0 | 0 | 0 | 0 | 0 | 0 | 0 | 0 | 0 | 0 | 0 | 0 | 0 | 0 | 0 | 0 | 0 | 0 | 0 | 0 | 0 | 0 | 0 | 0 | 0
F2_Commercial_Office (ID)_Existing_Food Preparation_Natural Gas_Oven_E10 | F2 | Commercial | Office (ID) | Existing | Food Preparation | Natural Gas | Oven | E10 | TRC BC Ratio | 0 | 0 | 0 | 0 | 0 | 0 | 0 | 0 | 0 | 0 | 0 | 0 | 0 | 0 | 0 | 0 | 0 | 0 | 0 | 0 | 0 | 0 | 0 | 0 | 0 | 0 | 0
F3_Commercial_Office (ID)_Existing_Food Preparation_Natural Gas_Oven_E1 | F3 | Commercial | Office (ID) | Existing | Food Preparation | Natural Gas | Oven | E1 | PACT BC Ratio | [24 empty] | 1 | 1 | 1 | bar: 2019 to 2042
F3_Commercial_Office (ID)_Existing_Food Preparation_Natural Gas_Oven_E2 | F3 | Commercial | Office (ID) | Existing | Food Preparation | Natural Gas | Oven | E2 | PACT BC Ratio | 823.7926 | 842.8107 | 866.7333 | 894.9536 | 927.7709 | 969.1597 | 1012.2695 | 1055.2527 | 1096.7116 | 1138.7409 | 1171.5435 | 1202.0569 | 1234.9542 | 1267.0012 | 1295.2644 | 1321.4341 | 1344.5128 | 1367.1984 | 1391.5972 | 1415.2547 | 1439.5915 | 1464.9708 | 1490.5936 | 1517.0753 | 1544.0275 | 1571.4585 | 1599.3769
F3_Commercial_Office (ID)_Existing_Food Preparation_Natural Gas_Oven_E3 | F3 | Commercial | Office (ID) | Existing | Food Preparation | Natural Gas | Oven | E3 | PACT BC Ratio | 0 | 0 | 0 | 0 | 0 | 0 | 0 | 0 | 0 | 0 | 0 | 0 | 0 | 0 | 0 | 0 | 0 | 0 | 0 | 0 | 0 | 0 | 0 | 0 | 0 | 0 | 0
F3_Commercial_Office (ID)_Existing_Food Preparation_Natural Gas_Oven_E4 | F3 | Commercial | Office (ID) | Existing | Food Preparation | Natural Gas | Oven | E4 | PACT BC Ratio | 0 | 0 | 0 | 0 | 0 | 0 | 0 | 0 | 0 | 0 | 0 | 0 | 0 | 0 | 0 | 0 | 0 | 0 | 0 | 0 | 0 | 0 | 0 | 0 | 0 | 0 | 0
F3_Commercial_Office (ID)_Existing_Food Preparation_Natural Gas_Oven_E5 | F3 | Commercial | Office (ID) | Existing | Food Preparation | Natural Gas | Oven | E5 | PACT BC Ratio | 0 | 0 | 0 | 0 | 0 | 0 | 0 | 0 | 0 | 0 | 0 | 0 | 0 | 0 | 0 | 0 | 0 | 0 | 0 | 0 | 0 | 0 | 0 | 0 | 0 | 0 | 0
F3_Commercial_Office (ID)_Existing_Food Preparation_Natural Gas_Oven_E6 | F3 | Commercial | Office (ID) | Existing | Food Preparation | Natural Gas | Oven | E6 | PACT BC Ratio | 0 | 0 | 0 | 0 | 0 | 0 | 0 | 0 | 0 | 0 | 0 | 0 | 0 | 0 | 0 | 0 | 0 | 0 | 0 | 0 | 0 | 0 | 0 | 0 | 0 | 0 | 0
F3_Commercial_Office (ID)_Existing_Food Preparation_Natural Gas_Oven_E7 | F3 | Commercial | Office (ID) | Existing | Food Preparation | Natural Gas | Oven | E7 | PACT BC Ratio | 0 | 0 | 0 | 0 | 0 | 0 | 0 | 0 | 0 | 0 | 0 | 0 | 0 | 0 | 0 | 0 | 0 | 0 | 0 | 0 | 0 | 0 | 0 | 0 | 0 | 0 | 0
F3_Commercial_Office (ID)_Existing_Food Preparation_Natural Gas_Oven_E8 | F3 | Commercial | Office (ID) | Existing | Food Preparation | Natural Gas | Oven | E8 | PACT BC Ratio | 0 | 0 | 0 | 0 | 0 | 0 | 0 | 0 | 0 | 0 | 0 | 0 | 0 | 0 | 0 | 0 | 0 | 0 | 0 | 0 | 0 | 0 | 0 | 0 | 0 | 0 | 0
F3_Commercial_Office (ID)_Existing_Food Preparation_Natural Gas_Oven_E9 | F3 | Commercial | Office (ID) | Existing | Food Preparation | Natural Gas | Oven | E9 | PACT BC Ratio | 0 | 0 | 0 | 0 | 0 | 0 | 0 | 0 | 0 | 0 | 0 | 0 | 0 | 0 | 0 | 0 | 0 | 0 | 0 | 0 | 0 | 0 | 0 | 0 | 0 | 0 | 0
F3_Commercial_Office (ID)_Existing_Food Preparation_Natural Gas_Oven_E10 | F3 | Commercial | Office (ID) | Existing | Food Preparation | Natural Gas | Oven | E10 | PACT BC Ratio | 0 | 0 | 0 | 0 | 0 | 0 | 0 | 0 | 0 | 0 | 0 | 0 | 0 | 0 | 0 | 0 | 0 | 0 | 0 | 0 | 0 | 0 | 0 | 0 | 0 | 0 | 0
F4_Commercial_Office (ID)_Existing_Food Preparation_Natural Gas_Oven_E1 | F4 | Commercial | Office (ID) | Existing | Food Preparation | Natural Gas | Oven | E1 | RVT BC Ratio | [24 empty] | 1 | 1 | 1 | bar: 2019 to 2042
F4_Commercial_Office (ID)_Existing_Food Preparation_Natural Gas_Oven_E2 | F4 | Commercial | Office (ID) | Existing | Food Preparation | Natural Gas | Oven | E2 | RVT BC Ratio | 594.2157 | 604.0996 | 616.1451 | 630.7857 | 648.2022 | 671.2236 | 694.8392 | 717.6836 | 738.7118 | 758.9069 | 779.6514 | 798.1807 | 817.51 | 835.3735 | 850.4194 | 863.7536 | 874.687 | 884.9933 | 896.0502 | 906.1935 | 916.3401 | 932.4876 | 948.79 | 965.6389 | 982.7871 | 1000.24 | 1018.0029
F4_Commercial_Office (ID)_Existing_Food Preparation_Natural Gas_Oven_E3 | F4 | Commercial | Office (ID) | Existing | Food Preparation | Natural Gas | Oven | E3 | RVT BC Ratio | 0 | 0 | 0 | 0 | 0 | 0 | 0 | 0 | 0 | 0 | 0 | 0 | 0 | 0 | 0 | 0 | 0 | 0 | 0 | 0 | 0 | 0 | 0 | 0 | 0 | 0 | 0
F4_Commercial_Office (ID)_Existing_Food Preparation_Natural Gas_Oven_E4 | F4 | Commercial | Office (ID) | Existing | Food Preparation | Natural Gas | Oven | E4 | RVT BC Ratio | 0 | 0 | 0 | 0 | 0 | 0 | 0 | 0 | 0 | 0 | 0 | 0 | 0 | 0 | 0 | 0 | 0 | 0 | 0 | 0 | 0 | 0 | 0 | 0 | 0 | 0 | 0
F4_Commercial_Office (ID)_Existing_Food Preparation_Natural Gas_Oven_E5 | F4 | Commercial | Office (ID) | Existing | Food Preparation | Natural Gas | Oven | E5 | RVT BC Ratio | 0 | 0 | 0 | 0 | 0 | 0 | 0 | 0 | 0 | 0 | 0 | 0 | 0 | 0 | 0 | 0 | 0 | 0 | 0 | 0 | 0 | 0 | 0 | 0 | 0 | 0 | 0
F4_Commercial_Office (ID)_Existing_Food Preparation_Natural Gas_Oven_E6 | F4 | Commercial | Office (ID) | Existing | Food Preparation | Natural Gas | Oven | E6 | RVT BC Ratio | 0 | 0 | 0 | 0 | 0 | 0 | 0 | 0 | 0 | 0 | 0 | 0 | 0 | 0 | 0 | 0 | 0 | 0 | 0 | 0 | 0 | 0 | 0 | 0 | 0 | 0 | 0
F4_Commercial_Office (ID)_Existing_Food Preparation_Natural Gas_Oven_E7 | F4 | Commercial | Office (ID) | Existing | Food Preparation | Natural Gas | Oven | E7 | RVT BC Ratio | 0 | 0 | 0 | 0 | 0 | 0 | 0 | 0 | 0 | 0 | 0 | 0 | 0 | 0 | 0 | 0 | 0 | 0 | 0 | 0 | 0 | 0 | 0 | 0 | 0 | 0 | 0
F4_Commercial_Office (ID)_Existing_Food Preparation_Natural Gas_Oven_E8 | F4 | Commercial | Office (ID) | Existing | Food Preparation | Natural Gas | Oven | E8 | RVT BC Ratio | 0 | 0 | 0 | 0 | 0 | 0 | 0 | 0 | 0 | 0 | 0 | 0 | 0 | 0 | 0 | 0 | 0 | 0 | 0 | 0 | 0 | 0 | 0 | 0 | 0 | 0 | 0
F4_Commercial_Office (ID)_Existing_Food Preparation_Natural Gas_Oven_E9 | F4 | Commercial | Office (ID) | Existing | Food Preparation | Natural Gas | Oven | E9 | RVT BC Ratio | 0 | 0 | 0 | 0 | 0 | 0 | 0 | 0 | 0 | 0 | 0 | 0 | 0 | 0 | 0 | 0 | 0 | 0 | 0 | 0 | 0 | 0 | 0 | 0 | 0 | 0 | 0
F4_Commercial_Office (ID)_Existing_Food Preparation_Natural Gas_Oven_E10 | F4 | Commercial | Office (ID) | Existing | Food Preparation | Natural Gas | Oven | E10 | RVT BC Ratio | 0 | 0 | 0 | 0 | 0 | 0 | 0 | 0 | 0 | 0 | 0 | 0 | 0 | 0 | 0 | 0 | 0 | 0 | 0 | 0 | 0 | 0 | 0 | 0 | 0 | 0 | 0
F5_Commercial_Office (ID)_Existing_Food Preparation_Natural Gas_Oven_E1 | F5 | Commercial | Office (ID) | Existing | Food Preparation | Natural Gas | Oven | E1 | RIM BC Ratio | [24 empty] | 1 | 1 | 1 | bar: 2019 to 2042
F5_Commercial_Office (ID)_Existing_Food Preparation_Natural Gas_Oven_E2 | F5 | Commercial | Office (ID) | Existing | Food Preparation | Natural Gas | Oven | E2 | RIM BC Ratio | 0.83978 | 0.84511 | 0.85211 | 0.85944 | 0.86703 | 0.87465 | 0.88252 | 0.89071 | 0.89936 | 0.90899 | 0.9103 | 0.91233 | 0.91514 | 0.91881 | 0.9227 | 0.92681 | 0.93121 | 0.9359 | 0.94085 | 0.94614 | 0.95175 | 0.95176 | 0.95177 | 0.95178 | 0.95179 | 0.9518 | 0.95181
F5_Commercial_Office (ID)_Existing_Food Preparation_Natural Gas_Oven_E3 | F5 | Commercial | Office (ID) | Existing | Food Preparation | Natural Gas | Oven | E3 | RIM BC Ratio | 0 | 0 | 0 | 0 | 0 | 0 | 0 | 0 | 0 | 0 | 0 | 0 | 0 | 0 | 0 | 0 | 0 | 0 | 0 | 0 | 0 | 0 | 0 | 0 | 0 | 0 | 0
F5_Commercial_Office (ID)_Existing_Food Preparation_Natural Gas_Oven_E4 | F5 | Commercial | Office (ID) | Existing | Food Preparation | Natural Gas | Oven | E4 | RIM BC Ratio | 0 | 0 | 0 | 0 | 0 | 0 | 0 | 0 | 0 | 0 | 0 | 0 | 0 | 0 | 0 | 0 | 0 | 0 | 0 | 0 | 0 | 0 | 0 | 0 | 0 | 0 | 0
F5_Commercial_Office (ID)_Existing_Food Preparation_Natural Gas_Oven_E5 | F5 | Commercial | Office (ID) | Existing | Food Preparation | Natural Gas | Oven | E5 | RIM BC Ratio | 0 | 0 | 0 | 0 | 0 | 0 | 0 | 0 | 0 | 0 | 0 | 0 | 0 | 0 | 0 | 0 | 0 | 0 | 0 | 0 | 0 | 0 | 0 | 0 | 0 | 0 | 0
F5_Commercial_Office (ID)_Existing_Food Preparation_Natural Gas_Oven_E6 | F5 | Commercial | Office (ID) | Existing | Food Preparation | Natural Gas | Oven | E6 | RIM BC Ratio | 0 | 0 | 0 | 0 | 0 | 0 | 0 | 0 | 0 | 0 | 0 | 0 | 0 | 0 | 0 | 0 | 0 | 0 | 0 | 0 | 0 | 0 | 0 | 0 | 0 | 0 | 0
F5_Commercial_Office (ID)_Existing_Food Preparation_Natural Gas_Oven_E7 | F5 | Commercial | Office (ID) | Existing | Food Preparation | Natural Gas | Oven | E7 | RIM BC Ratio | 0 | 0 | 0 | 0 | 0 | 0 | 0 | 0 | 0 | 0 | 0 | 0 | 0 | 0 | 0 | 0 | 0 | 0 | 0 | 0 | 0 | 0 | 0 | 0 | 0 | 0 | 0
F5_Commercial_Office (ID)_Existing_Food Preparation_Natural Gas_Oven_E8 | F5 | Commercial | Office (ID) | Existing | Food Preparation | Natural Gas | Oven | E8 | RIM BC Ratio | 0 | 0 | 0 | 0 | 0 | 0 | 0 | 0 | 0 | 0 | 0 | 0 | 0 | 0 | 0 | 0 | 0 | 0 | 0 | 0 | 0 | 0 | 0 | 0 | 0 | 0 | 0
F5_Commercial_Office (ID)_Existing_Food Preparation_Natural Gas_Oven_E9 | F5 | Commercial | Office (ID) | Existing | Food Preparation | Natural Gas | Oven | E9 | RIM BC Ratio | 0 | 0 | 0 | 0 | 0 | 0 | 0 | 0 | 0 | 0 | 0 | 0 | 0 | 0 | 0 | 0 | 0 | 0 | 0 | 0 | 0 | 0 | 0 | 0 | 0 | 0 | 0
F5_Commercial_Office (ID)_Existing_Food Preparation_Natural Gas_Oven_E10 | F5 | Commercial | Office (ID) | Existing | Food Preparation | Natural Gas | Oven | E10 | RIM BC Ratio | 0 | 0 | 0 | 0 | 0 | 0 | 0 | 0 | 0 | 0 | 0 | 0 | 0 | 0 | 0 | 0 | 0 | 0 | 0 | 0 | 0 | 0 | 0 | 0 | 0 | 0 | 0
F0_Commercial_Office (ID)_Existing_Food Preparation_Natural Gas_Conveyor Oven_E0 | F0 | Commercial | Office (ID) | Existing | Food Preparation | Natural Gas | Conveyor Oven | E0 | Economic Unit | ENERGY STAR (>42% Baking Efficiency) | ENERGY STAR (>42% Baking Efficiency) | ENERGY STAR (>42% Baking Efficiency) | ENERGY STAR (>42% Baking Efficiency) | ENERGY STAR (>42% Baking Efficiency) | ENERGY STAR (>42% Baking Efficiency) | ENERGY STAR (>42% Baking Efficiency) | ENERGY STAR (>42% Baking Efficiency) | ENERGY STAR (>42% Baking Efficiency) | ENERGY STAR (>42% Baking Efficiency) | ENERGY STAR (>42% Baking Efficiency) | ENERGY STAR (>42% Baking Efficiency) | ENERGY STAR (>42% Baking Efficiency) | ENERGY STAR (>42% Baking Efficiency) | ENERGY STAR (>42% Baking Efficiency) | ENERGY STAR (>42% Baking Efficiency) | ENERGY STAR (>42% Baking Efficiency) | ENERGY STAR (>42% Baking Efficiency) | ENERGY STAR (>42% Baking Efficiency) | ENERGY STAR (>42% Baking Efficiency) | ENERGY STAR (>42% Baking Efficiency) | ENERGY STAR (>42% Baking Efficiency) | ENERGY STAR (>42% Baking Efficiency) | ENERGY STAR (>42% Baking Efficiency) | ENERGY STAR (>42% Baking Efficiency) | ENERGY STAR (>42% Baking Efficiency) | ENERGY STAR (>42% Baking Efficiency)
F1_Commercial_Office (ID)_Existing_Food Preparation_Natural Gas_Conveyor Oven_E1 | F1 | Commercial | Office (ID) | Existing | Food Preparation | Natural Gas | Conveyor Oven | E1 | CCE | 0 | 0 | 0 | 0 | 0 | 0 | 0 | 0 | 0 | 0 | 0 | 0 | 0 | 0 | 0 | 0 | 0 | 0 | 0 | 0 | 0 | 0 | 0 | 0 | 0 | 0 | 0
F1_Commercial_Office (ID)_Existing_Food Preparation_Natural Gas_Conveyor Oven_E2 | F1 | Commercial | Office (ID) | Existing | Food Preparation | Natural Gas | Conveyor Oven | E2 | CCE | 1.3039e-05 | 1.3039e-05 | 1.3039e-05 | 1.3039e-05 | 1.3039e-05 | 1.3039e-05 | 1.3039e-05 | 1.3039e-05 | 1.3039e-05 | 1.3039e-05 | 1.3039e-05 | 1.3039e-05 | 1.3039e-05 | 1.3039e-05 | 1.3039e-05 | 1.3039e-05 | 1.3039e-05 | 1.3039e-05 | 1.3039e-05 | 1.3039e-05 | 1.3039e-05 | 1.3039e-05 | 1.3039e-05 | 1.3039e-05 | 1.3039e-05 | 1.3039e-05 | 1.3039e-05
F1_Commercial_Office (ID)_Existing_Food Preparation_Natural Gas_Conveyor Oven_E3 | F1 | Commercial | Office (ID) | Existing | Food Preparation | Natural Gas | Conveyor Oven | E3 | CCE | 0 | 0 | 0 | 0 | 0 | 0 | 0 | 0 | 0 | 0 | 0 | 0 | 0 | 0 | 0 | 0 | 0 | 0 | 0 | 0 | 0 | 0 | 0 | 0 | 0 | 0 | 0
F1_Commercial_Office (ID)_Existing_Food Preparation_Natural Gas_Conveyor Oven_E4 | F1 | Commercial | Office (ID) | Existing | Food Preparation | Natural Gas | Conveyor Oven | E4 | CCE | 0 | 0 | 0 | 0 | 0 | 0 | 0 | 0 | 0 | 0 | 0 | 0 | 0 | 0 | 0 | 0 | 0 | 0 | 0 | 0 | 0 | 0 | 0 | 0 | 0 | 0 | 0
F1_Commercial_Office (ID)_Existing_Food Preparation_Natural Gas_Conveyor Oven_E5 | F1 | Commercial | Office (ID) | Existing | Food Preparation | Natural Gas | Conveyor Oven | E5 | CCE | 0 | 0 | 0 | 0 | 0 | 0 | 0 | 0 | 0 | 0 | 0 | 0 | 0 | 0 | 0 | 0 | 0 | 0 | 0 | 0 | 0 | 0 | 0 | 0 | 0 | 0 | 0
F1_Commercial_Office (ID)_Existing_Food Preparation_Natural Gas_Conveyor Oven_E6 | F1 | Commercial | Office (ID) | Existing | Food Preparation | Natural Gas | Conveyor Oven | E6 | CCE | 0 | 0 | 0 | 0 | 0 | 0 | 0 | 0 | 0 | 0 | 0 | 0 | 0 | 0 | 0 | 0 | 0 | 0 | 0 | 0 | 0 | 0 | 0 | 0 | 0 | 0 | 0
F1_Commercial_Office (ID)_Existing_Food Preparation_Natural Gas_Conveyor Oven_E7 | F1 | Commercial | Office (ID) | Existing | Food Preparation | Natural Gas | Conveyor Oven | E7 | CCE | 0 | 0 | 0 | 0 | 0 | 0 | 0 | 0 | 0 | 0 | 0 | 0 | 0 | 0 | 0 | 0 | 0 | 0 | 0 | 0 | 0 | 0 | 0 | 0 | 0 | 0 | 0
F1_Commercial_Office (ID)_Existing_Food Preparation_Natural Gas_Conveyor Oven_E8 | F1 | Commercial | Office (ID) | Existing | Food Preparation | Natural Gas | Conveyor Oven | E8 | CCE | 0 | 0 | 0 | 0 | 0 | 0 | 0 | 0 | 0 | 0 | 0 | 0 | 0 | 0 | 0 | 0 | 0 | 0 | 0 | 0 | 0 | 0 | 0 | 0 | 0 | 0 | 0
F1_Commercial_Office (ID)_Existing_Food Preparation_Natural Gas_Conveyor Oven_E9 | F1 | Commercial | Office (ID) | Existing | Food Preparation | Natural Gas | Conveyor Oven | E9 | CCE | 0 | 0 | 0 | 0 | 0 | 0 | 0 | 0 | 0 | 0 | 0 | 0 | 0 | 0 | 0 | 0 | 0 | 0 | 0 | 0 | 0 | 0 | 0 | 0 | 0 | 0 | 0
F1_Commercial_Office (ID)_Existing_Food Preparation_Natural Gas_Conveyor Oven_E10 | F1 | Commercial | Office (ID) | Existing | Food Preparation | Natural Gas | Conveyor Oven | E10 | CCE | 0 | 0 | 0 | 0 | 0 | 0 | 0 | 0 | 0 | 0 | 0 | 0 | 0 | 0 | 0 | 0 | 0 | 0 | 0 | 0 | 0 | 0 | 0 | 0 | 0 | 0 | 0
F2_Commercial_Office (ID)_Existing_Food Preparation_Natural Gas_Conveyor Oven_E1 | F2 | Commercial | Office (ID) | Existing | Food Preparation | Natural Gas | Conveyor Oven | E1 | TRC BC Ratio | [24 empty] | 1 | 1 | 1 | bar: 2019 to 2042
F2_Commercial_Office (ID)_Existing_Food Preparation_Natural Gas_Conveyor Oven_E2 | F2 | Commercial | Office (ID) | Existing | Food Preparation | Natural Gas | Conveyor Oven | E2 | TRC BC Ratio | 294.2299 | 302.1251 | 310.8023 | 320.3076 | 330.721 | 342.8514 | 355.1552 | 367.2939 | 379.0044 | 390.8865 | 400.689 | 409.9929 | 419.9156 | 429.7029 | 438.6597 | 447.1849 | 455.0374 | 462.8431 | 471.0913 | 479.2137 | 487.5404 | 496.1565 | 504.8776 | 513.8472 | 522.9761 | 532.2673 | 541.7235
F2_Commercial_Office (ID)_Existing_Food Preparation_Natural Gas_Conveyor Oven_E3 | F2 | Commercial | Office (ID) | Existing | Food Preparation | Natural Gas | Conveyor Oven | E3 | TRC BC Ratio | 0 | 0 | 0 | 0 | 0 | 0 | 0 | 0 | 0 | 0 | 0 | 0 | 0 | 0 | 0 | 0 | 0 | 0 | 0 | 0 | 0 | 0 | 0 | 0 | 0 | 0 | 0
F2_Commercial_Office (ID)_Existing_Food Preparation_Natural Gas_Conveyor Oven_E4 | F2 | Commercial | Office (ID) | Existing | Food Preparation | Natural Gas | Conveyor Oven | E4 | TRC BC Ratio | 0 | 0 | 0 | 0 | 0 | 0 | 0 | 0 | 0 | 0 | 0 | 0 | 0 | 0 | 0 | 0 | 0 | 0 | 0 | 0 | 0 | 0 | 0 | 0 | 0 | 0 | 0
F2_Commercial_Office (ID)_Existing_Food Preparation_Natural Gas_Conveyor Oven_E5 | F2 | Commercial | Office (ID) | Existing | Food Preparation | Natural Gas | Conveyor Oven | E5 | TRC BC Ratio | 0 | 0 | 0 | 0 | 0 | 0 | 0 | 0 | 0 | 0 | 0 | 0 | 0 | 0 | 0 | 0 | 0 | 0 | 0 | 0 | 0 | 0 | 0 | 0 | 0 | 0 | 0
F2_Commercial_Office (ID)_Existing_Food Preparation_Natural Gas_Conveyor Oven_E6 | F2 | Commercial | Office (ID) | Existing | Food Preparation | Natural Gas | Conveyor Oven | E6 | TRC BC Ratio | 0 | 0 | 0 | 0 | 0 | 0 | 0 | 0 | 0 | 0 | 0 | 0 | 0 | 0 | 0 | 0 | 0 | 0 | 0 | 0 | 0 | 0 | 0 | 0 | 0 | 0 | 0
F2_Commercial_Office (ID)_Existing_Food Preparation_Natural Gas_Conveyor Oven_E7 | F2 | Commercial | Office (ID) | Existing | Food Preparation | Natural Gas | Conveyor Oven | E7 | TRC BC Ratio | 0 | 0 | 0 | 0 | 0 | 0 | 0 | 0 | 0 | 0 | 0 | 0 | 0 | 0 | 0 | 0 | 0 | 0 | 0 | 0 | 0 | 0 | 0 | 0 | 0 | 0 | 0
F2_Commercial_Office (ID)_Existing_Food Preparation_Natural Gas_Conveyor Oven_E8 | F2 | Commercial | Office (ID) | Existing | Food Preparation | Natural Gas | Conveyor Oven | E8 | TRC BC Ratio | 0 | 0 | 0 | 0 | 0 | 0 | 0 | 0 | 0 | 0 | 0 | 0 | 0 | 0 | 0 | 0 | 0 | 0 | 0 | 0 | 0 | 0 | 0 | 0 | 0 | 0 | 0
F2_Commercial_Office (ID)_Existing_Food Preparation_Natural Gas_Conveyor Oven_E9 | F2 | Commercial | Office (ID) | Existing | Food Preparation | Natural Gas | Conveyor Oven | E9 | TRC BC Ratio | 0 | 0 | 0 | 0 | 0 | 0 | 0 | 0 | 0 | 0 | 0 | 0 | 0 | 0 | 0 | 0 | 0 | 0 | 0 | 0 | 0 | 0 | 0 | 0 | 0 | 0 | 0
F2_Commercial_Office (ID)_Existing_Food Preparation_Natural Gas_Conveyor Oven_E10 | F2 | Commercial | Office (ID) | Existing | Food Preparation | Natural Gas | Conveyor Oven | E10 | TRC BC Ratio | 0 | 0 | 0 | 0 | 0 | 0 | 0 | 0 | 0 | 0 | 0 | 0 | 0 | 0 | 0 | 0 | 0 | 0 | 0 | 0 | 0 | 0 | 0 | 0 | 0 | 0 | 0
F3_Commercial_Office (ID)_Existing_Food Preparation_Natural Gas_Conveyor Oven_E1 | F3 | Commercial | Office (ID) | Existing | Food Preparation | Natural Gas | Conveyor Oven | E1 | PACT BC Ratio | [24 empty] | 1 | 1 | 1 | bar: 2019 to 2042
F3_Commercial_Office (ID)_Existing_Food Preparation_Natural Gas_Conveyor Oven_E2 | F3 | Commercial | Office (ID) | Existing | Food Preparation | Natural Gas | Conveyor Oven | E2 | PACT BC Ratio | 582.683 | 598.3185 | 615.5024 | 634.3264 | 654.9487 | 678.9715 | 703.3375 | 727.3765 | 750.5676 | 774.0984 | 793.511 | 811.9361 | 831.5867 | 850.9692 | 868.7069 | 885.59 | 901.1407 | 916.599 | 932.9334 | 949.0187 | 965.5087 | 982.5717 | 999.8426 | 1017.6057 | 1035.6844 | 1054.0842 | 1072.811
F3_Commercial_Office (ID)_Existing_Food Preparation_Natural Gas_Conveyor Oven_E3 | F3 | Commercial | Office (ID) | Existing | Food Preparation | Natural Gas | Conveyor Oven | E3 | PACT BC Ratio | 0 | 0 | 0 | 0 | 0 | 0 | 0 | 0 | 0 | 0 | 0 | 0 | 0 | 0 | 0 | 0 | 0 | 0 | 0 | 0 | 0 | 0 | 0 | 0 | 0 | 0 | 0
F3_Commercial_Office (ID)_Existing_Food Preparation_Natural Gas_Conveyor Oven_E4 | F3 | Commercial | Office (ID) | Existing | Food Preparation | Natural Gas | Conveyor Oven | E4 | PACT BC Ratio | 0 | 0 | 0 | 0 | 0 | 0 | 0 | 0 | 0 | 0 | 0 | 0 | 0 | 0 | 0 | 0 | 0 | 0 | 0 | 0 | 0 | 0 | 0 | 0 | 0 | 0 | 0
F3_Commercial_Office (ID)_Existing_Food Preparation_Natural Gas_Conveyor Oven_E5 | F3 | Commercial | Office (ID) | Existing | Food Preparation | Natural Gas | Conveyor Oven | E5 | PACT BC Ratio | 0 | 0 | 0 | 0 | 0 | 0 | 0 | 0 | 0 | 0 | 0 | 0 | 0 | 0 | 0 | 0 | 0 | 0 | 0 | 0 | 0 | 0 | 0 | 0 | 0 | 0 | 0
F3_Commercial_Office (ID)_Existing_Food Preparation_Natural Gas_Conveyor Oven_E6 | F3 | Commercial | Office (ID) | Existing | Food Preparation | Natural Gas | Conveyor Oven | E6 | PACT BC Ratio | 0 | 0 | 0 | 0 | 0 | 0 | 0 | 0 | 0 | 0 | 0 | 0 | 0 | 0 | 0 | 0 | 0 | 0 | 0 | 0 | 0 | 0 | 0 | 0 | 0 | 0 | 0
F3_Commercial_Office (ID)_Existing_Food Preparation_Natural Gas_Conveyor Oven_E7 | F3 | Commercial | Office (ID) | Existing | Food Preparation | Natural Gas | Conveyor Oven | E7 | PACT BC Ratio | 0 | 0 | 0 | 0 | 0 | 0 | 0 | 0 | 0 | 0 | 0 | 0 | 0 | 0 | 0 | 0 | 0 | 0 | 0 | 0 | 0 | 0 | 0 | 0 | 0 | 0 | 0
F3_Commercial_Office (ID)_Existing_Food Preparation_Natural Gas_Conveyor Oven_E8 | F3 | Commercial | Office (ID) | Existing | Food Preparation | Natural Gas | Conveyor Oven | E8 | PACT BC Ratio | 0 | 0 | 0 | 0 | 0 | 0 | 0 | 0 | 0 | 0 | 0 | 0 | 0 | 0 | 0 | 0 | 0 | 0 | 0 | 0 | 0 | 0 | 0 | 0 | 0 | 0 | 0
F3_Commercial_Office (ID)_Existing_Food Preparation_Natural Gas_Conveyor Oven_E9 | F3 | Commercial | Office (ID) | Existing | Food Preparation | Natural Gas | Conveyor Oven | E9 | PACT BC Ratio | 0 | 0 | 0 | 0 | 0 | 0 | 0 | 0 | 0 | 0 | 0 | 0 | 0 | 0 | 0 | 0 | 0 | 0 | 0 | 0 | 0 | 0 | 0 | 0 | 0 | 0 | 0
F3_Commercial_Office (ID)_Existing_Food Preparation_Natural Gas_Conveyor Oven_E10 | F3 | Commercial | Office (ID) | Existing | Food Preparation | Natural Gas | Conveyor Oven | E10 | PACT BC Ratio | 0 | 0 | 0 | 0 | 0 | 0 | 0 | 0 | 0 | 0 | 0 | 0 | 0 | 0 | 0 | 0 | 0 | 0 | 0 | 0 | 0 | 0 | 0 | 0 | 0 | 0 | 0
F4_Commercial_Office (ID)_Existing_Food Preparation_Natural Gas_Conveyor Oven_E1 | F4 | Commercial | Office (ID) | Existing | Food Preparation | Natural Gas | Conveyor Oven | E1 | RVT BC Ratio | [24 empty] | 1 | 1 | 1 | bar: 2019 to 2042
F4_Commercial_Office (ID)_Existing_Food Preparation_Natural Gas_Conveyor Oven_E2 | F4 | Commercial | Office (ID) | Existing | Food Preparation | Natural Gas | Conveyor Oven | E2 | RVT BC Ratio | 409.7086 | 418.4558 | 427.9701 | 438.2811 | 449.4603 | 462.6294 | 475.515 | 487.7823 | 499.0263 | 510.0801 | 521.6349 | 532.419 | 543.8994 | 555.0718 | 565.0094 | 574.2289 | 582.4015 | 590.3422 | 598.6844 | 606.6654 | 614.7069 | 625.5631 | 636.5517 | 647.8534 | 659.3559 | 671.0627 | 682.9775
F4_Commercial_Office (ID)_Existing_Food Preparation_Natural Gas_Conveyor Oven_E3 | F4 | Commercial | Office (ID) | Existing | Food Preparation | Natural Gas | Conveyor Oven | E3 | RVT BC Ratio | 0 | 0 | 0 | 0 | 0 | 0 | 0 | 0 | 0 | 0 | 0 | 0 | 0 | 0 | 0 | 0 | 0 | 0 | 0 | 0 | 0 | 0 | 0 | 0 | 0 | 0 | 0
F4_Commercial_Office (ID)_Existing_Food Preparation_Natural Gas_Conveyor Oven_E4 | F4 | Commercial | Office (ID) | Existing | Food Preparation | Natural Gas | Conveyor Oven | E4 | RVT BC Ratio | 0 | 0 | 0 | 0 | 0 | 0 | 0 | 0 | 0 | 0 | 0 | 0 | 0 | 0 | 0 | 0 | 0 | 0 | 0 | 0 | 0 | 0 | 0 | 0 | 0 | 0 | 0
F4_Commercial_Office (ID)_Existing_Food Preparation_Natural Gas_Conveyor Oven_E5 | F4 | Commercial | Office (ID) | Existing | Food Preparation | Natural Gas | Conveyor Oven | E5 | RVT BC Ratio | 0 | 0 | 0 | 0 | 0 | 0 | 0 | 0 | 0 | 0 | 0 | 0 | 0 | 0 | 0 | 0 | 0 | 0 | 0 | 0 | 0 | 0 | 0 | 0 | 0 | 0 | 0
F4_Commercial_Office (ID)_Existing_Food Preparation_Natural Gas_Conveyor Oven_E6 | F4 | Commercial | Office (ID) | Existing | Food Preparation | Natural Gas | Conveyor Oven | E6 | RVT BC Ratio | 0 | 0 | 0 | 0 | 0 | 0 | 0 | 0 | 0 | 0 | 0 | 0 | 0 | 0 | 0 | 0 | 0 | 0 | 0 | 0 | 0 | 0 | 0 | 0 | 0 | 0 | 0
F4_Commercial_Office (ID)_Existing_Food Preparation_Natural Gas_Conveyor Oven_E7 | F4 | Commercial | Office (ID) | Existing | Food Preparation | Natural Gas | Conveyor Oven | E7 | RVT BC Ratio | 0 | 0 | 0 | 0 | 0 | 0 | 0 | 0 | 0 | 0 | 0 | 0 | 0 | 0 | 0 | 0 | 0 | 0 | 0 | 0 | 0 | 0 | 0 | 0 | 0 | 0 | 0
F4_Commercial_Office (ID)_Existing_Food Preparation_Natural Gas_Conveyor Oven_E8 | F4 | Commercial | Office (ID) | Existing | Food Preparation | Natural Gas | Conveyor Oven | E8 | RVT BC Ratio | 0 | 0 | 0 | 0 | 0 | 0 | 0 | 0 | 0 | 0 | 0 | 0 | 0 | 0 | 0 | 0 | 0 | 0 | 0 | 0 | 0 | 0 | 0 | 0 | 0 | 0 | 0
F4_Commercial_Office (ID)_Existing_Food Preparation_Natural Gas_Conveyor Oven_E9 | F4 | Commercial | Office (ID) | Existing | Food Preparation | Natural Gas | Conveyor Oven | E9 | RVT BC Ratio | 0 | 0 | 0 | 0 | 0 | 0 | 0 | 0 | 0 | 0 | 0 | 0 | 0 | 0 | 0 | 0 | 0 | 0 | 0 | 0 | 0 | 0 | 0 | 0 | 0 | 0 | 0
F4_Commercial_Office (ID)_Existing_Food Preparation_Natural Gas_Conveyor Oven_E10 | F4 | Commercial | Office (ID) | Existing | Food Preparation | Natural Gas | Conveyor Oven | E10 | RVT BC Ratio | 0 | 0 | 0 | 0 | 0 | 0 | 0 | 0 | 0 | 0 | 0 | 0 | 0 | 0 | 0 | 0 | 0 | 0 | 0 | 0 | 0 | 0 | 0 | 0 | 0 | 0 | 0
F5_Commercial_Office (ID)_Existing_Food Preparation_Natural Gas_Conveyor Oven_E1 | F5 | Commercial | Office (ID) | Existing | Food Preparation | Natural Gas | Conveyor Oven | E1 | RIM BC Ratio | [24 empty] | 1 | 1 | 1 | bar: 2019 to 2042
F5_Commercial_Office (ID)_Existing_Food Preparation_Natural Gas_Conveyor Oven_E2 | F5 | Commercial | Office (ID) | Existing | Food Preparation | Natural Gas | Conveyor Oven | E2 | RIM BC Ratio | 0.86135 | 0.86599 | 0.87106 | 0.87659 | 0.88259 | 0.88893 | 0.89589 | 0.90321 | 0.91102 | 0.91923 | 0.92142 | 0.92372 | 0.92612 | 0.92863 | 0.93132 | 0.93418 | 0.93725 | 0.94051 | 0.94394 | 0.94758 | 0.95144 | 0.95146 | 0.95147 | 0.95149 | 0.95151 | 0.95152 | 0.95154
F5_Commercial_Office (ID)_Existing_Food Preparation_Natural Gas_Conveyor Oven_E3 | F5 | Commercial | Office (ID) | Existing | Food Preparation | Natural Gas | Conveyor Oven | E3 | RIM BC Ratio | 0 | 0 | 0 | 0 | 0 | 0 | 0 | 0 | 0 | 0 | 0 | 0 | 0 | 0 | 0 | 0 | 0 | 0 | 0 | 0 | 0 | 0 | 0 | 0 | 0 | 0 | 0
F5_Commercial_Office (ID)_Existing_Food Preparation_Natural Gas_Conveyor Oven_E4 | F5 | Commercial | Office (ID) | Existing | Food Preparation | Natural Gas | Conveyor Oven | E4 | RIM BC Ratio | 0 | 0 | 0 | 0 | 0 | 0 | 0 | 0 | 0 | 0 | 0 | 0 | 0 | 0 | 0 | 0 | 0 | 0 | 0 | 0 | 0 | 0 | 0 | 0 | 0 | 0 | 0
F5_Commercial_Office (ID)_Existing_Food Preparation_Natural Gas_Conveyor Oven_E5 | F5 | Commercial | Office (ID) | Existing | Food Preparation | Natural Gas | Conveyor Oven | E5 | RIM BC Ratio | 0 | 0 | 0 | 0 | 0 | 0 | 0 | 0 | 0 | 0 | 0 | 0 | 0 | 0 | 0 | 0 | 0 | 0 | 0 | 0 | 0 | 0 | 0 | 0 | 0 | 0 | 0
F5_Commercial_Office (ID)_Existing_Food Preparation_Natural Gas_Conveyor Oven_E6 | F5 | Commercial | Office (ID) | Existing | Food Preparation | Natural Gas | Conveyor Oven | E6 | RIM BC Ratio | 0 | 0 | 0 | 0 | 0 | 0 | 0 | 0 | 0 | 0 | 0 | 0 | 0 | 0 | 0 | 0 | 0 | 0 | 0 | 0 | 0 | 0 | 0 | 0 | 0 | 0 | 0
F5_Commercial_Office (ID)_Existing_Food Preparation_Natural Gas_Conveyor Oven_E7 | F5 | Commercial | Office (ID) | Existing | Food Preparation | Natural Gas | Conveyor Oven | E7 | RIM BC Ratio | 0 | 0 | 0 | 0 | 0 | 0 | 0 | 0 | 0 | 0 | 0 | 0 | 0 | 0 | 0 | 0 | 0 | 0 | 0 | 0 | 0 | 0 | 0 | 0 | 0 | 0 | 0
F5_Commercial_Office (ID)_Existing_Food Preparation_Natural Gas_Conveyor Oven_E8 | F5 | Commercial | Office (ID) | Existing | Food Preparation | Natural Gas | Conveyor Oven | E8 | RIM BC Ratio | 0 | 0 | 0 | 0 | 0 | 0 | 0 | 0 | 0 | 0 | 0 | 0 | 0 | 0 | 0 | 0 | 0 | 0 | 0 | 0 | 0 | 0 | 0 | 0 | 0 | 0 | 0
F5_Commercial_Office (ID)_Existing_Food Preparation_Natural Gas_Conveyor Oven_E9 | F5 | Commercial | Office (ID) | Existing | Food Preparation | Natural Gas | Conveyor Oven | E9 | RIM BC Ratio | 0 | 0 | 0 | 0 | 0 | 0 | 0 | 0 | 0 | 0 | 0 | 0 | 0 | 0 | 0 | 0 | 0 | 0 | 0 | 0 | 0 | 0 | 0 | 0 | 0 | 0 | 0
F5_Commercial_Office (ID)_Existing_Food Preparation_Natural Gas_Conveyor Oven_E10 | F5 | Commercial | Office (ID) | Existing | Food Preparation | Natural Gas | Conveyor Oven | E10 | RIM BC Ratio | 0 | 0 | 0 | 0 | 0 | 0 | 0 | 0 | 0 | 0 | 0 | 0 | 0 | 0 | 0 | 0 | 0 | 0 | 0 | 0 | 0 | 0 | 0 | 0 | 0 | 0 | 0
F0_Commercial_Office (ID)_Existing_Food Preparation_Natural Gas_Double Rack Oven_E0 | F0 | Commercial | Office (ID) | Existing | Food Preparation | Natural Gas | Double Rack Oven | E0 | Economic Unit | FTSC Qualified (>50% Cooking Efficiency) | FTSC Qualified (>50% Cooking Efficiency) | FTSC Qualified (>50% Cooking Efficiency) | FTSC Qualified (>50% Cooking Efficiency) | FTSC Qualified (>50% Cooking Efficiency) | FTSC Qualified (>50% Cooking Efficiency) | FTSC Qualified (>50% Cooking Efficiency) | FTSC Qualified (>50% Cooking Efficiency) | FTSC Qualified (>50% Cooking Efficiency) | FTSC Qualified (>50% Cooking Efficiency) | FTSC Qualified (>50% Cooking Efficiency) | FTSC Qualified (>50% Cooking Efficiency) | FTSC Qualified (>50% Cooking Efficiency) | FTSC Qualified (>50% Cooking Efficiency) | FTSC Qualified (>50% Cooking Efficiency) | FTSC Qualified (>50% Cooking Efficiency) | FTSC Qualified (>50% Cooking Efficiency) | FTSC Qualified (>50% Cooking Efficiency) | FTSC Qualified (>50% Cooking Efficiency) | FTSC Qualified (>50% Cooking Efficiency) | FTSC Qualified (>50% Cooking Efficiency) | FTSC Qualified (>50% Cooking Efficiency) | FTSC Qualified (>50% Cooking Efficiency) | FTSC Qualified (>50% Cooking Efficiency) | FTSC Qualified (>50% Cooking Efficiency) | FTSC Qualified (>50% Cooking Efficiency) | FTSC Qualified (>50% Cooking Efficiency)
F1_Commercial_Office (ID)_Existing_Food Preparation_Natural Gas_Double Rack Oven_E1 | F1 | Commercial | Office (ID) | Existing | Food Preparation | Natural Gas | Double Rack Oven | E1 | CCE | 0 | 0 | 0 | 0 | 0 | 0 | 0 | 0 | 0 | 0 | 0 | 0 | 0 | 0 | 0 | 0 | 0 | 0 | 0 | 0 | 0 | 0 | 0 | 0 | 0 | 0 | 0
F1_Commercial_Office (ID)_Existing_Food Preparation_Natural Gas_Double Rack Oven_E2 | F1 | Commercial | Office (ID) | Existing | Food Preparation | Natural Gas | Double Rack Oven | E2 | CCE | 2.7379e-05 | 2.7379e-05 | 2.7379e-05 | 2.7379e-05 | 2.7379e-05 | 2.7379e-05 | 2.7379e-05 | 2.7379e-05 | 2.7379e-05 | 2.7379e-05 | 2.7379e-05 | 2.7379e-05 | 2.7379e-05 | 2.7379e-05 | 2.7379e-05 | 2.7379e-05 | 2.7379e-05 | 2.7379e-05 | 2.7379e-05 | 2.7379e-05 | 2.7379e-05 | 2.7379e-05 | 2.7379e-05 | 2.7379e-05 | 2.7379e-05 | 2.7379e-05 | 2.7379e-05
F1_Commercial_Office (ID)_Existing_Food Preparation_Natural Gas_Double Rack Oven_E3 | F1 | Commercial | Office (ID) | Existing | Food Preparation | Natural Gas | Double Rack Oven | E3 | CCE | 0 | 0 | 0 | 0 | 0 | 0 | 0 | 0 | 0 | 0 | 0 | 0 | 0 | 0 | 0 | 0 | 0 | 0 | 0 | 0 | 0 | 0 | 0 | 0 | 0 | 0 | 0
F1_Commercial_Office (ID)_Existing_Food Preparation_Natural Gas_Double Rack Oven_E4 | F1 | Commercial | Office (ID) | Existing | Food Preparation | Natural Gas | Double Rack Oven | E4 | CCE | 0 | 0 | 0 | 0 | 0 | 0 | 0 | 0 | 0 | 0 | 0 | 0 | 0 | 0 | 0 | 0 | 0 | 0 | 0 | 0 | 0 | 0 | 0 | 0 | 0 | 0 | 0
F1_Commercial_Office (ID)_Existing_Food Preparation_Natural Gas_Double Rack Oven_E5 | F1 | Commercial | Office (ID) | Existing | Food Preparation | Natural Gas | Double Rack Oven | E5 | CCE | 0 | 0 | 0 | 0 | 0 | 0 | 0 | 0 | 0 | 0 | 0 | 0 | 0 | 0 | 0 | 0 | 0 | 0 | 0 | 0 | 0 | 0 | 0 | 0 | 0 | 0 | 0
F1_Commercial_Office (ID)_Existing_Food Preparation_Natural Gas_Double Rack Oven_E6 | F1 | Commercial | Office (ID) | Existing | Food Preparation | Natural Gas | Double Rack Oven | E6 | CCE | 0 | 0 | 0 | 0 | 0 | 0 | 0 | 0 | 0 | 0 | 0 | 0 | 0 | 0 | 0 | 0 | 0 | 0 | 0 | 0 | 0 | 0 | 0 | 0 | 0 | 0 | 0
F1_Commercial_Office (ID)_Existing_Food Preparation_Natural Gas_Double Rack Oven_E7 | F1 | Commercial | Office (ID) | Existing | Food Preparation | Natural Gas | Double Rack Oven | E7 | CCE | 0 | 0 | 0 | 0 | 0 | 0 | 0 | 0 | 0 | 0 | 0 | 0 | 0 | 0 | 0 | 0 | 0 | 0 | 0 | 0 | 0 | 0 | 0 | 0 | 0 | 0 | 0
F1_Commercial_Office (ID)_Existing_Food Preparation_Natural Gas_Double Rack Oven_E8 | F1 | Commercial | Office (ID) | Existing | Food Preparation | Natural Gas | Double Rack Oven | E8 | CCE | 0 | 0 | 0 | 0 | 0 | 0 | 0 | 0 | 0 | 0 | 0 | 0 | 0 | 0 | 0 | 0 | 0 | 0 | 0 | 0 | 0 | 0 | 0 | 0 | 0 | 0 | 0
F1_Commercial_Office (ID)_Existing_Food Preparation_Natural Gas_Double Rack Oven_E9 | F1 | Commercial | Office (ID) | Existing | Food Preparation | Natural Gas | Double Rack Oven | E9 | CCE | 0 | 0 | 0 | 0 | 0 | 0 | 0 | 0 | 0 | 0 | 0 | 0 | 0 | 0 | 0 | 0 | 0 | 0 | 0 | 0 | 0 | 0 | 0 | 0 | 0 | 0 | 0
F1_Commercial_Office (ID)_Existing_Food Preparation_Natural Gas_Double Rack Oven_E10 | F1 | Commercial | Office (ID) | Existing | Food Preparation | Natural Gas | Double Rack Oven | E10 | CCE | 0 | 0 | 0 | 0 | 0 | 0 | 0 | 0 | 0 | 0 | 0 | 0 | 0 | 0 | 0 | 0 | 0 | 0 | 0 | 0 | 0 | 0 | 0 | 0 | 0 | 0 | 0
F2_Commercial_Office (ID)_Existing_Food Preparation_Natural Gas_Double Rack Oven_E1 | F2 | Commercial | Office (ID) | Existing | Food Preparation | Natural Gas | Double Rack Oven | E1 | TRC BC Ratio | [24 empty] | 1 | 1 | 1 | bar: 2019 to 2042
F2_Commercial_Office (ID)_Existing_Food Preparation_Natural Gas_Double Rack Oven_E2 | F2 | Commercial | Office (ID) | Existing | Food Preparation | Natural Gas | Double Rack Oven | E2 | TRC BC Ratio | 129.9897 | 133.2657 | 137.1471 | 141.5949 | 146.6248 | 152.7447 | 159.0438 | 165.282 | 171.2875 | 177.3766 | 182.2216 | 186.7605 | 191.6373 | 196.4112 | 200.6796 | 204.674 | 208.2562 | 211.7929 | 215.5704 | 219.2554 | 223.0411 | 226.9769 | 230.9545 | 235.0576 | 239.2337 | 243.4839 | 247.8096
F2_Commercial_Office (ID)_Existing_Food Preparation_Natural Gas_Double Rack Oven_E3 | F2 | Commercial | Office (ID) | Existing | Food Preparation | Natural Gas | Double Rack Oven | E3 | TRC BC Ratio | 0 | 0 | 0 | 0 | 0 | 0 | 0 | 0 | 0 | 0 | 0 | 0 | 0 | 0 | 0 | 0 | 0 | 0 | 0 | 0 | 0 | 0 | 0 | 0 | 0 | 0 | 0
F2_Commercial_Office (ID)_Existing_Food Preparation_Natural Gas_Double Rack Oven_E4 | F2 | Commercial | Office (ID) | Existing | Food Preparation | Natural Gas | Double Rack Oven | E4 | TRC BC Ratio | 0 | 0 | 0 | 0 | 0 | 0 | 0 | 0 | 0 | 0 | 0 | 0 | 0 | 0 | 0 | 0 | 0 | 0 | 0 | 0 | 0 | 0 | 0 | 0 | 0 | 0 | 0
F2_Commercial_Office (ID)_Existing_Food Preparation_Natural Gas_Double Rack Oven_E5 | F2 | Commercial | Office (ID) | Existing | Food Preparation | Natural Gas | Double Rack Oven | E5 | TRC BC Ratio | 0 | 0 | 0 | 0 | 0 | 0 | 0 | 0 | 0 | 0 | 0 | 0 | 0 | 0 | 0 | 0 | 0 | 0 | 0 | 0 | 0 | 0 | 0 | 0 | 0 | 0 | 0
F2_Commercial_Office (ID)_Existing_Food Preparation_Natural Gas_Double Rack Oven_E6 | F2 | Commercial | Office (ID) | Existing | Food Preparation | Natural Gas | Double Rack Oven | E6 | TRC BC Ratio | 0 | 0 | 0 | 0 | 0 | 0 | 0 | 0 | 0 | 0 | 0 | 0 | 0 | 0 | 0 | 0 | 0 | 0 | 0 | 0 | 0 | 0 | 0 | 0 | 0 | 0 | 0
F2_Commercial_Office (ID)_Existing_Food Preparation_Natural Gas_Double Rack Oven_E7 | F2 | Commercial | Office (ID) | Existing | Food Preparation | Natural Gas | Double Rack Oven | E7 | TRC BC Ratio | 0 | 0 | 0 | 0 | 0 | 0 | 0 | 0 | 0 | 0 | 0 | 0 | 0 | 0 | 0 | 0 | 0 | 0 | 0 | 0 | 0 | 0 | 0 | 0 | 0 | 0 | 0
F2_Commercial_Office (ID)_Existing_Food Preparation_Natural Gas_Double Rack Oven_E8 | F2 | Commercial | Office (ID) | Existing | Food Preparation | Natural Gas | Double Rack Oven | E8 | TRC BC Ratio | 0 | 0 | 0 | 0 | 0 | 0 | 0 | 0 | 0 | 0 | 0 | 0 | 0 | 0 | 0 | 0 | 0 | 0 | 0 | 0 | 0 | 0 | 0 | 0 | 0 | 0 | 0
F2_Commercial_Office (ID)_Existing_Food Preparation_Natural Gas_Double Rack Oven_E9 | F2 | Commercial | Office (ID) | Existing | Food Preparation | Natural Gas | Double Rack Oven | E9 | TRC BC Ratio | 0 | 0 | 0 | 0 | 0 | 0 | 0 | 0 | 0 | 0 | 0 | 0 | 0 | 0 | 0 | 0 | 0 | 0 | 0 | 0 | 0 | 0 | 0 | 0 | 0 | 0 | 0
F2_Commercial_Office (ID)_Existing_Food Preparation_Natural Gas_Double Rack Oven_E10 | F2 | Commercial | Office (ID) | Existing | Food Preparation | Natural Gas | Double Rack Oven | E10 | TRC BC Ratio | 0 | 0 | 0 | 0 | 0 | 0 | 0 | 0 | 0 | 0 | 0 | 0 | 0 | 0 | 0 | 0 | 0 | 0 | 0 | 0 | 0 | 0 | 0 | 0 | 0 | 0 | 0
F3_Commercial_Office (ID)_Existing_Food Preparation_Natural Gas_Double Rack Oven_E1 | F3 | Commercial | Office (ID) | Existing | Food Preparation | Natural Gas | Double Rack Oven | E1 | PACT BC Ratio | [24 empty] | 1 | 1 | 1 | bar: 2019 to 2042
F3_Commercial_Office (ID)_Existing_Food Preparation_Natural Gas_Double Rack Oven_E2 | F3 | Commercial | Office (ID) | Existing | Food Preparation | Natural Gas | Double Rack Oven | E2 | PACT BC Ratio | 257.4273 | 263.915 | 271.6014 | 280.4097 | 290.3708 | 302.4906 | 314.9651 | 327.319 | 339.2121 | 351.2706 | 360.8654 | 369.8542 | 379.5121 | 388.9661 | 397.4192 | 405.3295 | 412.4235 | 419.4275 | 426.9084 | 434.2061 | 441.7031 | 449.4975 | 457.3746 | 465.5003 | 473.7703 | 482.1873 | 490.7537
F3_Commercial_Office (ID)_Existing_Food Preparation_Natural Gas_Double Rack Oven_E3 | F3 | Commercial | Office (ID) | Existing | Food Preparation | Natural Gas | Double Rack Oven | E3 | PACT BC Ratio | 0 | 0 | 0 | 0 | 0 | 0 | 0 | 0 | 0 | 0 | 0 | 0 | 0 | 0 | 0 | 0 | 0 | 0 | 0 | 0 | 0 | 0 | 0 | 0 | 0 | 0 | 0
F3_Commercial_Office (ID)_Existing_Food Preparation_Natural Gas_Double Rack Oven_E4 | F3 | Commercial | Office (ID) | Existing | Food Preparation | Natural Gas | Double Rack Oven | E4 | PACT BC Ratio | 0 | 0 | 0 | 0 | 0 | 0 | 0 | 0 | 0 | 0 | 0 | 0 | 0 | 0 | 0 | 0 | 0 | 0 | 0 | 0 | 0 | 0 | 0 | 0 | 0 | 0 | 0
F3_Commercial_Office (ID)_Existing_Food Preparation_Natural Gas_Double Rack Oven_E5 | F3 | Commercial | Office (ID) | Existing | Food Preparation | Natural Gas | Double Rack Oven | E5 | PACT BC Ratio | 0 | 0 | 0 | 0 | 0 | 0 | 0 | 0 | 0 | 0 | 0 | 0 | 0 | 0 | 0 | 0 | 0 | 0 | 0 | 0 | 0 | 0 | 0 | 0 | 0 | 0 | 0
F3_Commercial_Office (ID)_Existing_Food Preparation_Natural Gas_Double Rack Oven_E6 | F3 | Commercial | Office (ID) | Existing | Food Preparation | Natural Gas | Double Rack Oven | E6 | PACT BC Ratio | 0 | 0 | 0 | 0 | 0 | 0 | 0 | 0 | 0 | 0 | 0 | 0 | 0 | 0 | 0 | 0 | 0 | 0 | 0 | 0 | 0 | 0 | 0 | 0 | 0 | 0 | 0
F3_Commercial_Office (ID)_Existing_Food Preparation_Natural Gas_Double Rack Oven_E7 | F3 | Commercial | Office (ID) | Existing | Food Preparation | Natural Gas | Double Rack Oven | E7 | PACT BC Ratio | 0 | 0 | 0 | 0 | 0 | 0 | 0 | 0 | 0 | 0 | 0 | 0 | 0 | 0 | 0 | 0 | 0 | 0 | 0 | 0 | 0 | 0 | 0 | 0 | 0 | 0 | 0
F3_Commercial_Office (ID)_Existing_Food Preparation_Natural Gas_Double Rack Oven_E8 | F3 | Commercial | Office (ID) | Existing | Food Preparation | Natural Gas | Double Rack Oven | E8 | PACT BC Ratio | 0 | 0 | 0 | 0 | 0 | 0 | 0 | 0 | 0 | 0 | 0 | 0 | 0 | 0 | 0 | 0 | 0 | 0 | 0 | 0 | 0 | 0 | 0 | 0 | 0 | 0 | 0
F3_Commercial_Office (ID)_Existing_Food Preparation_Natural Gas_Double Rack Oven_E9 | F3 | Commercial | Office (ID) | Existing | Food Preparation | Natural Gas | Double Rack Oven | E9 | PACT BC Ratio | 0 | 0 | 0 | 0 | 0 | 0 | 0 | 0 | 0 | 0 | 0 | 0 | 0 | 0 | 0 | 0 | 0 | 0 | 0 | 0 | 0 | 0 | 0 | 0 | 0 | 0 | 0
F3_Commercial_Office (ID)_Existing_Food Preparation_Natural Gas_Double Rack Oven_E10 | F3 | Commercial | Office (ID) | Existing | Food Preparation | Natural Gas | Double Rack Oven | E10 | PACT BC Ratio | 0 | 0 | 0 | 0 | 0 | 0 | 0 | 0 | 0 | 0 | 0 | 0 | 0 | 0 | 0 | 0 | 0 | 0 | 0 | 0 | 0 | 0 | 0 | 0 | 0 | 0 | 0
F4_Commercial_Office (ID)_Existing_Food Preparation_Natural Gas_Double Rack Oven_E1 | F4 | Commercial | Office (ID) | Existing | Food Preparation | Natural Gas | Double Rack Oven | E1 | RVT BC Ratio | [24 empty] | 1 | 1 | 1 | bar: 2019 to 2042
F4_Commercial_Office (ID)_Existing_Food Preparation_Natural Gas_Double Rack Oven_E2 | F4 | Commercial | Office (ID) | Existing | Food Preparation | Natural Gas | Double Rack Oven | E2 | RVT BC Ratio | 184.1278 | 187.5984 | 191.6723 | 196.4214 | 201.8613 | 208.6515 | 215.4607 | 221.9257 | 227.778 | 233.4509 | 239.3292 | 244.6715 | 250.3105 | 255.6458 | 260.2338 | 264.3743 | 267.8787 | 271.2242 | 274.7819 | 278.1041 | 281.4377 | 286.3969 | 291.4087 | 296.5786 | 301.8404 | 307.1956 | 312.646
F4_Commercial_Office (ID)_Existing_Food Preparation_Natural Gas_Double Rack Oven_E3 | F4 | Commercial | Office (ID) | Existing | Food Preparation | Natural Gas | Double Rack Oven | E3 | RVT BC Ratio | 0 | 0 | 0 | 0 | 0 | 0 | 0 | 0 | 0 | 0 | 0 | 0 | 0 | 0 | 0 | 0 | 0 | 0 | 0 | 0 | 0 | 0 | 0 | 0 | 0 | 0 | 0
F4_Commercial_Office (ID)_Existing_Food Preparation_Natural Gas_Double Rack Oven_E4 | F4 | Commercial | Office (ID) | Existing | Food Preparation | Natural Gas | Double Rack Oven | E4 | RVT BC Ratio | 0 | 0 | 0 | 0 | 0 | 0 | 0 | 0 | 0 | 0 | 0 | 0 | 0 | 0 | 0 | 0 | 0 | 0 | 0 | 0 | 0 | 0 | 0 | 0 | 0 | 0 | 0
F4_Commercial_Office (ID)_Existing_Food Preparation_Natural Gas_Double Rack Oven_E5 | F4 | Commercial | Office (ID) | Existing | Food Preparation | Natural Gas | Double Rack Oven | E5 | RVT BC Ratio | 0 | 0 | 0 | 0 | 0 | 0 | 0 | 0 | 0 | 0 | 0 | 0 | 0 | 0 | 0 | 0 | 0 | 0 | 0 | 0 | 0 | 0 | 0 | 0 | 0 | 0 | 0
F4_Commercial_Office (ID)_Existing_Food Preparation_Natural Gas_Double Rack Oven_E6 | F4 | Commercial | Office (ID) | Existing | Food Preparation | Natural Gas | Double Rack Oven | E6 | RVT BC Ratio | 0 | 0 | 0 | 0 | 0 | 0 | 0 | 0 | 0 | 0 | 0 | 0 | 0 | 0 | 0 | 0 | 0 | 0 | 0 | 0 | 0 | 0 | 0 | 0 | 0 | 0 | 0
F4_Commercial_Office (ID)_Existing_Food Preparation_Natural Gas_Double Rack Oven_E7 | F4 | Commercial | Office (ID) | Existing | Food Preparation | Natural Gas | Double Rack Oven | E7 | RVT BC Ratio | 0 | 0 | 0 | 0 | 0 | 0 | 0 | 0 | 0 | 0 | 0 | 0 | 0 | 0 | 0 | 0 | 0 | 0 | 0 | 0 | 0 | 0 | 0 | 0 | 0 | 0 | 0
F4_Commercial_Office (ID)_Existing_Food Preparation_Natural Gas_Double Rack Oven_E8 | F4 | Commercial | Office (ID) | Existing | Food Preparation | Natural Gas | Double Rack Oven | E8 | RVT BC Ratio | 0 | 0 | 0 | 0 | 0 | 0 | 0 | 0 | 0 | 0 | 0 | 0 | 0 | 0 | 0 | 0 | 0 | 0 | 0 | 0 | 0 | 0 | 0 | 0 | 0 | 0 | 0
F4_Commercial_Office (ID)_Existing_Food Preparation_Natural Gas_Double Rack Oven_E9 | F4 | Commercial | Office (ID) | Existing | Food Preparation | Natural Gas | Double Rack Oven | E9 | RVT BC Ratio | 0 | 0 | 0 | 0 | 0 | 0 | 0 | 0 | 0 | 0 | 0 | 0 | 0 | 0 | 0 | 0 | 0 | 0 | 0 | 0 | 0 | 0 | 0 | 0 | 0 | 0 | 0
F4_Commercial_Office (ID)_Existing_Food Preparation_Natural Gas_Double Rack Oven_E10 | F4 | Commercial | Office (ID) | Existing | Food Preparation | Natural Gas | Double Rack Oven | E10 | RVT BC Ratio | 0 | 0 | 0 | 0 | 0 | 0 | 0 | 0 | 0 | 0 | 0 | 0 | 0 | 0 | 0 | 0 | 0 | 0 | 0 | 0 | 0 | 0 | 0 | 0 | 0 | 0 | 0
F5_Commercial_Office (ID)_Existing_Food Preparation_Natural Gas_Double Rack Oven_E1 | F5 | Commercial | Office (ID) | Existing | Food Preparation | Natural Gas | Double Rack Oven | E1 | RIM BC Ratio | [24 empty] | 1 | 1 | 1 | bar: 2019 to 2042
F5_Commercial_Office (ID)_Existing_Food Preparation_Natural Gas_Double Rack Oven_E2 | F5 | Commercial | Office (ID) | Existing | Food Preparation | Natural Gas | Double Rack Oven | E2 | RIM BC Ratio | 0.84625 | 0.85155 | 0.85774 | 0.86417 | 0.87077 | 0.87763 | 0.88497 | 0.89291 | 0.9016 | 0.91098 | 0.9129 | 0.91523 | 0.91798 | 0.92123 | 0.92467 | 0.92832 | 0.93222 | 0.93636 | 0.94073 | 0.94539 | 0.95033 | 0.95037 | 0.9504 | 0.95044 | 0.95047 | 0.9505 | 0.95054
F5_Commercial_Office (ID)_Existing_Food Preparation_Natural Gas_Double Rack Oven_E3 | F5 | Commercial | Office (ID) | Existing | Food Preparation | Natural Gas | Double Rack Oven | E3 | RIM BC Ratio | 0 | 0 | 0 | 0 | 0 | 0 | 0 | 0 | 0 | 0 | 0 | 0 | 0 | 0 | 0 | 0 | 0 | 0 | 0 | 0 | 0 | 0 | 0 | 0 | 0 | 0 | 0
F5_Commercial_Office (ID)_Existing_Food Preparation_Natural Gas_Double Rack Oven_E4 | F5 | Commercial | Office (ID) | Existing | Food Preparation | Natural Gas | Double Rack Oven | E4 | RIM BC Ratio | 0 | 0 | 0 | 0 | 0 | 0 | 0 | 0 | 0 | 0 | 0 | 0 | 0 | 0 | 0 | 0 | 0 | 0 | 0 | 0 | 0 | 0 | 0 | 0 | 0 | 0 | 0
F5_Commercial_Office (ID)_Existing_Food Preparation_Natural Gas_Double Rack Oven_E5 | F5 | Commercial | Office (ID) | Existing | Food Preparation | Natural Gas | Double Rack Oven | E5 | RIM BC Ratio | 0 | 0 | 0 | 0 | 0 | 0 | 0 | 0 | 0 | 0 | 0 | 0 | 0 | 0 | 0 | 0 | 0 | 0 | 0 | 0 | 0 | 0 | 0 | 0 | 0 | 0 | 0
F5_Commercial_Office (ID)_Existing_Food Preparation_Natural Gas_Double Rack Oven_E6 | F5 | Commercial | Office (ID) | Existing | Food Preparation | Natural Gas | Double Rack Oven | E6 | RIM BC Ratio | 0 | 0 | 0 | 0 | 0 | 0 | 0 | 0 | 0 | 0 | 0 | 0 | 0 | 0 | 0 | 0 | 0 | 0 | 0 | 0 | 0 | 0 | 0 | 0 | 0 | 0 | 0
F5_Commercial_Office (ID)_Existing_Food Preparation_Natural Gas_Double Rack Oven_E7 | F5 | Commercial | Office (ID) | Existing | Food Preparation | Natural Gas | Double Rack Oven | E7 | RIM BC Ratio | 0 | 0 | 0 | 0 | 0 | 0 | 0 | 0 | 0 | 0 | 0 | 0 | 0 | 0 | 0 | 0 | 0 | 0 | 0 | 0 | 0 | 0 | 0 | 0 | 0 | 0 | 0
F5_Commercial_Office (ID)_Existing_Food Preparation_Natural Gas_Double Rack Oven_E8 | F5 | Commercial | Office (ID) | Existing | Food Preparation | Natural Gas | Double Rack Oven | E8 | RIM BC Ratio | 0 | 0 | 0 | 0 | 0 | 0 | 0 | 0 | 0 | 0 | 0 | 0 | 0 | 0 | 0 | 0 | 0 | 0 | 0 | 0 | 0 | 0 | 0 | 0 | 0 | 0 | 0
F5_Commercial_Office (ID)_Existing_Food Preparation_Natural Gas_Double Rack Oven_E9 | F5 | Commercial | Office (ID) | Existing | Food Preparation | Natural Gas | Double Rack Oven | E9 | RIM BC Ratio | 0 | 0 | 0 | 0 | 0 | 0 | 0 | 0 | 0 | 0 | 0 | 0 | 0 | 0 | 0 | 0 | 0 | 0 | 0 | 0 | 0 | 0 | 0 | 0 | 0 | 0 | 0
F5_Commercial_Office (ID)_Existing_Food Preparation_Natural Gas_Double Rack Oven_E10 | F5 | Commercial | Office (ID) | Existing | Food Preparation | Natural Gas | Double Rack Oven | E10 | RIM BC Ratio | 0 | 0 | 0 | 0 | 0 | 0 | 0 | 0 | 0 | 0 | 0 | 0 | 0 | 0 | 0 | 0 | 0 | 0 | 0 | 0 | 0 | 0 | 0 | 0 | 0 | 0 | 0
F0_Commercial_Office (ID)_Existing_Food Preparation_Natural Gas_Fryer_E0 | F0 | Commercial | Office (ID) | Existing | Food Preparation | Natural Gas | Fryer | E0 | Economic Unit | ENERGY STAR | ENERGY STAR | ENERGY STAR | ENERGY STAR | ENERGY STAR | ENERGY STAR | ENERGY STAR | ENERGY STAR | ENERGY STAR | ENERGY STAR | ENERGY STAR | ENERGY STAR | ENERGY STAR | ENERGY STAR | ENERGY STAR | ENERGY STAR | ENERGY STAR | ENERGY STAR | ENERGY STAR | ENERGY STAR | ENERGY STAR | ENERGY STAR | ENERGY STAR | ENERGY STAR | ENERGY STAR | ENERGY STAR | ENERGY STAR
F1_Commercial_Office (ID)_Existing_Food Preparation_Natural Gas_Fryer_E1 | F1 | Commercial | Office (ID) | Existing | Food Preparation | Natural Gas | Fryer | E1 | CCE | 0 | 0 | 0 | 0 | 0 | 0 | 0 | 0 | 0 | 0 | 0 | 0 | 0 | 0 | 0 | 0 | 0 | 0 | 0 | 0 | 0 | 0 | 0 | 0 | 0 | 0 | 0
F1_Commercial_Office (ID)_Existing_Food Preparation_Natural Gas_Fryer_E2 | F1 | Commercial | Office (ID) | Existing | Food Preparation | Natural Gas | Fryer | E2 | CCE | 5.522e-05 | 5.522e-05 | 5.522e-05 | 5.522e-05 | 5.522e-05 | 5.522e-05 | 5.522e-05 | 5.522e-05 | 5.522e-05 | 5.522e-05 | 5.522e-05 | 5.522e-05 | 5.522e-05 | 5.522e-05 | 5.522e-05 | 5.522e-05 | 5.522e-05 | 5.522e-05 | 5.522e-05 | 5.522e-05 | 5.522e-05 | 5.522e-05 | 5.522e-05 | 5.522e-05 | 5.522e-05 | 5.522e-05 | 5.522e-05
F1_Commercial_Office (ID)_Existing_Food Preparation_Natural Gas_Fryer_E3 | F1 | Commercial | Office (ID) | Existing | Food Preparation | Natural Gas | Fryer | E3 | CCE | 0 | 0 | 0 | 0 | 0 | 0 | 0 | 0 | 0 | 0 | 0 | 0 | 0 | 0 | 0 | 0 | 0 | 0 | 0 | 0 | 0 | 0 | 0 | 0 | 0 | 0 | 0
F1_Commercial_Office (ID)_Existing_Food Preparation_Natural Gas_Fryer_E4 | F1 | Commercial | Office (ID) | Existing | Food Preparation | Natural Gas | Fryer | E4 | CCE | 0 | 0 | 0 | 0 | 0 | 0 | 0 | 0 | 0 | 0 | 0 | 0 | 0 | 0 | 0 | 0 | 0 | 0 | 0 | 0 | 0 | 0 | 0 | 0 | 0 | 0 | 0
F1_Commercial_Office (ID)_Existing_Food Preparation_Natural Gas_Fryer_E5 | F1 | Commercial | Office (ID) | Existing | Food Preparation | Natural Gas | Fryer | E5 | CCE | 0 | 0 | 0 | 0 | 0 | 0 | 0 | 0 | 0 | 0 | 0 | 0 | 0 | 0 | 0 | 0 | 0 | 0 | 0 | 0 | 0 | 0 | 0 | 0 | 0 | 0 | 0
F1_Commercial_Office (ID)_Existing_Food Preparation_Natural Gas_Fryer_E6 | F1 | Commercial | Office (ID) | Existing | Food Preparation | Natural Gas | Fryer | E6 | CCE | 0 | 0 | 0 | 0 | 0 | 0 | 0 | 0 | 0 | 0 | 0 | 0 | 0 | 0 | 0 | 0 | 0 | 0 | 0 | 0 | 0 | 0 | 0 | 0 | 0 | 0 | 0
F1_Commercial_Office (ID)_Existing_Food Preparation_Natural Gas_Fryer_E7 | F1 | Commercial | Office (ID) | Existing | Food Preparation | Natural Gas | Fryer | E7 | CCE | 0 | 0 | 0 | 0 | 0 | 0 | 0 | 0 | 0 | 0 | 0 | 0 | 0 | 0 | 0 | 0 | 0 | 0 | 0 | 0 | 0 | 0 | 0 | 0 | 0 | 0 | 0
F1_Commercial_Office (ID)_Existing_Food Preparation_Natural Gas_Fryer_E8 | F1 | Commercial | Office (ID) | Existing | Food Preparation | Natural Gas | Fryer | E8 | CCE | 0 | 0 | 0 | 0 | 0 | 0 | 0 | 0 | 0 | 0 | 0 | 0 | 0 | 0 | 0 | 0 | 0 | 0 | 0 | 0 | 0 | 0 | 0 | 0 | 0 | 0 | 0
F1_Commercial_Office (ID)_Existing_Food Preparation_Natural Gas_Fryer_E9 | F1 | Commercial | Office (ID) | Existing | Food Preparation | Natural Gas | Fryer | E9 | CCE | 0 | 0 | 0 | 0 | 0 | 0 | 0 | 0 | 0 | 0 | 0 | 0 | 0 | 0 | 0 | 0 | 0 | 0 | 0 | 0 | 0 | 0 | 0 | 0 | 0 | 0 | 0
F1_Commercial_Office (ID)_Existing_Food Preparation_Natural Gas_Fryer_E10 | F1 | Commercial | Office (ID) | Existing | Food Preparation | Natural Gas | Fryer | E10 | CCE | 0 | 0 | 0 | 0 | 0 | 0 | 0 | 0 | 0 | 0 | 0 | 0 | 0 | 0 | 0 | 0 | 0 | 0 | 0 | 0 | 0 | 0 | 0 | 0 | 0 | 0 | 0
F2_Commercial_Office (ID)_Existing_Food Preparation_Natural Gas_Fryer_E1 | F2 | Commercial | Office (ID) | Existing | Food Preparation | Natural Gas | Fryer | E1 | TRC BC Ratio | [24 empty] | 1 | 1 | 1 | bar: 2019 to 2042
F2_Commercial_Office (ID)_Existing_Food Preparation_Natural Gas_Fryer_E2 | F2 | Commercial | Office (ID) | Existing | Food Preparation | Natural Gas | Fryer | E2 | TRC BC Ratio | 67.1428 | 68.9064 | 70.8858 | 73.103 | 75.572 | 78.4927 | 81.4672 | 84.3976 | 87.2157 | 90.0754 | 92.4032 | 94.5998 | 96.9498 | 99.2616 | 101.36 | 103.3462 | 105.1588 | 106.9566 | 108.8632 | 110.7347 | 112.6547 | 114.6445 | 116.6576 | 118.7301 | 120.8395 | 122.9863 | 125.1713
F2_Commercial_Office (ID)_Existing_Food Preparation_Natural Gas_Fryer_E3 | F2 | Commercial | Office (ID) | Existing | Food Preparation | Natural Gas | Fryer | E3 | TRC BC Ratio | 0 | 0 | 0 | 0 | 0 | 0 | 0 | 0 | 0 | 0 | 0 | 0 | 0 | 0 | 0 | 0 | 0 | 0 | 0 | 0 | 0 | 0 | 0 | 0 | 0 | 0 | 0
F2_Commercial_Office (ID)_Existing_Food Preparation_Natural Gas_Fryer_E4 | F2 | Commercial | Office (ID) | Existing | Food Preparation | Natural Gas | Fryer | E4 | TRC BC Ratio | 0 | 0 | 0 | 0 | 0 | 0 | 0 | 0 | 0 | 0 | 0 | 0 | 0 | 0 | 0 | 0 | 0 | 0 | 0 | 0 | 0 | 0 | 0 | 0 | 0 | 0 | 0
F2_Commercial_Office (ID)_Existing_Food Preparation_Natural Gas_Fryer_E5 | F2 | Commercial | Office (ID) | Existing | Food Preparation | Natural Gas | Fryer | E5 | TRC BC Ratio | 0 | 0 | 0 | 0 | 0 | 0 | 0 | 0 | 0 | 0 | 0 | 0 | 0 | 0 | 0 | 0 | 0 | 0 | 0 | 0 | 0 | 0 | 0 | 0 | 0 | 0 | 0
F2_Commercial_Office (ID)_Existing_Food Preparation_Natural Gas_Fryer_E6 | F2 | Commercial | Office (ID) | Existing | Food Preparation | Natural Gas | Fryer | E6 | TRC BC Ratio | 0 | 0 | 0 | 0 | 0 | 0 | 0 | 0 | 0 | 0 | 0 | 0 | 0 | 0 | 0 | 0 | 0 | 0 | 0 | 0 | 0 | 0 | 0 | 0 | 0 | 0 | 0
F2_Commercial_Office (ID)_Existing_Food Preparation_Natural Gas_Fryer_E7 | F2 | Commercial | Office (ID) | Existing | Food Preparation | Natural Gas | Fryer | E7 | TRC BC Ratio | 0 | 0 | 0 | 0 | 0 | 0 | 0 | 0 | 0 | 0 | 0 | 0 | 0 | 0 | 0 | 0 | 0 | 0 | 0 | 0 | 0 | 0 | 0 | 0 | 0 | 0 | 0
F2_Commercial_Office (ID)_Existing_Food Preparation_Natural Gas_Fryer_E8 | F2 | Commercial | Office (ID) | Existing | Food Preparation | Natural Gas | Fryer | E8 | TRC BC Ratio | 0 | 0 | 0 | 0 | 0 | 0 | 0 | 0 | 0 | 0 | 0 | 0 | 0 | 0 | 0 | 0 | 0 | 0 | 0 | 0 | 0 | 0 | 0 | 0 | 0 | 0 | 0
F2_Commercial_Office (ID)_Existing_Food Preparation_Natural Gas_Fryer_E9 | F2 | Commercial | Office (ID) | Existing | Food Preparation | Natural Gas | Fryer | E9 | TRC BC Ratio | 0 | 0 | 0 | 0 | 0 | 0 | 0 | 0 | 0 | 0 | 0 | 0 | 0 | 0 | 0 | 0 | 0 | 0 | 0 | 0 | 0 | 0 | 0 | 0 | 0 | 0 | 0
F2_Commercial_Office (ID)_Existing_Food Preparation_Natural Gas_Fryer_E10 | F2 | Commercial | Office (ID) | Existing | Food Preparation | Natural Gas | Fryer | E10 | TRC BC Ratio | 0 | 0 | 0 | 0 | 0 | 0 | 0 | 0 | 0 | 0 | 0 | 0 | 0 | 0 | 0 | 0 | 0 | 0 | 0 | 0 | 0 | 0 | 0 | 0 | 0 | 0 | 0
F3_Commercial_Office (ID)_Existing_Food Preparation_Natural Gas_Fryer_E1 | F3 | Commercial | Office (ID) | Existing | Food Preparation | Natural Gas | Fryer | E1 | PACT BC Ratio | [24 empty] | 1 | 1 | 1 | bar: 2019 to 2042
F3_Commercial_Office (ID)_Existing_Food Preparation_Natural Gas_Fryer_E2 | F3 | Commercial | Office (ID) | Existing | Food Preparation | Natural Gas | Fryer | E2 | PACT BC Ratio | 132.9673 | 136.4598 | 140.38 | 144.7707 | 149.6603 | 155.4444 | 161.3349 | 167.1381 | 172.7191 | 178.3824 | 182.9922 | 187.3423 | 191.9962 | 196.5743 | 200.73 | 204.6633 | 208.253 | 211.8132 | 215.589 | 219.2953 | 223.0975 | 227.0382 | 231.0248 | 235.1292 | 239.3064 | 243.5579 | 247.885
F3_Commercial_Office (ID)_Existing_Food Preparation_Natural Gas_Fryer_E3 | F3 | Commercial | Office (ID) | Existing | Food Preparation | Natural Gas | Fryer | E3 | PACT BC Ratio | 0 | 0 | 0 | 0 | 0 | 0 | 0 | 0 | 0 | 0 | 0 | 0 | 0 | 0 | 0 | 0 | 0 | 0 | 0 | 0 | 0 | 0 | 0 | 0 | 0 | 0 | 0
F3_Commercial_Office (ID)_Existing_Food Preparation_Natural Gas_Fryer_E4 | F3 | Commercial | Office (ID) | Existing | Food Preparation | Natural Gas | Fryer | E4 | PACT BC Ratio | 0 | 0 | 0 | 0 | 0 | 0 | 0 | 0 | 0 | 0 | 0 | 0 | 0 | 0 | 0 | 0 | 0 | 0 | 0 | 0 | 0 | 0 | 0 | 0 | 0 | 0 | 0
F3_Commercial_Office (ID)_Existing_Food Preparation_Natural Gas_Fryer_E5 | F3 | Commercial | Office (ID) | Existing | Food Preparation | Natural Gas | Fryer | E5 | PACT BC Ratio | 0 | 0 | 0 | 0 | 0 | 0 | 0 | 0 | 0 | 0 | 0 | 0 | 0 | 0 | 0 | 0 | 0 | 0 | 0 | 0 | 0 | 0 | 0 | 0 | 0 | 0 | 0
F3_Commercial_Office (ID)_Existing_Food Preparation_Natural Gas_Fryer_E6 | F3 | Commercial | Office (ID) | Existing | Food Preparation | Natural Gas | Fryer | E6 | PACT BC Ratio | 0 | 0 | 0 | 0 | 0 | 0 | 0 | 0 | 0 | 0 | 0 | 0 | 0 | 0 | 0 | 0 | 0 | 0 | 0 | 0 | 0 | 0 | 0 | 0 | 0 | 0 | 0
F3_Commercial_Office (ID)_Existing_Food Preparation_Natural Gas_Fryer_E7 | F3 | Commercial | Office (ID) | Existing | Food Preparation | Natural Gas | Fryer | E7 | PACT BC Ratio | 0 | 0 | 0 | 0 | 0 | 0 | 0 | 0 | 0 | 0 | 0 | 0 | 0 | 0 | 0 | 0 | 0 | 0 | 0 | 0 | 0 | 0 | 0 | 0 | 0 | 0 | 0
F3_Commercial_Office (ID)_Existing_Food Preparation_Natural Gas_Fryer_E8 | F3 | Commercial | Office (ID) | Existing | Food Preparation | Natural Gas | Fryer | E8 | PACT BC Ratio | 0 | 0 | 0 | 0 | 0 | 0 | 0 | 0 | 0 | 0 | 0 | 0 | 0 | 0 | 0 | 0 | 0 | 0 | 0 | 0 | 0 | 0 | 0 | 0 | 0 | 0 | 0
F3_Commercial_Office (ID)_Existing_Food Preparation_Natural Gas_Fryer_E9 | F3 | Commercial | Office (ID) | Existing | Food Preparation | Natural Gas | Fryer | E9 | PACT BC Ratio | 0 | 0 | 0 | 0 | 0 | 0 | 0 | 0 | 0 | 0 | 0 | 0 | 0 | 0 | 0 | 0 | 0 | 0 | 0 | 0 | 0 | 0 | 0 | 0 | 0 | 0 | 0
F3_Commercial_Office (ID)_Existing_Food Preparation_Natural Gas_Fryer_E10 | F3 | Commercial | Office (ID) | Existing | Food Preparation | Natural Gas | Fryer | E10 | PACT BC Ratio | 0 | 0 | 0 | 0 | 0 | 0 | 0 | 0 | 0 | 0 | 0 | 0 | 0 | 0 | 0 | 0 | 0 | 0 | 0 | 0 | 0 | 0 | 0 | 0 | 0 | 0 | 0
F4_Commercial_Office (ID)_Existing_Food Preparation_Natural Gas_Fryer_E1 | F4 | Commercial | Office (ID) | Existing | Food Preparation | Natural Gas | Fryer | E1 | RVT BC Ratio | [24 empty] | 1 | 1 | 1 | bar: 2019 to 2042
F4_Commercial_Office (ID)_Existing_Food Preparation_Natural Gas_Fryer_E2 | F4 | Commercial | Office (ID) | Existing | Food Preparation | Natural Gas | Fryer | E2 | RVT BC Ratio | 94.3321 | 96.2199 | 98.3448 | 100.7307 | 103.3912 | 106.6075 | 109.7988 | 112.8163 | 115.5523 | 118.2171 | 120.9773 | 123.5073 | 126.2094 | 128.8286 | 131.1312 | 133.2483 | 135.0963 | 136.8817 | 138.7647 | 140.5522 | 142.3508 | 144.8581 | 147.3945 | 150.0059 | 152.6637 | 155.3687 | 158.1217
F4_Commercial_Office (ID)_Existing_Food Preparation_Natural Gas_Fryer_E3 | F4 | Commercial | Office (ID) | Existing | Food Preparation | Natural Gas | Fryer | E3 | RVT BC Ratio | 0 | 0 | 0 | 0 | 0 | 0 | 0 | 0 | 0 | 0 | 0 | 0 | 0 | 0 | 0 | 0 | 0 | 0 | 0 | 0 | 0 | 0 | 0 | 0 | 0 | 0 | 0
F4_Commercial_Office (ID)_Existing_Food Preparation_Natural Gas_Fryer_E4 | F4 | Commercial | Office (ID) | Existing | Food Preparation | Natural Gas | Fryer | E4 | RVT BC Ratio | 0 | 0 | 0 | 0 | 0 | 0 | 0 | 0 | 0 | 0 | 0 | 0 | 0 | 0 | 0 | 0 | 0 | 0 | 0 | 0 | 0 | 0 | 0 | 0 | 0 | 0 | 0
F4_Commercial_Office (ID)_Existing_Food Preparation_Natural Gas_Fryer_E5 | F4 | Commercial | Office (ID) | Existing | Food Preparation | Natural Gas | Fryer | E5 | RVT BC Ratio | 0 | 0 | 0 | 0 | 0 | 0 | 0 | 0 | 0 | 0 | 0 | 0 | 0 | 0 | 0 | 0 | 0 | 0 | 0 | 0 | 0 | 0 | 0 | 0 | 0 | 0 | 0
F4_Commercial_Office (ID)_Existing_Food Preparation_Natural Gas_Fryer_E6 | F4 | Commercial | Office (ID) | Existing | Food Preparation | Natural Gas | Fryer | E6 | RVT BC Ratio | 0 | 0 | 0 | 0 | 0 | 0 | 0 | 0 | 0 | 0 | 0 | 0 | 0 | 0 | 0 | 0 | 0 | 0 | 0 | 0 | 0 | 0 | 0 | 0 | 0 | 0 | 0
F4_Commercial_Office (ID)_Existing_Food Preparation_Natural Gas_Fryer_E7 | F4 | Commercial | Office (ID) | Existing | Food Preparation | Natural Gas | Fryer | E7 | RVT BC Ratio | 0 | 0 | 0 | 0 | 0 | 0 | 0 | 0 | 0 | 0 | 0 | 0 | 0 | 0 | 0 | 0 | 0 | 0 | 0 | 0 | 0 | 0 | 0 | 0 | 0 | 0 | 0
F4_Commercial_Office (ID)_Existing_Food Preparation_Natural Gas_Fryer_E8 | F4 | Commercial | Office (ID) | Existing | Food Preparation | Natural Gas | Fryer | E8 | RVT BC Ratio | 0 | 0 | 0 | 0 | 0 | 0 | 0 | 0 | 0 | 0 | 0 | 0 | 0 | 0 | 0 | 0 | 0 | 0 | 0 | 0 | 0 | 0 | 0 | 0 | 0 | 0 | 0
F4_Commercial_Office (ID)_Existing_Food Preparation_Natural Gas_Fryer_E9 | F4 | Commercial | Office (ID) | Existing | Food Preparation | Natural Gas | Fryer | E9 | RVT BC Ratio | 0 | 0 | 0 | 0 | 0 | 0 | 0 | 0 | 0 | 0 | 0 | 0 | 0 | 0 | 0 | 0 | 0 | 0 | 0 | 0 | 0 | 0 | 0 | 0 | 0 | 0 | 0
F4_Commercial_Office (ID)_Existing_Food Preparation_Natural Gas_Fryer_E10 | F4 | Commercial | Office (ID) | Existing | Food Preparation | Natural Gas | Fryer | E10 | RVT BC Ratio | 0 | 0 | 0 | 0 | 0 | 0 | 0 | 0 | 0 | 0 | 0 | 0 | 0 | 0 | 0 | 0 | 0 | 0 | 0 | 0 | 0 | 0 | 0 | 0 | 0 | 0 | 0
F5_Commercial_Office (ID)_Existing_Food Preparation_Natural Gas_Fryer_E1 | F5 | Commercial | Office (ID) | Existing | Food Preparation | Natural Gas | Fryer | E1 | RIM BC Ratio | [24 empty] | 1 | 1 | 1 | bar: 2019 to 2042
F5_Commercial_Office (ID)_Existing_Food Preparation_Natural Gas_Fryer_E2 | F5 | Commercial | Office (ID) | Existing | Food Preparation | Natural Gas | Fryer | E2 | RIM BC Ratio | 0.85232 | 0.85758 | 0.86319 | 0.86915 | 0.87543 | 0.88188 | 0.88874 | 0.89613 | 0.90416 | 0.91279 | 0.91505 | 0.91765 | 0.92034 | 0.92316 | 0.92615 | 0.92931 | 0.9327 | 0.93629 | 0.94006 | 0.94408 | 0.94833 | 0.9484 | 0.94847 | 0.94854 | 0.94861 | 0.94867 | 0.94874
F5_Commercial_Office (ID)_Existing_Food Preparation_Natural Gas_Fryer_E3 | F5 | Commercial | Office (ID) | Existing | Food Preparation | Natural Gas | Fryer | E3 | RIM BC Ratio | 0 | 0 | 0 | 0 | 0 | 0 | 0 | 0 | 0 | 0 | 0 | 0 | 0 | 0 | 0 | 0 | 0 | 0 | 0 | 0 | 0 | 0 | 0 | 0 | 0 | 0 | 0
F5_Commercial_Office (ID)_Existing_Food Preparation_Natural Gas_Fryer_E4 | F5 | Commercial | Office (ID) | Existing | Food Preparation | Natural Gas | Fryer | E4 | RIM BC Ratio | 0 | 0 | 0 | 0 | 0 | 0 | 0 | 0 | 0 | 0 | 0 | 0 | 0 | 0 | 0 | 0 | 0 | 0 | 0 | 0 | 0 | 0 | 0 | 0 | 0 | 0 | 0
F5_Commercial_Office (ID)_Existing_Food Preparation_Natural Gas_Fryer_E5 | F5 | Commercial | Office (ID) | Existing | Food Preparation | Natural Gas | Fryer | E5 | RIM BC Ratio | 0 | 0 | 0 | 0 | 0 | 0 | 0 | 0 | 0 | 0 | 0 | 0 | 0 | 0 | 0 | 0 | 0 | 0 | 0 | 0 | 0 | 0 | 0 | 0 | 0 | 0 | 0
F5_Commercial_Office (ID)_Existing_Food Preparation_Natural Gas_Fryer_E6 | F5 | Commercial | Office (ID) | Existing | Food Preparation | Natural Gas | Fryer | E6 | RIM BC Ratio | 0 | 0 | 0 | 0 | 0 | 0 | 0 | 0 | 0 | 0 | 0 | 0 | 0 | 0 | 0 | 0 | 0 | 0 | 0 | 0 | 0 | 0 | 0 | 0 | 0 | 0 | 0
F5_Commercial_Office (ID)_Existing_Food Preparation_Natural Gas_Fryer_E7 | F5 | Commercial | Office (ID) | Existing | Food Preparation | Natural Gas | Fryer | E7 | RIM BC Ratio | 0 | 0 | 0 | 0 | 0 | 0 | 0 | 0 | 0 | 0 | 0 | 0 | 0 | 0 | 0 | 0 | 0 | 0 | 0 | 0 | 0 | 0 | 0 | 0 | 0 | 0 | 0
F5_Commercial_Office (ID)_Existing_Food Preparation_Natural Gas_Fryer_E8 | F5 | Commercial | Office (ID) | Existing | Food Preparation | Natural Gas | Fryer | E8 | RIM BC Ratio | 0 | 0 | 0 | 0 | 0 | 0 | 0 | 0 | 0 | 0 | 0 | 0 | 0 | 0 | 0 | 0 | 0 | 0 | 0 | 0 | 0 | 0 | 0 | 0 | 0 | 0 | 0
F5_Commercial_Office (ID)_Existing_Food Preparation_Natural Gas_Fryer_E9 | F5 | Commercial | Office (ID) | Existing | Food Preparation | Natural Gas | Fryer | E9 | RIM BC Ratio | 0 | 0 | 0 | 0 | 0 | 0 | 0 | 0 | 0 | 0 | 0 | 0 | 0 | 0 | 0 | 0 | 0 | 0 | 0 | 0 | 0 | 0 | 0 | 0 | 0 | 0 | 0
F5_Commercial_Office (ID)_Existing_Food Preparation_Natural Gas_Fryer_E10 | F5 | Commercial | Office (ID) | Existing | Food Preparation | Natural Gas | Fryer | E10 | RIM BC Ratio | 0 | 0 | 0 | 0 | 0 | 0 | 0 | 0 | 0 | 0 | 0 | 0 | 0 | 0 | 0 | 0 | 0 | 0 | 0 | 0 | 0 | 0 | 0 | 0 | 0 | 0 | 0
F0_Commercial_Office (ID)_Existing_Food Preparation_Natural Gas_Broiler_E0 | F0 | Commercial | Office (ID) | Existing | Food Preparation | Natural Gas | Broiler | E0 | Economic Unit | Standard | Standard | Standard | Standard | Standard | Standard | Standard | Standard | Standard | Standard | Standard | Standard | Standard | Standard | Standard | Standard | Standard | Standard | Standard | Standard | Standard | Standard | Standard | Standard | Standard | Standard | Standard
F1_Commercial_Office (ID)_Existing_Food Preparation_Natural Gas_Broiler_E1 | F1 | Commercial | Office (ID) | Existing | Food Preparation | Natural Gas | Broiler | E1 | CCE | 0 | 0 | 0 | 0 | 0 | 0 | 0 | 0 | 0 | 0 | 0 | 0 | 0 | 0 | 0 | 0 | 0 | 0 | 0 | 0 | 0 | 0 | 0 | 0 | 0 | 0 | 0
F1_Commercial_Office (ID)_Existing_Food Preparation_Natural Gas_Broiler_E2 | F1 | Commercial | Office (ID) | Existing | Food Preparation | Natural Gas | Broiler | E2 | CCE | 0.0069043 | 0.0069043 | 0.0069043 | 0.0069043 | 0.0069043 | 0.0069043 | 0.0069043 | 0.0069043 | 0.0069043 | 0.0069043 | 0.0069043 | 0.0069043 | 0.0069043 | 0.0069043 | 0.0069043 | 0.0069043 | 0.0069043 | 0.0069043 | 0.0069043 | 0.0069043 | 0.0069043 | 0.0069043 | 0.0069043 | 0.0069043 | 0.0069043 | 0.0069043 | 0.0069043
F1_Commercial_Office (ID)_Existing_Food Preparation_Natural Gas_Broiler_E3 | F1 | Commercial | Office (ID) | Existing | Food Preparation | Natural Gas | Broiler | E3 | CCE | 0 | 0 | 0 | 0 | 0 | 0 | 0 | 0 | 0 | 0 | 0 | 0 | 0 | 0 | 0 | 0 | 0 | 0 | 0 | 0 | 0 | 0 | 0 | 0 | 0 | 0 | 0
F1_Commercial_Office (ID)_Existing_Food Preparation_Natural Gas_Broiler_E4 | F1 | Commercial | Office (ID) | Existing | Food Preparation | Natural Gas | Broiler | E4 | CCE | 0 | 0 | 0 | 0 | 0 | 0 | 0 | 0 | 0 | 0 | 0 | 0 | 0 | 0 | 0 | 0 | 0 | 0 | 0 | 0 | 0 | 0 | 0 | 0 | 0 | 0 | 0
F1_Commercial_Office (ID)_Existing_Food Preparation_Natural Gas_Broiler_E5 | F1 | Commercial | Office (ID) | Existing | Food Preparation | Natural Gas | Broiler | E5 | CCE | 0 | 0 | 0 | 0 | 0 | 0 | 0 | 0 | 0 | 0 | 0 | 0 | 0 | 0 | 0 | 0 | 0 | 0 | 0 | 0 | 0 | 0 | 0 | 0 | 0 | 0 | 0
F1_Commercial_Office (ID)_Existing_Food Preparation_Natural Gas_Broiler_E6 | F1 | Commercial | Office (ID) | Existing | Food Preparation | Natural Gas | Broiler | E6 | CCE | 0 | 0 | 0 | 0 | 0 | 0 | 0 | 0 | 0 | 0 | 0 | 0 | 0 | 0 | 0 | 0 | 0 | 0 | 0 | 0 | 0 | 0 | 0 | 0 | 0 | 0 | 0
F1_Commercial_Office (ID)_Existing_Food Preparation_Natural Gas_Broiler_E7 | F1 | Commercial | Office (ID) | Existing | Food Preparation | Natural Gas | Broiler | E7 | CCE | 0 | 0 | 0 | 0 | 0 | 0 | 0 | 0 | 0 | 0 | 0 | 0 | 0 | 0 | 0 | 0 | 0 | 0 | 0 | 0 | 0 | 0 | 0 | 0 | 0 | 0 | 0
F1_Commercial_Office (ID)_Existing_Food Preparation_Natural Gas_Broiler_E8 | F1 | Commercial | Office (ID) | Existing | Food Preparation | Natural Gas | Broiler | E8 | CCE | 0 | 0 | 0 | 0 | 0 | 0 | 0 | 0 | 0 | 0 | 0 | 0 | 0 | 0 | 0 | 0 | 0 | 0 | 0 | 0 | 0 | 0 | 0 | 0 | 0 | 0 | 0
F1_Commercial_Office (ID)_Existing_Food Preparation_Natural Gas_Broiler_E9 | F1 | Commercial | Office (ID) | Existing | Food Preparation | Natural Gas | Broiler | E9 | CCE | 0 | 0 | 0 | 0 | 0 | 0 | 0 | 0 | 0 | 0 | 0 | 0 | 0 | 0 | 0 | 0 | 0 | 0 | 0 | 0 | 0 | 0 | 0 | 0 | 0 | 0 | 0
F1_Commercial_Office (ID)_Existing_Food Preparation_Natural Gas_Broiler_E10 | F1 | Commercial | Office (ID) | Existing | Food Preparation | Natural Gas | Broiler | E10 | CCE | 0 | 0 | 0 | 0 | 0 | 0 | 0 | 0 | 0 | 0 | 0 | 0 | 0 | 0 | 0 | 0 | 0 | 0 | 0 | 0 | 0 | 0 | 0 | 0 | 0 | 0 | 0
F2_Commercial_Office (ID)_Existing_Food Preparation_Natural Gas_Broiler_E1 | F2 | Commercial | Office (ID) | Existing | Food Preparation | Natural Gas | Broiler | E1 | TRC BC Ratio | [24 empty] | 1 | 1 | 1 | bar: 2019 to 2042
F2_Commercial_Office (ID)_Existing_Food Preparation_Natural Gas_Broiler_E2 | F2 | Commercial | Office (ID) | Existing | Food Preparation | Natural Gas | Broiler | E2 | TRC BC Ratio | 0.51548 | 0.52847 | 0.54386 | 0.5615 | 0.58144 | 0.60571 | 0.63069 | 0.65543 | 0.67924 | 0.70339 | 0.7226 | 0.7406 | 0.75994 | 0.77887 | 0.7958 | 0.81164 | 0.82584 | 0.83987 | 0.85485 | 0.86946 | 0.88447 | 0.90008 | 0.91585 | 0.93212 | 0.94868 | 0.96554 | 0.98269
F2_Commercial_Office (ID)_Existing_Food Preparation_Natural Gas_Broiler_E3 | F2 | Commercial | Office (ID) | Existing | Food Preparation | Natural Gas | Broiler | E3 | TRC BC Ratio | 0 | 0 | 0 | 0 | 0 | 0 | 0 | 0 | 0 | 0 | 0 | 0 | 0 | 0 | 0 | 0 | 0 | 0 | 0 | 0 | 0 | 0 | 0 | 0 | 0 | 0 | 0
F2_Commercial_Office (ID)_Existing_Food Preparation_Natural Gas_Broiler_E4 | F2 | Commercial | Office (ID) | Existing | Food Preparation | Natural Gas | Broiler | E4 | TRC BC Ratio | 0 | 0 | 0 | 0 | 0 | 0 | 0 | 0 | 0 | 0 | 0 | 0 | 0 | 0 | 0 | 0 | 0 | 0 | 0 | 0 | 0 | 0 | 0 | 0 | 0 | 0 | 0
F2_Commercial_Office (ID)_Existing_Food Preparation_Natural Gas_Broiler_E5 | F2 | Commercial | Office (ID) | Existing | Food Preparation | Natural Gas | Broiler | E5 | TRC BC Ratio | 0 | 0 | 0 | 0 | 0 | 0 | 0 | 0 | 0 | 0 | 0 | 0 | 0 | 0 | 0 | 0 | 0 | 0 | 0 | 0 | 0 | 0 | 0 | 0 | 0 | 0 | 0
F2_Commercial_Office (ID)_Existing_Food Preparation_Natural Gas_Broiler_E6 | F2 | Commercial | Office (ID) | Existing | Food Preparation | Natural Gas | Broiler | E6 | TRC BC Ratio | 0 | 0 | 0 | 0 | 0 | 0 | 0 | 0 | 0 | 0 | 0 | 0 | 0 | 0 | 0 | 0 | 0 | 0 | 0 | 0 | 0 | 0 | 0 | 0 | 0 | 0 | 0
F2_Commercial_Office (ID)_Existing_Food Preparation_Natural Gas_Broiler_E7 | F2 | Commercial | Office (ID) | Existing | Food Preparation | Natural Gas | Broiler | E7 | TRC BC Ratio | 0 | 0 | 0 | 0 | 0 | 0 | 0 | 0 | 0 | 0 | 0 | 0 | 0 | 0 | 0 | 0 | 0 | 0 | 0 | 0 | 0 | 0 | 0 | 0 | 0 | 0 | 0
F2_Commercial_Office (ID)_Existing_Food Preparation_Natural Gas_Broiler_E8 | F2 | Commercial | Office (ID) | Existing | Food Preparation | Natural Gas | Broiler | E8 | TRC BC Ratio | 0 | 0 | 0 | 0 | 0 | 0 | 0 | 0 | 0 | 0 | 0 | 0 | 0 | 0 | 0 | 0 | 0 | 0 | 0 | 0 | 0 | 0 | 0 | 0 | 0 | 0 | 0
F2_Commercial_Office (ID)_Existing_Food Preparation_Natural Gas_Broiler_E9 | F2 | Commercial | Office (ID) | Existing | Food Preparation | Natural Gas | Broiler | E9 | TRC BC Ratio | 0 | 0 | 0 | 0 | 0 | 0 | 0 | 0 | 0 | 0 | 0 | 0 | 0 | 0 | 0 | 0 | 0 | 0 | 0 | 0 | 0 | 0 | 0 | 0 | 0 | 0 | 0
F2_Commercial_Office (ID)_Existing_Food Preparation_Natural Gas_Broiler_E10 | F2 | Commercial | Office (ID) | Existing | Food Preparation | Natural Gas | Broiler | E10 | TRC BC Ratio | 0 | 0 | 0 | 0 | 0 | 0 | 0 | 0 | 0 | 0 | 0 | 0 | 0 | 0 | 0 | 0 | 0 | 0 | 0 | 0 | 0 | 0 | 0 | 0 | 0 | 0 | 0
F3_Commercial_Office (ID)_Existing_Food Preparation_Natural Gas_Broiler_E1 | F3 | Commercial | Office (ID) | Existing | Food Preparation | Natural Gas | Broiler | E1 | PACT BC Ratio | [24 empty] | 1 | 1 | 1 | bar: 2019 to 2042
F3_Commercial_Office (ID)_Existing_Food Preparation_Natural Gas_Broiler_E2 | F3 | Commercial | Office (ID) | Existing | Food Preparation | Natural Gas | Broiler | E2 | PACT BC Ratio | 1.0208 | 1.0466 | 1.077 | 1.112 | 1.1515 | 1.1995 | 1.249 | 1.298 | 1.3452 | 1.393 | 1.431 | 1.4667 | 1.505 | 1.5425 | 1.576 | 1.6073 | 1.6355 | 1.6632 | 1.6929 | 1.7218 | 1.7516 | 1.7825 | 1.8137 | 1.8459 | 1.8787 | 1.9121 | 1.9461
F3_Commercial_Office (ID)_Existing_Food Preparation_Natural Gas_Broiler_E3 | F3 | Commercial | Office (ID) | Existing | Food Preparation | Natural Gas | Broiler | E3 | PACT BC Ratio | 0 | 0 | 0 | 0 | 0 | 0 | 0 | 0 | 0 | 0 | 0 | 0 | 0 | 0 | 0 | 0 | 0 | 0 | 0 | 0 | 0 | 0 | 0 | 0 | 0 | 0 | 0
F3_Commercial_Office (ID)_Existing_Food Preparation_Natural Gas_Broiler_E4 | F3 | Commercial | Office (ID) | Existing | Food Preparation | Natural Gas | Broiler | E4 | PACT BC Ratio | 0 | 0 | 0 | 0 | 0 | 0 | 0 | 0 | 0 | 0 | 0 | 0 | 0 | 0 | 0 | 0 | 0 | 0 | 0 | 0 | 0 | 0 | 0 | 0 | 0 | 0 | 0
F3_Commercial_Office (ID)_Existing_Food Preparation_Natural Gas_Broiler_E5 | F3 | Commercial | Office (ID) | Existing | Food Preparation | Natural Gas | Broiler | E5 | PACT BC Ratio | 0 | 0 | 0 | 0 | 0 | 0 | 0 | 0 | 0 | 0 | 0 | 0 | 0 | 0 | 0 | 0 | 0 | 0 | 0 | 0 | 0 | 0 | 0 | 0 | 0 | 0 | 0
F3_Commercial_Office (ID)_Existing_Food Preparation_Natural Gas_Broiler_E6 | F3 | Commercial | Office (ID) | Existing | Food Preparation | Natural Gas | Broiler | E6 | PACT BC Ratio | 0 | 0 | 0 | 0 | 0 | 0 | 0 | 0 | 0 | 0 | 0 | 0 | 0 | 0 | 0 | 0 | 0 | 0 | 0 | 0 | 0 | 0 | 0 | 0 | 0 | 0 | 0
F3_Commercial_Office (ID)_Existing_Food Preparation_Natural Gas_Broiler_E7 | F3 | Commercial | Office (ID) | Existing | Food Preparation | Natural Gas | Broiler | E7 | PACT BC Ratio | 0 | 0 | 0 | 0 | 0 | 0 | 0 | 0 | 0 | 0 | 0 | 0 | 0 | 0 | 0 | 0 | 0 | 0 | 0 | 0 | 0 | 0 | 0 | 0 | 0 | 0 | 0
F3_Commercial_Office (ID)_Existing_Food Preparation_Natural Gas_Broiler_E8 | F3 | Commercial | Office (ID) | Existing | Food Preparation | Natural Gas | Broiler | E8 | PACT BC Ratio | 0 | 0 | 0 | 0 | 0 | 0 | 0 | 0 | 0 | 0 | 0 | 0 | 0 | 0 | 0 | 0 | 0 | 0 | 0 | 0 | 0 | 0 | 0 | 0 | 0 | 0 | 0
F3_Commercial_Office (ID)_Existing_Food Preparation_Natural Gas_Broiler_E9 | F3 | Commercial | Office (ID) | Existing | Food Preparation | Natural Gas | Broiler | E9 | PACT BC Ratio | 0 | 0 | 0 | 0 | 0 | 0 | 0 | 0 | 0 | 0 | 0 | 0 | 0 | 0 | 0 | 0 | 0 | 0 | 0 | 0 | 0 | 0 | 0 | 0 | 0 | 0 | 0
F3_Commercial_Office (ID)_Existing_Food Preparation_Natural Gas_Broiler_E10 | F3 | Commercial | Office (ID) | Existing | Food Preparation | Natural Gas | Broiler | E10 | PACT BC Ratio | 0 | 0 | 0 | 0 | 0 | 0 | 0 | 0 | 0 | 0 | 0 | 0 | 0 | 0 | 0 | 0 | 0 | 0 | 0 | 0 | 0 | 0 | 0 | 0 | 0 | 0 | 0
F4_Commercial_Office (ID)_Existing_Food Preparation_Natural Gas_Broiler_E1 | F4 | Commercial | Office (ID) | Existing | Food Preparation | Natural Gas | Broiler | E1 | RVT BC Ratio | [24 empty] | 1 | 1 | 1 | bar: 2019 to 2042
F4_Commercial_Office (ID)_Existing_Food Preparation_Natural Gas_Broiler_E2 | F4 | Commercial | Office (ID) | Existing | Food Preparation | Natural Gas | Broiler | E2 | RVT BC Ratio | 1.1345 | 1.1483 | 1.1644 | 1.1833 | 1.2048 | 1.2317 | 1.2588 | 1.2844 | 1.3076 | 1.3301 | 1.3534 | 1.3746 | 1.3969 | 1.4181 | 1.4363 | 1.4527 | 1.4666 | 1.4799 | 1.494 | 1.5072 | 1.5204 | 1.54 | 1.5599 | 1.5804 | 1.6013 | 1.6225 | 1.6441
F4_Commercial_Office (ID)_Existing_Food Preparation_Natural Gas_Broiler_E3 | F4 | Commercial | Office (ID) | Existing | Food Preparation | Natural Gas | Broiler | E3 | RVT BC Ratio | 0 | 0 | 0 | 0 | 0 | 0 | 0 | 0 | 0 | 0 | 0 | 0 | 0 | 0 | 0 | 0 | 0 | 0 | 0 | 0 | 0 | 0 | 0 | 0 | 0 | 0 | 0
F4_Commercial_Office (ID)_Existing_Food Preparation_Natural Gas_Broiler_E4 | F4 | Commercial | Office (ID) | Existing | Food Preparation | Natural Gas | Broiler | E4 | RVT BC Ratio | 0 | 0 | 0 | 0 | 0 | 0 | 0 | 0 | 0 | 0 | 0 | 0 | 0 | 0 | 0 | 0 | 0 | 0 | 0 | 0 | 0 | 0 | 0 | 0 | 0 | 0 | 0
F4_Commercial_Office (ID)_Existing_Food Preparation_Natural Gas_Broiler_E5 | F4 | Commercial | Office (ID) | Existing | Food Preparation | Natural Gas | Broiler | E5 | RVT BC Ratio | 0 | 0 | 0 | 0 | 0 | 0 | 0 | 0 | 0 | 0 | 0 | 0 | 0 | 0 | 0 | 0 | 0 | 0 | 0 | 0 | 0 | 0 | 0 | 0 | 0 | 0 | 0
F4_Commercial_Office (ID)_Existing_Food Preparation_Natural Gas_Broiler_E6 | F4 | Commercial | Office (ID) | Existing | Food Preparation | Natural Gas | Broiler | E6 | RVT BC Ratio | 0 | 0 | 0 | 0 | 0 | 0 | 0 | 0 | 0 | 0 | 0 | 0 | 0 | 0 | 0 | 0 | 0 | 0 | 0 | 0 | 0 | 0 | 0 | 0 | 0 | 0 | 0
F4_Commercial_Office (ID)_Existing_Food Preparation_Natural Gas_Broiler_E7 | F4 | Commercial | Office (ID) | Existing | Food Preparation | Natural Gas | Broiler | E7 | RVT BC Ratio | 0 | 0 | 0 | 0 | 0 | 0 | 0 | 0 | 0 | 0 | 0 | 0 | 0 | 0 | 0 | 0 | 0 | 0 | 0 | 0 | 0 | 0 | 0 | 0 | 0 | 0 | 0
F4_Commercial_Office (ID)_Existing_Food Preparation_Natural Gas_Broiler_E8 | F4 | Commercial | Office (ID) | Existing | Food Preparation | Natural Gas | Broiler | E8 | RVT BC Ratio | 0 | 0 | 0 | 0 | 0 | 0 | 0 | 0 | 0 | 0 | 0 | 0 | 0 | 0 | 0 | 0 | 0 | 0 | 0 | 0 | 0 | 0 | 0 | 0 | 0 | 0 | 0
F4_Commercial_Office (ID)_Existing_Food Preparation_Natural Gas_Broiler_E9 | F4 | Commercial | Office (ID) | Existing | Food Preparation | Natural Gas | Broiler | E9 | RVT BC Ratio | 0 | 0 | 0 | 0 | 0 | 0 | 0 | 0 | 0 | 0 | 0 | 0 | 0 | 0 | 0 | 0 | 0 | 0 | 0 | 0 | 0 | 0 | 0 | 0 | 0 | 0 | 0
F4_Commercial_Office (ID)_Existing_Food Preparation_Natural Gas_Broiler_E10 | F4 | Commercial | Office (ID) | Existing | Food Preparation | Natural Gas | Broiler | E10 | RVT BC Ratio | 0 | 0 | 0 | 0 | 0 | 0 | 0 | 0 | 0 | 0 | 0 | 0 | 0 | 0 | 0 | 0 | 0 | 0 | 0 | 0 | 0 | 0 | 0 | 0 | 0 | 0 | 0
F5_Commercial_Office (ID)_Existing_Food Preparation_Natural Gas_Broiler_E1 | F5 | Commercial | Office (ID) | Existing | Food Preparation | Natural Gas | Broiler | E1 | RIM BC Ratio | [24 empty] | 1 | 1 | 1 | bar: 2019 to 2042
F5_Commercial_Office (ID)_Existing_Food Preparation_Natural Gas_Broiler_E2 | F5 | Commercial | Office (ID) | Existing | Food Preparation | Natural Gas | Broiler | E2 | RIM BC Ratio | 0.46352 | 0.47035 | 0.47832 | 0.48711 | 0.49667 | 0.50767 | 0.51882 | 0.52986 | 0.54066 | 0.55164 | 0.55821 | 0.56442 | 0.57104 | 0.57762 | 0.58361 | 0.58931 | 0.59463 | 0.59995 | 0.60556 | 0.61116 | 0.61694 | 0.62073 | 0.62447 | 0.62825 | 0.632 | 0.63574 | 0.63945
F5_Commercial_Office (ID)_Existing_Food Preparation_Natural Gas_Broiler_E3 | F5 | Commercial | Office (ID) | Existing | Food Preparation | Natural Gas | Broiler | E3 | RIM BC Ratio | 0 | 0 | 0 | 0 | 0 | 0 | 0 | 0 | 0 | 0 | 0 | 0 | 0 | 0 | 0 | 0 | 0 | 0 | 0 | 0 | 0 | 0 | 0 | 0 | 0 | 0 | 0
F5_Commercial_Office (ID)_Existing_Food Preparation_Natural Gas_Broiler_E4 | F5 | Commercial | Office (ID) | Existing | Food Preparation | Natural Gas | Broiler | E4 | RIM BC Ratio | 0 | 0 | 0 | 0 | 0 | 0 | 0 | 0 | 0 | 0 | 0 | 0 | 0 | 0 | 0 | 0 | 0 | 0 | 0 | 0 | 0 | 0 | 0 | 0 | 0 | 0 | 0
F5_Commercial_Office (ID)_Existing_Food Preparation_Natural Gas_Broiler_E5 | F5 | Commercial | Office (ID) | Existing | Food Preparation | Natural Gas | Broiler | E5 | RIM BC Ratio | 0 | 0 | 0 | 0 | 0 | 0 | 0 | 0 | 0 | 0 | 0 | 0 | 0 | 0 | 0 | 0 | 0 | 0 | 0 | 0 | 0 | 0 | 0 | 0 | 0 | 0 | 0
F5_Commercial_Office (ID)_Existing_Food Preparation_Natural Gas_Broiler_E6 | F5 | Commercial | Office (ID) | Existing | Food Preparation | Natural Gas | Broiler | E6 | RIM BC Ratio | 0 | 0 | 0 | 0 | 0 | 0 | 0 | 0 | 0 | 0 | 0 | 0 | 0 | 0 | 0 | 0 | 0 | 0 | 0 | 0 | 0 | 0 | 0 | 0 | 0 | 0 | 0
F5_Commercial_Office (ID)_Existing_Food Preparation_Natural Gas_Broiler_E7 | F5 | Commercial | Office (ID) | Existing | Food Preparation | Natural Gas | Broiler | E7 | RIM BC Ratio | 0 | 0 | 0 | 0 | 0 | 0 | 0 | 0 | 0 | 0 | 0 | 0 | 0 | 0 | 0 | 0 | 0 | 0 | 0 | 0 | 0 | 0 | 0 | 0 | 0 | 0 | 0
F5_Commercial_Office (ID)_Existing_Food Preparation_Natural Gas_Broiler_E8 | F5 | Commercial | Office (ID) | Existing | Food Preparation | Natural Gas | Broiler | E8 | RIM BC Ratio | 0 | 0 | 0 | 0 | 0 | 0 | 0 | 0 | 0 | 0 | 0 | 0 | 0 | 0 | 0 | 0 | 0 | 0 | 0 | 0 | 0 | 0 | 0 | 0 | 0 | 0 | 0
F5_Commercial_Office (ID)_Existing_Food Preparation_Natural Gas_Broiler_E9 | F5 | Commercial | Office (ID) | Existing | Food Preparation | Natural Gas | Broiler | E9 | RIM BC Ratio | 0 | 0 | 0 | 0 | 0 | 0 | 0 | 0 | 0 | 0 | 0 | 0 | 0 | 0 | 0 | 0 | 0 | 0 | 0 | 0 | 0 | 0 | 0 | 0 | 0 | 0 | 0
F5_Commercial_Office (ID)_Existing_Food Preparation_Natural Gas_Broiler_E10 | F5 | Commercial | Office (ID) | Existing | Food Preparation | Natural Gas | Broiler | E10 | RIM BC Ratio | 0 | 0 | 0 | 0 | 0 | 0 | 0 | 0 | 0 | 0 | 0 | 0 | 0 | 0 | 0 | 0 | 0 | 0 | 0 | 0 | 0 | 0 | 0 | 0 | 0 | 0 | 0
F0_Commercial_Office (ID)_Existing_Food Preparation_Natural Gas_Griddle_E0 | F0 | Commercial | Office (ID) | Existing | Food Preparation | Natural Gas | Griddle | E0 | Economic Unit | ENERGY STAR | ENERGY STAR | ENERGY STAR | ENERGY STAR | ENERGY STAR | ENERGY STAR | ENERGY STAR | ENERGY STAR | ENERGY STAR | ENERGY STAR | ENERGY STAR | ENERGY STAR | ENERGY STAR | ENERGY STAR | ENERGY STAR | ENERGY STAR | ENERGY STAR | ENERGY STAR | ENERGY STAR | ENERGY STAR | ENERGY STAR | ENERGY STAR | ENERGY STAR | ENERGY STAR | ENERGY STAR | ENERGY STAR | ENERGY STAR
F1_Commercial_Office (ID)_Existing_Food Preparation_Natural Gas_Griddle_E1 | F1 | Commercial | Office (ID) | Existing | Food Preparation | Natural Gas | Griddle | E1 | CCE | 0 | 0 | 0 | 0 | 0 | 0 | 0 | 0 | 0 | 0 | 0 | 0 | 0 | 0 | 0 | 0 | 0 | 0 | 0 | 0 | 0 | 0 | 0 | 0 | 0 | 0 | 0
F1_Commercial_Office (ID)_Existing_Food Preparation_Natural Gas_Griddle_E2 | F1 | Commercial | Office (ID) | Existing | Food Preparation | Natural Gas | Griddle | E2 | CCE | 6.1281e-05 | 6.1281e-05 | 6.1281e-05 | 6.1281e-05 | 6.1281e-05 | 6.1281e-05 | 6.1281e-05 | 6.1281e-05 | 6.1281e-05 | 6.1281e-05 | 6.1281e-05 | 6.1281e-05 | 6.1281e-05 | 6.1281e-05 | 6.1281e-05 | 6.1281e-05 | 6.1281e-05 | 6.1281e-05 | 6.1281e-05 | 6.1281e-05 | 6.1281e-05 | 6.1281e-05 | 6.1281e-05 | 6.1281e-05 | 6.1281e-05 | 6.1281e-05 | 6.1281e-05
F1_Commercial_Office (ID)_Existing_Food Preparation_Natural Gas_Griddle_E3 | F1 | Commercial | Office (ID) | Existing | Food Preparation | Natural Gas | Griddle | E3 | CCE | 0 | 0 | 0 | 0 | 0 | 0 | 0 | 0 | 0 | 0 | 0 | 0 | 0 | 0 | 0 | 0 | 0 | 0 | 0 | 0 | 0 | 0 | 0 | 0 | 0 | 0 | 0
F1_Commercial_Office (ID)_Existing_Food Preparation_Natural Gas_Griddle_E4 | F1 | Commercial | Office (ID) | Existing | Food Preparation | Natural Gas | Griddle | E4 | CCE | 0 | 0 | 0 | 0 | 0 | 0 | 0 | 0 | 0 | 0 | 0 | 0 | 0 | 0 | 0 | 0 | 0 | 0 | 0 | 0 | 0 | 0 | 0 | 0 | 0 | 0 | 0
F1_Commercial_Office (ID)_Existing_Food Preparation_Natural Gas_Griddle_E5 | F1 | Commercial | Office (ID) | Existing | Food Preparation | Natural Gas | Griddle | E5 | CCE | 0 | 0 | 0 | 0 | 0 | 0 | 0 | 0 | 0 | 0 | 0 | 0 | 0 | 0 | 0 | 0 | 0 | 0 | 0 | 0 | 0 | 0 | 0 | 0 | 0 | 0 | 0
F1_Commercial_Office (ID)_Existing_Food Preparation_Natural Gas_Griddle_E6 | F1 | Commercial | Office (ID) | Existing | Food Preparation | Natural Gas | Griddle | E6 | CCE | 0 | 0 | 0 | 0 | 0 | 0 | 0 | 0 | 0 | 0 | 0 | 0 | 0 | 0 | 0 | 0 | 0 | 0 | 0 | 0 | 0 | 0 | 0 | 0 | 0 | 0 | 0
F1_Commercial_Office (ID)_Existing_Food Preparation_Natural Gas_Griddle_E7 | F1 | Commercial | Office (ID) | Existing | Food Preparation | Natural Gas | Griddle | E7 | CCE | 0 | 0 | 0 | 0 | 0 | 0 | 0 | 0 | 0 | 0 | 0 | 0 | 0 | 0 | 0 | 0 | 0 | 0 | 0 | 0 | 0 | 0 | 0 | 0 | 0 | 0 | 0
F1_Commercial_Office (ID)_Existing_Food Preparation_Natural Gas_Griddle_E8 | F1 | Commercial | Office (ID) | Existing | Food Preparation | Natural Gas | Griddle | E8 | CCE | 0 | 0 | 0 | 0 | 0 | 0 | 0 | 0 | 0 | 0 | 0 | 0 | 0 | 0 | 0 | 0 | 0 | 0 | 0 | 0 | 0 | 0 | 0 | 0 | 0 | 0 | 0
F1_Commercial_Office (ID)_Existing_Food Preparation_Natural Gas_Griddle_E9 | F1 | Commercial | Office (ID) | Existing | Food Preparation | Natural Gas | Griddle | E9 | CCE | 0 | 0 | 0 | 0 | 0 | 0 | 0 | 0 | 0 | 0 | 0 | 0 | 0 | 0 | 0 | 0 | 0 | 0 | 0 | 0 | 0 | 0 | 0 | 0 | 0 | 0 | 0
F1_Commercial_Office (ID)_Existing_Food Preparation_Natural Gas_Griddle_E10 | F1 | Commercial | Office (ID) | Existing | Food Preparation | Natural Gas | Griddle | E10 | CCE | 0 | 0 | 0 | 0 | 0 | 0 | 0 | 0 | 0 | 0 | 0 | 0 | 0 | 0 | 0 | 0 | 0 | 0 | 0 | 0 | 0 | 0 | 0 | 0 | 0 | 0 | 0
F2_Commercial_Office (ID)_Existing_Food Preparation_Natural Gas_Griddle_E1 | F2 | Commercial | Office (ID) | Existing | Food Preparation | Natural Gas | Griddle | E1 | TRC BC Ratio | [24 empty] | 1 | 1 | 1 | bar: 2019 to 2042
F2_Commercial_Office (ID)_Existing_Food Preparation_Natural Gas_Griddle_E2 | F2 | Commercial | Office (ID) | Existing | Food Preparation | Natural Gas | Griddle | E2 | TRC BC Ratio | 58.0767 | 59.5404 | 61.2745 | 63.2617 | 65.509 | 68.2432 | 71.0575 | 73.8446 | 76.5278 | 79.2482 | 81.4128 | 83.4408 | 85.6196 | 87.7525 | 89.6595 | 91.4441 | 93.0446 | 94.6247 | 96.3124 | 97.9588 | 99.6502 | 101.4086 | 103.1857 | 105.0189 | 106.8847 | 108.7836 | 110.7162
F2_Commercial_Office (ID)_Existing_Food Preparation_Natural Gas_Griddle_E3 | F2 | Commercial | Office (ID) | Existing | Food Preparation | Natural Gas | Griddle | E3 | TRC BC Ratio | 0 | 0 | 0 | 0 | 0 | 0 | 0 | 0 | 0 | 0 | 0 | 0 | 0 | 0 | 0 | 0 | 0 | 0 | 0 | 0 | 0 | 0 | 0 | 0 | 0 | 0 | 0
F2_Commercial_Office (ID)_Existing_Food Preparation_Natural Gas_Griddle_E4 | F2 | Commercial | Office (ID) | Existing | Food Preparation | Natural Gas | Griddle | E4 | TRC BC Ratio | 0 | 0 | 0 | 0 | 0 | 0 | 0 | 0 | 0 | 0 | 0 | 0 | 0 | 0 | 0 | 0 | 0 | 0 | 0 | 0 | 0 | 0 | 0 | 0 | 0 | 0 | 0
F2_Commercial_Office (ID)_Existing_Food Preparation_Natural Gas_Griddle_E5 | F2 | Commercial | Office (ID) | Existing | Food Preparation | Natural Gas | Griddle | E5 | TRC BC Ratio | 0 | 0 | 0 | 0 | 0 | 0 | 0 | 0 | 0 | 0 | 0 | 0 | 0 | 0 | 0 | 0 | 0 | 0 | 0 | 0 | 0 | 0 | 0 | 0 | 0 | 0 | 0
F2_Commercial_Office (ID)_Existing_Food Preparation_Natural Gas_Griddle_E6 | F2 | Commercial | Office (ID) | Existing | Food Preparation | Natural Gas | Griddle | E6 | TRC BC Ratio | 0 | 0 | 0 | 0 | 0 | 0 | 0 | 0 | 0 | 0 | 0 | 0 | 0 | 0 | 0 | 0 | 0 | 0 | 0 | 0 | 0 | 0 | 0 | 0 | 0 | 0 | 0
F2_Commercial_Office (ID)_Existing_Food Preparation_Natural Gas_Griddle_E7 | F2 | Commercial | Office (ID) | Existing | Food Preparation | Natural Gas | Griddle | E7 | TRC BC Ratio | 0 | 0 | 0 | 0 | 0 | 0 | 0 | 0 | 0 | 0 | 0 | 0 | 0 | 0 | 0 | 0 | 0 | 0 | 0 | 0 | 0 | 0 | 0 | 0 | 0 | 0 | 0
F2_Commercial_Office (ID)_Existing_Food Preparation_Natural Gas_Griddle_E8 | F2 | Commercial | Office (ID) | Existing | Food Preparation | Natural Gas | Griddle | E8 | TRC BC Ratio | 0 | 0 | 0 | 0 | 0 | 0 | 0 | 0 | 0 | 0 | 0 | 0 | 0 | 0 | 0 | 0 | 0 | 0 | 0 | 0 | 0 | 0 | 0 | 0 | 0 | 0 | 0
F2_Commercial_Office (ID)_Existing_Food Preparation_Natural Gas_Griddle_E9 | F2 | Commercial | Office (ID) | Existing | Food Preparation | Natural Gas | Griddle | E9 | TRC BC Ratio | 0 | 0 | 0 | 0 | 0 | 0 | 0 | 0 | 0 | 0 | 0 | 0 | 0 | 0 | 0 | 0 | 0 | 0 | 0 | 0 | 0 | 0 | 0 | 0 | 0 | 0 | 0
F2_Commercial_Office (ID)_Existing_Food Preparation_Natural Gas_Griddle_E10 | F2 | Commercial | Office (ID) | Existing | Food Preparation | Natural Gas | Griddle | E10 | TRC BC Ratio | 0 | 0 | 0 | 0 | 0 | 0 | 0 | 0 | 0 | 0 | 0 | 0 | 0 | 0 | 0 | 0 | 0 | 0 | 0 | 0 | 0 | 0 | 0 | 0 | 0 | 0 | 0
F3_Commercial_Office (ID)_Existing_Food Preparation_Natural Gas_Griddle_E1 | F3 | Commercial | Office (ID) | Existing | Food Preparation | Natural Gas | Griddle | E1 | PACT BC Ratio | [24 empty] | 1 | 1 | 1 | bar: 2019 to 2042
F3_Commercial_Office (ID)_Existing_Food Preparation_Natural Gas_Griddle_E2 | F3 | Commercial | Office (ID) | Existing | Food Preparation | Natural Gas | Griddle | E2 | PACT BC Ratio | 115.0132 | 117.9118 | 121.3459 | 125.2813 | 129.7317 | 135.1466 | 140.7199 | 146.2394 | 151.553 | 156.9405 | 161.2273 | 165.2433 | 169.5582 | 173.7821 | 177.5587 | 181.0929 | 184.2624 | 187.3916 | 190.7339 | 193.9944 | 197.3439 | 200.8263 | 204.3456 | 207.976 | 211.6708 | 215.4314 | 219.2587
F3_Commercial_Office (ID)_Existing_Food Preparation_Natural Gas_Griddle_E3 | F3 | Commercial | Office (ID) | Existing | Food Preparation | Natural Gas | Griddle | E3 | PACT BC Ratio | 0 | 0 | 0 | 0 | 0 | 0 | 0 | 0 | 0 | 0 | 0 | 0 | 0 | 0 | 0 | 0 | 0 | 0 | 0 | 0 | 0 | 0 | 0 | 0 | 0 | 0 | 0
F3_Commercial_Office (ID)_Existing_Food Preparation_Natural Gas_Griddle_E4 | F3 | Commercial | Office (ID) | Existing | Food Preparation | Natural Gas | Griddle | E4 | PACT BC Ratio | 0 | 0 | 0 | 0 | 0 | 0 | 0 | 0 | 0 | 0 | 0 | 0 | 0 | 0 | 0 | 0 | 0 | 0 | 0 | 0 | 0 | 0 | 0 | 0 | 0 | 0 | 0
F3_Commercial_Office (ID)_Existing_Food Preparation_Natural Gas_Griddle_E5 | F3 | Commercial | Office (ID) | Existing | Food Preparation | Natural Gas | Griddle | E5 | PACT BC Ratio | 0 | 0 | 0 | 0 | 0 | 0 | 0 | 0 | 0 | 0 | 0 | 0 | 0 | 0 | 0 | 0 | 0 | 0 | 0 | 0 | 0 | 0 | 0 | 0 | 0 | 0 | 0
F3_Commercial_Office (ID)_Existing_Food Preparation_Natural Gas_Griddle_E6 | F3 | Commercial | Office (ID) | Existing | Food Preparation | Natural Gas | Griddle | E6 | PACT BC Ratio | 0 | 0 | 0 | 0 | 0 | 0 | 0 | 0 | 0 | 0 | 0 | 0 | 0 | 0 | 0 | 0 | 0 | 0 | 0 | 0 | 0 | 0 | 0 | 0 | 0 | 0 | 0
F3_Commercial_Office (ID)_Existing_Food Preparation_Natural Gas_Griddle_E7 | F3 | Commercial | Office (ID) | Existing | Food Preparation | Natural Gas | Griddle | E7 | PACT BC Ratio | 0 | 0 | 0 | 0 | 0 | 0 | 0 | 0 | 0 | 0 | 0 | 0 | 0 | 0 | 0 | 0 | 0 | 0 | 0 | 0 | 0 | 0 | 0 | 0 | 0 | 0 | 0
F3_Commercial_Office (ID)_Existing_Food Preparation_Natural Gas_Griddle_E8 | F3 | Commercial | Office (ID) | Existing | Food Preparation | Natural Gas | Griddle | E8 | PACT BC Ratio | 0 | 0 | 0 | 0 | 0 | 0 | 0 | 0 | 0 | 0 | 0 | 0 | 0 | 0 | 0 | 0 | 0 | 0 | 0 | 0 | 0 | 0 | 0 | 0 | 0 | 0 | 0
F3_Commercial_Office (ID)_Existing_Food Preparation_Natural Gas_Griddle_E9 | F3 | Commercial | Office (ID) | Existing | Food Preparation | Natural Gas | Griddle | E9 | PACT BC Ratio | 0 | 0 | 0 | 0 | 0 | 0 | 0 | 0 | 0 | 0 | 0 | 0 | 0 | 0 | 0 | 0 | 0 | 0 | 0 | 0 | 0 | 0 | 0 | 0 | 0 | 0 | 0
F3_Commercial_Office (ID)_Existing_Food Preparation_Natural Gas_Griddle_E10 | F3 | Commercial | Office (ID) | Existing | Food Preparation | Natural Gas | Griddle | E10 | PACT BC Ratio | 0 | 0 | 0 | 0 | 0 | 0 | 0 | 0 | 0 | 0 | 0 | 0 | 0 | 0 | 0 | 0 | 0 | 0 | 0 | 0 | 0 | 0 | 0 | 0 | 0 | 0 | 0
F4_Commercial_Office (ID)_Existing_Food Preparation_Natural Gas_Griddle_E1 | F4 | Commercial | Office (ID) | Existing | Food Preparation | Natural Gas | Griddle | E1 | RVT BC Ratio | [24 empty] | 1 | 1 | 1 | bar: 2019 to 2042
F4_Commercial_Office (ID)_Existing_Food Preparation_Natural Gas_Griddle_E2 | F4 | Commercial | Office (ID) | Existing | Food Preparation | Natural Gas | Griddle | E2 | RVT BC Ratio | 82.4891 | 84.0397 | 85.8598 | 87.9816 | 90.4121 | 93.4458 | 96.488 | 99.3764 | 101.9911 | 104.5257 | 107.152 | 109.5388 | 112.0581 | 114.4419 | 116.4917 | 118.3416 | 119.9073 | 121.402 | 122.9915 | 124.4758 | 125.9652 | 128.1808 | 130.42 | 132.7298 | 135.0807 | 137.4733 | 139.9084
F4_Commercial_Office (ID)_Existing_Food Preparation_Natural Gas_Griddle_E3 | F4 | Commercial | Office (ID) | Existing | Food Preparation | Natural Gas | Griddle | E3 | RVT BC Ratio | 0 | 0 | 0 | 0 | 0 | 0 | 0 | 0 | 0 | 0 | 0 | 0 | 0 | 0 | 0 | 0 | 0 | 0 | 0 | 0 | 0 | 0 | 0 | 0 | 0 | 0 | 0
F4_Commercial_Office (ID)_Existing_Food Preparation_Natural Gas_Griddle_E4 | F4 | Commercial | Office (ID) | Existing | Food Preparation | Natural Gas | Griddle | E4 | RVT BC Ratio | 0 | 0 | 0 | 0 | 0 | 0 | 0 | 0 | 0 | 0 | 0 | 0 | 0 | 0 | 0 | 0 | 0 | 0 | 0 | 0 | 0 | 0 | 0 | 0 | 0 | 0 | 0
F4_Commercial_Office (ID)_Existing_Food Preparation_Natural Gas_Griddle_E5 | F4 | Commercial | Office (ID) | Existing | Food Preparation | Natural Gas | Griddle | E5 | RVT BC Ratio | 0 | 0 | 0 | 0 | 0 | 0 | 0 | 0 | 0 | 0 | 0 | 0 | 0 | 0 | 0 | 0 | 0 | 0 | 0 | 0 | 0 | 0 | 0 | 0 | 0 | 0 | 0
F4_Commercial_Office (ID)_Existing_Food Preparation_Natural Gas_Griddle_E6 | F4 | Commercial | Office (ID) | Existing | Food Preparation | Natural Gas | Griddle | E6 | RVT BC Ratio | 0 | 0 | 0 | 0 | 0 | 0 | 0 | 0 | 0 | 0 | 0 | 0 | 0 | 0 | 0 | 0 | 0 | 0 | 0 | 0 | 0 | 0 | 0 | 0 | 0 | 0 | 0
F4_Commercial_Office (ID)_Existing_Food Preparation_Natural Gas_Griddle_E7 | F4 | Commercial | Office (ID) | Existing | Food Preparation | Natural Gas | Griddle | E7 | RVT BC Ratio | 0 | 0 | 0 | 0 | 0 | 0 | 0 | 0 | 0 | 0 | 0 | 0 | 0 | 0 | 0 | 0 | 0 | 0 | 0 | 0 | 0 | 0 | 0 | 0 | 0 | 0 | 0
F4_Commercial_Office (ID)_Existing_Food Preparation_Natural Gas_Griddle_E8 | F4 | Commercial | Office (ID) | Existing | Food Preparation | Natural Gas | Griddle | E8 | RVT BC Ratio | 0 | 0 | 0 | 0 | 0 | 0 | 0 | 0 | 0 | 0 | 0 | 0 | 0 | 0 | 0 | 0 | 0 | 0 | 0 | 0 | 0 | 0 | 0 | 0 | 0 | 0 | 0
F4_Commercial_Office (ID)_Existing_Food Preparation_Natural Gas_Griddle_E9 | F4 | Commercial | Office (ID) | Existing | Food Preparation | Natural Gas | Griddle | E9 | RVT BC Ratio | 0 | 0 | 0 | 0 | 0 | 0 | 0 | 0 | 0 | 0 | 0 | 0 | 0 | 0 | 0 | 0 | 0 | 0 | 0 | 0 | 0 | 0 | 0 | 0 | 0 | 0 | 0
F4_Commercial_Office (ID)_Existing_Food Preparation_Natural Gas_Griddle_E10 | F4 | Commercial | Office (ID) | Existing | Food Preparation | Natural Gas | Griddle | E10 | RVT BC Ratio | 0 | 0 | 0 | 0 | 0 | 0 | 0 | 0 | 0 | 0 | 0 | 0 | 0 | 0 | 0 | 0 | 0 | 0 | 0 | 0 | 0 | 0 | 0 | 0 | 0 | 0 | 0
F5_Commercial_Office (ID)_Existing_Food Preparation_Natural Gas_Griddle_E1 | F5 | Commercial | Office (ID) | Existing | Food Preparation | Natural Gas | Griddle | E1 | RIM BC Ratio | [24 empty] | 1 | 1 | 1 | bar: 2019 to 2042
F5_Commercial_Office (ID)_Existing_Food Preparation_Natural Gas_Griddle_E2 | F5 | Commercial | Office (ID) | Existing | Food Preparation | Natural Gas | Griddle | E2 | RIM BC Ratio | 0.84282 | 0.84816 | 0.8544 | 0.86088 | 0.86755 | 0.87449 | 0.8819 | 0.8899 | 0.89864 | 0.90807 | 0.91005 | 0.91243 | 0.91524 | 0.91854 | 0.92201 | 0.92569 | 0.92961 | 0.93378 | 0.93817 | 0.94285 | 0.94781 | 0.94789 | 0.94796 | 0.94804 | 0.94812 | 0.94819 | 0.94826
F5_Commercial_Office (ID)_Existing_Food Preparation_Natural Gas_Griddle_E3 | F5 | Commercial | Office (ID) | Existing | Food Preparation | Natural Gas | Griddle | E3 | RIM BC Ratio | 0 | 0 | 0 | 0 | 0 | 0 | 0 | 0 | 0 | 0 | 0 | 0 | 0 | 0 | 0 | 0 | 0 | 0 | 0 | 0 | 0 | 0 | 0 | 0 | 0 | 0 | 0
F5_Commercial_Office (ID)_Existing_Food Preparation_Natural Gas_Griddle_E4 | F5 | Commercial | Office (ID) | Existing | Food Preparation | Natural Gas | Griddle | E4 | RIM BC Ratio | 0 | 0 | 0 | 0 | 0 | 0 | 0 | 0 | 0 | 0 | 0 | 0 | 0 | 0 | 0 | 0 | 0 | 0 | 0 | 0 | 0 | 0 | 0 | 0 | 0 | 0 | 0
F5_Commercial_Office (ID)_Existing_Food Preparation_Natural Gas_Griddle_E5 | F5 | Commercial | Office (ID) | Existing | Food Preparation | Natural Gas | Griddle | E5 | RIM BC Ratio | 0 | 0 | 0 | 0 | 0 | 0 | 0 | 0 | 0 | 0 | 0 | 0 | 0 | 0 | 0 | 0 | 0 | 0 | 0 | 0 | 0 | 0 | 0 | 0 | 0 | 0 | 0
F5_Commercial_Office (ID)_Existing_Food Preparation_Natural Gas_Griddle_E6 | F5 | Commercial | Office (ID) | Existing | Food Preparation | Natural Gas | Griddle | E6 | RIM BC Ratio | 0 | 0 | 0 | 0 | 0 | 0 | 0 | 0 | 0 | 0 | 0 | 0 | 0 | 0 | 0 | 0 | 0 | 0 | 0 | 0 | 0 | 0 | 0 | 0 | 0 | 0 | 0
F5_Commercial_Office (ID)_Existing_Food Preparation_Natural Gas_Griddle_E7 | F5 | Commercial | Office (ID) | Existing | Food Preparation | Natural Gas | Griddle | E7 | RIM BC Ratio | 0 | 0 | 0 | 0 | 0 | 0 | 0 | 0 | 0 | 0 | 0 | 0 | 0 | 0 | 0 | 0 | 0 | 0 | 0 | 0 | 0 | 0 | 0 | 0 | 0 | 0 | 0
F5_Commercial_Office (ID)_Existing_Food Preparation_Natural Gas_Griddle_E8 | F5 | Commercial | Office (ID) | Existing | Food Preparation | Natural Gas | Griddle | E8 | RIM BC Ratio | 0 | 0 | 0 | 0 | 0 | 0 | 0 | 0 | 0 | 0 | 0 | 0 | 0 | 0 | 0 | 0 | 0 | 0 | 0 | 0 | 0 | 0 | 0 | 0 | 0 | 0 | 0
F5_Commercial_Office (ID)_Existing_Food Preparation_Natural Gas_Griddle_E9 | F5 | Commercial | Office (ID) | Existing | Food Preparation | Natural Gas | Griddle | E9 | RIM BC Ratio | 0 | 0 | 0 | 0 | 0 | 0 | 0 | 0 | 0 | 0 | 0 | 0 | 0 | 0 | 0 | 0 | 0 | 0 | 0 | 0 | 0 | 0 | 0 | 0 | 0 | 0 | 0
F5_Commercial_Office (ID)_Existing_Food Preparation_Natural Gas_Griddle_E10 | F5 | Commercial | Office (ID) | Existing | Food Preparation | Natural Gas | Griddle | E10 | RIM BC Ratio | 0 | 0 | 0 | 0 | 0 | 0 | 0 | 0 | 0 | 0 | 0 | 0 | 0 | 0 | 0 | 0 | 0 | 0 | 0 | 0 | 0 | 0 | 0 | 0 | 0 | 0 | 0
F0_Commercial_Office (ID)_Existing_Food Preparation_Natural Gas_Range_E0 | F0 | Commercial | Office (ID) | Existing | Food Preparation | Natural Gas | Range | E0 | Economic Unit | High Efficiency | High Efficiency | High Efficiency | High Efficiency | High Efficiency | High Efficiency | High Efficiency | High Efficiency | High Efficiency | High Efficiency | High Efficiency | High Efficiency | High Efficiency | High Efficiency | High Efficiency | High Efficiency | High Efficiency | High Efficiency | High Efficiency | High Efficiency | High Efficiency | High Efficiency | High Efficiency | High Efficiency | High Efficiency | High Efficiency | High Efficiency
F1_Commercial_Office (ID)_Existing_Food Preparation_Natural Gas_Range_E1 | F1 | Commercial | Office (ID) | Existing | Food Preparation | Natural Gas | Range | E1 | CCE | 0 | 0 | 0 | 0 | 0 | 0 | 0 | 0 | 0 | 0 | 0 | 0 | 0 | 0 | 0 | 0 | 0 | 0 | 0 | 0 | 0 | 0 | 0 | 0 | 0 | 0 | 0
F1_Commercial_Office (ID)_Existing_Food Preparation_Natural Gas_Range_E2 | F1 | Commercial | Office (ID) | Existing | Food Preparation | Natural Gas | Range | E2 | CCE | 1.6433e-05 | 1.6433e-05 | 1.6433e-05 | 1.6433e-05 | 1.6433e-05 | 1.6433e-05 | 1.6433e-05 | 1.6433e-05 | 1.6433e-05 | 1.6433e-05 | 1.6433e-05 | 1.6433e-05 | 1.6433e-05 | 1.6433e-05 | 1.6433e-05 | 1.6433e-05 | 1.6433e-05 | 1.6433e-05 | 1.6433e-05 | 1.6433e-05 | 1.6433e-05 | 1.6433e-05 | 1.6433e-05 | 1.6433e-05 | 1.6433e-05 | 1.6433e-05 | 1.6433e-05
F1_Commercial_Office (ID)_Existing_Food Preparation_Natural Gas_Range_E3 | F1 | Commercial | Office (ID) | Existing | Food Preparation | Natural Gas | Range | E3 | CCE | 0 | 0 | 0 | 0 | 0 | 0 | 0 | 0 | 0 | 0 | 0 | 0 | 0 | 0 | 0 | 0 | 0 | 0 | 0 | 0 | 0 | 0 | 0 | 0 | 0 | 0 | 0
F1_Commercial_Office (ID)_Existing_Food Preparation_Natural Gas_Range_E4 | F1 | Commercial | Office (ID) | Existing | Food Preparation | Natural Gas | Range | E4 | CCE | 0 | 0 | 0 | 0 | 0 | 0 | 0 | 0 | 0 | 0 | 0 | 0 | 0 | 0 | 0 | 0 | 0 | 0 | 0 | 0 | 0 | 0 | 0 | 0 | 0 | 0 | 0
F1_Commercial_Office (ID)_Existing_Food Preparation_Natural Gas_Range_E5 | F1 | Commercial | Office (ID) | Existing | Food Preparation | Natural Gas | Range | E5 | CCE | 0 | 0 | 0 | 0 | 0 | 0 | 0 | 0 | 0 | 0 | 0 | 0 | 0 | 0 | 0 | 0 | 0 | 0 | 0 | 0 | 0 | 0 | 0 | 0 | 0 | 0 | 0
F1_Commercial_Office (ID)_Existing_Food Preparation_Natural Gas_Range_E6 | F1 | Commercial | Office (ID) | Existing | Food Preparation | Natural Gas | Range | E6 | CCE | 0 | 0 | 0 | 0 | 0 | 0 | 0 | 0 | 0 | 0 | 0 | 0 | 0 | 0 | 0 | 0 | 0 | 0 | 0 | 0 | 0 | 0 | 0 | 0 | 0 | 0 | 0
F1_Commercial_Office (ID)_Existing_Food Preparation_Natural Gas_Range_E7 | F1 | Commercial | Office (ID) | Existing | Food Preparation | Natural Gas | Range | E7 | CCE | 0 | 0 | 0 | 0 | 0 | 0 | 0 | 0 | 0 | 0 | 0 | 0 | 0 | 0 | 0 | 0 | 0 | 0 | 0 | 0 | 0 | 0 | 0 | 0 | 0 | 0 | 0
F1_Commercial_Office (ID)_Existing_Food Preparation_Natural Gas_Range_E8 | F1 | Commercial | Office (ID) | Existing | Food Preparation | Natural Gas | Range | E8 | CCE | 0 | 0 | 0 | 0 | 0 | 0 | 0 | 0 | 0 | 0 | 0 | 0 | 0 | 0 | 0 | 0 | 0 | 0 | 0 | 0 | 0 | 0 | 0 | 0 | 0 | 0 | 0
F1_Commercial_Office (ID)_Existing_Food Preparation_Natural Gas_Range_E9 | F1 | Commercial | Office (ID) | Existing | Food Preparation | Natural Gas | Range | E9 | CCE | 0 | 0 | 0 | 0 | 0 | 0 | 0 | 0 | 0 | 0 | 0 | 0 | 0 | 0 | 0 | 0 | 0 | 0 | 0 | 0 | 0 | 0 | 0 | 0 | 0 | 0 | 0
F1_Commercial_Office (ID)_Existing_Food Preparation_Natural Gas_Range_E10 | F1 | Commercial | Office (ID) | Existing | Food Preparation | Natural Gas | Range | E10 | CCE | 0 | 0 | 0 | 0 | 0 | 0 | 0 | 0 | 0 | 0 | 0 | 0 | 0 | 0 | 0 | 0 | 0 | 0 | 0 | 0 | 0 | 0 | 0 | 0 | 0 | 0 | 0
F2_Commercial_Office (ID)_Existing_Food Preparation_Natural Gas_Range_E1 | F2 | Commercial | Office (ID) | Existing | Food Preparation | Natural Gas | Range | E1 | TRC BC Ratio | [24 empty] | 1 | 1 | 1 | bar: 2019 to 2042
F2_Commercial_Office (ID)_Existing_Food Preparation_Natural Gas_Range_E2 | F2 | Commercial | Office (ID) | Existing | Food Preparation | Natural Gas | Range | E2 | TRC BC Ratio | 211.0481 | 215.9204 | 222.0491 | 229.2789 | 237.6864 | 248.2899 | 259.3342 | 270.3461 | 280.9675 | 291.735 | 300.1387 | 307.956 | 316.384 | 324.5941 | 331.8349 | 338.5393 | 344.4519 | 350.2637 | 356.5145 | 362.5753 | 368.8102 | 375.3121 | 381.8764 | 388.6608 | 395.5657 | 402.5933 | 409.7457
F2_Commercial_Office (ID)_Existing_Food Preparation_Natural Gas_Range_E3 | F2 | Commercial | Office (ID) | Existing | Food Preparation | Natural Gas | Range | E3 | TRC BC Ratio | 0 | 0 | 0 | 0 | 0 | 0 | 0 | 0 | 0 | 0 | 0 | 0 | 0 | 0 | 0 | 0 | 0 | 0 | 0 | 0 | 0 | 0 | 0 | 0 | 0 | 0 | 0
F2_Commercial_Office (ID)_Existing_Food Preparation_Natural Gas_Range_E4 | F2 | Commercial | Office (ID) | Existing | Food Preparation | Natural Gas | Range | E4 | TRC BC Ratio | 0 | 0 | 0 | 0 | 0 | 0 | 0 | 0 | 0 | 0 | 0 | 0 | 0 | 0 | 0 | 0 | 0 | 0 | 0 | 0 | 0 | 0 | 0 | 0 | 0 | 0 | 0
F2_Commercial_Office (ID)_Existing_Food Preparation_Natural Gas_Range_E5 | F2 | Commercial | Office (ID) | Existing | Food Preparation | Natural Gas | Range | E5 | TRC BC Ratio | 0 | 0 | 0 | 0 | 0 | 0 | 0 | 0 | 0 | 0 | 0 | 0 | 0 | 0 | 0 | 0 | 0 | 0 | 0 | 0 | 0 | 0 | 0 | 0 | 0 | 0 | 0
F2_Commercial_Office (ID)_Existing_Food Preparation_Natural Gas_Range_E6 | F2 | Commercial | Office (ID) | Existing | Food Preparation | Natural Gas | Range | E6 | TRC BC Ratio | 0 | 0 | 0 | 0 | 0 | 0 | 0 | 0 | 0 | 0 | 0 | 0 | 0 | 0 | 0 | 0 | 0 | 0 | 0 | 0 | 0 | 0 | 0 | 0 | 0 | 0 | 0
F2_Commercial_Office (ID)_Existing_Food Preparation_Natural Gas_Range_E7 | F2 | Commercial | Office (ID) | Existing | Food Preparation | Natural Gas | Range | E7 | TRC BC Ratio | 0 | 0 | 0 | 0 | 0 | 0 | 0 | 0 | 0 | 0 | 0 | 0 | 0 | 0 | 0 | 0 | 0 | 0 | 0 | 0 | 0 | 0 | 0 | 0 | 0 | 0 | 0
F2_Commercial_Office (ID)_Existing_Food Preparation_Natural Gas_Range_E8 | F2 | Commercial | Office (ID) | Existing | Food Preparation | Natural Gas | Range | E8 | TRC BC Ratio | 0 | 0 | 0 | 0 | 0 | 0 | 0 | 0 | 0 | 0 | 0 | 0 | 0 | 0 | 0 | 0 | 0 | 0 | 0 | 0 | 0 | 0 | 0 | 0 | 0 | 0 | 0
F2_Commercial_Office (ID)_Existing_Food Preparation_Natural Gas_Range_E9 | F2 | Commercial | Office (ID) | Existing | Food Preparation | Natural Gas | Range | E9 | TRC BC Ratio | 0 | 0 | 0 | 0 | 0 | 0 | 0 | 0 | 0 | 0 | 0 | 0 | 0 | 0 | 0 | 0 | 0 | 0 | 0 | 0 | 0 | 0 | 0 | 0 | 0 | 0 | 0
F2_Commercial_Office (ID)_Existing_Food Preparation_Natural Gas_Range_E10 | F2 | Commercial | Office (ID) | Existing | Food Preparation | Natural Gas | Range | E10 | TRC BC Ratio | 0 | 0 | 0 | 0 | 0 | 0 | 0 | 0 | 0 | 0 | 0 | 0 | 0 | 0 | 0 | 0 | 0 | 0 | 0 | 0 | 0 | 0 | 0 | 0 | 0 | 0 | 0
F3_Commercial_Office (ID)_Existing_Food Preparation_Natural Gas_Range_E1 | F3 | Commercial | Office (ID) | Existing | Food Preparation | Natural Gas | Range | E1 | PACT BC Ratio | [24 empty] | 1 | 1 | 1 | bar: 2019 to 2042
F3_Commercial_Office (ID)_Existing_Food Preparation_Natural Gas_Range_E2 | F3 | Commercial | Office (ID) | Existing | Food Preparation | Natural Gas | Range | E2 | PACT BC Ratio | 417.9526 | 427.6015 | 439.7387 | 454.0563 | 470.7062 | 491.7049 | 513.5767 | 535.3843 | 556.4186 | 577.7422 | 594.3847 | 609.8657 | 626.5562 | 642.8153 | 657.1547 | 670.4319 | 682.1409 | 693.6505 | 706.0293 | 718.032 | 730.3793 | 743.2555 | 756.2553 | 769.6908 | 783.3651 | 797.2823 | 811.4467
F3_Commercial_Office (ID)_Existing_Food Preparation_Natural Gas_Range_E3 | F3 | Commercial | Office (ID) | Existing | Food Preparation | Natural Gas | Range | E3 | PACT BC Ratio | 0 | 0 | 0 | 0 | 0 | 0 | 0 | 0 | 0 | 0 | 0 | 0 | 0 | 0 | 0 | 0 | 0 | 0 | 0 | 0 | 0 | 0 | 0 | 0 | 0 | 0 | 0
F3_Commercial_Office (ID)_Existing_Food Preparation_Natural Gas_Range_E4 | F3 | Commercial | Office (ID) | Existing | Food Preparation | Natural Gas | Range | E4 | PACT BC Ratio | 0 | 0 | 0 | 0 | 0 | 0 | 0 | 0 | 0 | 0 | 0 | 0 | 0 | 0 | 0 | 0 | 0 | 0 | 0 | 0 | 0 | 0 | 0 | 0 | 0 | 0 | 0
F3_Commercial_Office (ID)_Existing_Food Preparation_Natural Gas_Range_E5 | F3 | Commercial | Office (ID) | Existing | Food Preparation | Natural Gas | Range | E5 | PACT BC Ratio | 0 | 0 | 0 | 0 | 0 | 0 | 0 | 0 | 0 | 0 | 0 | 0 | 0 | 0 | 0 | 0 | 0 | 0 | 0 | 0 | 0 | 0 | 0 | 0 | 0 | 0 | 0
F3_Commercial_Office (ID)_Existing_Food Preparation_Natural Gas_Range_E6 | F3 | Commercial | Office (ID) | Existing | Food Preparation | Natural Gas | Range | E6 | PACT BC Ratio | 0 | 0 | 0 | 0 | 0 | 0 | 0 | 0 | 0 | 0 | 0 | 0 | 0 | 0 | 0 | 0 | 0 | 0 | 0 | 0 | 0 | 0 | 0 | 0 | 0 | 0 | 0
F3_Commercial_Office (ID)_Existing_Food Preparation_Natural Gas_Range_E7 | F3 | Commercial | Office (ID) | Existing | Food Preparation | Natural Gas | Range | E7 | PACT BC Ratio | 0 | 0 | 0 | 0 | 0 | 0 | 0 | 0 | 0 | 0 | 0 | 0 | 0 | 0 | 0 | 0 | 0 | 0 | 0 | 0 | 0 | 0 | 0 | 0 | 0 | 0 | 0
F3_Commercial_Office (ID)_Existing_Food Preparation_Natural Gas_Range_E8 | F3 | Commercial | Office (ID) | Existing | Food Preparation | Natural Gas | Range | E8 | PACT BC Ratio | 0 | 0 | 0 | 0 | 0 | 0 | 0 | 0 | 0 | 0 | 0 | 0 | 0 | 0 | 0 | 0 | 0 | 0 | 0 | 0 | 0 | 0 | 0 | 0 | 0 | 0 | 0
F3_Commercial_Office (ID)_Existing_Food Preparation_Natural Gas_Range_E9 | F3 | Commercial | Office (ID) | Existing | Food Preparation | Natural Gas | Range | E9 | PACT BC Ratio | 0 | 0 | 0 | 0 | 0 | 0 | 0 | 0 | 0 | 0 | 0 | 0 | 0 | 0 | 0 | 0 | 0 | 0 | 0 | 0 | 0 | 0 | 0 | 0 | 0 | 0 | 0
F3_Commercial_Office (ID)_Existing_Food Preparation_Natural Gas_Range_E10 | F3 | Commercial | Office (ID) | Existing | Food Preparation | Natural Gas | Range | E10 | PACT BC Ratio | 0 | 0 | 0 | 0 | 0 | 0 | 0 | 0 | 0 | 0 | 0 | 0 | 0 | 0 | 0 | 0 | 0 | 0 | 0 | 0 | 0 | 0 | 0 | 0 | 0 | 0 | 0
F4_Commercial_Office (ID)_Existing_Food Preparation_Natural Gas_Range_E1 | F4 | Commercial | Office (ID) | Existing | Food Preparation | Natural Gas | Range | E1 | RVT BC Ratio | [24 empty] | 1 | 1 | 1 | bar: 2019 to 2042
F4_Commercial_Office (ID)_Existing_Food Preparation_Natural Gas_Range_E2 | F4 | Commercial | Office (ID) | Existing | Food Preparation | Natural Gas | Range | E2 | RVT BC Ratio | 301.6764 | 306.691 | 312.8023 | 320.2302 | 329.0665 | 340.7465 | 352.7279 | 364.318 | 374.9867 | 385.2328 | 395.7575 | 405.1584 | 414.9651 | 424.0282 | 431.6618 | 438.4269 | 443.974 | 449.2029 | 454.8127 | 459.9589 | 465.1068 | 473.2992 | 481.5703 | 490.1186 | 498.8188 | 507.6735 | 516.6856
F4_Commercial_Office (ID)_Existing_Food Preparation_Natural Gas_Range_E3 | F4 | Commercial | Office (ID) | Existing | Food Preparation | Natural Gas | Range | E3 | RVT BC Ratio | 0 | 0 | 0 | 0 | 0 | 0 | 0 | 0 | 0 | 0 | 0 | 0 | 0 | 0 | 0 | 0 | 0 | 0 | 0 | 0 | 0 | 0 | 0 | 0 | 0 | 0 | 0
F4_Commercial_Office (ID)_Existing_Food Preparation_Natural Gas_Range_E4 | F4 | Commercial | Office (ID) | Existing | Food Preparation | Natural Gas | Range | E4 | RVT BC Ratio | 0 | 0 | 0 | 0 | 0 | 0 | 0 | 0 | 0 | 0 | 0 | 0 | 0 | 0 | 0 | 0 | 0 | 0 | 0 | 0 | 0 | 0 | 0 | 0 | 0 | 0 | 0
F4_Commercial_Office (ID)_Existing_Food Preparation_Natural Gas_Range_E5 | F4 | Commercial | Office (ID) | Existing | Food Preparation | Natural Gas | Range | E5 | RVT BC Ratio | 0 | 0 | 0 | 0 | 0 | 0 | 0 | 0 | 0 | 0 | 0 | 0 | 0 | 0 | 0 | 0 | 0 | 0 | 0 | 0 | 0 | 0 | 0 | 0 | 0 | 0 | 0
F4_Commercial_Office (ID)_Existing_Food Preparation_Natural Gas_Range_E6 | F4 | Commercial | Office (ID) | Existing | Food Preparation | Natural Gas | Range | E6 | RVT BC Ratio | 0 | 0 | 0 | 0 | 0 | 0 | 0 | 0 | 0 | 0 | 0 | 0 | 0 | 0 | 0 | 0 | 0 | 0 | 0 | 0 | 0 | 0 | 0 | 0 | 0 | 0 | 0
F4_Commercial_Office (ID)_Existing_Food Preparation_Natural Gas_Range_E7 | F4 | Commercial | Office (ID) | Existing | Food Preparation | Natural Gas | Range | E7 | RVT BC Ratio | 0 | 0 | 0 | 0 | 0 | 0 | 0 | 0 | 0 | 0 | 0 | 0 | 0 | 0 | 0 | 0 | 0 | 0 | 0 | 0 | 0 | 0 | 0 | 0 | 0 | 0 | 0
F4_Commercial_Office (ID)_Existing_Food Preparation_Natural Gas_Range_E8 | F4 | Commercial | Office (ID) | Existing | Food Preparation | Natural Gas | Range | E8 | RVT BC Ratio | 0 | 0 | 0 | 0 | 0 | 0 | 0 | 0 | 0 | 0 | 0 | 0 | 0 | 0 | 0 | 0 | 0 | 0 | 0 | 0 | 0 | 0 | 0 | 0 | 0 | 0 | 0
F4_Commercial_Office (ID)_Existing_Food Preparation_Natural Gas_Range_E9 | F4 | Commercial | Office (ID) | Existing | Food Preparation | Natural Gas | Range | E9 | RVT BC Ratio | 0 | 0 | 0 | 0 | 0 | 0 | 0 | 0 | 0 | 0 | 0 | 0 | 0 | 0 | 0 | 0 | 0 | 0 | 0 | 0 | 0 | 0 | 0 | 0 | 0 | 0 | 0
F4_Commercial_Office (ID)_Existing_Food Preparation_Natural Gas_Range_E10 | F4 | Commercial | Office (ID) | Existing | Food Preparation | Natural Gas | Range | E10 | RVT BC Ratio | 0 | 0 | 0 | 0 | 0 | 0 | 0 | 0 | 0 | 0 | 0 | 0 | 0 | 0 | 0 | 0 | 0 | 0 | 0 | 0 | 0 | 0 | 0 | 0 | 0 | 0 | 0
F5_Commercial_Office (ID)_Existing_Food Preparation_Natural Gas_Range_E1 | F5 | Commercial | Office (ID) | Existing | Food Preparation | Natural Gas | Range | E1 | RIM BC Ratio | [24 empty] | 1 | 1 | 1 | bar: 2019 to 2042
F5_Commercial_Office (ID)_Existing_Food Preparation_Natural Gas_Range_E2 | F5 | Commercial | Office (ID) | Existing | Food Preparation | Natural Gas | Range | E2 | RIM BC Ratio | 0.83895 | 0.84429 | 0.8513 | 0.85864 | 0.86624 | 0.87388 | 0.88177 | 0.88998 | 0.89865 | 0.90828 | 0.90961 | 0.91166 | 0.91448 | 0.91817 | 0.92206 | 0.92618 | 0.93059 | 0.93528 | 0.94023 | 0.94552 | 0.95114 | 0.95116 | 0.95118 | 0.9512 | 0.95122 | 0.95124 | 0.95126
F5_Commercial_Office (ID)_Existing_Food Preparation_Natural Gas_Range_E3 | F5 | Commercial | Office (ID) | Existing | Food Preparation | Natural Gas | Range | E3 | RIM BC Ratio | 0 | 0 | 0 | 0 | 0 | 0 | 0 | 0 | 0 | 0 | 0 | 0 | 0 | 0 | 0 | 0 | 0 | 0 | 0 | 0 | 0 | 0 | 0 | 0 | 0 | 0 | 0
F5_Commercial_Office (ID)_Existing_Food Preparation_Natural Gas_Range_E4 | F5 | Commercial | Office (ID) | Existing | Food Preparation | Natural Gas | Range | E4 | RIM BC Ratio | 0 | 0 | 0 | 0 | 0 | 0 | 0 | 0 | 0 | 0 | 0 | 0 | 0 | 0 | 0 | 0 | 0 | 0 | 0 | 0 | 0 | 0 | 0 | 0 | 0 | 0 | 0
F5_Commercial_Office (ID)_Existing_Food Preparation_Natural Gas_Range_E5 | F5 | Commercial | Office (ID) | Existing | Food Preparation | Natural Gas | Range | E5 | RIM BC Ratio | 0 | 0 | 0 | 0 | 0 | 0 | 0 | 0 | 0 | 0 | 0 | 0 | 0 | 0 | 0 | 0 | 0 | 0 | 0 | 0 | 0 | 0 | 0 | 0 | 0 | 0 | 0
F5_Commercial_Office (ID)_Existing_Food Preparation_Natural Gas_Range_E6 | F5 | Commercial | Office (ID) | Existing | Food Preparation | Natural Gas | Range | E6 | RIM BC Ratio | 0 | 0 | 0 | 0 | 0 | 0 | 0 | 0 | 0 | 0 | 0 | 0 | 0 | 0 | 0 | 0 | 0 | 0 | 0 | 0 | 0 | 0 | 0 | 0 | 0 | 0 | 0
F5_Commercial_Office (ID)_Existing_Food Preparation_Natural Gas_Range_E7 | F5 | Commercial | Office (ID) | Existing | Food Preparation | Natural Gas | Range | E7 | RIM BC Ratio | 0 | 0 | 0 | 0 | 0 | 0 | 0 | 0 | 0 | 0 | 0 | 0 | 0 | 0 | 0 | 0 | 0 | 0 | 0 | 0 | 0 | 0 | 0 | 0 | 0 | 0 | 0
F5_Commercial_Office (ID)_Existing_Food Preparation_Natural Gas_Range_E8 | F5 | Commercial | Office (ID) | Existing | Food Preparation | Natural Gas | Range | E8 | RIM BC Ratio | 0 | 0 | 0 | 0 | 0 | 0 | 0 | 0 | 0 | 0 | 0 | 0 | 0 | 0 | 0 | 0 | 0 | 0 | 0 | 0 | 0 | 0 | 0 | 0 | 0 | 0 | 0
F5_Commercial_Office (ID)_Existing_Food Preparation_Natural Gas_Range_E9 | F5 | Commercial | Office (ID) | Existing | Food Preparation | Natural Gas | Range | E9 | RIM BC Ratio | 0 | 0 | 0 | 0 | 0 | 0 | 0 | 0 | 0 | 0 | 0 | 0 | 0 | 0 | 0 | 0 | 0 | 0 | 0 | 0 | 0 | 0 | 0 | 0 | 0 | 0 | 0
F5_Commercial_Office (ID)_Existing_Food Preparation_Natural Gas_Range_E10 | F5 | Commercial | Office (ID) | Existing | Food Preparation | Natural Gas | Range | E10 | RIM BC Ratio | 0 | 0 | 0 | 0 | 0 | 0 | 0 | 0 | 0 | 0 | 0 | 0 | 0 | 0 | 0 | 0 | 0 | 0 | 0 | 0 | 0 | 0 | 0 | 0 | 0 | 0 | 0
F0_Commercial_Office (ID)_Existing_Food Preparation_Natural Gas_Steamer_E0 | F0 | Commercial | Office (ID) | Existing | Food Preparation | Natural Gas | Steamer | E0 | Economic Unit | ENERGY STAR | ENERGY STAR | ENERGY STAR | ENERGY STAR | ENERGY STAR | ENERGY STAR | ENERGY STAR | ENERGY STAR | ENERGY STAR | ENERGY STAR | ENERGY STAR | ENERGY STAR | ENERGY STAR | ENERGY STAR | ENERGY STAR | ENERGY STAR | ENERGY STAR | ENERGY STAR | ENERGY STAR | ENERGY STAR | ENERGY STAR | ENERGY STAR | ENERGY STAR | ENERGY STAR | ENERGY STAR | ENERGY STAR | ENERGY STAR
F1_Commercial_Office (ID)_Existing_Food Preparation_Natural Gas_Steamer_E1 | F1 | Commercial | Office (ID) | Existing | Food Preparation | Natural Gas | Steamer | E1 | CCE | 0 | 0 | 0 | 0 | 0 | 0 | 0 | 0 | 0 | 0 | 0 | 0 | 0 | 0 | 0 | 0 | 0 | 0 | 0 | 0 | 0 | 0 | 0 | 0 | 0 | 0 | 0
F1_Commercial_Office (ID)_Existing_Food Preparation_Natural Gas_Steamer_E2 | F1 | Commercial | Office (ID) | Existing | Food Preparation | Natural Gas | Steamer | E2 | CCE | 0.0015697 | 0.0015697 | 0.0015697 | 0.0015697 | 0.0015697 | 0.0015697 | 0.0015697 | 0.0015697 | 0.0015697 | 0.0015697 | 0.0015697 | 0.0015697 | 0.0015697 | 0.0015697 | 0.0015697 | 0.0015697 | 0.0015697 | 0.0015697 | 0.0015697 | 0.0015697 | 0.0015697 | 0.0015697 | 0.0015697 | 0.0015697 | 0.0015697 | 0.0015697 | 0.0015697
F1_Commercial_Office (ID)_Existing_Food Preparation_Natural Gas_Steamer_E3 | F1 | Commercial | Office (ID) | Existing | Food Preparation | Natural Gas | Steamer | E3 | CCE | 0 | 0 | 0 | 0 | 0 | 0 | 0 | 0 | 0 | 0 | 0 | 0 | 0 | 0 | 0 | 0 | 0 | 0 | 0 | 0 | 0 | 0 | 0 | 0 | 0 | 0 | 0
F1_Commercial_Office (ID)_Existing_Food Preparation_Natural Gas_Steamer_E4 | F1 | Commercial | Office (ID) | Existing | Food Preparation | Natural Gas | Steamer | E4 | CCE | 0 | 0 | 0 | 0 | 0 | 0 | 0 | 0 | 0 | 0 | 0 | 0 | 0 | 0 | 0 | 0 | 0 | 0 | 0 | 0 | 0 | 0 | 0 | 0 | 0 | 0 | 0
F1_Commercial_Office (ID)_Existing_Food Preparation_Natural Gas_Steamer_E5 | F1 | Commercial | Office (ID) | Existing | Food Preparation | Natural Gas | Steamer | E5 | CCE | 0 | 0 | 0 | 0 | 0 | 0 | 0 | 0 | 0 | 0 | 0 | 0 | 0 | 0 | 0 | 0 | 0 | 0 | 0 | 0 | 0 | 0 | 0 | 0 | 0 | 0 | 0
F1_Commercial_Office (ID)_Existing_Food Preparation_Natural Gas_Steamer_E6 | F1 | Commercial | Office (ID) | Existing | Food Preparation | Natural Gas | Steamer | E6 | CCE | 0 | 0 | 0 | 0 | 0 | 0 | 0 | 0 | 0 | 0 | 0 | 0 | 0 | 0 | 0 | 0 | 0 | 0 | 0 | 0 | 0 | 0 | 0 | 0 | 0 | 0 | 0
F1_Commercial_Office (ID)_Existing_Food Preparation_Natural Gas_Steamer_E7 | F1 | Commercial | Office (ID) | Existing | Food Preparation | Natural Gas | Steamer | E7 | CCE | 0 | 0 | 0 | 0 | 0 | 0 | 0 | 0 | 0 | 0 | 0 | 0 | 0 | 0 | 0 | 0 | 0 | 0 | 0 | 0 | 0 | 0 | 0 | 0 | 0 | 0 | 0
F1_Commercial_Office (ID)_Existing_Food Preparation_Natural Gas_Steamer_E8 | F1 | Commercial | Office (ID) | Existing | Food Preparation | Natural Gas | Steamer | E8 | CCE | 0 | 0 | 0 | 0 | 0 | 0 | 0 | 0 | 0 | 0 | 0 | 0 | 0 | 0 | 0 | 0 | 0 | 0 | 0 | 0 | 0 | 0 | 0 | 0 | 0 | 0 | 0
F1_Commercial_Office (ID)_Existing_Food Preparation_Natural Gas_Steamer_E9 | F1 | Commercial | Office (ID) | Existing | Food Preparation | Natural Gas | Steamer | E9 | CCE | 0 | 0 | 0 | 0 | 0 | 0 | 0 | 0 | 0 | 0 | 0 | 0 | 0 | 0 | 0 | 0 | 0 | 0 | 0 | 0 | 0 | 0 | 0 | 0 | 0 | 0 | 0
F1_Commercial_Office (ID)_Existing_Food Preparation_Natural Gas_Steamer_E10 | F1 | Commercial | Office (ID) | Existing | Food Preparation | Natural Gas | Steamer | E10 | CCE | 0 | 0 | 0 | 0 | 0 | 0 | 0 | 0 | 0 | 0 | 0 | 0 | 0 | 0 | 0 | 0 | 0 | 0 | 0 | 0 | 0 | 0 | 0 | 0 | 0 | 0 | 0
F2_Commercial_Office (ID)_Existing_Food Preparation_Natural Gas_Steamer_E1 | F2 | Commercial | Office (ID) | Existing | Food Preparation | Natural Gas | Steamer | E1 | TRC BC Ratio | [24 empty] | 1 | 1 | 1 | bar: 2019 to 2042
F2_Commercial_Office (ID)_Existing_Food Preparation_Natural Gas_Steamer_E2 | F2 | Commercial | Office (ID) | Existing | Food Preparation | Natural Gas | Steamer | E2 | TRC BC Ratio | 2.2673 | 2.3245 | 2.3922 | 2.4698 | 2.5575 | 2.6642 | 2.7741 | 2.8829 | 2.9877 | 3.0939 | 3.1784 | 3.2576 | 3.3426 | 3.4259 | 3.5004 | 3.57 | 3.6325 | 3.6942 | 3.7601 | 3.8244 | 3.8904 | 3.959 | 4.0284 | 4.1 | 4.1728 | 4.247 | 4.3224
F2_Commercial_Office (ID)_Existing_Food Preparation_Natural Gas_Steamer_E3 | F2 | Commercial | Office (ID) | Existing | Food Preparation | Natural Gas | Steamer | E3 | TRC BC Ratio | 0 | 0 | 0 | 0 | 0 | 0 | 0 | 0 | 0 | 0 | 0 | 0 | 0 | 0 | 0 | 0 | 0 | 0 | 0 | 0 | 0 | 0 | 0 | 0 | 0 | 0 | 0
F2_Commercial_Office (ID)_Existing_Food Preparation_Natural Gas_Steamer_E4 | F2 | Commercial | Office (ID) | Existing | Food Preparation | Natural Gas | Steamer | E4 | TRC BC Ratio | 0 | 0 | 0 | 0 | 0 | 0 | 0 | 0 | 0 | 0 | 0 | 0 | 0 | 0 | 0 | 0 | 0 | 0 | 0 | 0 | 0 | 0 | 0 | 0 | 0 | 0 | 0
F2_Commercial_Office (ID)_Existing_Food Preparation_Natural Gas_Steamer_E5 | F2 | Commercial | Office (ID) | Existing | Food Preparation | Natural Gas | Steamer | E5 | TRC BC Ratio | 0 | 0 | 0 | 0 | 0 | 0 | 0 | 0 | 0 | 0 | 0 | 0 | 0 | 0 | 0 | 0 | 0 | 0 | 0 | 0 | 0 | 0 | 0 | 0 | 0 | 0 | 0
F2_Commercial_Office (ID)_Existing_Food Preparation_Natural Gas_Steamer_E6 | F2 | Commercial | Office (ID) | Existing | Food Preparation | Natural Gas | Steamer | E6 | TRC BC Ratio | 0 | 0 | 0 | 0 | 0 | 0 | 0 | 0 | 0 | 0 | 0 | 0 | 0 | 0 | 0 | 0 | 0 | 0 | 0 | 0 | 0 | 0 | 0 | 0 | 0 | 0 | 0
F2_Commercial_Office (ID)_Existing_Food Preparation_Natural Gas_Steamer_E7 | F2 | Commercial | Office (ID) | Existing | Food Preparation | Natural Gas | Steamer | E7 | TRC BC Ratio | 0 | 0 | 0 | 0 | 0 | 0 | 0 | 0 | 0 | 0 | 0 | 0 | 0 | 0 | 0 | 0 | 0 | 0 | 0 | 0 | 0 | 0 | 0 | 0 | 0 | 0 | 0
F2_Commercial_Office (ID)_Existing_Food Preparation_Natural Gas_Steamer_E8 | F2 | Commercial | Office (ID) | Existing | Food Preparation | Natural Gas | Steamer | E8 | TRC BC Ratio | 0 | 0 | 0 | 0 | 0 | 0 | 0 | 0 | 0 | 0 | 0 | 0 | 0 | 0 | 0 | 0 | 0 | 0 | 0 | 0 | 0 | 0 | 0 | 0 | 0 | 0 | 0
F2_Commercial_Office (ID)_Existing_Food Preparation_Natural Gas_Steamer_E9 | F2 | Commercial | Office (ID) | Existing | Food Preparation | Natural Gas | Steamer | E9 | TRC BC Ratio | 0 | 0 | 0 | 0 | 0 | 0 | 0 | 0 | 0 | 0 | 0 | 0 | 0 | 0 | 0 | 0 | 0 | 0 | 0 | 0 | 0 | 0 | 0 | 0 | 0 | 0 | 0
F2_Commercial_Office (ID)_Existing_Food Preparation_Natural Gas_Steamer_E10 | F2 | Commercial | Office (ID) | Existing | Food Preparation | Natural Gas | Steamer | E10 | TRC BC Ratio | 0 | 0 | 0 | 0 | 0 | 0 | 0 | 0 | 0 | 0 | 0 | 0 | 0 | 0 | 0 | 0 | 0 | 0 | 0 | 0 | 0 | 0 | 0 | 0 | 0 | 0 | 0
F3_Commercial_Office (ID)_Existing_Food Preparation_Natural Gas_Steamer_E1 | F3 | Commercial | Office (ID) | Existing | Food Preparation | Natural Gas | Steamer | E1 | PACT BC Ratio | [24 empty] | 1 | 1 | 1 | bar: 2019 to 2042
F3_Commercial_Office (ID)_Existing_Food Preparation_Natural Gas_Steamer_E2 | F3 | Commercial | Office (ID) | Existing | Food Preparation | Natural Gas | Steamer | E2 | PACT BC Ratio | 4.4902 | 4.6033 | 4.7374 | 4.891 | 5.0648 | 5.2762 | 5.4938 | 5.7093 | 5.9167 | 6.127 | 6.2944 | 6.4512 | 6.6196 | 6.7845 | 6.932 | 7.07 | 7.1937 | 7.3159 | 7.4463 | 7.5736 | 7.7044 | 7.8404 | 7.9778 | 8.1195 | 8.2637 | 8.4105 | 8.56
F3_Commercial_Office (ID)_Existing_Food Preparation_Natural Gas_Steamer_E3 | F3 | Commercial | Office (ID) | Existing | Food Preparation | Natural Gas | Steamer | E3 | PACT BC Ratio | 0 | 0 | 0 | 0 | 0 | 0 | 0 | 0 | 0 | 0 | 0 | 0 | 0 | 0 | 0 | 0 | 0 | 0 | 0 | 0 | 0 | 0 | 0 | 0 | 0 | 0 | 0
F3_Commercial_Office (ID)_Existing_Food Preparation_Natural Gas_Steamer_E4 | F3 | Commercial | Office (ID) | Existing | Food Preparation | Natural Gas | Steamer | E4 | PACT BC Ratio | 0 | 0 | 0 | 0 | 0 | 0 | 0 | 0 | 0 | 0 | 0 | 0 | 0 | 0 | 0 | 0 | 0 | 0 | 0 | 0 | 0 | 0 | 0 | 0 | 0 | 0 | 0
F3_Commercial_Office (ID)_Existing_Food Preparation_Natural Gas_Steamer_E5 | F3 | Commercial | Office (ID) | Existing | Food Preparation | Natural Gas | Steamer | E5 | PACT BC Ratio | 0 | 0 | 0 | 0 | 0 | 0 | 0 | 0 | 0 | 0 | 0 | 0 | 0 | 0 | 0 | 0 | 0 | 0 | 0 | 0 | 0 | 0 | 0 | 0 | 0 | 0 | 0
F3_Commercial_Office (ID)_Existing_Food Preparation_Natural Gas_Steamer_E6 | F3 | Commercial | Office (ID) | Existing | Food Preparation | Natural Gas | Steamer | E6 | PACT BC Ratio | 0 | 0 | 0 | 0 | 0 | 0 | 0 | 0 | 0 | 0 | 0 | 0 | 0 | 0 | 0 | 0 | 0 | 0 | 0 | 0 | 0 | 0 | 0 | 0 | 0 | 0 | 0
F3_Commercial_Office (ID)_Existing_Food Preparation_Natural Gas_Steamer_E7 | F3 | Commercial | Office (ID) | Existing | Food Preparation | Natural Gas | Steamer | E7 | PACT BC Ratio | 0 | 0 | 0 | 0 | 0 | 0 | 0 | 0 | 0 | 0 | 0 | 0 | 0 | 0 | 0 | 0 | 0 | 0 | 0 | 0 | 0 | 0 | 0 | 0 | 0 | 0 | 0
F3_Commercial_Office (ID)_Existing_Food Preparation_Natural Gas_Steamer_E8 | F3 | Commercial | Office (ID) | Existing | Food Preparation | Natural Gas | Steamer | E8 | PACT BC Ratio | 0 | 0 | 0 | 0 | 0 | 0 | 0 | 0 | 0 | 0 | 0 | 0 | 0 | 0 | 0 | 0 | 0 | 0 | 0 | 0 | 0 | 0 | 0 | 0 | 0 | 0 | 0
F3_Commercial_Office (ID)_Existing_Food Preparation_Natural Gas_Steamer_E9 | F3 | Commercial | Office (ID) | Existing | Food Preparation | Natural Gas | Steamer | E9 | PACT BC Ratio | 0 | 0 | 0 | 0 | 0 | 0 | 0 | 0 | 0 | 0 | 0 | 0 | 0 | 0 | 0 | 0 | 0 | 0 | 0 | 0 | 0 | 0 | 0 | 0 | 0 | 0 | 0
F3_Commercial_Office (ID)_Existing_Food Preparation_Natural Gas_Steamer_E10 | F3 | Commercial | Office (ID) | Existing | Food Preparation | Natural Gas | Steamer | E10 | PACT BC Ratio | 0 | 0 | 0 | 0 | 0 | 0 | 0 | 0 | 0 | 0 | 0 | 0 | 0 | 0 | 0 | 0 | 0 | 0 | 0 | 0 | 0 | 0 | 0 | 0 | 0 | 0 | 0
F4_Commercial_Office (ID)_Existing_Food Preparation_Natural Gas_Steamer_E1 | F4 | Commercial | Office (ID) | Existing | Food Preparation | Natural Gas | Steamer | E1 | RVT BC Ratio | [24 empty] | 1 | 1 | 1 | bar: 2019 to 2042
F4_Commercial_Office (ID)_Existing_Food Preparation_Natural Gas_Steamer_E2 | F4 | Commercial | Office (ID) | Existing | Food Preparation | Natural Gas | Steamer | E2 | RVT BC Ratio | 3.6105 | 3.6711 | 3.7421 | 3.8249 | 3.9198 | 4.0383 | 4.157 | 4.2698 | 4.3719 | 4.4708 | 4.5734 | 4.6665 | 4.7649 | 4.858 | 4.938 | 5.0102 | 5.0713 | 5.1297 | 5.1917 | 5.2497 | 5.3078 | 5.3943 | 5.4818 | 5.5719 | 5.6637 | 5.7571 | 5.8522
F4_Commercial_Office (ID)_Existing_Food Preparation_Natural Gas_Steamer_E3 | F4 | Commercial | Office (ID) | Existing | Food Preparation | Natural Gas | Steamer | E3 | RVT BC Ratio | 0 | 0 | 0 | 0 | 0 | 0 | 0 | 0 | 0 | 0 | 0 | 0 | 0 | 0 | 0 | 0 | 0 | 0 | 0 | 0 | 0 | 0 | 0 | 0 | 0 | 0 | 0
F4_Commercial_Office (ID)_Existing_Food Preparation_Natural Gas_Steamer_E4 | F4 | Commercial | Office (ID) | Existing | Food Preparation | Natural Gas | Steamer | E4 | RVT BC Ratio | 0 | 0 | 0 | 0 | 0 | 0 | 0 | 0 | 0 | 0 | 0 | 0 | 0 | 0 | 0 | 0 | 0 | 0 | 0 | 0 | 0 | 0 | 0 | 0 | 0 | 0 | 0
F4_Commercial_Office (ID)_Existing_Food Preparation_Natural Gas_Steamer_E5 | F4 | Commercial | Office (ID) | Existing | Food Preparation | Natural Gas | Steamer | E5 | RVT BC Ratio | 0 | 0 | 0 | 0 | 0 | 0 | 0 | 0 | 0 | 0 | 0 | 0 | 0 | 0 | 0 | 0 | 0 | 0 | 0 | 0 | 0 | 0 | 0 | 0 | 0 | 0 | 0
F4_Commercial_Office (ID)_Existing_Food Preparation_Natural Gas_Steamer_E6 | F4 | Commercial | Office (ID) | Existing | Food Preparation | Natural Gas | Steamer | E6 | RVT BC Ratio | 0 | 0 | 0 | 0 | 0 | 0 | 0 | 0 | 0 | 0 | 0 | 0 | 0 | 0 | 0 | 0 | 0 | 0 | 0 | 0 | 0 | 0 | 0 | 0 | 0 | 0 | 0
F4_Commercial_Office (ID)_Existing_Food Preparation_Natural Gas_Steamer_E7 | F4 | Commercial | Office (ID) | Existing | Food Preparation | Natural Gas | Steamer | E7 | RVT BC Ratio | 0 | 0 | 0 | 0 | 0 | 0 | 0 | 0 | 0 | 0 | 0 | 0 | 0 | 0 | 0 | 0 | 0 | 0 | 0 | 0 | 0 | 0 | 0 | 0 | 0 | 0 | 0
F4_Commercial_Office (ID)_Existing_Food Preparation_Natural Gas_Steamer_E8 | F4 | Commercial | Office (ID) | Existing | Food Preparation | Natural Gas | Steamer | E8 | RVT BC Ratio | 0 | 0 | 0 | 0 | 0 | 0 | 0 | 0 | 0 | 0 | 0 | 0 | 0 | 0 | 0 | 0 | 0 | 0 | 0 | 0 | 0 | 0 | 0 | 0 | 0 | 0 | 0
F4_Commercial_Office (ID)_Existing_Food Preparation_Natural Gas_Steamer_E9 | F4 | Commercial | Office (ID) | Existing | Food Preparation | Natural Gas | Steamer | E9 | RVT BC Ratio | 0 | 0 | 0 | 0 | 0 | 0 | 0 | 0 | 0 | 0 | 0 | 0 | 0 | 0 | 0 | 0 | 0 | 0 | 0 | 0 | 0 | 0 | 0 | 0 | 0 | 0 | 0
F4_Commercial_Office (ID)_Existing_Food Preparation_Natural Gas_Steamer_E10 | F4 | Commercial | Office (ID) | Existing | Food Preparation | Natural Gas | Steamer | E10 | RVT BC Ratio | 0 | 0 | 0 | 0 | 0 | 0 | 0 | 0 | 0 | 0 | 0 | 0 | 0 | 0 | 0 | 0 | 0 | 0 | 0 | 0 | 0 | 0 | 0 | 0 | 0 | 0 | 0
F5_Commercial_Office (ID)_Existing_Food Preparation_Natural Gas_Steamer_E1 | F5 | Commercial | Office (ID) | Existing | Food Preparation | Natural Gas | Steamer | E1 | RIM BC Ratio | [24 empty] | 1 | 1 | 1 | bar: 2019 to 2042
F5_Commercial_Office (ID)_Existing_Food Preparation_Natural Gas_Steamer_E2 | F5 | Commercial | Office (ID) | Existing | Food Preparation | Natural Gas | Steamer | E2 | RIM BC Ratio | 0.71403 | 0.72058 | 0.72819 | 0.73634 | 0.74493 | 0.75434 | 0.76404 | 0.77397 | 0.78419 | 0.79486 | 0.79903 | 0.80326 | 0.8079 | 0.81279 | 0.81752 | 0.82224 | 0.82693 | 0.83176 | 0.83685 | 0.84211 | 0.8476 | 0.84922 | 0.85081 | 0.8524 | 0.85396 | 0.85551 | 0.85703
F5_Commercial_Office (ID)_Existing_Food Preparation_Natural Gas_Steamer_E3 | F5 | Commercial | Office (ID) | Existing | Food Preparation | Natural Gas | Steamer | E3 | RIM BC Ratio | 0 | 0 | 0 | 0 | 0 | 0 | 0 | 0 | 0 | 0 | 0 | 0 | 0 | 0 | 0 | 0 | 0 | 0 | 0 | 0 | 0 | 0 | 0 | 0 | 0 | 0 | 0
F5_Commercial_Office (ID)_Existing_Food Preparation_Natural Gas_Steamer_E4 | F5 | Commercial | Office (ID) | Existing | Food Preparation | Natural Gas | Steamer | E4 | RIM BC Ratio | 0 | 0 | 0 | 0 | 0 | 0 | 0 | 0 | 0 | 0 | 0 | 0 | 0 | 0 | 0 | 0 | 0 | 0 | 0 | 0 | 0 | 0 | 0 | 0 | 0 | 0 | 0
F5_Commercial_Office (ID)_Existing_Food Preparation_Natural Gas_Steamer_E5 | F5 | Commercial | Office (ID) | Existing | Food Preparation | Natural Gas | Steamer | E5 | RIM BC Ratio | 0 | 0 | 0 | 0 | 0 | 0 | 0 | 0 | 0 | 0 | 0 | 0 | 0 | 0 | 0 | 0 | 0 | 0 | 0 | 0 | 0 | 0 | 0 | 0 | 0 | 0 | 0
F5_Commercial_Office (ID)_Existing_Food Preparation_Natural Gas_Steamer_E6 | F5 | Commercial | Office (ID) | Existing | Food Preparation | Natural Gas | Steamer | E6 | RIM BC Ratio | 0 | 0 | 0 | 0 | 0 | 0 | 0 | 0 | 0 | 0 | 0 | 0 | 0 | 0 | 0 | 0 | 0 | 0 | 0 | 0 | 0 | 0 | 0 | 0 | 0 | 0 | 0
F5_Commercial_Office (ID)_Existing_Food Preparation_Natural Gas_Steamer_E7 | F5 | Commercial | Office (ID) | Existing | Food Preparation | Natural Gas | Steamer | E7 | RIM BC Ratio | 0 | 0 | 0 | 0 | 0 | 0 | 0 | 0 | 0 | 0 | 0 | 0 | 0 | 0 | 0 | 0 | 0 | 0 | 0 | 0 | 0 | 0 | 0 | 0 | 0 | 0 | 0
F5_Commercial_Office (ID)_Existing_Food Preparation_Natural Gas_Steamer_E8 | F5 | Commercial | Office (ID) | Existing | Food Preparation | Natural Gas | Steamer | E8 | RIM BC Ratio | 0 | 0 | 0 | 0 | 0 | 0 | 0 | 0 | 0 | 0 | 0 | 0 | 0 | 0 | 0 | 0 | 0 | 0 | 0 | 0 | 0 | 0 | 0 | 0 | 0 | 0 | 0
F5_Commercial_Office (ID)_Existing_Food Preparation_Natural Gas_Steamer_E9 | F5 | Commercial | Office (ID) | Existing | Food Preparation | Natural Gas | Steamer | E9 | RIM BC Ratio | 0 | 0 | 0 | 0 | 0 | 0 | 0 | 0 | 0 | 0 | 0 | 0 | 0 | 0 | 0 | 0 | 0 | 0 | 0 | 0 | 0 | 0 | 0 | 0 | 0 | 0 | 0
F5_Commercial_Office (ID)_Existing_Food Preparation_Natural Gas_Steamer_E10 | F5 | Commercial | Office (ID) | Existing | Food Preparation | Natural Gas | Steamer | E10 | RIM BC Ratio | 0 | 0 | 0 | 0 | 0 | 0 | 0 | 0 | 0 | 0 | 0 | 0 | 0 | 0 | 0 | 0 | 0 | 0 | 0 | 0 | 0 | 0 | 0 | 0 | 0 | 0 | 0
F0_Commercial_Office (ID)_Existing_Food Preparation_Natural Gas_Food Prep Other_E0 | F0 | Commercial | Office (ID) | Existing | Food Preparation | Natural Gas | Food Prep Other | E0 | Economic Unit | Standard | Standard | Standard | Standard | Standard | Standard | Standard | Standard | Standard | Standard | Standard | Standard | Standard | Standard | Standard | Standard | Standard | Standard | Standard | Standard | Standard | Standard | Standard | Standard | Standard | Standard | Standard
F1_Commercial_Office (ID)_Existing_Food Preparation_Natural Gas_Food Prep Other_E1 | F1 | Commercial | Office (ID) | Existing | Food Preparation | Natural Gas | Food Prep Other | E1 | CCE | 0 | 0 | 0 | 0 | 0 | 0 | 0 | 0 | 0 | 0 | 0 | 0 | 0 | 0 | 0 | 0 | 0 | 0 | 0 | 0 | 0 | 0 | 0 | 0 | 0 | 0 | 0
F1_Commercial_Office (ID)_Existing_Food Preparation_Natural Gas_Food Prep Other_E2 | F1 | Commercial | Office (ID) | Existing | Food Preparation | Natural Gas | Food Prep Other | E2 | CCE | 0.19058 | 0.19058 | 0.19058 | 0.19058 | 0.19058 | 0.19058 | 0.19058 | 0.19058 | 0.19058 | 0.19058 | 0.19058 | 0.19058 | 0.19058 | 0.19058 | 0.19058 | 0.19058 | 0.19058 | 0.19058 | 0.19058 | 0.19058 | 0.19058 | 0.19058 | 0.19058 | 0.19058 | 0.19058 | 0.19058 | 0.19058
F1_Commercial_Office (ID)_Existing_Food Preparation_Natural Gas_Food Prep Other_E3 | F1 | Commercial | Office (ID) | Existing | Food Preparation | Natural Gas | Food Prep Other | E3 | CCE | 0 | 0 | 0 | 0 | 0 | 0 | 0 | 0 | 0 | 0 | 0 | 0 | 0 | 0 | 0 | 0 | 0 | 0 | 0 | 0 | 0 | 0 | 0 | 0 | 0 | 0 | 0
F1_Commercial_Office (ID)_Existing_Food Preparation_Natural Gas_Food Prep Other_E4 | F1 | Commercial | Office (ID) | Existing | Food Preparation | Natural Gas | Food Prep Other | E4 | CCE | 0 | 0 | 0 | 0 | 0 | 0 | 0 | 0 | 0 | 0 | 0 | 0 | 0 | 0 | 0 | 0 | 0 | 0 | 0 | 0 | 0 | 0 | 0 | 0 | 0 | 0 | 0
F1_Commercial_Office (ID)_Existing_Food Preparation_Natural Gas_Food Prep Other_E5 | F1 | Commercial | Office (ID) | Existing | Food Preparation | Natural Gas | Food Prep Other | E5 | CCE | 0 | 0 | 0 | 0 | 0 | 0 | 0 | 0 | 0 | 0 | 0 | 0 | 0 | 0 | 0 | 0 | 0 | 0 | 0 | 0 | 0 | 0 | 0 | 0 | 0 | 0 | 0
F1_Commercial_Office (ID)_Existing_Food Preparation_Natural Gas_Food Prep Other_E6 | F1 | Commercial | Office (ID) | Existing | Food Preparation | Natural Gas | Food Prep Other | E6 | CCE | 0 | 0 | 0 | 0 | 0 | 0 | 0 | 0 | 0 | 0 | 0 | 0 | 0 | 0 | 0 | 0 | 0 | 0 | 0 | 0 | 0 | 0 | 0 | 0 | 0 | 0 | 0
F1_Commercial_Office (ID)_Existing_Food Preparation_Natural Gas_Food Prep Other_E7 | F1 | Commercial | Office (ID) | Existing | Food Preparation | Natural Gas | Food Prep Other | E7 | CCE | 0 | 0 | 0 | 0 | 0 | 0 | 0 | 0 | 0 | 0 | 0 | 0 | 0 | 0 | 0 | 0 | 0 | 0 | 0 | 0 | 0 | 0 | 0 | 0 | 0 | 0 | 0
F1_Commercial_Office (ID)_Existing_Food Preparation_Natural Gas_Food Prep Other_E8 | F1 | Commercial | Office (ID) | Existing | Food Preparation | Natural Gas | Food Prep Other | E8 | CCE | 0 | 0 | 0 | 0 | 0 | 0 | 0 | 0 | 0 | 0 | 0 | 0 | 0 | 0 | 0 | 0 | 0 | 0 | 0 | 0 | 0 | 0 | 0 | 0 | 0 | 0 | 0
F1_Commercial_Office (ID)_Existing_Food Preparation_Natural Gas_Food Prep Other_E9 | F1 | Commercial | Office (ID) | Existing | Food Preparation | Natural Gas | Food Prep Other | E9 | CCE | 0 | 0 | 0 | 0 | 0 | 0 | 0 | 0 | 0 | 0 | 0 | 0 | 0 | 0 | 0 | 0 | 0 | 0 | 0 | 0 | 0 | 0 | 0 | 0 | 0 | 0 | 0
F1_Commercial_Office (ID)_Existing_Food Preparation_Natural Gas_Food Prep Other_E10 | F1 | Commercial | Office (ID) | Existing | Food Preparation | Natural Gas | Food Prep Other | E10 | CCE | 0 | 0 | 0 | 0 | 0 | 0 | 0 | 0 | 0 | 0 | 0 | 0 | 0 | 0 | 0 | 0 | 0 | 0 | 0 | 0 | 0 | 0 | 0 | 0 | 0 | 0 | 0
F2_Commercial_Office (ID)_Existing_Food Preparation_Natural Gas_Food Prep Other_E1 | F2 | Commercial | Office (ID) | Existing | Food Preparation | Natural Gas | Food Prep Other | E1 | TRC BC Ratio | [24 empty] | 1 | 1 | 1 | bar: 2019 to 2042
F2_Commercial_Office (ID)_Existing_Food Preparation_Natural Gas_Food Prep Other_E2 | F2 | Commercial | Office (ID) | Existing | Food Preparation | Natural Gas | Food Prep Other | E2 | TRC BC Ratio | 0.018197 | 0.018618 | 0.019146 | 0.019769 | 0.020494 | 0.021409 | 0.022361 | 0.02331 | 0.024226 | 0.025155 | 0.025879 | 0.026553 | 0.02728 | 0.027988 | 0.028612 | 0.02919 | 0.0297 | 0.030201 | 0.03074 | 0.031263 | 0.0318 | 0.032361 | 0.032927 | 0.033512 | 0.034107 | 0.034713 | 0.03533
F2_Commercial_Office (ID)_Existing_Food Preparation_Natural Gas_Food Prep Other_E3 | F2 | Commercial | Office (ID) | Existing | Food Preparation | Natural Gas | Food Prep Other | E3 | TRC BC Ratio | 0 | 0 | 0 | 0 | 0 | 0 | 0 | 0 | 0 | 0 | 0 | 0 | 0 | 0 | 0 | 0 | 0 | 0 | 0 | 0 | 0 | 0 | 0 | 0 | 0 | 0 | 0
F2_Commercial_Office (ID)_Existing_Food Preparation_Natural Gas_Food Prep Other_E4 | F2 | Commercial | Office (ID) | Existing | Food Preparation | Natural Gas | Food Prep Other | E4 | TRC BC Ratio | 0 | 0 | 0 | 0 | 0 | 0 | 0 | 0 | 0 | 0 | 0 | 0 | 0 | 0 | 0 | 0 | 0 | 0 | 0 | 0 | 0 | 0 | 0 | 0 | 0 | 0 | 0
F2_Commercial_Office (ID)_Existing_Food Preparation_Natural Gas_Food Prep Other_E5 | F2 | Commercial | Office (ID) | Existing | Food Preparation | Natural Gas | Food Prep Other | E5 | TRC BC Ratio | 0 | 0 | 0 | 0 | 0 | 0 | 0 | 0 | 0 | 0 | 0 | 0 | 0 | 0 | 0 | 0 | 0 | 0 | 0 | 0 | 0 | 0 | 0 | 0 | 0 | 0 | 0
F2_Commercial_Office (ID)_Existing_Food Preparation_Natural Gas_Food Prep Other_E6 | F2 | Commercial | Office (ID) | Existing | Food Preparation | Natural Gas | Food Prep Other | E6 | TRC BC Ratio | 0 | 0 | 0 | 0 | 0 | 0 | 0 | 0 | 0 | 0 | 0 | 0 | 0 | 0 | 0 | 0 | 0 | 0 | 0 | 0 | 0 | 0 | 0 | 0 | 0 | 0 | 0
F2_Commercial_Office (ID)_Existing_Food Preparation_Natural Gas_Food Prep Other_E7 | F2 | Commercial | Office (ID) | Existing | Food Preparation | Natural Gas | Food Prep Other | E7 | TRC BC Ratio | 0 | 0 | 0 | 0 | 0 | 0 | 0 | 0 | 0 | 0 | 0 | 0 | 0 | 0 | 0 | 0 | 0 | 0 | 0 | 0 | 0 | 0 | 0 | 0 | 0 | 0 | 0
F2_Commercial_Office (ID)_Existing_Food Preparation_Natural Gas_Food Prep Other_E8 | F2 | Commercial | Office (ID) | Existing | Food Preparation | Natural Gas | Food Prep Other | E8 | TRC BC Ratio | 0 | 0 | 0 | 0 | 0 | 0 | 0 | 0 | 0 | 0 | 0 | 0 | 0 | 0 | 0 | 0 | 0 | 0 | 0 | 0 | 0 | 0 | 0 | 0 | 0 | 0 | 0
F2_Commercial_Office (ID)_Existing_Food Preparation_Natural Gas_Food Prep Other_E9 | F2 | Commercial | Office (ID) | Existing | Food Preparation | Natural Gas | Food Prep Other | E9 | TRC BC Ratio | 0 | 0 | 0 | 0 | 0 | 0 | 0 | 0 | 0 | 0 | 0 | 0 | 0 | 0 | 0 | 0 | 0 | 0 | 0 | 0 | 0 | 0 | 0 | 0 | 0 | 0 | 0
F2_Commercial_Office (ID)_Existing_Food Preparation_Natural Gas_Food Prep Other_E10 | F2 | Commercial | Office (ID) | Existing | Food Preparation | Natural Gas | Food Prep Other | E10 | TRC BC Ratio | 0 | 0 | 0 | 0 | 0 | 0 | 0 | 0 | 0 | 0 | 0 | 0 | 0 | 0 | 0 | 0 | 0 | 0 | 0 | 0 | 0 | 0 | 0 | 0 | 0 | 0 | 0
F3_Commercial_Office (ID)_Existing_Food Preparation_Natural Gas_Food Prep Other_E1 | F3 | Commercial | Office (ID) | Existing | Food Preparation | Natural Gas | Food Prep Other | E1 | PACT BC Ratio | [24 empty] | 1 | 1 | 1 | bar: 2019 to 2042
F3_Commercial_Office (ID)_Existing_Food Preparation_Natural Gas_Food Prep Other_E2 | F3 | Commercial | Office (ID) | Existing | Food Preparation | Natural Gas | Food Prep Other | E2 | PACT BC Ratio | 0.036038 | 0.03687 | 0.037916 | 0.039151 | 0.040586 | 0.042397 | 0.044283 | 0.046163 | 0.047977 | 0.049815 | 0.05125 | 0.052585 | 0.054024 | 0.055426 | 0.056663 | 0.057807 | 0.058817 | 0.059809 | 0.060877 | 0.061912 | 0.062976 | 0.064087 | 0.065207 | 0.066366 | 0.067545 | 0.068745 | 0.069966
F3_Commercial_Office (ID)_Existing_Food Preparation_Natural Gas_Food Prep Other_E3 | F3 | Commercial | Office (ID) | Existing | Food Preparation | Natural Gas | Food Prep Other | E3 | PACT BC Ratio | 0 | 0 | 0 | 0 | 0 | 0 | 0 | 0 | 0 | 0 | 0 | 0 | 0 | 0 | 0 | 0 | 0 | 0 | 0 | 0 | 0 | 0 | 0 | 0 | 0 | 0 | 0
F3_Commercial_Office (ID)_Existing_Food Preparation_Natural Gas_Food Prep Other_E4 | F3 | Commercial | Office (ID) | Existing | Food Preparation | Natural Gas | Food Prep Other | E4 | PACT BC Ratio | 0 | 0 | 0 | 0 | 0 | 0 | 0 | 0 | 0 | 0 | 0 | 0 | 0 | 0 | 0 | 0 | 0 | 0 | 0 | 0 | 0 | 0 | 0 | 0 | 0 | 0 | 0
F3_Commercial_Office (ID)_Existing_Food Preparation_Natural Gas_Food Prep Other_E5 | F3 | Commercial | Office (ID) | Existing | Food Preparation | Natural Gas | Food Prep Other | E5 | PACT BC Ratio | 0 | 0 | 0 | 0 | 0 | 0 | 0 | 0 | 0 | 0 | 0 | 0 | 0 | 0 | 0 | 0 | 0 | 0 | 0 | 0 | 0 | 0 | 0 | 0 | 0 | 0 | 0
F3_Commercial_Office (ID)_Existing_Food Preparation_Natural Gas_Food Prep Other_E6 | F3 | Commercial | Office (ID) | Existing | Food Preparation | Natural Gas | Food Prep Other | E6 | PACT BC Ratio | 0 | 0 | 0 | 0 | 0 | 0 | 0 | 0 | 0 | 0 | 0 | 0 | 0 | 0 | 0 | 0 | 0 | 0 | 0 | 0 | 0 | 0 | 0 | 0 | 0 | 0 | 0
F3_Commercial_Office (ID)_Existing_Food Preparation_Natural Gas_Food Prep Other_E7 | F3 | Commercial | Office (ID) | Existing | Food Preparation | Natural Gas | Food Prep Other | E7 | PACT BC Ratio | 0 | 0 | 0 | 0 | 0 | 0 | 0 | 0 | 0 | 0 | 0 | 0 | 0 | 0 | 0 | 0 | 0 | 0 | 0 | 0 | 0 | 0 | 0 | 0 | 0 | 0 | 0
F3_Commercial_Office (ID)_Existing_Food Preparation_Natural Gas_Food Prep Other_E8 | F3 | Commercial | Office (ID) | Existing | Food Preparation | Natural Gas | Food Prep Other | E8 | PACT BC Ratio | 0 | 0 | 0 | 0 | 0 | 0 | 0 | 0 | 0 | 0 | 0 | 0 | 0 | 0 | 0 | 0 | 0 | 0 | 0 | 0 | 0 | 0 | 0 | 0 | 0 | 0 | 0
F3_Commercial_Office (ID)_Existing_Food Preparation_Natural Gas_Food Prep Other_E9 | F3 | Commercial | Office (ID) | Existing | Food Preparation | Natural Gas | Food Prep Other | E9 | PACT BC Ratio | 0 | 0 | 0 | 0 | 0 | 0 | 0 | 0 | 0 | 0 | 0 | 0 | 0 | 0 | 0 | 0 | 0 | 0 | 0 | 0 | 0 | 0 | 0 | 0 | 0 | 0 | 0
F3_Commercial_Office (ID)_Existing_Food Preparation_Natural Gas_Food Prep Other_E10 | F3 | Commercial | Office (ID) | Existing | Food Preparation | Natural Gas | Food Prep Other | E10 | PACT BC Ratio | 0 | 0 | 0 | 0 | 0 | 0 | 0 | 0 | 0 | 0 | 0 | 0 | 0 | 0 | 0 | 0 | 0 | 0 | 0 | 0 | 0 | 0 | 0 | 0 | 0 | 0 | 0
F4_Commercial_Office (ID)_Existing_Food Preparation_Natural Gas_Food Prep Other_E1 | F4 | Commercial | Office (ID) | Existing | Food Preparation | Natural Gas | Food Prep Other | E1 | RVT BC Ratio | [24 empty] | 1 | 1 | 1 | bar: 2019 to 2042
F4_Commercial_Office (ID)_Existing_Food Preparation_Natural Gas_Food Prep Other_E2 | F4 | Commercial | Office (ID) | Existing | Food Preparation | Natural Gas | Food Prep Other | E2 | RVT BC Ratio | 0.43193 | 0.43236 | 0.43288 | 0.43353 | 0.43429 | 0.43529 | 0.43633 | 0.43733 | 0.43825 | 0.43913 | 0.44004 | 0.44085 | 0.44169 | 0.44247 | 0.44313 | 0.44372 | 0.44419 | 0.44465 | 0.44513 | 0.44557 | 0.44602 | 0.44672 | 0.44744 | 0.44817 | 0.44892 | 0.44969 | 0.45046
F4_Commercial_Office (ID)_Existing_Food Preparation_Natural Gas_Food Prep Other_E3 | F4 | Commercial | Office (ID) | Existing | Food Preparation | Natural Gas | Food Prep Other | E3 | RVT BC Ratio | 0 | 0 | 0 | 0 | 0 | 0 | 0 | 0 | 0 | 0 | 0 | 0 | 0 | 0 | 0 | 0 | 0 | 0 | 0 | 0 | 0 | 0 | 0 | 0 | 0 | 0 | 0
F4_Commercial_Office (ID)_Existing_Food Preparation_Natural Gas_Food Prep Other_E4 | F4 | Commercial | Office (ID) | Existing | Food Preparation | Natural Gas | Food Prep Other | E4 | RVT BC Ratio | 0 | 0 | 0 | 0 | 0 | 0 | 0 | 0 | 0 | 0 | 0 | 0 | 0 | 0 | 0 | 0 | 0 | 0 | 0 | 0 | 0 | 0 | 0 | 0 | 0 | 0 | 0
F4_Commercial_Office (ID)_Existing_Food Preparation_Natural Gas_Food Prep Other_E5 | F4 | Commercial | Office (ID) | Existing | Food Preparation | Natural Gas | Food Prep Other | E5 | RVT BC Ratio | 0 | 0 | 0 | 0 | 0 | 0 | 0 | 0 | 0 | 0 | 0 | 0 | 0 | 0 | 0 | 0 | 0 | 0 | 0 | 0 | 0 | 0 | 0 | 0 | 0 | 0 | 0
F4_Commercial_Office (ID)_Existing_Food Preparation_Natural Gas_Food Prep Other_E6 | F4 | Commercial | Office (ID) | Existing | Food Preparation | Natural Gas | Food Prep Other | E6 | RVT BC Ratio | 0 | 0 | 0 | 0 | 0 | 0 | 0 | 0 | 0 | 0 | 0 | 0 | 0 | 0 | 0 | 0 | 0 | 0 | 0 | 0 | 0 | 0 | 0 | 0 | 0 | 0 | 0
F4_Commercial_Office (ID)_Existing_Food Preparation_Natural Gas_Food Prep Other_E7 | F4 | Commercial | Office (ID) | Existing | Food Preparation | Natural Gas | Food Prep Other | E7 | RVT BC Ratio | 0 | 0 | 0 | 0 | 0 | 0 | 0 | 0 | 0 | 0 | 0 | 0 | 0 | 0 | 0 | 0 | 0 | 0 | 0 | 0 | 0 | 0 | 0 | 0 | 0 | 0 | 0
F4_Commercial_Office (ID)_Existing_Food Preparation_Natural Gas_Food Prep Other_E8 | F4 | Commercial | Office (ID) | Existing | Food Preparation | Natural Gas | Food Prep Other | E8 | RVT BC Ratio | 0 | 0 | 0 | 0 | 0 | 0 | 0 | 0 | 0 | 0 | 0 | 0 | 0 | 0 | 0 | 0 | 0 | 0 | 0 | 0 | 0 | 0 | 0 | 0 | 0 | 0 | 0
F4_Commercial_Office (ID)_Existing_Food Preparation_Natural Gas_Food Prep Other_E9 | F4 | Commercial | Office (ID) | Existing | Food Preparation | Natural Gas | Food Prep Other | E9 | RVT BC Ratio | 0 | 0 | 0 | 0 | 0 | 0 | 0 | 0 | 0 | 0 | 0 | 0 | 0 | 0 | 0 | 0 | 0 | 0 | 0 | 0 | 0 | 0 | 0 | 0 | 0 | 0 | 0
F4_Commercial_Office (ID)_Existing_Food Preparation_Natural Gas_Food Prep Other_E10 | F4 | Commercial | Office (ID) | Existing | Food Preparation | Natural Gas | Food Prep Other | E10 | RVT BC Ratio | 0 | 0 | 0 | 0 | 0 | 0 | 0 | 0 | 0 | 0 | 0 | 0 | 0 | 0 | 0 | 0 | 0 | 0 | 0 | 0 | 0 | 0 | 0 | 0 | 0 | 0 | 0
F5_Commercial_Office (ID)_Existing_Food Preparation_Natural Gas_Food Prep Other_E1 | F5 | Commercial | Office (ID) | Existing | Food Preparation | Natural Gas | Food Prep Other | E1 | RIM BC Ratio | [24 empty] | 1 | 1 | 1 | bar: 2019 to 2042
F5_Commercial_Office (ID)_Existing_Food Preparation_Natural Gas_Food Prep Other_E2 | F5 | Commercial | Office (ID) | Existing | Food Preparation | Natural Gas | Food Prep Other | E2 | RIM BC Ratio | 0.034556 | 0.03533 | 0.036302 | 0.037446 | 0.038773 | 0.040438 | 0.042169 | 0.04389 | 0.045549 | 0.047229 | 0.048521 | 0.049721 | 0.051015 | 0.052275 | 0.053386 | 0.054416 | 0.055325 | 0.056219 | 0.057179 | 0.058112 | 0.05907 | 0.060046 | 0.061029 | 0.062043 | 0.063072 | 0.064117 | 0.065178
F5_Commercial_Office (ID)_Existing_Food Preparation_Natural Gas_Food Prep Other_E3 | F5 | Commercial | Office (ID) | Existing | Food Preparation | Natural Gas | Food Prep Other | E3 | RIM BC Ratio | 0 | 0 | 0 | 0 | 0 | 0 | 0 | 0 | 0 | 0 | 0 | 0 | 0 | 0 | 0 | 0 | 0 | 0 | 0 | 0 | 0 | 0 | 0 | 0 | 0 | 0 | 0
F5_Commercial_Office (ID)_Existing_Food Preparation_Natural Gas_Food Prep Other_E4 | F5 | Commercial | Office (ID) | Existing | Food Preparation | Natural Gas | Food Prep Other | E4 | RIM BC Ratio | 0 | 0 | 0 | 0 | 0 | 0 | 0 | 0 | 0 | 0 | 0 | 0 | 0 | 0 | 0 | 0 | 0 | 0 | 0 | 0 | 0 | 0 | 0 | 0 | 0 | 0 | 0
F5_Commercial_Office (ID)_Existing_Food Preparation_Natural Gas_Food Prep Other_E5 | F5 | Commercial | Office (ID) | Existing | Food Preparation | Natural Gas | Food Prep Other | E5 | RIM BC Ratio | 0 | 0 | 0 | 0 | 0 | 0 | 0 | 0 | 0 | 0 | 0 | 0 | 0 | 0 | 0 | 0 | 0 | 0 | 0 | 0 | 0 | 0 | 0 | 0 | 0 | 0 | 0
F5_Commercial_Office (ID)_Existing_Food Preparation_Natural Gas_Food Prep Other_E6 | F5 | Commercial | Office (ID) | Existing | Food Preparation | Natural Gas | Food Prep Other | E6 | RIM BC Ratio | 0 | 0 | 0 | 0 | 0 | 0 | 0 | 0 | 0 | 0 | 0 | 0 | 0 | 0 | 0 | 0 | 0 | 0 | 0 | 0 | 0 | 0 | 0 | 0 | 0 | 0 | 0
F5_Commercial_Office (ID)_Existing_Food Preparation_Natural Gas_Food Prep Other_E7 | F5 | Commercial | Office (ID) | Existing | Food Preparation | Natural Gas | Food Prep Other | E7 | RIM BC Ratio | 0 | 0 | 0 | 0 | 0 | 0 | 0 | 0 | 0 | 0 | 0 | 0 | 0 | 0 | 0 | 0 | 0 | 0 | 0 | 0 | 0 | 0 | 0 | 0 | 0 | 0 | 0
F5_Commercial_Office (ID)_Existing_Food Preparation_Natural Gas_Food Prep Other_E8 | F5 | Commercial | Office (ID) | Existing | Food Preparation | Natural Gas | Food Prep Other | E8 | RIM BC Ratio | 0 | 0 | 0 | 0 | 0 | 0 | 0 | 0 | 0 | 0 | 0 | 0 | 0 | 0 | 0 | 0 | 0 | 0 | 0 | 0 | 0 | 0 | 0 | 0 | 0 | 0 | 0
F5_Commercial_Office (ID)_Existing_Food Preparation_Natural Gas_Food Prep Other_E9 | F5 | Commercial | Office (ID) | Existing | Food Preparation | Natural Gas | Food Prep Other | E9 | RIM BC Ratio | 0 | 0 | 0 | 0 | 0 | 0 | 0 | 0 | 0 | 0 | 0 | 0 | 0 | 0 | 0 | 0 | 0 | 0 | 0 | 0 | 0 | 0 | 0 | 0 | 0 | 0 | 0
F5_Commercial_Office (ID)_Existing_Food Preparation_Natural Gas_Food Prep Other_E10 | F5 | Commercial | Office (ID) | Existing | Food Preparation | Natural Gas | Food Prep Other | E10 | RIM BC Ratio | 0 | 0 | 0 | 0 | 0 | 0 | 0 | 0 | 0 | 0 | 0 | 0 | 0 | 0 | 0 | 0 | 0 | 0 | 0 | 0 | 0 | 0 | 0 | 0 | 0 | 0 | 0
F0_Commercial_Office (ID)_Existing_Miscellaneous_Natural Gas_Pool Heater_E0 | F0 | Commercial | Office (ID) | Existing | Miscellaneous | Natural Gas | Pool Heater | E0 | Economic Unit | Standard (EF .82) | Standard (EF .82) | Standard (EF .82) | Standard (EF .82) | Standard (EF .82) | Standard (EF .82) | Standard (EF .82) | Standard (EF .82) | Standard (EF .82) | Standard (EF .82) | Standard (EF .82) | Standard (EF .82) | Standard (EF .82) | Standard (EF .82) | Standard (EF .82) | Standard (EF .82) | Standard (EF .82) | Standard (EF .82) | Standard (EF .82) | Standard (EF .82) | Standard (EF .82) | Standard (EF .82) | Standard (EF .82) | Standard (EF .82) | Standard (EF .82) | Standard (EF .82) | Standard (EF .82)
F1_Commercial_Office (ID)_Existing_Miscellaneous_Natural Gas_Pool Heater_E1 | F1 | Commercial | Office (ID) | Existing | Miscellaneous | Natural Gas | Pool Heater | E1 | CCE | 0 | 0 | 0 | 0 | 0 | 0 | 0 | 0 | 0 | 0 | 0 | 0 | 0 | 0 | 0 | 0 | 0 | 0 | 0 | 0 | 0 | 0 | 0 | 0 | 0 | 0 | 0
F1_Commercial_Office (ID)_Existing_Miscellaneous_Natural Gas_Pool Heater_E2 | F1 | Commercial | Office (ID) | Existing | Miscellaneous | Natural Gas | Pool Heater | E2 | CCE | 0.013474 | 0.013474 | 0.013474 | 0.013474 | 0.013474 | 0.013474 | 0.013474 | 0.013474 | 0.013474 | 0.013474 | 0.013474 | 0.013474 | 0.013474 | 0.013474 | 0.013474 | 0.013474 | 0.013474 | 0.013474 | 0.013474 | 0.013474 | 0.013474 | 0.013474 | 0.013474 | 0.013474 | 0.013474 | 0.013474 | 0.013474
F1_Commercial_Office (ID)_Existing_Miscellaneous_Natural Gas_Pool Heater_E3 | F1 | Commercial | Office (ID) | Existing | Miscellaneous | Natural Gas | Pool Heater | E3 | CCE | 0 | 0 | 0 | 0 | 0 | 0 | 0 | 0 | 0 | 0 | 0 | 0 | 0 | 0 | 0 | 0 | 0 | 0 | 0 | 0 | 0 | 0 | 0 | 0 | 0 | 0 | 0
F1_Commercial_Office (ID)_Existing_Miscellaneous_Natural Gas_Pool Heater_E4 | F1 | Commercial | Office (ID) | Existing | Miscellaneous | Natural Gas | Pool Heater | E4 | CCE | 0 | 0 | 0 | 0 | 0 | 0 | 0 | 0 | 0 | 0 | 0 | 0 | 0 | 0 | 0 | 0 | 0 | 0 | 0 | 0 | 0 | 0 | 0 | 0 | 0 | 0 | 0
F1_Commercial_Office (ID)_Existing_Miscellaneous_Natural Gas_Pool Heater_E5 | F1 | Commercial | Office (ID) | Existing | Miscellaneous | Natural Gas | Pool Heater | E5 | CCE | 0 | 0 | 0 | 0 | 0 | 0 | 0 | 0 | 0 | 0 | 0 | 0 | 0 | 0 | 0 | 0 | 0 | 0 | 0 | 0 | 0 | 0 | 0 | 0 | 0 | 0 | 0
F1_Commercial_Office (ID)_Existing_Miscellaneous_Natural Gas_Pool Heater_E6 | F1 | Commercial | Office (ID) | Existing | Miscellaneous | Natural Gas | Pool Heater | E6 | CCE | 0 | 0 | 0 | 0 | 0 | 0 | 0 | 0 | 0 | 0 | 0 | 0 | 0 | 0 | 0 | 0 | 0 | 0 | 0 | 0 | 0 | 0 | 0 | 0 | 0 | 0 | 0
F1_Commercial_Office (ID)_Existing_Miscellaneous_Natural Gas_Pool Heater_E7 | F1 | Commercial | Office (ID) | Existing | Miscellaneous | Natural Gas | Pool Heater | E7 | CCE | 0 | 0 | 0 | 0 | 0 | 0 | 0 | 0 | 0 | 0 | 0 | 0 | 0 | 0 | 0 | 0 | 0 | 0 | 0 | 0 | 0 | 0 | 0 | 0 | 0 | 0 | 0
F1_Commercial_Office (ID)_Existing_Miscellaneous_Natural Gas_Pool Heater_E8 | F1 | Commercial | Office (ID) | Existing | Miscellaneous | Natural Gas | Pool Heater | E8 | CCE | 0 | 0 | 0 | 0 | 0 | 0 | 0 | 0 | 0 | 0 | 0 | 0 | 0 | 0 | 0 | 0 | 0 | 0 | 0 | 0 | 0 | 0 | 0 | 0 | 0 | 0 | 0
F1_Commercial_Office (ID)_Existing_Miscellaneous_Natural Gas_Pool Heater_E9 | F1 | Commercial | Office (ID) | Existing | Miscellaneous | Natural Gas | Pool Heater | E9 | CCE | 0 | 0 | 0 | 0 | 0 | 0 | 0 | 0 | 0 | 0 | 0 | 0 | 0 | 0 | 0 | 0 | 0 | 0 | 0 | 0 | 0 | 0 | 0 | 0 | 0 | 0 | 0
F1_Commercial_Office (ID)_Existing_Miscellaneous_Natural Gas_Pool Heater_E10 | F1 | Commercial | Office (ID) | Existing | Miscellaneous | Natural Gas | Pool Heater | E10 | CCE | 0 | 0 | 0 | 0 | 0 | 0 | 0 | 0 | 0 | 0 | 0 | 0 | 0 | 0 | 0 | 0 | 0 | 0 | 0 | 0 | 0 | 0 | 0 | 0 | 0 | 0 | 0
F2_Commercial_Office (ID)_Existing_Miscellaneous_Natural Gas_Pool Heater_E1 | F2 | Commercial | Office (ID) | Existing | Miscellaneous | Natural Gas | Pool Heater | E1 | TRC BC Ratio | [24 empty] | 1 | 1 | 1 | bar: 2019 to 2042
F2_Commercial_Office (ID)_Existing_Miscellaneous_Natural Gas_Pool Heater_E2 | F2 | Commercial | Office (ID) | Existing | Miscellaneous | Natural Gas | Pool Heater | E2 | TRC BC Ratio | 0.24558 | 0.24744 | 0.25144 | 0.25792 | 0.26685 | 0.27983 | 0.29405 | 0.30832 | 0.32213 | 0.3369 | 0.34804 | 0.3585 | 0.37033 | 0.38173 | 0.39129 | 0.39986 | 0.40688 | 0.4136 | 0.42102 | 0.42801 | 0.43524 | 0.44289 | 0.45057 | 0.45857 | 0.46672 | 0.47501 | 0.48345
F2_Commercial_Office (ID)_Existing_Miscellaneous_Natural Gas_Pool Heater_E3 | F2 | Commercial | Office (ID) | Existing | Miscellaneous | Natural Gas | Pool Heater | E3 | TRC BC Ratio | 0 | 0 | 0 | 0 | 0 | 0 | 0 | 0 | 0 | 0 | 0 | 0 | 0 | 0 | 0 | 0 | 0 | 0 | 0 | 0 | 0 | 0 | 0 | 0 | 0 | 0 | 0
F2_Commercial_Office (ID)_Existing_Miscellaneous_Natural Gas_Pool Heater_E4 | F2 | Commercial | Office (ID) | Existing | Miscellaneous | Natural Gas | Pool Heater | E4 | TRC BC Ratio | 0 | 0 | 0 | 0 | 0 | 0 | 0 | 0 | 0 | 0 | 0 | 0 | 0 | 0 | 0 | 0 | 0 | 0 | 0 | 0 | 0 | 0 | 0 | 0 | 0 | 0 | 0
F2_Commercial_Office (ID)_Existing_Miscellaneous_Natural Gas_Pool Heater_E5 | F2 | Commercial | Office (ID) | Existing | Miscellaneous | Natural Gas | Pool Heater | E5 | TRC BC Ratio | 0 | 0 | 0 | 0 | 0 | 0 | 0 | 0 | 0 | 0 | 0 | 0 | 0 | 0 | 0 | 0 | 0 | 0 | 0 | 0 | 0 | 0 | 0 | 0 | 0 | 0 | 0
F2_Commercial_Office (ID)_Existing_Miscellaneous_Natural Gas_Pool Heater_E6 | F2 | Commercial | Office (ID) | Existing | Miscellaneous | Natural Gas | Pool Heater | E6 | TRC BC Ratio | 0 | 0 | 0 | 0 | 0 | 0 | 0 | 0 | 0 | 0 | 0 | 0 | 0 | 0 | 0 | 0 | 0 | 0 | 0 | 0 | 0 | 0 | 0 | 0 | 0 | 0 | 0
F2_Commercial_Office (ID)_Existing_Miscellaneous_Natural Gas_Pool Heater_E7 | F2 | Commercial | Office (ID) | Existing | Miscellaneous | Natural Gas | Pool Heater | E7 | TRC BC Ratio | 0 | 0 | 0 | 0 | 0 | 0 | 0 | 0 | 0 | 0 | 0 | 0 | 0 | 0 | 0 | 0 | 0 | 0 | 0 | 0 | 0 | 0 | 0 | 0 | 0 | 0 | 0
F2_Commercial_Office (ID)_Existing_Miscellaneous_Natural Gas_Pool Heater_E8 | F2 | Commercial | Office (ID) | Existing | Miscellaneous | Natural Gas | Pool Heater | E8 | TRC BC Ratio | 0 | 0 | 0 | 0 | 0 | 0 | 0 | 0 | 0 | 0 | 0 | 0 | 0 | 0 | 0 | 0 | 0 | 0 | 0 | 0 | 0 | 0 | 0 | 0 | 0 | 0 | 0
F2_Commercial_Office (ID)_Existing_Miscellaneous_Natural Gas_Pool Heater_E9 | F2 | Commercial | Office (ID) | Existing | Miscellaneous | Natural Gas | Pool Heater | E9 | TRC BC Ratio | 0 | 0 | 0 | 0 | 0 | 0 | 0 | 0 | 0 | 0 | 0 | 0 | 0 | 0 | 0 | 0 | 0 | 0 | 0 | 0 | 0 | 0 | 0 | 0 | 0 | 0 | 0
F2_Commercial_Office (ID)_Existing_Miscellaneous_Natural Gas_Pool Heater_E10 | F2 | Commercial | Office (ID) | Existing | Miscellaneous | Natural Gas | Pool Heater | E10 | TRC BC Ratio | 0 | 0 | 0 | 0 | 0 | 0 | 0 | 0 | 0 | 0 | 0 | 0 | 0 | 0 | 0 | 0 | 0 | 0 | 0 | 0 | 0 | 0 | 0 | 0 | 0 | 0 | 0
F3_Commercial_Office (ID)_Existing_Miscellaneous_Natural Gas_Pool Heater_E1 | F3 | Commercial | Office (ID) | Existing | Miscellaneous | Natural Gas | Pool Heater | E1 | PACT BC Ratio | [24 empty] | 1 | 1 | 1 | bar: 2019 to 2042
F3_Commercial_Office (ID)_Existing_Miscellaneous_Natural Gas_Pool Heater_E2 | F3 | Commercial | Office (ID) | Existing | Miscellaneous | Natural Gas | Pool Heater | E2 | PACT BC Ratio | 0.60931 | 0.61394 | 0.62387 | 0.63995 | 0.66211 | 0.69429 | 0.72958 | 0.76498 | 0.79925 | 0.8359 | 0.86355 | 0.8895 | 0.91884 | 0.94714 | 0.97086 | 0.99213 | 1.0095 | 1.0262 | 1.0446 | 1.062 | 1.0799 | 1.0989 | 1.1179 | 1.1378 | 1.158 | 1.1786 | 1.1995
F3_Commercial_Office (ID)_Existing_Miscellaneous_Natural Gas_Pool Heater_E3 | F3 | Commercial | Office (ID) | Existing | Miscellaneous | Natural Gas | Pool Heater | E3 | PACT BC Ratio | 0 | 0 | 0 | 0 | 0 | 0 | 0 | 0 | 0 | 0 | 0 | 0 | 0 | 0 | 0 | 0 | 0 | 0 | 0 | 0 | 0 | 0 | 0 | 0 | 0 | 0 | 0
F3_Commercial_Office (ID)_Existing_Miscellaneous_Natural Gas_Pool Heater_E4 | F3 | Commercial | Office (ID) | Existing | Miscellaneous | Natural Gas | Pool Heater | E4 | PACT BC Ratio | 0 | 0 | 0 | 0 | 0 | 0 | 0 | 0 | 0 | 0 | 0 | 0 | 0 | 0 | 0 | 0 | 0 | 0 | 0 | 0 | 0 | 0 | 0 | 0 | 0 | 0 | 0
F3_Commercial_Office (ID)_Existing_Miscellaneous_Natural Gas_Pool Heater_E5 | F3 | Commercial | Office (ID) | Existing | Miscellaneous | Natural Gas | Pool Heater | E5 | PACT BC Ratio | 0 | 0 | 0 | 0 | 0 | 0 | 0 | 0 | 0 | 0 | 0 | 0 | 0 | 0 | 0 | 0 | 0 | 0 | 0 | 0 | 0 | 0 | 0 | 0 | 0 | 0 | 0
F3_Commercial_Office (ID)_Existing_Miscellaneous_Natural Gas_Pool Heater_E6 | F3 | Commercial | Office (ID) | Existing | Miscellaneous | Natural Gas | Pool Heater | E6 | PACT BC Ratio | 0 | 0 | 0 | 0 | 0 | 0 | 0 | 0 | 0 | 0 | 0 | 0 | 0 | 0 | 0 | 0 | 0 | 0 | 0 | 0 | 0 | 0 | 0 | 0 | 0 | 0 | 0
F3_Commercial_Office (ID)_Existing_Miscellaneous_Natural Gas_Pool Heater_E7 | F3 | Commercial | Office (ID) | Existing | Miscellaneous | Natural Gas | Pool Heater | E7 | PACT BC Ratio | 0 | 0 | 0 | 0 | 0 | 0 | 0 | 0 | 0 | 0 | 0 | 0 | 0 | 0 | 0 | 0 | 0 | 0 | 0 | 0 | 0 | 0 | 0 | 0 | 0 | 0 | 0
F3_Commercial_Office (ID)_Existing_Miscellaneous_Natural Gas_Pool Heater_E8 | F3 | Commercial | Office (ID) | Existing | Miscellaneous | Natural Gas | Pool Heater | E8 | PACT BC Ratio | 0 | 0 | 0 | 0 | 0 | 0 | 0 | 0 | 0 | 0 | 0 | 0 | 0 | 0 | 0 | 0 | 0 | 0 | 0 | 0 | 0 | 0 | 0 | 0 | 0 | 0 | 0
F3_Commercial_Office (ID)_Existing_Miscellaneous_Natural Gas_Pool Heater_E9 | F3 | Commercial | Office (ID) | Existing | Miscellaneous | Natural Gas | Pool Heater | E9 | PACT BC Ratio | 0 | 0 | 0 | 0 | 0 | 0 | 0 | 0 | 0 | 0 | 0 | 0 | 0 | 0 | 0 | 0 | 0 | 0 | 0 | 0 | 0 | 0 | 0 | 0 | 0 | 0 | 0
F3_Commercial_Office (ID)_Existing_Miscellaneous_Natural Gas_Pool Heater_E10 | F3 | Commercial | Office (ID) | Existing | Miscellaneous | Natural Gas | Pool Heater | E10 | PACT BC Ratio | 0 | 0 | 0 | 0 | 0 | 0 | 0 | 0 | 0 | 0 | 0 | 0 | 0 | 0 | 0 | 0 | 0 | 0 | 0 | 0 | 0 | 0 | 0 | 0 | 0 | 0 | 0
F4_Commercial_Office (ID)_Existing_Miscellaneous_Natural Gas_Pool Heater_E1 | F4 | Commercial | Office (ID) | Existing | Miscellaneous | Natural Gas | Pool Heater | E1 | RVT BC Ratio | [24 empty] | 1 | 1 | 1 | bar: 2019 to 2042
F4_Commercial_Office (ID)_Existing_Miscellaneous_Natural Gas_Pool Heater_E2 | F4 | Commercial | Office (ID) | Existing | Miscellaneous | Natural Gas | Pool Heater | E2 | RVT BC Ratio | 0.63728 | 0.63996 | 0.6448 | 0.65211 | 0.66171 | 0.67568 | 0.68979 | 0.70332 | 0.71552 | 0.72835 | 0.74306 | 0.75687 | 0.77248 | 0.78692 | 0.7982 | 0.80735 | 0.81352 | 0.81821 | 0.82349 | 0.82781 | 0.83205 | 0.84168 | 0.85136 | 0.86145 | 0.87171 | 0.88216 | 0.89279
F4_Commercial_Office (ID)_Existing_Miscellaneous_Natural Gas_Pool Heater_E3 | F4 | Commercial | Office (ID) | Existing | Miscellaneous | Natural Gas | Pool Heater | E3 | RVT BC Ratio | 0 | 0 | 0 | 0 | 0 | 0 | 0 | 0 | 0 | 0 | 0 | 0 | 0 | 0 | 0 | 0 | 0 | 0 | 0 | 0 | 0 | 0 | 0 | 0 | 0 | 0 | 0
F4_Commercial_Office (ID)_Existing_Miscellaneous_Natural Gas_Pool Heater_E4 | F4 | Commercial | Office (ID) | Existing | Miscellaneous | Natural Gas | Pool Heater | E4 | RVT BC Ratio | 0 | 0 | 0 | 0 | 0 | 0 | 0 | 0 | 0 | 0 | 0 | 0 | 0 | 0 | 0 | 0 | 0 | 0 | 0 | 0 | 0 | 0 | 0 | 0 | 0 | 0 | 0
F4_Commercial_Office (ID)_Existing_Miscellaneous_Natural Gas_Pool Heater_E5 | F4 | Commercial | Office (ID) | Existing | Miscellaneous | Natural Gas | Pool Heater | E5 | RVT BC Ratio | 0 | 0 | 0 | 0 | 0 | 0 | 0 | 0 | 0 | 0 | 0 | 0 | 0 | 0 | 0 | 0 | 0 | 0 | 0 | 0 | 0 | 0 | 0 | 0 | 0 | 0 | 0
F4_Commercial_Office (ID)_Existing_Miscellaneous_Natural Gas_Pool Heater_E6 | F4 | Commercial | Office (ID) | Existing | Miscellaneous | Natural Gas | Pool Heater | E6 | RVT BC Ratio | 0 | 0 | 0 | 0 | 0 | 0 | 0 | 0 | 0 | 0 | 0 | 0 | 0 | 0 | 0 | 0 | 0 | 0 | 0 | 0 | 0 | 0 | 0 | 0 | 0 | 0 | 0
F4_Commercial_Office (ID)_Existing_Miscellaneous_Natural Gas_Pool Heater_E7 | F4 | Commercial | Office (ID) | Existing | Miscellaneous | Natural Gas | Pool Heater | E7 | RVT BC Ratio | 0 | 0 | 0 | 0 | 0 | 0 | 0 | 0 | 0 | 0 | 0 | 0 | 0 | 0 | 0 | 0 | 0 | 0 | 0 | 0 | 0 | 0 | 0 | 0 | 0 | 0 | 0
F4_Commercial_Office (ID)_Existing_Miscellaneous_Natural Gas_Pool Heater_E8 | F4 | Commercial | Office (ID) | Existing | Miscellaneous | Natural Gas | Pool Heater | E8 | RVT BC Ratio | 0 | 0 | 0 | 0 | 0 | 0 | 0 | 0 | 0 | 0 | 0 | 0 | 0 | 0 | 0 | 0 | 0 | 0 | 0 | 0 | 0 | 0 | 0 | 0 | 0 | 0 | 0
F4_Commercial_Office (ID)_Existing_Miscellaneous_Natural Gas_Pool Heater_E9 | F4 | Commercial | Office (ID) | Existing | Miscellaneous | Natural Gas | Pool Heater | E9 | RVT BC Ratio | 0 | 0 | 0 | 0 | 0 | 0 | 0 | 0 | 0 | 0 | 0 | 0 | 0 | 0 | 0 | 0 | 0 | 0 | 0 | 0 | 0 | 0 | 0 | 0 | 0 | 0 | 0
F4_Commercial_Office (ID)_Existing_Miscellaneous_Natural Gas_Pool Heater_E10 | F4 | Commercial | Office (ID) | Existing | Miscellaneous | Natural Gas | Pool Heater | E10 | RVT BC Ratio | 0 | 0 | 0 | 0 | 0 | 0 | 0 | 0 | 0 | 0 | 0 | 0 | 0 | 0 | 0 | 0 | 0 | 0 | 0 | 0 | 0 | 0 | 0 | 0 | 0 | 0 | 0
F5_Commercial_Office (ID)_Existing_Miscellaneous_Natural Gas_Pool Heater_E1 | F5 | Commercial | Office (ID) | Existing | Miscellaneous | Natural Gas | Pool Heater | E1 | RIM BC Ratio | [24 empty] | 1 | 1 | 1 | bar: 2019 to 2042
F5_Commercial_Office (ID)_Existing_Miscellaneous_Natural Gas_Pool Heater_E2 | F5 | Commercial | Office (ID) | Existing | Miscellaneous | Natural Gas | Pool Heater | E2 | RIM BC Ratio | 0.35197 | 0.3535 | 0.35717 | 0.36322 | 0.37161 | 0.38346 | 0.39657 | 0.40958 | 0.42222 | 0.43548 | 0.44287 | 0.4496 | 0.45697 | 0.46415 | 0.4704 | 0.47633 | 0.48175 | 0.48744 | 0.49363 | 0.49972 | 0.50607 | 0.5102 | 0.51427 | 0.51843 | 0.52259 | 0.52674 | 0.53088
F5_Commercial_Office (ID)_Existing_Miscellaneous_Natural Gas_Pool Heater_E3 | F5 | Commercial | Office (ID) | Existing | Miscellaneous | Natural Gas | Pool Heater | E3 | RIM BC Ratio | 0 | 0 | 0 | 0 | 0 | 0 | 0 | 0 | 0 | 0 | 0 | 0 | 0 | 0 | 0 | 0 | 0 | 0 | 0 | 0 | 0 | 0 | 0 | 0 | 0 | 0 | 0
F5_Commercial_Office (ID)_Existing_Miscellaneous_Natural Gas_Pool Heater_E4 | F5 | Commercial | Office (ID) | Existing | Miscellaneous | Natural Gas | Pool Heater | E4 | RIM BC Ratio | 0 | 0 | 0 | 0 | 0 | 0 | 0 | 0 | 0 | 0 | 0 | 0 | 0 | 0 | 0 | 0 | 0 | 0 | 0 | 0 | 0 | 0 | 0 | 0 | 0 | 0 | 0
F5_Commercial_Office (ID)_Existing_Miscellaneous_Natural Gas_Pool Heater_E5 | F5 | Commercial | Office (ID) | Existing | Miscellaneous | Natural Gas | Pool Heater | E5 | RIM BC Ratio | 0 | 0 | 0 | 0 | 0 | 0 | 0 | 0 | 0 | 0 | 0 | 0 | 0 | 0 | 0 | 0 | 0 | 0 | 0 | 0 | 0 | 0 | 0 | 0 | 0 | 0 | 0
F5_Commercial_Office (ID)_Existing_Miscellaneous_Natural Gas_Pool Heater_E6 | F5 | Commercial | Office (ID) | Existing | Miscellaneous | Natural Gas | Pool Heater | E6 | RIM BC Ratio | 0 | 0 | 0 | 0 | 0 | 0 | 0 | 0 | 0 | 0 | 0 | 0 | 0 | 0 | 0 | 0 | 0 | 0 | 0 | 0 | 0 | 0 | 0 | 0 | 0 | 0 | 0
F5_Commercial_Office (ID)_Existing_Miscellaneous_Natural Gas_Pool Heater_E7 | F5 | Commercial | Office (ID) | Existing | Miscellaneous | Natural Gas | Pool Heater | E7 | RIM BC Ratio | 0 | 0 | 0 | 0 | 0 | 0 | 0 | 0 | 0 | 0 | 0 | 0 | 0 | 0 | 0 | 0 | 0 | 0 | 0 | 0 | 0 | 0 | 0 | 0 | 0 | 0 | 0
F5_Commercial_Office (ID)_Existing_Miscellaneous_Natural Gas_Pool Heater_E8 | F5 | Commercial | Office (ID) | Existing | Miscellaneous | Natural Gas | Pool Heater | E8 | RIM BC Ratio | 0 | 0 | 0 | 0 | 0 | 0 | 0 | 0 | 0 | 0 | 0 | 0 | 0 | 0 | 0 | 0 | 0 | 0 | 0 | 0 | 0 | 0 | 0 | 0 | 0 | 0 | 0
F5_Commercial_Office (ID)_Existing_Miscellaneous_Natural Gas_Pool Heater_E9 | F5 | Commercial | Office (ID) | Existing | Miscellaneous | Natural Gas | Pool Heater | E9 | RIM BC Ratio | 0 | 0 | 0 | 0 | 0 | 0 | 0 | 0 | 0 | 0 | 0 | 0 | 0 | 0 | 0 | 0 | 0 | 0 | 0 | 0 | 0 | 0 | 0 | 0 | 0 | 0 | 0
F5_Commercial_Office (ID)_Existing_Miscellaneous_Natural Gas_Pool Heater_E10 | F5 | Commercial | Office (ID) | Existing | Miscellaneous | Natural Gas | Pool Heater | E10 | RIM BC Ratio | 0 | 0 | 0 | 0 | 0 | 0 | 0 | 0 | 0 | 0 | 0 | 0 | 0 | 0 | 0 | 0 | 0 | 0 | 0 | 0 | 0 | 0 | 0 | 0 | 0 | 0 | 0
F0_Commercial_Office (ID)_Existing_Miscellaneous_Natural Gas_Miscellaneous_E0 | F0 | Commercial | Office (ID) | Existing | Miscellaneous | Natural Gas | Miscellaneous | E0 | Economic Unit | Standard | Standard | Standard | Standard | Standard | Standard | Standard | Standard | Standard | Standard | Standard | Standard | Standard | Standard | Standard | Standard | Standard | Standard | Standard | Standard | Standard | Standard | Standard | Standard | Standard | Standard | Standard
F1_Commercial_Office (ID)_Existing_Miscellaneous_Natural Gas_Miscellaneous_E1 | F1 | Commercial | Office (ID) | Existing | Miscellaneous | Natural Gas | Miscellaneous | E1 | CCE | 0 | 0 | 0 | 0 | 0 | 0 | 0 | 0 | 0 | 0 | 0 | 0 | 0 | 0 | 0 | 0 | 0 | 0 | 0 | 0 | 0 | 0 | 0 | 0 | 0 | 0 | 0
F1_Commercial_Office (ID)_Existing_Miscellaneous_Natural Gas_Miscellaneous_E2 | F1 | Commercial | Office (ID) | Existing | Miscellaneous | Natural Gas | Miscellaneous | E2 | CCE | 0 | 0 | 0 | 0 | 0 | 0 | 0 | 0 | 0 | 0 | 0 | 0 | 0 | 0 | 0 | 0 | 0 | 0 | 0 | 0 | 0 | 0 | 0 | 0 | 0 | 0 | 0
F1_Commercial_Office (ID)_Existing_Miscellaneous_Natural Gas_Miscellaneous_E3 | F1 | Commercial | Office (ID) | Existing | Miscellaneous | Natural Gas | Miscellaneous | E3 | CCE | 0 | 0 | 0 | 0 | 0 | 0 | 0 | 0 | 0 | 0 | 0 | 0 | 0 | 0 | 0 | 0 | 0 | 0 | 0 | 0 | 0 | 0 | 0 | 0 | 0 | 0 | 0
F1_Commercial_Office (ID)_Existing_Miscellaneous_Natural Gas_Miscellaneous_E4 | F1 | Commercial | Office (ID) | Existing | Miscellaneous | Natural Gas | Miscellaneous | E4 | CCE | 0 | 0 | 0 | 0 | 0 | 0 | 0 | 0 | 0 | 0 | 0 | 0 | 0 | 0 | 0 | 0 | 0 | 0 | 0 | 0 | 0 | 0 | 0 | 0 | 0 | 0 | 0
F1_Commercial_Office (ID)_Existing_Miscellaneous_Natural Gas_Miscellaneous_E5 | F1 | Commercial | Office (ID) | Existing | Miscellaneous | Natural Gas | Miscellaneous | E5 | CCE | 0 | 0 | 0 | 0 | 0 | 0 | 0 | 0 | 0 | 0 | 0 | 0 | 0 | 0 | 0 | 0 | 0 | 0 | 0 | 0 | 0 | 0 | 0 | 0 | 0 | 0 | 0
F1_Commercial_Office (ID)_Existing_Miscellaneous_Natural Gas_Miscellaneous_E6 | F1 | Commercial | Office (ID) | Existing | Miscellaneous | Natural Gas | Miscellaneous | E6 | CCE | 0 | 0 | 0 | 0 | 0 | 0 | 0 | 0 | 0 | 0 | 0 | 0 | 0 | 0 | 0 | 0 | 0 | 0 | 0 | 0 | 0 | 0 | 0 | 0 | 0 | 0 | 0
F1_Commercial_Office (ID)_Existing_Miscellaneous_Natural Gas_Miscellaneous_E7 | F1 | Commercial | Office (ID) | Existing | Miscellaneous | Natural Gas | Miscellaneous | E7 | CCE | 0 | 0 | 0 | 0 | 0 | 0 | 0 | 0 | 0 | 0 | 0 | 0 | 0 | 0 | 0 | 0 | 0 | 0 | 0 | 0 | 0 | 0 | 0 | 0 | 0 | 0 | 0
F1_Commercial_Office (ID)_Existing_Miscellaneous_Natural Gas_Miscellaneous_E8 | F1 | Commercial | Office (ID) | Existing | Miscellaneous | Natural Gas | Miscellaneous | E8 | CCE | 0 | 0 | 0 | 0 | 0 | 0 | 0 | 0 | 0 | 0 | 0 | 0 | 0 | 0 | 0 | 0 | 0 | 0 | 0 | 0 | 0 | 0 | 0 | 0 | 0 | 0 | 0
F1_Commercial_Office (ID)_Existing_Miscellaneous_Natural Gas_Miscellaneous_E9 | F1 | Commercial | Office (ID) | Existing | Miscellaneous | Natural Gas | Miscellaneous | E9 | CCE | 0 | 0 | 0 | 0 | 0 | 0 | 0 | 0 | 0 | 0 | 0 | 0 | 0 | 0 | 0 | 0 | 0 | 0 | 0 | 0 | 0 | 0 | 0 | 0 | 0 | 0 | 0
F1_Commercial_Office (ID)_Existing_Miscellaneous_Natural Gas_Miscellaneous_E10 | F1 | Commercial | Office (ID) | Existing | Miscellaneous | Natural Gas | Miscellaneous | E10 | CCE | 0 | 0 | 0 | 0 | 0 | 0 | 0 | 0 | 0 | 0 | 0 | 0 | 0 | 0 | 0 | 0 | 0 | 0 | 0 | 0 | 0 | 0 | 0 | 0 | 0 | 0 | 0
F2_Commercial_Office (ID)_Existing_Miscellaneous_Natural Gas_Miscellaneous_E1 | F2 | Commercial | Office (ID) | Existing | Miscellaneous | Natural Gas | Miscellaneous | E1 | TRC BC Ratio | [24 empty] | 1 | 1 | 1 | bar: 2019 to 2042
F2_Commercial_Office (ID)_Existing_Miscellaneous_Natural Gas_Miscellaneous_E2 | F2 | Commercial | Office (ID) | Existing | Miscellaneous | Natural Gas | Miscellaneous | E2 | TRC BC Ratio | 0 | 0 | 0 | 0 | 0 | 0 | 0 | 0 | 0 | 0 | 0 | 0 | 0 | 0 | 0 | 0 | 0 | 0 | 0 | 0 | 0 | 0 | 0 | 0 | 0 | 0 | 0
F2_Commercial_Office (ID)_Existing_Miscellaneous_Natural Gas_Miscellaneous_E3 | F2 | Commercial | Office (ID) | Existing | Miscellaneous | Natural Gas | Miscellaneous | E3 | TRC BC Ratio | 0 | 0 | 0 | 0 | 0 | 0 | 0 | 0 | 0 | 0 | 0 | 0 | 0 | 0 | 0 | 0 | 0 | 0 | 0 | 0 | 0 | 0 | 0 | 0 | 0 | 0 | 0
F2_Commercial_Office (ID)_Existing_Miscellaneous_Natural Gas_Miscellaneous_E4 | F2 | Commercial | Office (ID) | Existing | Miscellaneous | Natural Gas | Miscellaneous | E4 | TRC BC Ratio | 0 | 0 | 0 | 0 | 0 | 0 | 0 | 0 | 0 | 0 | 0 | 0 | 0 | 0 | 0 | 0 | 0 | 0 | 0 | 0 | 0 | 0 | 0 | 0 | 0 | 0 | 0
F2_Commercial_Office (ID)_Existing_Miscellaneous_Natural Gas_Miscellaneous_E5 | F2 | Commercial | Office (ID) | Existing | Miscellaneous | Natural Gas | Miscellaneous | E5 | TRC BC Ratio | 0 | 0 | 0 | 0 | 0 | 0 | 0 | 0 | 0 | 0 | 0 | 0 | 0 | 0 | 0 | 0 | 0 | 0 | 0 | 0 | 0 | 0 | 0 | 0 | 0 | 0 | 0
F2_Commercial_Office (ID)_Existing_Miscellaneous_Natural Gas_Miscellaneous_E6 | F2 | Commercial | Office (ID) | Existing | Miscellaneous | Natural Gas | Miscellaneous | E6 | TRC BC Ratio | 0 | 0 | 0 | 0 | 0 | 0 | 0 | 0 | 0 | 0 | 0 | 0 | 0 | 0 | 0 | 0 | 0 | 0 | 0 | 0 | 0 | 0 | 0 | 0 | 0 | 0 | 0
F2_Commercial_Office (ID)_Existing_Miscellaneous_Natural Gas_Miscellaneous_E7 | F2 | Commercial | Office (ID) | Existing | Miscellaneous | Natural Gas | Miscellaneous | E7 | TRC BC Ratio | 0 | 0 | 0 | 0 | 0 | 0 | 0 | 0 | 0 | 0 | 0 | 0 | 0 | 0 | 0 | 0 | 0 | 0 | 0 | 0 | 0 | 0 | 0 | 0 | 0 | 0 | 0
F2_Commercial_Office (ID)_Existing_Miscellaneous_Natural Gas_Miscellaneous_E8 | F2 | Commercial | Office (ID) | Existing | Miscellaneous | Natural Gas | Miscellaneous | E8 | TRC BC Ratio | 0 | 0 | 0 | 0 | 0 | 0 | 0 | 0 | 0 | 0 | 0 | 0 | 0 | 0 | 0 | 0 | 0 | 0 | 0 | 0 | 0 | 0 | 0 | 0 | 0 | 0 | 0
F2_Commercial_Office (ID)_Existing_Miscellaneous_Natural Gas_Miscellaneous_E9 | F2 | Commercial | Office (ID) | Existing | Miscellaneous | Natural Gas | Miscellaneous | E9 | TRC BC Ratio | 0 | 0 | 0 | 0 | 0 | 0 | 0 | 0 | 0 | 0 | 0 | 0 | 0 | 0 | 0 | 0 | 0 | 0 | 0 | 0 | 0 | 0 | 0 | 0 | 0 | 0 | 0
F2_Commercial_Office (ID)_Existing_Miscellaneous_Natural Gas_Miscellaneous_E10 | F2 | Commercial | Office (ID) | Existing | Miscellaneous | Natural Gas | Miscellaneous | E10 | TRC BC Ratio | 0 | 0 | 0 | 0 | 0 | 0 | 0 | 0 | 0 | 0 | 0 | 0 | 0 | 0 | 0 | 0 | 0 | 0 | 0 | 0 | 0 | 0 | 0 | 0 | 0 | 0 | 0
F3_Commercial_Office (ID)_Existing_Miscellaneous_Natural Gas_Miscellaneous_E1 | F3 | Commercial | Office (ID) | Existing | Miscellaneous | Natural Gas | Miscellaneous | E1 | PACT BC Ratio | [24 empty] | 1 | 1 | 1 | bar: 2019 to 2042
F3_Commercial_Office (ID)_Existing_Miscellaneous_Natural Gas_Miscellaneous_E2 | F3 | Commercial | Office (ID) | Existing | Miscellaneous | Natural Gas | Miscellaneous | E2 | PACT BC Ratio | 0 | 0 | 0 | 0 | 0 | 0 | 0 | 0 | 0 | 0 | 0 | 0 | 0 | 0 | 0 | 0 | 0 | 0 | 0 | 0 | 0 | 0 | 0 | 0 | 0 | 0 | 0
F3_Commercial_Office (ID)_Existing_Miscellaneous_Natural Gas_Miscellaneous_E3 | F3 | Commercial | Office (ID) | Existing | Miscellaneous | Natural Gas | Miscellaneous | E3 | PACT BC Ratio | 0 | 0 | 0 | 0 | 0 | 0 | 0 | 0 | 0 | 0 | 0 | 0 | 0 | 0 | 0 | 0 | 0 | 0 | 0 | 0 | 0 | 0 | 0 | 0 | 0 | 0 | 0
F3_Commercial_Office (ID)_Existing_Miscellaneous_Natural Gas_Miscellaneous_E4 | F3 | Commercial | Office (ID) | Existing | Miscellaneous | Natural Gas | Miscellaneous | E4 | PACT BC Ratio | 0 | 0 | 0 | 0 | 0 | 0 | 0 | 0 | 0 | 0 | 0 | 0 | 0 | 0 | 0 | 0 | 0 | 0 | 0 | 0 | 0 | 0 | 0 | 0 | 0 | 0 | 0
F3_Commercial_Office (ID)_Existing_Miscellaneous_Natural Gas_Miscellaneous_E5 | F3 | Commercial | Office (ID) | Existing | Miscellaneous | Natural Gas | Miscellaneous | E5 | PACT BC Ratio | 0 | 0 | 0 | 0 | 0 | 0 | 0 | 0 | 0 | 0 | 0 | 0 | 0 | 0 | 0 | 0 | 0 | 0 | 0 | 0 | 0 | 0 | 0 | 0 | 0 | 0 | 0
F3_Commercial_Office (ID)_Existing_Miscellaneous_Natural Gas_Miscellaneous_E6 | F3 | Commercial | Office (ID) | Existing | Miscellaneous | Natural Gas | Miscellaneous | E6 | PACT BC Ratio | 0 | 0 | 0 | 0 | 0 | 0 | 0 | 0 | 0 | 0 | 0 | 0 | 0 | 0 | 0 | 0 | 0 | 0 | 0 | 0 | 0 | 0 | 0 | 0 | 0 | 0 | 0
F3_Commercial_Office (ID)_Existing_Miscellaneous_Natural Gas_Miscellaneous_E7 | F3 | Commercial | Office (ID) | Existing | Miscellaneous | Natural Gas | Miscellaneous | E7 | PACT BC Ratio | 0 | 0 | 0 | 0 | 0 | 0 | 0 | 0 | 0 | 0 | 0 | 0 | 0 | 0 | 0 | 0 | 0 | 0 | 0 | 0 | 0 | 0 | 0 | 0 | 0 | 0 | 0
F3_Commercial_Office (ID)_Existing_Miscellaneous_Natural Gas_Miscellaneous_E8 | F3 | Commercial | Office (ID) | Existing | Miscellaneous | Natural Gas | Miscellaneous | E8 | PACT BC Ratio | 0 | 0 | 0 | 0 | 0 | 0 | 0 | 0 | 0 | 0 | 0 | 0 | 0 | 0 | 0 | 0 | 0 | 0 | 0 | 0 | 0 | 0 | 0 | 0 | 0 | 0 | 0
F3_Commercial_Office (ID)_Existing_Miscellaneous_Natural Gas_Miscellaneous_E9 | F3 | Commercial | Office (ID) | Existing | Miscellaneous | Natural Gas | Miscellaneous | E9 | PACT BC Ratio | 0 | 0 | 0 | 0 | 0 | 0 | 0 | 0 | 0 | 0 | 0 | 0 | 0 | 0 | 0 | 0 | 0 | 0 | 0 | 0 | 0 | 0 | 0 | 0 | 0 | 0 | 0
F3_Commercial_Office (ID)_Existing_Miscellaneous_Natural Gas_Miscellaneous_E10 | F3 | Commercial | Office (ID) | Existing | Miscellaneous | Natural Gas | Miscellaneous | E10 | PACT BC Ratio | 0 | 0 | 0 | 0 | 0 | 0 | 0 | 0 | 0 | 0 | 0 | 0 | 0 | 0 | 0 | 0 | 0 | 0 | 0 | 0 | 0 | 0 | 0 | 0 | 0 | 0 | 0
F4_Commercial_Office (ID)_Existing_Miscellaneous_Natural Gas_Miscellaneous_E1 | F4 | Commercial | Office (ID) | Existing | Miscellaneous | Natural Gas | Miscellaneous | E1 | RVT BC Ratio | [24 empty] | 1 | 1 | 1 | bar: 2019 to 2042
F4_Commercial_Office (ID)_Existing_Miscellaneous_Natural Gas_Miscellaneous_E2 | F4 | Commercial | Office (ID) | Existing | Miscellaneous | Natural Gas | Miscellaneous | E2 | RVT BC Ratio | 0 | 0 | 0 | 0 | 0 | 0 | 0 | 0 | 0 | 0 | 0 | 0 | 0 | 0 | 0 | 0 | 0 | 0 | 0 | 0 | 0 | 0 | 0 | 0 | 0 | 0 | 0
F4_Commercial_Office (ID)_Existing_Miscellaneous_Natural Gas_Miscellaneous_E3 | F4 | Commercial | Office (ID) | Existing | Miscellaneous | Natural Gas | Miscellaneous | E3 | RVT BC Ratio | 0 | 0 | 0 | 0 | 0 | 0 | 0 | 0 | 0 | 0 | 0 | 0 | 0 | 0 | 0 | 0 | 0 | 0 | 0 | 0 | 0 | 0 | 0 | 0 | 0 | 0 | 0
F4_Commercial_Office (ID)_Existing_Miscellaneous_Natural Gas_Miscellaneous_E4 | F4 | Commercial | Office (ID) | Existing | Miscellaneous | Natural Gas | Miscellaneous | E4 | RVT BC Ratio | 0 | 0 | 0 | 0 | 0 | 0 | 0 | 0 | 0 | 0 | 0 | 0 | 0 | 0 | 0 | 0 | 0 | 0 | 0 | 0 | 0 | 0 | 0 | 0 | 0 | 0 | 0
F4_Commercial_Office (ID)_Existing_Miscellaneous_Natural Gas_Miscellaneous_E5 | F4 | Commercial | Office (ID) | Existing | Miscellaneous | Natural Gas | Miscellaneous | E5 | RVT BC Ratio | 0 | 0 | 0 | 0 | 0 | 0 | 0 | 0 | 0 | 0 | 0 | 0 | 0 | 0 | 0 | 0 | 0 | 0 | 0 | 0 | 0 | 0 | 0 | 0 | 0 | 0 | 0
F4_Commercial_Office (ID)_Existing_Miscellaneous_Natural Gas_Miscellaneous_E6 | F4 | Commercial | Office (ID) | Existing | Miscellaneous | Natural Gas | Miscellaneous | E6 | RVT BC Ratio | 0 | 0 | 0 | 0 | 0 | 0 | 0 | 0 | 0 | 0 | 0 | 0 | 0 | 0 | 0 | 0 | 0 | 0 | 0 | 0 | 0 | 0 | 0 | 0 | 0 | 0 | 0
F4_Commercial_Office (ID)_Existing_Miscellaneous_Natural Gas_Miscellaneous_E7 | F4 | Commercial | Office (ID) | Existing | Miscellaneous | Natural Gas | Miscellaneous | E7 | RVT BC Ratio | 0 | 0 | 0 | 0 | 0 | 0 | 0 | 0 | 0 | 0 | 0 | 0 | 0 | 0 | 0 | 0 | 0 | 0 | 0 | 0 | 0 | 0 | 0 | 0 | 0 | 0 | 0
F4_Commercial_Office (ID)_Existing_Miscellaneous_Natural Gas_Miscellaneous_E8 | F4 | Commercial | Office (ID) | Existing | Miscellaneous | Natural Gas | Miscellaneous | E8 | RVT BC Ratio | 0 | 0 | 0 | 0 | 0 | 0 | 0 | 0 | 0 | 0 | 0 | 0 | 0 | 0 | 0 | 0 | 0 | 0 | 0 | 0 | 0 | 0 | 0 | 0 | 0 | 0 | 0
F4_Commercial_Office (ID)_Existing_Miscellaneous_Natural Gas_Miscellaneous_E9 | F4 | Commercial | Office (ID) | Existing | Miscellaneous | Natural Gas | Miscellaneous | E9 | RVT BC Ratio | 0 | 0 | 0 | 0 | 0 | 0 | 0 | 0 | 0 | 0 | 0 | 0 | 0 | 0 | 0 | 0 | 0 | 0 | 0 | 0 | 0 | 0 | 0 | 0 | 0 | 0 | 0
F4_Commercial_Office (ID)_Existing_Miscellaneous_Natural Gas_Miscellaneous_E10 | F4 | Commercial | Office (ID) | Existing | Miscellaneous | Natural Gas | Miscellaneous | E10 | RVT BC Ratio | 0 | 0 | 0 | 0 | 0 | 0 | 0 | 0 | 0 | 0 | 0 | 0 | 0 | 0 | 0 | 0 | 0 | 0 | 0 | 0 | 0 | 0 | 0 | 0 | 0 | 0 | 0
F5_Commercial_Office (ID)_Existing_Miscellaneous_Natural Gas_Miscellaneous_E1 | F5 | Commercial | Office (ID) | Existing | Miscellaneous | Natural Gas | Miscellaneous | E1 | RIM BC Ratio | [24 empty] | 1 | 1 | 1 | bar: 2019 to 2042
F5_Commercial_Office (ID)_Existing_Miscellaneous_Natural Gas_Miscellaneous_E2 | F5 | Commercial | Office (ID) | Existing | Miscellaneous | Natural Gas | Miscellaneous | E2 | RIM BC Ratio | 0 | 0 | 0 | 0 | 0 | 0 | 0 | 0 | 0 | 0 | 0 | 0 | 0 | 0 | 0 | 0 | 0 | 0 | 0 | 0 | 0 | 0 | 0 | 0 | 0 | 0 | 0
F5_Commercial_Office (ID)_Existing_Miscellaneous_Natural Gas_Miscellaneous_E3 | F5 | Commercial | Office (ID) | Existing | Miscellaneous | Natural Gas | Miscellaneous | E3 | RIM BC Ratio | 0 | 0 | 0 | 0 | 0 | 0 | 0 | 0 | 0 | 0 | 0 | 0 | 0 | 0 | 0 | 0 | 0 | 0 | 0 | 0 | 0 | 0 | 0 | 0 | 0 | 0 | 0
F5_Commercial_Office (ID)_Existing_Miscellaneous_Natural Gas_Miscellaneous_E4 | F5 | Commercial | Office (ID) | Existing | Miscellaneous | Natural Gas | Miscellaneous | E4 | RIM BC Ratio | 0 | 0 | 0 | 0 | 0 | 0 | 0 | 0 | 0 | 0 | 0 | 0 | 0 | 0 | 0 | 0 | 0 | 0 | 0 | 0 | 0 | 0 | 0 | 0 | 0 | 0 | 0
F5_Commercial_Office (ID)_Existing_Miscellaneous_Natural Gas_Miscellaneous_E5 | F5 | Commercial | Office (ID) | Existing | Miscellaneous | Natural Gas | Miscellaneous | E5 | RIM BC Ratio | 0 | 0 | 0 | 0 | 0 | 0 | 0 | 0 | 0 | 0 | 0 | 0 | 0 | 0 | 0 | 0 | 0 | 0 | 0 | 0 | 0 | 0 | 0 | 0 | 0 | 0 | 0
F5_Commercial_Office (ID)_Existing_Miscellaneous_Natural Gas_Miscellaneous_E6 | F5 | Commercial | Office (ID) | Existing | Miscellaneous | Natural Gas | Miscellaneous | E6 | RIM BC Ratio | 0 | 0 | 0 | 0 | 0 | 0 | 0 | 0 | 0 | 0 | 0 | 0 | 0 | 0 | 0 | 0 | 0 | 0 | 0 | 0 | 0 | 0 | 0 | 0 | 0 | 0 | 0
F5_Commercial_Office (ID)_Existing_Miscellaneous_Natural Gas_Miscellaneous_E7 | F5 | Commercial | Office (ID) | Existing | Miscellaneous | Natural Gas | Miscellaneous | E7 | RIM BC Ratio | 0 | 0 | 0 | 0 | 0 | 0 | 0 | 0 | 0 | 0 | 0 | 0 | 0 | 0 | 0 | 0 | 0 | 0 | 0 | 0 | 0 | 0 | 0 | 0 | 0 | 0 | 0
F5_Commercial_Office (ID)_Existing_Miscellaneous_Natural Gas_Miscellaneous_E8 | F5 | Commercial | Office (ID) | Existing | Miscellaneous | Natural Gas | Miscellaneous | E8 | RIM BC Ratio | 0 | 0 | 0 | 0 | 0 | 0 | 0 | 0 | 0 | 0 | 0 | 0 | 0 | 0 | 0 | 0 | 0 | 0 | 0 | 0 | 0 | 0 | 0 | 0 | 0 | 0 | 0
F5_Commercial_Office (ID)_Existing_Miscellaneous_Natural Gas_Miscellaneous_E9 | F5 | Commercial | Office (ID) | Existing | Miscellaneous | Natural Gas | Miscellaneous | E9 | RIM BC Ratio | 0 | 0 | 0 | 0 | 0 | 0 | 0 | 0 | 0 | 0 | 0 | 0 | 0 | 0 | 0 | 0 | 0 | 0 | 0 | 0 | 0 | 0 | 0 | 0 | 0 | 0 | 0
F5_Commercial_Office (ID)_Existing_Miscellaneous_Natural Gas_Miscellaneous_E10 | F5 | Commercial | Office (ID) | Existing | Miscellaneous | Natural Gas | Miscellaneous | E10 | RIM BC Ratio | 0 | 0 | 0 | 0 | 0 | 0 | 0 | 0 | 0 | 0 | 0 | 0 | 0 | 0 | 0 | 0 | 0 | 0 | 0 | 0 | 0 | 0 | 0 | 0 | 0 | 0 | 0
F0_Commercial_Office (ID)_New_Space Heating_Natural Gas_Furnace_E0 | F0 | Commercial | Office (ID) | New | Space Heating | Natural Gas | Furnace | E0 | Economic Unit | AFUE 80% (Standard) | AFUE 80% (Standard) | AFUE 80% (Standard) | AFUE 80% (Standard) | AFUE 80% (Standard) | AFUE 80% (Standard) | AFUE 80% (Standard) | AFUE 80% (Standard) | AFUE 80% (Standard) | AFUE 80% (Standard) | AFUE 80% (Standard) | AFUE 80% (Standard) | AFUE 80% (Standard) | AFUE 80% (Standard) | AFUE 80% (Standard) | AFUE 96% | AFUE 96% | AFUE 96% | AFUE 96% | AFUE 96% | AFUE 96% | AFUE 96% | AFUE 96% | AFUE 96% | AFUE 96% | AFUE 96% | AFUE 96%
F1_Commercial_Office (ID)_New_Space Heating_Natural Gas_Furnace_E1 | F1 | Commercial | Office (ID) | New | Space Heating | Natural Gas | Furnace | E1 | CCE | 0 | 0 | 0 | 0 | 0 | 0 | 0 | 0 | 0 | 0 | 0 | 0 | 0 | 0 | 0 | 0 | 0 | 0 | 0 | 0 | 0 | 0 | 0 | 0 | 0 | 0 | 0
F1_Commercial_Office (ID)_New_Space Heating_Natural Gas_Furnace_E2 | F1 | Commercial | Office (ID) | New | Space Heating | Natural Gas | Furnace | E2 | CCE | 0.037485 | 0.038901 | 0.038901 | 0.038901 | 0.038901 | 0.038901 | 0.038901 | 0.038901 | 0.038901 | 0.038901 | 0.038901 | 0.038901 | 0.038901 | 0.038901 | 0.038901 | 0.038901 | 0.038901 | 0.038901 | 0.038901 | 0.038901 | 0.038901 | 0.038901 | 0.038901 | 0.038901 | 0.038901 | 0.038901 | 0.038901
F1_Commercial_Office (ID)_New_Space Heating_Natural Gas_Furnace_E3 | F1 | Commercial | Office (ID) | New | Space Heating | Natural Gas | Furnace | E3 | CCE | 0.0055967 | 0.005808 | 0.005808 | 0.005808 | 0.005808 | 0.005808 | 0.005808 | 0.005808 | 0.005808 | 0.005808 | 0.005808 | 0.005808 | 0.005808 | 0.005808 | 0.005808 | 0.005808 | 0.005808 | 0.005808 | 0.005808 | 0.005808 | 0.005808 | 0.005808 | 0.005808 | 0.005808 | 0.005808 | 0.005808 | 0.005808
F1_Commercial_Office (ID)_New_Space Heating_Natural Gas_Furnace_E4 | F1 | Commercial | Office (ID) | New | Space Heating | Natural Gas | Furnace | E4 | CCE | 0 | 0 | 0 | 0 | 0 | 0 | 0 | 0 | 0 | 0 | 0 | 0 | 0 | 0 | 0 | 0 | 0 | 0 | 0 | 0 | 0 | 0 | 0 | 0 | 0 | 0 | 0
F1_Commercial_Office (ID)_New_Space Heating_Natural Gas_Furnace_E5 | F1 | Commercial | Office (ID) | New | Space Heating | Natural Gas | Furnace | E5 | CCE | 0 | 0 | 0 | 0 | 0 | 0 | 0 | 0 | 0 | 0 | 0 | 0 | 0 | 0 | 0 | 0 | 0 | 0 | 0 | 0 | 0 | 0 | 0 | 0 | 0 | 0 | 0
F1_Commercial_Office (ID)_New_Space Heating_Natural Gas_Furnace_E6 | F1 | Commercial | Office (ID) | New | Space Heating | Natural Gas | Furnace | E6 | CCE | 0 | 0 | 0 | 0 | 0 | 0 | 0 | 0 | 0 | 0 | 0 | 0 | 0 | 0 | 0 | 0 | 0 | 0 | 0 | 0 | 0 | 0 | 0 | 0 | 0 | 0 | 0
F1_Commercial_Office (ID)_New_Space Heating_Natural Gas_Furnace_E7 | F1 | Commercial | Office (ID) | New | Space Heating | Natural Gas | Furnace | E7 | CCE | 0 | 0 | 0 | 0 | 0 | 0 | 0 | 0 | 0 | 0 | 0 | 0 | 0 | 0 | 0 | 0 | 0 | 0 | 0 | 0 | 0 | 0 | 0 | 0 | 0 | 0 | 0
F1_Commercial_Office (ID)_New_Space Heating_Natural Gas_Furnace_E8 | F1 | Commercial | Office (ID) | New | Space Heating | Natural Gas | Furnace | E8 | CCE | 0 | 0 | 0 | 0 | 0 | 0 | 0 | 0 | 0 | 0 | 0 | 0 | 0 | 0 | 0 | 0 | 0 | 0 | 0 | 0 | 0 | 0 | 0 | 0 | 0 | 0 | 0
F1_Commercial_Office (ID)_New_Space Heating_Natural Gas_Furnace_E9 | F1 | Commercial | Office (ID) | New | Space Heating | Natural Gas | Furnace | E9 | CCE | 0 | 0 | 0 | 0 | 0 | 0 | 0 | 0 | 0 | 0 | 0 | 0 | 0 | 0 | 0 | 0 | 0 | 0 | 0 | 0 | 0 | 0 | 0 | 0 | 0 | 0 | 0
F1_Commercial_Office (ID)_New_Space Heating_Natural Gas_Furnace_E10 | F1 | Commercial | Office (ID) | New | Space Heating | Natural Gas | Furnace | E10 | CCE | 0 | 0 | 0 | 0 | 0 | 0 | 0 | 0 | 0 | 0 | 0 | 0 | 0 | 0 | 0 | 0 | 0 | 0 | 0 | 0 | 0 | 0 | 0 | 0 | 0 | 0 | 0
F2_Commercial_Office (ID)_New_Space Heating_Natural Gas_Furnace_E1 | F2 | Commercial | Office (ID) | New | Space Heating | Natural Gas | Furnace | E1 | TRC BC Ratio | [24 empty] | 1 | 1 | 1 | bar: 2019 to 2042
F2_Commercial_Office (ID)_New_Space Heating_Natural Gas_Furnace_E2 | F2 | Commercial | Office (ID) | New | Space Heating | Natural Gas | Furnace | E2 | TRC BC Ratio | 0.10033 | 0.10179 | 0.10385 | 0.10621 | 0.10889 | 0.11278 | 0.11676 | 0.12098 | 0.12495 | 0.12898 | 0.1325 | 0.13568 | 0.13922 | 0.14289 | 0.14624 | 0.14953 | 0.15253 | 0.15564 | 0.15889 | 0.16223 | 0.16563 | 0.16924 | 0.17352 | 0.1772 | 0.18097 | 0.18481 | 0.18873
F2_Commercial_Office (ID)_New_Space Heating_Natural Gas_Furnace_E3 | F2 | Commercial | Office (ID) | New | Space Heating | Natural Gas | Furnace | E3 | TRC BC Ratio | 0.67197 | 0.68174 | 0.69559 | 0.71139 | 0.72932 | 0.7554 | 0.78202 | 0.81028 | 0.83688 | 0.86384 | 0.88745 | 0.90878 | 0.93245 | 0.95701 | 0.97949 | 1.0015 | 1.0216 | 1.0424 | 1.0642 | 1.0866 | 1.1093 | 1.1335 | 1.1622 | 1.1869 | 1.2121 | 1.2378 | 1.2641
F2_Commercial_Office (ID)_New_Space Heating_Natural Gas_Furnace_E4 | F2 | Commercial | Office (ID) | New | Space Heating | Natural Gas | Furnace | E4 | TRC BC Ratio | 0 | 0 | 0 | 0 | 0 | 0 | 0 | 0 | 0 | 0 | 0 | 0 | 0 | 0 | 0 | 0 | 0 | 0 | 0 | 0 | 0 | 0 | 0 | 0 | 0 | 0 | 0
F2_Commercial_Office (ID)_New_Space Heating_Natural Gas_Furnace_E5 | F2 | Commercial | Office (ID) | New | Space Heating | Natural Gas | Furnace | E5 | TRC BC Ratio | 0 | 0 | 0 | 0 | 0 | 0 | 0 | 0 | 0 | 0 | 0 | 0 | 0 | 0 | 0 | 0 | 0 | 0 | 0 | 0 | 0 | 0 | 0 | 0 | 0 | 0 | 0
F2_Commercial_Office (ID)_New_Space Heating_Natural Gas_Furnace_E6 | F2 | Commercial | Office (ID) | New | Space Heating | Natural Gas | Furnace | E6 | TRC BC Ratio | 0 | 0 | 0 | 0 | 0 | 0 | 0 | 0 | 0 | 0 | 0 | 0 | 0 | 0 | 0 | 0 | 0 | 0 | 0 | 0 | 0 | 0 | 0 | 0 | 0 | 0 | 0
F2_Commercial_Office (ID)_New_Space Heating_Natural Gas_Furnace_E7 | F2 | Commercial | Office (ID) | New | Space Heating | Natural Gas | Furnace | E7 | TRC BC Ratio | 0 | 0 | 0 | 0 | 0 | 0 | 0 | 0 | 0 | 0 | 0 | 0 | 0 | 0 | 0 | 0 | 0 | 0 | 0 | 0 | 0 | 0 | 0 | 0 | 0 | 0 | 0
F2_Commercial_Office (ID)_New_Space Heating_Natural Gas_Furnace_E8 | F2 | Commercial | Office (ID) | New | Space Heating | Natural Gas | Furnace | E8 | TRC BC Ratio | 0 | 0 | 0 | 0 | 0 | 0 | 0 | 0 | 0 | 0 | 0 | 0 | 0 | 0 | 0 | 0 | 0 | 0 | 0 | 0 | 0 | 0 | 0 | 0 | 0 | 0 | 0
F2_Commercial_Office (ID)_New_Space Heating_Natural Gas_Furnace_E9 | F2 | Commercial | Office (ID) | New | Space Heating | Natural Gas | Furnace | E9 | TRC BC Ratio | 0 | 0 | 0 | 0 | 0 | 0 | 0 | 0 | 0 | 0 | 0 | 0 | 0 | 0 | 0 | 0 | 0 | 0 | 0 | 0 | 0 | 0 | 0 | 0 | 0 | 0 | 0
F2_Commercial_Office (ID)_New_Space Heating_Natural Gas_Furnace_E10 | F2 | Commercial | Office (ID) | New | Space Heating | Natural Gas | Furnace | E10 | TRC BC Ratio | 0 | 0 | 0 | 0 | 0 | 0 | 0 | 0 | 0 | 0 | 0 | 0 | 0 | 0 | 0 | 0 | 0 | 0 | 0 | 0 | 0 | 0 | 0 | 0 | 0 | 0 | 0
F3_Commercial_Office (ID)_New_Space Heating_Natural Gas_Furnace_E1 | F3 | Commercial | Office (ID) | New | Space Heating | Natural Gas | Furnace | E1 | PACT BC Ratio | [24 empty] | 1 | 1 | 1 | bar: 2019 to 2042
F3_Commercial_Office (ID)_New_Space Heating_Natural Gas_Furnace_E2 | F3 | Commercial | Office (ID) | New | Space Heating | Natural Gas | Furnace | E2 | PACT BC Ratio | 0.28101 | 0.28509 | 0.29089 | 0.2975 | 0.30499 | 0.3159 | 0.32703 | 0.33885 | 0.34997 | 0.36125 | 0.37112 | 0.38004 | 0.38994 | 0.40021 | 0.40961 | 0.41881 | 0.42724 | 0.43594 | 0.44504 | 0.45438 | 0.4639 | 0.47402 | 0.48602 | 0.49633 | 0.50687 | 0.51763 | 0.52861
F3_Commercial_Office (ID)_New_Space Heating_Natural Gas_Furnace_E3 | F3 | Commercial | Office (ID) | New | Space Heating | Natural Gas | Furnace | E3 | PACT BC Ratio | 1.8821 | 1.9095 | 1.9483 | 1.9925 | 2.0428 | 2.1158 | 2.1904 | 2.2695 | 2.344 | 2.4196 | 2.4857 | 2.5454 | 2.6117 | 2.6805 | 2.7435 | 2.8051 | 2.8615 | 2.9198 | 2.9807 | 3.0433 | 3.1071 | 3.1749 | 3.2552 | 3.3243 | 3.3949 | 3.4669 | 3.5405
F3_Commercial_Office (ID)_New_Space Heating_Natural Gas_Furnace_E4 | F3 | Commercial | Office (ID) | New | Space Heating | Natural Gas | Furnace | E4 | PACT BC Ratio | 0 | 0 | 0 | 0 | 0 | 0 | 0 | 0 | 0 | 0 | 0 | 0 | 0 | 0 | 0 | 0 | 0 | 0 | 0 | 0 | 0 | 0 | 0 | 0 | 0 | 0 | 0
F3_Commercial_Office (ID)_New_Space Heating_Natural Gas_Furnace_E5 | F3 | Commercial | Office (ID) | New | Space Heating | Natural Gas | Furnace | E5 | PACT BC Ratio | 0 | 0 | 0 | 0 | 0 | 0 | 0 | 0 | 0 | 0 | 0 | 0 | 0 | 0 | 0 | 0 | 0 | 0 | 0 | 0 | 0 | 0 | 0 | 0 | 0 | 0 | 0
F3_Commercial_Office (ID)_New_Space Heating_Natural Gas_Furnace_E6 | F3 | Commercial | Office (ID) | New | Space Heating | Natural Gas | Furnace | E6 | PACT BC Ratio | 0 | 0 | 0 | 0 | 0 | 0 | 0 | 0 | 0 | 0 | 0 | 0 | 0 | 0 | 0 | 0 | 0 | 0 | 0 | 0 | 0 | 0 | 0 | 0 | 0 | 0 | 0
F3_Commercial_Office (ID)_New_Space Heating_Natural Gas_Furnace_E7 | F3 | Commercial | Office (ID) | New | Space Heating | Natural Gas | Furnace | E7 | PACT BC Ratio | 0 | 0 | 0 | 0 | 0 | 0 | 0 | 0 | 0 | 0 | 0 | 0 | 0 | 0 | 0 | 0 | 0 | 0 | 0 | 0 | 0 | 0 | 0 | 0 | 0 | 0 | 0
F3_Commercial_Office (ID)_New_Space Heating_Natural Gas_Furnace_E8 | F3 | Commercial | Office (ID) | New | Space Heating | Natural Gas | Furnace | E8 | PACT BC Ratio | 0 | 0 | 0 | 0 | 0 | 0 | 0 | 0 | 0 | 0 | 0 | 0 | 0 | 0 | 0 | 0 | 0 | 0 | 0 | 0 | 0 | 0 | 0 | 0 | 0 | 0 | 0
F3_Commercial_Office (ID)_New_Space Heating_Natural Gas_Furnace_E9 | F3 | Commercial | Office (ID) | New | Space Heating | Natural Gas | Furnace | E9 | PACT BC Ratio | 0 | 0 | 0 | 0 | 0 | 0 | 0 | 0 | 0 | 0 | 0 | 0 | 0 | 0 | 0 | 0 | 0 | 0 | 0 | 0 | 0 | 0 | 0 | 0 | 0 | 0 | 0
F3_Commercial_Office (ID)_New_Space Heating_Natural Gas_Furnace_E10 | F3 | Commercial | Office (ID) | New | Space Heating | Natural Gas | Furnace | E10 | PACT BC Ratio | 0 | 0 | 0 | 0 | 0 | 0 | 0 | 0 | 0 | 0 | 0 | 0 | 0 | 0 | 0 | 0 | 0 | 0 | 0 | 0 | 0 | 0 | 0 | 0 | 0 | 0 | 0
F4_Commercial_Office (ID)_New_Space Heating_Natural Gas_Furnace_E1 | F4 | Commercial | Office (ID) | New | Space Heating | Natural Gas | Furnace | E1 | RVT BC Ratio | [24 empty] | 1 | 1 | 1 | bar: 2019 to 2042
F4_Commercial_Office (ID)_New_Space Heating_Natural Gas_Furnace_E2 | F4 | Commercial | Office (ID) | New | Space Heating | Natural Gas | Furnace | E2 | RVT BC Ratio | 0.36896 | 0.37013 | 0.37207 | 0.37432 | 0.37689 | 0.38108 | 0.38524 | 0.38959 | 0.39341 | 0.39711 | 0.40131 | 0.40497 | 0.40906 | 0.41326 | 0.417 | 0.42059 | 0.42376 | 0.42699 | 0.43034 | 0.43373 | 0.43712 | 0.44167 | 0.44707 | 0.45171 | 0.45645 | 0.46129 | 0.46623
F4_Commercial_Office (ID)_New_Space Heating_Natural Gas_Furnace_E3 | F4 | Commercial | Office (ID) | New | Space Heating | Natural Gas | Furnace | E3 | RVT BC Ratio | 1.1697 | 1.1775 | 1.1905 | 1.2055 | 1.2228 | 1.2509 | 1.2787 | 1.3078 | 1.3334 | 1.3582 | 1.3863 | 1.4109 | 1.4382 | 1.4664 | 1.4914 | 1.5155 | 1.5367 | 1.5583 | 1.5808 | 1.6035 | 1.6262 | 1.6567 | 1.6928 | 1.7239 | 1.7556 | 1.788 | 1.8211
F4_Commercial_Office (ID)_New_Space Heating_Natural Gas_Furnace_E4 | F4 | Commercial | Office (ID) | New | Space Heating | Natural Gas | Furnace | E4 | RVT BC Ratio | 0 | 0 | 0 | 0 | 0 | 0 | 0 | 0 | 0 | 0 | 0 | 0 | 0 | 0 | 0 | 0 | 0 | 0 | 0 | 0 | 0 | 0 | 0 | 0 | 0 | 0 | 0
F4_Commercial_Office (ID)_New_Space Heating_Natural Gas_Furnace_E5 | F4 | Commercial | Office (ID) | New | Space Heating | Natural Gas | Furnace | E5 | RVT BC Ratio | 0 | 0 | 0 | 0 | 0 | 0 | 0 | 0 | 0 | 0 | 0 | 0 | 0 | 0 | 0 | 0 | 0 | 0 | 0 | 0 | 0 | 0 | 0 | 0 | 0 | 0 | 0
F4_Commercial_Office (ID)_New_Space Heating_Natural Gas_Furnace_E6 | F4 | Commercial | Office (ID) | New | Space Heating | Natural Gas | Furnace | E6 | RVT BC Ratio | 0 | 0 | 0 | 0 | 0 | 0 | 0 | 0 | 0 | 0 | 0 | 0 | 0 | 0 | 0 | 0 | 0 | 0 | 0 | 0 | 0 | 0 | 0 | 0 | 0 | 0 | 0
F4_Commercial_Office (ID)_New_Space Heating_Natural Gas_Furnace_E7 | F4 | Commercial | Office (ID) | New | Space Heating | Natural Gas | Furnace | E7 | RVT BC Ratio | 0 | 0 | 0 | 0 | 0 | 0 | 0 | 0 | 0 | 0 | 0 | 0 | 0 | 0 | 0 | 0 | 0 | 0 | 0 | 0 | 0 | 0 | 0 | 0 | 0 | 0 | 0
F4_Commercial_Office (ID)_New_Space Heating_Natural Gas_Furnace_E8 | F4 | Commercial | Office (ID) | New | Space Heating | Natural Gas | Furnace | E8 | RVT BC Ratio | 0 | 0 | 0 | 0 | 0 | 0 | 0 | 0 | 0 | 0 | 0 | 0 | 0 | 0 | 0 | 0 | 0 | 0 | 0 | 0 | 0 | 0 | 0 | 0 | 0 | 0 | 0
F4_Commercial_Office (ID)_New_Space Heating_Natural Gas_Furnace_E9 | F4 | Commercial | Office (ID) | New | Space Heating | Natural Gas | Furnace | E9 | RVT BC Ratio | 0 | 0 | 0 | 0 | 0 | 0 | 0 | 0 | 0 | 0 | 0 | 0 | 0 | 0 | 0 | 0 | 0 | 0 | 0 | 0 | 0 | 0 | 0 | 0 | 0 | 0 | 0
F4_Commercial_Office (ID)_New_Space Heating_Natural Gas_Furnace_E10 | F4 | Commercial | Office (ID) | New | Space Heating | Natural Gas | Furnace | E10 | RVT BC Ratio | 0 | 0 | 0 | 0 | 0 | 0 | 0 | 0 | 0 | 0 | 0 | 0 | 0 | 0 | 0 | 0 | 0 | 0 | 0 | 0 | 0 | 0 | 0 | 0 | 0 | 0 | 0
F5_Commercial_Office (ID)_New_Space Heating_Natural Gas_Furnace_E1 | F5 | Commercial | Office (ID) | New | Space Heating | Natural Gas | Furnace | E1 | RIM BC Ratio | [24 empty] | 1 | 1 | 1 | bar: 2019 to 2042
F5_Commercial_Office (ID)_New_Space Heating_Natural Gas_Furnace_E2 | F5 | Commercial | Office (ID) | New | Space Heating | Natural Gas | Furnace | E2 | RIM BC Ratio | 0.2116 | 0.21424 | 0.21785 | 0.22193 | 0.2265 | 0.23291 | 0.23941 | 0.24623 | 0.25268 | 0.2592 | 0.26442 | 0.26914 | 0.2743 | 0.27959 | 0.28442 | 0.28913 | 0.29345 | 0.29788 | 0.30249 | 0.30719 | 0.31195 | 0.31649 | 0.3218 | 0.32629 | 0.33081 | 0.33536 | 0.33993
F5_Commercial_Office (ID)_New_Space Heating_Natural Gas_Furnace_E3 | F5 | Commercial | Office (ID) | New | Space Heating | Natural Gas | Furnace | E3 | RIM BC Ratio | 0.58873 | 0.5939 | 0.60029 | 0.60736 | 0.61512 | 0.62479 | 0.63463 | 0.64486 | 0.65493 | 0.66527 | 0.67133 | 0.67699 | 0.68303 | 0.68917 | 0.69491 | 0.70055 | 0.70592 | 0.71144 | 0.71714 | 0.72298 | 0.72895 | 0.73261 | 0.73681 | 0.74029 | 0.74374 | 0.74714 | 0.7505
F5_Commercial_Office (ID)_New_Space Heating_Natural Gas_Furnace_E4 | F5 | Commercial | Office (ID) | New | Space Heating | Natural Gas | Furnace | E4 | RIM BC Ratio | 0 | 0 | 0 | 0 | 0 | 0 | 0 | 0 | 0 | 0 | 0 | 0 | 0 | 0 | 0 | 0 | 0 | 0 | 0 | 0 | 0 | 0 | 0 | 0 | 0 | 0 | 0
F5_Commercial_Office (ID)_New_Space Heating_Natural Gas_Furnace_E5 | F5 | Commercial | Office (ID) | New | Space Heating | Natural Gas | Furnace | E5 | RIM BC Ratio | 0 | 0 | 0 | 0 | 0 | 0 | 0 | 0 | 0 | 0 | 0 | 0 | 0 | 0 | 0 | 0 | 0 | 0 | 0 | 0 | 0 | 0 | 0 | 0 | 0 | 0 | 0
F5_Commercial_Office (ID)_New_Space Heating_Natural Gas_Furnace_E6 | F5 | Commercial | Office (ID) | New | Space Heating | Natural Gas | Furnace | E6 | RIM BC Ratio | 0 | 0 | 0 | 0 | 0 | 0 | 0 | 0 | 0 | 0 | 0 | 0 | 0 | 0 | 0 | 0 | 0 | 0 | 0 | 0 | 0 | 0 | 0 | 0 | 0 | 0 | 0
F5_Commercial_Office (ID)_New_Space Heating_Natural Gas_Furnace_E7 | F5 | Commercial | Office (ID) | New | Space Heating | Natural Gas | Furnace | E7 | RIM BC Ratio | 0 | 0 | 0 | 0 | 0 | 0 | 0 | 0 | 0 | 0 | 0 | 0 | 0 | 0 | 0 | 0 | 0 | 0 | 0 | 0 | 0 | 0 | 0 | 0 | 0 | 0 | 0
F5_Commercial_Office (ID)_New_Space Heating_Natural Gas_Furnace_E8 | F5 | Commercial | Office (ID) | New | Space Heating | Natural Gas | Furnace | E8 | RIM BC Ratio | 0 | 0 | 0 | 0 | 0 | 0 | 0 | 0 | 0 | 0 | 0 | 0 | 0 | 0 | 0 | 0 | 0 | 0 | 0 | 0 | 0 | 0 | 0 | 0 | 0 | 0 | 0
F5_Commercial_Office (ID)_New_Space Heating_Natural Gas_Furnace_E9 | F5 | Commercial | Office (ID) | New | Space Heating | Natural Gas | Furnace | E9 | RIM BC Ratio | 0 | 0 | 0 | 0 | 0 | 0 | 0 | 0 | 0 | 0 | 0 | 0 | 0 | 0 | 0 | 0 | 0 | 0 | 0 | 0 | 0 | 0 | 0 | 0 | 0 | 0 | 0
F5_Commercial_Office (ID)_New_Space Heating_Natural Gas_Furnace_E10 | F5 | Commercial | Office (ID) | New | Space Heating | Natural Gas | Furnace | E10 | RIM BC Ratio | 0 | 0 | 0 | 0 | 0 | 0 | 0 | 0 | 0 | 0 | 0 | 0 | 0 | 0 | 0 | 0 | 0 | 0 | 0 | 0 | 0 | 0 | 0 | 0 | 0 | 0 | 0
F0_Commercial_Office (ID)_New_Space Heating_Natural Gas_Boiler_E0 | F0 | Commercial | Office (ID) | New | Space Heating | Natural Gas | Boiler | E0 | Economic Unit | AFUE 97% | AFUE 97% | AFUE 97% | AFUE 97% | AFUE 97% | AFUE 97% | AFUE 97% | AFUE 97% | AFUE 97% | AFUE 97% | AFUE 97% | AFUE 97% | AFUE 97% | AFUE 97% | AFUE 97% | AFUE 97% | AFUE 97% | AFUE 97% | AFUE 97% | AFUE 97% | AFUE 97% | AFUE 97% | AFUE 97% | AFUE 97% | AFUE 97% | AFUE 97% | AFUE 97%
F1_Commercial_Office (ID)_New_Space Heating_Natural Gas_Boiler_E1 | F1 | Commercial | Office (ID) | New | Space Heating | Natural Gas | Boiler | E1 | CCE | 0 | 0 | 0 | 0 | 0 | 0 | 0 | 0 | 0 | 0 | 0 | 0 | 0 | 0 | 0 | 0 | 0 | 0 | 0 | 0 | 0 | 0 | 0 | 0 | 0 | 0 | 0
F1_Commercial_Office (ID)_New_Space Heating_Natural Gas_Boiler_E2 | F1 | Commercial | Office (ID) | New | Space Heating | Natural Gas | Boiler | E2 | CCE | 0.0012329 | 0.0012795 | 0.0012795 | 0.0012795 | 0.0012795 | 0.0012795 | 0.0012795 | 0.0012795 | 0.0012795 | 0.0012795 | 0.0012795 | 0.0012795 | 0.0012795 | 0.0012795 | 0.0012795 | 0.0012795 | 0.0012795 | 0.0012795 | 0.0012795 | 0.0012795 | 0.0012795 | 0.0012795 | 0.0012795 | 0.0012795 | 0.0012795 | 0.0012795 | 0.0012795
F1_Commercial_Office (ID)_New_Space Heating_Natural Gas_Boiler_E3 | F1 | Commercial | Office (ID) | New | Space Heating | Natural Gas | Boiler | E3 | CCE | -0.000269 | -0.00027915 | -0.00027915 | -0.00027915 | -0.00027915 | -0.00027915 | -0.00027915 | -0.00027915 | -0.00027915 | -0.00027915 | -0.00027915 | -0.00027915 | -0.00027915 | -0.00027915 | -0.00027915 | -0.00027915 | -0.00027915 | -0.00027915 | -0.00027915 | -0.00027915 | -0.00027915 | -0.00027915 | -0.00027915 | -0.00027915 | -0.00027915 | -0.00027915 | -0.00027915
F1_Commercial_Office (ID)_New_Space Heating_Natural Gas_Boiler_E4 | F1 | Commercial | Office (ID) | New | Space Heating | Natural Gas | Boiler | E4 | CCE | 0.028283 | 0.029351 | 0.029351 | 0.029351 | 0.029351 | 0.029351 | 0.029351 | 0.029351 | 0.029351 | 0.029351 | 0.029351 | 0.029351 | 0.029351 | 0.029351 | 0.029351 | 0.029351 | 0.029351 | 0.029351 | 0.029351 | 0.029351 | 0.029351 | 0.029351 | 0.029351 | 0.029351 | 0.029351 | 0.029351 | 0.029351
F1_Commercial_Office (ID)_New_Space Heating_Natural Gas_Boiler_E5 | F1 | Commercial | Office (ID) | New | Space Heating | Natural Gas | Boiler | E5 | CCE | 0 | 0 | 0 | 0 | 0 | 0 | 0 | 0 | 0 | 0 | 0 | 0 | 0 | 0 | 0 | 0 | 0 | 0 | 0 | 0 | 0 | 0 | 0 | 0 | 0 | 0 | 0
F1_Commercial_Office (ID)_New_Space Heating_Natural Gas_Boiler_E6 | F1 | Commercial | Office (ID) | New | Space Heating | Natural Gas | Boiler | E6 | CCE | 0 | 0 | 0 | 0 | 0 | 0 | 0 | 0 | 0 | 0 | 0 | 0 | 0 | 0 | 0 | 0 | 0 | 0 | 0 | 0 | 0 | 0 | 0 | 0 | 0 | 0 | 0
F1_Commercial_Office (ID)_New_Space Heating_Natural Gas_Boiler_E7 | F1 | Commercial | Office (ID) | New | Space Heating | Natural Gas | Boiler | E7 | CCE | 0 | 0 | 0 | 0 | 0 | 0 | 0 | 0 | 0 | 0 | 0 | 0 | 0 | 0 | 0 | 0 | 0 | 0 | 0 | 0 | 0 | 0 | 0 | 0 | 0 | 0 | 0
F1_Commercial_Office (ID)_New_Space Heating_Natural Gas_Boiler_E8 | F1 | Commercial | Office (ID) | New | Space Heating | Natural Gas | Boiler | E8 | CCE | 0 | 0 | 0 | 0 | 0 | 0 | 0 | 0 | 0 | 0 | 0 | 0 | 0 | 0 | 0 | 0 | 0 | 0 | 0 | 0 | 0 | 0 | 0 | 0 | 0 | 0 | 0
F1_Commercial_Office (ID)_New_Space Heating_Natural Gas_Boiler_E9 | F1 | Commercial | Office (ID) | New | Space Heating | Natural Gas | Boiler | E9 | CCE | 0 | 0 | 0 | 0 | 0 | 0 | 0 | 0 | 0 | 0 | 0 | 0 | 0 | 0 | 0 | 0 | 0 | 0 | 0 | 0 | 0 | 0 | 0 | 0 | 0 | 0 | 0
F1_Commercial_Office (ID)_New_Space Heating_Natural Gas_Boiler_E10 | F1 | Commercial | Office (ID) | New | Space Heating | Natural Gas | Boiler | E10 | CCE | 0 | 0 | 0 | 0 | 0 | 0 | 0 | 0 | 0 | 0 | 0 | 0 | 0 | 0 | 0 | 0 | 0 | 0 | 0 | 0 | 0 | 0 | 0 | 0 | 0 | 0 | 0
F2_Commercial_Office (ID)_New_Space Heating_Natural Gas_Boiler_E1 | F2 | Commercial | Office (ID) | New | Space Heating | Natural Gas | Boiler | E1 | TRC BC Ratio | [24 empty] | 1 | 1 | 1 | bar: 2019 to 2042
F2_Commercial_Office (ID)_New_Space Heating_Natural Gas_Boiler_E2 | F2 | Commercial | Office (ID) | New | Space Heating | Natural Gas | Boiler | E2 | TRC BC Ratio | 3.4444 | 3.5045 | 3.5788 | 3.6595 | 3.7472 | 3.8623 | 3.9796 | 4.1031 | 4.2219 | 4.3426 | 4.453 | 4.5565 | 4.6685 | 4.7835 | 4.8922 | 5 | 5.1025 | 5.2079 | 5.3172 | 5.4293 | 5.5435 | 5.6627 | 5.7968 | 5.9173 | 6.039 | 6.132 | 6.2157
F2_Commercial_Office (ID)_New_Space Heating_Natural Gas_Boiler_E3 | F2 | Commercial | Office (ID) | New | Space Heating | Natural Gas | Boiler | E3 | TRC BC Ratio | [24 empty] | 1 | 1 | 1 | bar: 2019 to 2042
F2_Commercial_Office (ID)_New_Space Heating_Natural Gas_Boiler_E4 | F2 | Commercial | Office (ID) | New | Space Heating | Natural Gas | Boiler | E4 | TRC BC Ratio | 0.17305 | 0.17659 | 0.18049 | 0.18453 | 0.18872 | 0.19354 | 0.19845 | 0.20355 | 0.20862 | 0.21379 | 0.21878 | 0.22369 | 0.22884 | 0.23404 | 0.23917 | 0.24434 | 0.24944 | 0.25467 | 0.26005 | 0.26555 | 0.27117 | 0.27691 | 0.28298 | 0.28872 | 0.29446 | 0.29713 | 0.29871
F2_Commercial_Office (ID)_New_Space Heating_Natural Gas_Boiler_E5 | F2 | Commercial | Office (ID) | New | Space Heating | Natural Gas | Boiler | E5 | TRC BC Ratio | 0 | 0 | 0 | 0 | 0 | 0 | 0 | 0 | 0 | 0 | 0 | 0 | 0 | 0 | 0 | 0 | 0 | 0 | 0 | 0 | 0 | 0 | 0 | 0 | 0 | 0 | 0
F2_Commercial_Office (ID)_New_Space Heating_Natural Gas_Boiler_E6 | F2 | Commercial | Office (ID) | New | Space Heating | Natural Gas | Boiler | E6 | TRC BC Ratio | 0 | 0 | 0 | 0 | 0 | 0 | 0 | 0 | 0 | 0 | 0 | 0 | 0 | 0 | 0 | 0 | 0 | 0 | 0 | 0 | 0 | 0 | 0 | 0 | 0 | 0 | 0
F2_Commercial_Office (ID)_New_Space Heating_Natural Gas_Boiler_E7 | F2 | Commercial | Office (ID) | New | Space Heating | Natural Gas | Boiler | E7 | TRC BC Ratio | 0 | 0 | 0 | 0 | 0 | 0 | 0 | 0 | 0 | 0 | 0 | 0 | 0 | 0 | 0 | 0 | 0 | 0 | 0 | 0 | 0 | 0 | 0 | 0 | 0 | 0 | 0
F2_Commercial_Office (ID)_New_Space Heating_Natural Gas_Boiler_E8 | F2 | Commercial | Office (ID) | New | Space Heating | Natural Gas | Boiler | E8 | TRC BC Ratio | 0 | 0 | 0 | 0 | 0 | 0 | 0 | 0 | 0 | 0 | 0 | 0 | 0 | 0 | 0 | 0 | 0 | 0 | 0 | 0 | 0 | 0 | 0 | 0 | 0 | 0 | 0
F2_Commercial_Office (ID)_New_Space Heating_Natural Gas_Boiler_E9 | F2 | Commercial | Office (ID) | New | Space Heating | Natural Gas | Boiler | E9 | TRC BC Ratio | 0 | 0 | 0 | 0 | 0 | 0 | 0 | 0 | 0 | 0 | 0 | 0 | 0 | 0 | 0 | 0 | 0 | 0 | 0 | 0 | 0 | 0 | 0 | 0 | 0 | 0 | 0
F2_Commercial_Office (ID)_New_Space Heating_Natural Gas_Boiler_E10 | F2 | Commercial | Office (ID) | New | Space Heating | Natural Gas | Boiler | E10 | TRC BC Ratio | 0 | 0 | 0 | 0 | 0 | 0 | 0 | 0 | 0 | 0 | 0 | 0 | 0 | 0 | 0 | 0 | 0 | 0 | 0 | 0 | 0 | 0 | 0 | 0 | 0 | 0 | 0
F3_Commercial_Office (ID)_New_Space Heating_Natural Gas_Boiler_E1 | F3 | Commercial | Office (ID) | New | Space Heating | Natural Gas | Boiler | E1 | PACT BC Ratio | [24 empty] | 1 | 1 | 1 | bar: 2019 to 2042
F3_Commercial_Office (ID)_New_Space Heating_Natural Gas_Boiler_E2 | F3 | Commercial | Office (ID) | New | Space Heating | Natural Gas | Boiler | E2 | PACT BC Ratio | 9.6475 | 9.8158 | 10.0239 | 10.25 | 10.4957 | 10.8179 | 11.1464 | 11.4924 | 11.8251 | 12.1634 | 12.4724 | 12.7625 | 13.0762 | 13.398 | 13.7026 | 14.0047 | 14.2916 | 14.5868 | 14.893 | 15.2069 | 15.5269 | 15.8607 | 16.2363 | 16.5737 | 16.9146 | 17.1752 | 17.4096
F3_Commercial_Office (ID)_New_Space Heating_Natural Gas_Boiler_E3 | F3 | Commercial | Office (ID) | New | Space Heating | Natural Gas | Boiler | E3 | PACT BC Ratio | [24 empty] | 1 | 1 | 1 | bar: 2019 to 2042
F3_Commercial_Office (ID)_New_Space Heating_Natural Gas_Boiler_E4 | F3 | Commercial | Office (ID) | New | Space Heating | Natural Gas | Boiler | E4 | PACT BC Ratio | 0.4847 | 0.4946 | 0.50553 | 0.51685 | 0.52859 | 0.54209 | 0.55583 | 0.57014 | 0.58433 | 0.5988 | 0.61279 | 0.62654 | 0.64095 | 0.65554 | 0.6699 | 0.68437 | 0.69867 | 0.71331 | 0.72838 | 0.74379 | 0.75951 | 0.77559 | 0.79259 | 0.80869 | 0.82474 | 0.83224 | 0.83667
F3_Commercial_Office (ID)_New_Space Heating_Natural Gas_Boiler_E5 | F3 | Commercial | Office (ID) | New | Space Heating | Natural Gas | Boiler | E5 | PACT BC Ratio | 0 | 0 | 0 | 0 | 0 | 0 | 0 | 0 | 0 | 0 | 0 | 0 | 0 | 0 | 0 | 0 | 0 | 0 | 0 | 0 | 0 | 0 | 0 | 0 | 0 | 0 | 0
F3_Commercial_Office (ID)_New_Space Heating_Natural Gas_Boiler_E6 | F3 | Commercial | Office (ID) | New | Space Heating | Natural Gas | Boiler | E6 | PACT BC Ratio | 0 | 0 | 0 | 0 | 0 | 0 | 0 | 0 | 0 | 0 | 0 | 0 | 0 | 0 | 0 | 0 | 0 | 0 | 0 | 0 | 0 | 0 | 0 | 0 | 0 | 0 | 0
F3_Commercial_Office (ID)_New_Space Heating_Natural Gas_Boiler_E7 | F3 | Commercial | Office (ID) | New | Space Heating | Natural Gas | Boiler | E7 | PACT BC Ratio | 0 | 0 | 0 | 0 | 0 | 0 | 0 | 0 | 0 | 0 | 0 | 0 | 0 | 0 | 0 | 0 | 0 | 0 | 0 | 0 | 0 | 0 | 0 | 0 | 0 | 0 | 0
F3_Commercial_Office (ID)_New_Space Heating_Natural Gas_Boiler_E8 | F3 | Commercial | Office (ID) | New | Space Heating | Natural Gas | Boiler | E8 | PACT BC Ratio | 0 | 0 | 0 | 0 | 0 | 0 | 0 | 0 | 0 | 0 | 0 | 0 | 0 | 0 | 0 | 0 | 0 | 0 | 0 | 0 | 0 | 0 | 0 | 0 | 0 | 0 | 0
F3_Commercial_Office (ID)_New_Space Heating_Natural Gas_Boiler_E9 | F3 | Commercial | Office (ID) | New | Space Heating | Natural Gas | Boiler | E9 | PACT BC Ratio | 0 | 0 | 0 | 0 | 0 | 0 | 0 | 0 | 0 | 0 | 0 | 0 | 0 | 0 | 0 | 0 | 0 | 0 | 0 | 0 | 0 | 0 | 0 | 0 | 0 | 0 | 0
F3_Commercial_Office (ID)_New_Space Heating_Natural Gas_Boiler_E10 | F3 | Commercial | Office (ID) | New | Space Heating | Natural Gas | Boiler | E10 | PACT BC Ratio | 0 | 0 | 0 | 0 | 0 | 0 | 0 | 0 | 0 | 0 | 0 | 0 | 0 | 0 | 0 | 0 | 0 | 0 | 0 | 0 | 0 | 0 | 0 | 0 | 0 | 0 | 0
F4_Commercial_Office (ID)_New_Space Heating_Natural Gas_Boiler_E1 | F4 | Commercial | Office (ID) | New | Space Heating | Natural Gas | Boiler | E1 | RVT BC Ratio | [24 empty] | 1 | 1 | 1 | bar: 2019 to 2042
F4_Commercial_Office (ID)_New_Space Heating_Natural Gas_Boiler_E2 | F4 | Commercial | Office (ID) | New | Space Heating | Natural Gas | Boiler | E2 | RVT BC Ratio | 4.9142 | 4.9707 | 5.0452 | 5.1266 | 5.2154 | 5.3407 | 5.4662 | 5.5974 | 5.7183 | 5.8383 | 5.971 | 6.0938 | 6.2266 | 6.3622 | 6.4883 | 6.6121 | 6.7273 | 6.8448 | 6.966 | 7.0891 | 7.2133 | 7.3634 | 7.5324 | 7.6842 | 7.8375 | 7.9548 | 8.0602
F4_Commercial_Office (ID)_New_Space Heating_Natural Gas_Boiler_E3 | F4 | Commercial | Office (ID) | New | Space Heating | Natural Gas | Boiler | E3 | RVT BC Ratio | [24 empty] | 1 | 1 | 1 | bar: 2019 to 2042
F4_Commercial_Office (ID)_New_Space Heating_Natural Gas_Boiler_E4 | F4 | Commercial | Office (ID) | New | Space Heating | Natural Gas | Boiler | E4 | RVT BC Ratio | 0.45671 | 0.46038 | 0.46454 | 0.46885 | 0.47332 | 0.47866 | 0.48408 | 0.48974 | 0.49529 | 0.50095 | 0.50703 | 0.51304 | 0.51934 | 0.5257 | 0.53192 | 0.53816 | 0.54428 | 0.55053 | 0.55694 | 0.56347 | 0.5701 | 0.57733 | 0.58498 | 0.59222 | 0.59945 | 0.60282 | 0.60481
F4_Commercial_Office (ID)_New_Space Heating_Natural Gas_Boiler_E5 | F4 | Commercial | Office (ID) | New | Space Heating | Natural Gas | Boiler | E5 | RVT BC Ratio | 0 | 0 | 0 | 0 | 0 | 0 | 0 | 0 | 0 | 0 | 0 | 0 | 0 | 0 | 0 | 0 | 0 | 0 | 0 | 0 | 0 | 0 | 0 | 0 | 0 | 0 | 0
F4_Commercial_Office (ID)_New_Space Heating_Natural Gas_Boiler_E6 | F4 | Commercial | Office (ID) | New | Space Heating | Natural Gas | Boiler | E6 | RVT BC Ratio | 0 | 0 | 0 | 0 | 0 | 0 | 0 | 0 | 0 | 0 | 0 | 0 | 0 | 0 | 0 | 0 | 0 | 0 | 0 | 0 | 0 | 0 | 0 | 0 | 0 | 0 | 0
F4_Commercial_Office (ID)_New_Space Heating_Natural Gas_Boiler_E7 | F4 | Commercial | Office (ID) | New | Space Heating | Natural Gas | Boiler | E7 | RVT BC Ratio | 0 | 0 | 0 | 0 | 0 | 0 | 0 | 0 | 0 | 0 | 0 | 0 | 0 | 0 | 0 | 0 | 0 | 0 | 0 | 0 | 0 | 0 | 0 | 0 | 0 | 0 | 0
F4_Commercial_Office (ID)_New_Space Heating_Natural Gas_Boiler_E8 | F4 | Commercial | Office (ID) | New | Space Heating | Natural Gas | Boiler | E8 | RVT BC Ratio | 0 | 0 | 0 | 0 | 0 | 0 | 0 | 0 | 0 | 0 | 0 | 0 | 0 | 0 | 0 | 0 | 0 | 0 | 0 | 0 | 0 | 0 | 0 | 0 | 0 | 0 | 0
F4_Commercial_Office (ID)_New_Space Heating_Natural Gas_Boiler_E9 | F4 | Commercial | Office (ID) | New | Space Heating | Natural Gas | Boiler | E9 | RVT BC Ratio | 0 | 0 | 0 | 0 | 0 | 0 | 0 | 0 | 0 | 0 | 0 | 0 | 0 | 0 | 0 | 0 | 0 | 0 | 0 | 0 | 0 | 0 | 0 | 0 | 0 | 0 | 0
F4_Commercial_Office (ID)_New_Space Heating_Natural Gas_Boiler_E10 | F4 | Commercial | Office (ID) | New | Space Heating | Natural Gas | Boiler | E10 | RVT BC Ratio | 0 | 0 | 0 | 0 | 0 | 0 | 0 | 0 | 0 | 0 | 0 | 0 | 0 | 0 | 0 | 0 | 0 | 0 | 0 | 0 | 0 | 0 | 0 | 0 | 0 | 0 | 0
F5_Commercial_Office (ID)_New_Space Heating_Natural Gas_Boiler_E1 | F5 | Commercial | Office (ID) | New | Space Heating | Natural Gas | Boiler | E1 | RIM BC Ratio | [24 empty] | 1 | 1 | 1 | bar: 2019 to 2042
F5_Commercial_Office (ID)_New_Space Heating_Natural Gas_Boiler_E2 | F5 | Commercial | Office (ID) | New | Space Heating | Natural Gas | Boiler | E2 | RIM BC Ratio | 0.8082 | 0.81332 | 0.81875 | 0.82443 | 0.83035 | 0.83649 | 0.8428 | 0.8493 | 0.85603 | 0.86302 | 0.86592 | 0.86877 | 0.87173 | 0.87473 | 0.87774 | 0.8808 | 0.8839 | 0.8871 | 0.8904 | 0.89381 | 0.89734 | 0.89843 | 0.89961 | 0.90063 | 0.90162 | 0.90235 | 0.90298
F5_Commercial_Office (ID)_New_Space Heating_Natural Gas_Boiler_E3 | F5 | Commercial | Office (ID) | New | Space Heating | Natural Gas | Boiler | E3 | RIM BC Ratio | [24 empty] | 1 | 1 | 1 | bar: 2019 to 2042
F5_Commercial_Office (ID)_New_Space Heating_Natural Gas_Boiler_E4 | F5 | Commercial | Office (ID) | New | Space Heating | Natural Gas | Boiler | E4 | RIM BC Ratio | 0.31622 | 0.32088 | 0.32592 | 0.33107 | 0.33634 | 0.34222 | 0.34811 | 0.35414 | 0.36006 | 0.366 | 0.37133 | 0.37645 | 0.38174 | 0.38701 | 0.39213 | 0.39721 | 0.40217 | 0.40719 | 0.41227 | 0.41739 | 0.42254 | 0.42747 | 0.43258 | 0.43734 | 0.44199 | 0.44413 | 0.44539
F5_Commercial_Office (ID)_New_Space Heating_Natural Gas_Boiler_E5 | F5 | Commercial | Office (ID) | New | Space Heating | Natural Gas | Boiler | E5 | RIM BC Ratio | 0 | 0 | 0 | 0 | 0 | 0 | 0 | 0 | 0 | 0 | 0 | 0 | 0 | 0 | 0 | 0 | 0 | 0 | 0 | 0 | 0 | 0 | 0 | 0 | 0 | 0 | 0
F5_Commercial_Office (ID)_New_Space Heating_Natural Gas_Boiler_E6 | F5 | Commercial | Office (ID) | New | Space Heating | Natural Gas | Boiler | E6 | RIM BC Ratio | 0 | 0 | 0 | 0 | 0 | 0 | 0 | 0 | 0 | 0 | 0 | 0 | 0 | 0 | 0 | 0 | 0 | 0 | 0 | 0 | 0 | 0 | 0 | 0 | 0 | 0 | 0
F5_Commercial_Office (ID)_New_Space Heating_Natural Gas_Boiler_E7 | F5 | Commercial | Office (ID) | New | Space Heating | Natural Gas | Boiler | E7 | RIM BC Ratio | 0 | 0 | 0 | 0 | 0 | 0 | 0 | 0 | 0 | 0 | 0 | 0 | 0 | 0 | 0 | 0 | 0 | 0 | 0 | 0 | 0 | 0 | 0 | 0 | 0 | 0 | 0
F5_Commercial_Office (ID)_New_Space Heating_Natural Gas_Boiler_E8 | F5 | Commercial | Office (ID) | New | Space Heating | Natural Gas | Boiler | E8 | RIM BC Ratio | 0 | 0 | 0 | 0 | 0 | 0 | 0 | 0 | 0 | 0 | 0 | 0 | 0 | 0 | 0 | 0 | 0 | 0 | 0 | 0 | 0 | 0 | 0 | 0 | 0 | 0 | 0
F5_Commercial_Office (ID)_New_Space Heating_Natural Gas_Boiler_E9 | F5 | Commercial | Office (ID) | New | Space Heating | Natural Gas | Boiler | E9 | RIM BC Ratio | 0 | 0 | 0 | 0 | 0 | 0 | 0 | 0 | 0 | 0 | 0 | 0 | 0 | 0 | 0 | 0 | 0 | 0 | 0 | 0 | 0 | 0 | 0 | 0 | 0 | 0 | 0
F5_Commercial_Office (ID)_New_Space Heating_Natural Gas_Boiler_E10 | F5 | Commercial | Office (ID) | New | Space Heating | Natural Gas | Boiler | E10 | RIM BC Ratio | 0 | 0 | 0 | 0 | 0 | 0 | 0 | 0 | 0 | 0 | 0 | 0 | 0 | 0 | 0 | 0 | 0 | 0 | 0 | 0 | 0 | 0 | 0 | 0 | 0 | 0 | 0
F0_Commercial_Office (ID)_New_Space Heating_Natural Gas_Unit Heater_E0 | F0 | Commercial | Office (ID) | New | Space Heating | Natural Gas | Unit Heater | E0 | Economic Unit | Infrared Radiant | Infrared Radiant | Infrared Radiant | Infrared Radiant | Infrared Radiant | Infrared Radiant | Infrared Radiant | Infrared Radiant | Infrared Radiant | Infrared Radiant | Infrared Radiant | Infrared Radiant | Infrared Radiant | Infrared Radiant | Infrared Radiant | Infrared Radiant | Infrared Radiant | Infrared Radiant | Infrared Radiant | Infrared Radiant | Infrared Radiant | Infrared Radiant | Infrared Radiant | Infrared Radiant | Infrared Radiant | Infrared Radiant | Infrared Radiant
F1_Commercial_Office (ID)_New_Space Heating_Natural Gas_Unit Heater_E1 | F1 | Commercial | Office (ID) | New | Space Heating | Natural Gas | Unit Heater | E1 | CCE | 0 | 0 | 0 | 0 | 0 | 0 | 0 | 0 | 0 | 0 | 0 | 0 | 0 | 0 | 0 | 0 | 0 | 0 | 0 | 0 | 0 | 0 | 0 | 0 | 0 | 0 | 0
F1_Commercial_Office (ID)_New_Space Heating_Natural Gas_Unit Heater_E2 | F1 | Commercial | Office (ID) | New | Space Heating | Natural Gas | Unit Heater | E2 | CCE | 0.00010749 | 0.00011155 | 0.00011155 | 0.00011155 | 0.00011155 | 0.00011155 | 0.00011155 | 0.00011155 | 0.00011155 | 0.00011155 | 0.00011155 | 0.00011155 | 0.00011155 | 0.00011155 | 0.00011155 | 0.00011155 | 0.00011155 | 0.00011155 | 0.00011155 | 0.00011155 | 0.00011155 | 0.00011155 | 0.00011155 | 0.00011155 | 0.00011155 | 0.00011155 | 0.00011155
F1_Commercial_Office (ID)_New_Space Heating_Natural Gas_Unit Heater_E3 | F1 | Commercial | Office (ID) | New | Space Heating | Natural Gas | Unit Heater | E3 | CCE | 3.3737e-05 | 3.5011e-05 | 3.5011e-05 | 3.5011e-05 | 3.5011e-05 | 3.5011e-05 | 3.5011e-05 | 3.5011e-05 | 3.5011e-05 | 3.5011e-05 | 3.5011e-05 | 3.5011e-05 | 3.5011e-05 | 3.5011e-05 | 3.5011e-05 | 3.5011e-05 | 3.5011e-05 | 3.5011e-05 | 3.5011e-05 | 3.5011e-05 | 3.5011e-05 | 3.5011e-05 | 3.5011e-05 | 3.5011e-05 | 3.5011e-05 | 3.5011e-05 | 3.5011e-05
F1_Commercial_Office (ID)_New_Space Heating_Natural Gas_Unit Heater_E4 | F1 | Commercial | Office (ID) | New | Space Heating | Natural Gas | Unit Heater | E4 | CCE | 0 | 0 | 0 | 0 | 0 | 0 | 0 | 0 | 0 | 0 | 0 | 0 | 0 | 0 | 0 | 0 | 0 | 0 | 0 | 0 | 0 | 0 | 0 | 0 | 0 | 0 | 0
F1_Commercial_Office (ID)_New_Space Heating_Natural Gas_Unit Heater_E5 | F1 | Commercial | Office (ID) | New | Space Heating | Natural Gas | Unit Heater | E5 | CCE | 0 | 0 | 0 | 0 | 0 | 0 | 0 | 0 | 0 | 0 | 0 | 0 | 0 | 0 | 0 | 0 | 0 | 0 | 0 | 0 | 0 | 0 | 0 | 0 | 0 | 0 | 0
F1_Commercial_Office (ID)_New_Space Heating_Natural Gas_Unit Heater_E6 | F1 | Commercial | Office (ID) | New | Space Heating | Natural Gas | Unit Heater | E6 | CCE | 0 | 0 | 0 | 0 | 0 | 0 | 0 | 0 | 0 | 0 | 0 | 0 | 0 | 0 | 0 | 0 | 0 | 0 | 0 | 0 | 0 | 0 | 0 | 0 | 0 | 0 | 0
F1_Commercial_Office (ID)_New_Space Heating_Natural Gas_Unit Heater_E7 | F1 | Commercial | Office (ID) | New | Space Heating | Natural Gas | Unit Heater | E7 | CCE | 0 | 0 | 0 | 0 | 0 | 0 | 0 | 0 | 0 | 0 | 0 | 0 | 0 | 0 | 0 | 0 | 0 | 0 | 0 | 0 | 0 | 0 | 0 | 0 | 0 | 0 | 0
F1_Commercial_Office (ID)_New_Space Heating_Natural Gas_Unit Heater_E8 | F1 | Commercial | Office (ID) | New | Space Heating | Natural Gas | Unit Heater | E8 | CCE | 0 | 0 | 0 | 0 | 0 | 0 | 0 | 0 | 0 | 0 | 0 | 0 | 0 | 0 | 0 | 0 | 0 | 0 | 0 | 0 | 0 | 0 | 0 | 0 | 0 | 0 | 0
F1_Commercial_Office (ID)_New_Space Heating_Natural Gas_Unit Heater_E9 | F1 | Commercial | Office (ID) | New | Space Heating | Natural Gas | Unit Heater | E9 | CCE | 0 | 0 | 0 | 0 | 0 | 0 | 0 | 0 | 0 | 0 | 0 | 0 | 0 | 0 | 0 | 0 | 0 | 0 | 0 | 0 | 0 | 0 | 0 | 0 | 0 | 0 | 0
F1_Commercial_Office (ID)_New_Space Heating_Natural Gas_Unit Heater_E10 | F1 | Commercial | Office (ID) | New | Space Heating | Natural Gas | Unit Heater | E10 | CCE | 0 | 0 | 0 | 0 | 0 | 0 | 0 | 0 | 0 | 0 | 0 | 0 | 0 | 0 | 0 | 0 | 0 | 0 | 0 | 0 | 0 | 0 | 0 | 0 | 0 | 0 | 0
F2_Commercial_Office (ID)_New_Space Heating_Natural Gas_Unit Heater_E1 | F2 | Commercial | Office (ID) | New | Space Heating | Natural Gas | Unit Heater | E1 | TRC BC Ratio | [24 empty] | 1 | 1 | 1 | bar: 2019 to 2042
F2_Commercial_Office (ID)_New_Space Heating_Natural Gas_Unit Heater_E2 | F2 | Commercial | Office (ID) | New | Space Heating | Natural Gas | Unit Heater | E2 | TRC BC Ratio | 36.8788 | 37.4849 | 38.2758 | 39.1479 | 40.108 | 41.4309 | 42.7782 | 44.205 | 45.5702 | 46.9567 | 48.1979 | 49.3427 | 50.5958 | 51.8827 | 53.0808 | 54.2616 | 55.3636 | 56.4995 | 57.6826 | 58.8962 | 60.133 | 61.4381 | 62.949 | 64.2851 | 65.6496 | 67.043 | 68.466
F2_Commercial_Office (ID)_New_Space Heating_Natural Gas_Unit Heater_E3 | F2 | Commercial | Office (ID) | New | Space Heating | Natural Gas | Unit Heater | E3 | TRC BC Ratio | 163.7076 | 168.0224 | 172.2504 | 176.2282 | 179.9396 | 183.3004 | 186.6411 | 190.0988 | 193.9675 | 197.9607 | 202.2159 | 206.7008 | 211.1901 | 215.4944 | 219.9873 | 224.6112 | 229.4202 | 234.3225 | 239.3096 | 244.398 | 249.5965 | 254.8701 | 260.1067 | 265.6275 | 271.2655 | 277.0232 | 282.9031
F2_Commercial_Office (ID)_New_Space Heating_Natural Gas_Unit Heater_E4 | F2 | Commercial | Office (ID) | New | Space Heating | Natural Gas | Unit Heater | E4 | TRC BC Ratio | 0 | 0 | 0 | 0 | 0 | 0 | 0 | 0 | 0 | 0 | 0 | 0 | 0 | 0 | 0 | 0 | 0 | 0 | 0 | 0 | 0 | 0 | 0 | 0 | 0 | 0 | 0
F2_Commercial_Office (ID)_New_Space Heating_Natural Gas_Unit Heater_E5 | F2 | Commercial | Office (ID) | New | Space Heating | Natural Gas | Unit Heater | E5 | TRC BC Ratio | 0 | 0 | 0 | 0 | 0 | 0 | 0 | 0 | 0 | 0 | 0 | 0 | 0 | 0 | 0 | 0 | 0 | 0 | 0 | 0 | 0 | 0 | 0 | 0 | 0 | 0 | 0
F2_Commercial_Office (ID)_New_Space Heating_Natural Gas_Unit Heater_E6 | F2 | Commercial | Office (ID) | New | Space Heating | Natural Gas | Unit Heater | E6 | TRC BC Ratio | 0 | 0 | 0 | 0 | 0 | 0 | 0 | 0 | 0 | 0 | 0 | 0 | 0 | 0 | 0 | 0 | 0 | 0 | 0 | 0 | 0 | 0 | 0 | 0 | 0 | 0 | 0
F2_Commercial_Office (ID)_New_Space Heating_Natural Gas_Unit Heater_E7 | F2 | Commercial | Office (ID) | New | Space Heating | Natural Gas | Unit Heater | E7 | TRC BC Ratio | 0 | 0 | 0 | 0 | 0 | 0 | 0 | 0 | 0 | 0 | 0 | 0 | 0 | 0 | 0 | 0 | 0 | 0 | 0 | 0 | 0 | 0 | 0 | 0 | 0 | 0 | 0
F2_Commercial_Office (ID)_New_Space Heating_Natural Gas_Unit Heater_E8 | F2 | Commercial | Office (ID) | New | Space Heating | Natural Gas | Unit Heater | E8 | TRC BC Ratio | 0 | 0 | 0 | 0 | 0 | 0 | 0 | 0 | 0 | 0 | 0 | 0 | 0 | 0 | 0 | 0 | 0 | 0 | 0 | 0 | 0 | 0 | 0 | 0 | 0 | 0 | 0
F2_Commercial_Office (ID)_New_Space Heating_Natural Gas_Unit Heater_E9 | F2 | Commercial | Office (ID) | New | Space Heating | Natural Gas | Unit Heater | E9 | TRC BC Ratio | 0 | 0 | 0 | 0 | 0 | 0 | 0 | 0 | 0 | 0 | 0 | 0 | 0 | 0 | 0 | 0 | 0 | 0 | 0 | 0 | 0 | 0 | 0 | 0 | 0 | 0 | 0
F2_Commercial_Office (ID)_New_Space Heating_Natural Gas_Unit Heater_E10 | F2 | Commercial | Office (ID) | New | Space Heating | Natural Gas | Unit Heater | E10 | TRC BC Ratio | 0 | 0 | 0 | 0 | 0 | 0 | 0 | 0 | 0 | 0 | 0 | 0 | 0 | 0 | 0 | 0 | 0 | 0 | 0 | 0 | 0 | 0 | 0 | 0 | 0 | 0 | 0
F3_Commercial_Office (ID)_New_Space Heating_Natural Gas_Unit Heater_E1 | F3 | Commercial | Office (ID) | New | Space Heating | Natural Gas | Unit Heater | E1 | PACT BC Ratio | [24 empty] | 1 | 1 | 1 | bar: 2019 to 2042
F3_Commercial_Office (ID)_New_Space Heating_Natural Gas_Unit Heater_E2 | F3 | Commercial | Office (ID) | New | Space Heating | Natural Gas | Unit Heater | E2 | PACT BC Ratio | 103.2941 | 104.9918 | 107.2072 | 109.6496 | 112.3387 | 116.0442 | 119.8179 | 123.8142 | 127.6379 | 131.5214 | 134.9981 | 138.2044 | 141.7143 | 145.3186 | 148.6744 | 151.9819 | 155.0685 | 158.25 | 161.5637 | 164.9628 | 168.4272 | 172.0827 | 176.3145 | 180.0568 | 183.8786 | 187.7815 | 191.7672
F3_Commercial_Office (ID)_New_Space Heating_Natural Gas_Unit Heater_E3 | F3 | Commercial | Office (ID) | New | Space Heating | Natural Gas | Unit Heater | E3 | PACT BC Ratio | 458.5301 | 470.6156 | 482.4577 | 493.5991 | 503.9946 | 513.4079 | 522.7647 | 532.4494 | 543.2852 | 554.47 | 566.3884 | 578.9502 | 591.5242 | 603.5803 | 616.1643 | 629.1155 | 642.5852 | 656.3161 | 670.2844 | 684.5366 | 699.097 | 713.8681 | 728.5353 | 743.9986 | 759.7902 | 775.9169 | 792.3859
F3_Commercial_Office (ID)_New_Space Heating_Natural Gas_Unit Heater_E4 | F3 | Commercial | Office (ID) | New | Space Heating | Natural Gas | Unit Heater | E4 | PACT BC Ratio | 0 | 0 | 0 | 0 | 0 | 0 | 0 | 0 | 0 | 0 | 0 | 0 | 0 | 0 | 0 | 0 | 0 | 0 | 0 | 0 | 0 | 0 | 0 | 0 | 0 | 0 | 0
F3_Commercial_Office (ID)_New_Space Heating_Natural Gas_Unit Heater_E5 | F3 | Commercial | Office (ID) | New | Space Heating | Natural Gas | Unit Heater | E5 | PACT BC Ratio | 0 | 0 | 0 | 0 | 0 | 0 | 0 | 0 | 0 | 0 | 0 | 0 | 0 | 0 | 0 | 0 | 0 | 0 | 0 | 0 | 0 | 0 | 0 | 0 | 0 | 0 | 0
F3_Commercial_Office (ID)_New_Space Heating_Natural Gas_Unit Heater_E6 | F3 | Commercial | Office (ID) | New | Space Heating | Natural Gas | Unit Heater | E6 | PACT BC Ratio | 0 | 0 | 0 | 0 | 0 | 0 | 0 | 0 | 0 | 0 | 0 | 0 | 0 | 0 | 0 | 0 | 0 | 0 | 0 | 0 | 0 | 0 | 0 | 0 | 0 | 0 | 0
F3_Commercial_Office (ID)_New_Space Heating_Natural Gas_Unit Heater_E7 | F3 | Commercial | Office (ID) | New | Space Heating | Natural Gas | Unit Heater | E7 | PACT BC Ratio | 0 | 0 | 0 | 0 | 0 | 0 | 0 | 0 | 0 | 0 | 0 | 0 | 0 | 0 | 0 | 0 | 0 | 0 | 0 | 0 | 0 | 0 | 0 | 0 | 0 | 0 | 0
F3_Commercial_Office (ID)_New_Space Heating_Natural Gas_Unit Heater_E8 | F3 | Commercial | Office (ID) | New | Space Heating | Natural Gas | Unit Heater | E8 | PACT BC Ratio | 0 | 0 | 0 | 0 | 0 | 0 | 0 | 0 | 0 | 0 | 0 | 0 | 0 | 0 | 0 | 0 | 0 | 0 | 0 | 0 | 0 | 0 | 0 | 0 | 0 | 0 | 0
F3_Commercial_Office (ID)_New_Space Heating_Natural Gas_Unit Heater_E9 | F3 | Commercial | Office (ID) | New | Space Heating | Natural Gas | Unit Heater | E9 | PACT BC Ratio | 0 | 0 | 0 | 0 | 0 | 0 | 0 | 0 | 0 | 0 | 0 | 0 | 0 | 0 | 0 | 0 | 0 | 0 | 0 | 0 | 0 | 0 | 0 | 0 | 0 | 0 | 0
F3_Commercial_Office (ID)_New_Space Heating_Natural Gas_Unit Heater_E10 | F3 | Commercial | Office (ID) | New | Space Heating | Natural Gas | Unit Heater | E10 | PACT BC Ratio | 0 | 0 | 0 | 0 | 0 | 0 | 0 | 0 | 0 | 0 | 0 | 0 | 0 | 0 | 0 | 0 | 0 | 0 | 0 | 0 | 0 | 0 | 0 | 0 | 0 | 0 | 0
F4_Commercial_Office (ID)_New_Space Heating_Natural Gas_Unit Heater_E1 | F4 | Commercial | Office (ID) | New | Space Heating | Natural Gas | Unit Heater | E1 | RVT BC Ratio | [24 empty] | 1 | 1 | 1 | bar: 2019 to 2042
F4_Commercial_Office (ID)_New_Space Heating_Natural Gas_Unit Heater_E2 | F4 | Commercial | Office (ID) | New | Space Heating | Natural Gas | Unit Heater | E2 | RVT BC Ratio | 51.2421 | 51.7792 | 52.5479 | 53.3958 | 54.3293 | 55.7406 | 57.138 | 58.6067 | 59.9393 | 61.2532 | 62.7321 | 64.0706 | 65.5382 | 67.0354 | 68.3993 | 69.7234 | 70.9249 | 72.1514 | 73.4191 | 74.7043 | 75.996 | 77.6405 | 79.5442 | 81.2277 | 82.9469 | 84.7027 | 86.4956
F4_Commercial_Office (ID)_New_Space Heating_Natural Gas_Unit Heater_E3 | F4 | Commercial | Office (ID) | New | Space Heating | Natural Gas | Unit Heater | E3 | RVT BC Ratio | 211.7928 | 216.6749 | 221.3545 | 225.6304 | 229.4763 | 232.7489 | 235.9135 | 239.4253 | 243.7166 | 248.4565 | 253.5356 | 259.2735 | 265.0231 | 270.5506 | 276.3335 | 282.2967 | 288.5126 | 294.8608 | 301.3312 | 307.9467 | 314.72 | 321.3648 | 327.9629 | 334.9191 | 342.023 | 349.2777 | 356.6863
F4_Commercial_Office (ID)_New_Space Heating_Natural Gas_Unit Heater_E4 | F4 | Commercial | Office (ID) | New | Space Heating | Natural Gas | Unit Heater | E4 | RVT BC Ratio | 0 | 0 | 0 | 0 | 0 | 0 | 0 | 0 | 0 | 0 | 0 | 0 | 0 | 0 | 0 | 0 | 0 | 0 | 0 | 0 | 0 | 0 | 0 | 0 | 0 | 0 | 0
F4_Commercial_Office (ID)_New_Space Heating_Natural Gas_Unit Heater_E5 | F4 | Commercial | Office (ID) | New | Space Heating | Natural Gas | Unit Heater | E5 | RVT BC Ratio | 0 | 0 | 0 | 0 | 0 | 0 | 0 | 0 | 0 | 0 | 0 | 0 | 0 | 0 | 0 | 0 | 0 | 0 | 0 | 0 | 0 | 0 | 0 | 0 | 0 | 0 | 0
F4_Commercial_Office (ID)_New_Space Heating_Natural Gas_Unit Heater_E6 | F4 | Commercial | Office (ID) | New | Space Heating | Natural Gas | Unit Heater | E6 | RVT BC Ratio | 0 | 0 | 0 | 0 | 0 | 0 | 0 | 0 | 0 | 0 | 0 | 0 | 0 | 0 | 0 | 0 | 0 | 0 | 0 | 0 | 0 | 0 | 0 | 0 | 0 | 0 | 0
F4_Commercial_Office (ID)_New_Space Heating_Natural Gas_Unit Heater_E7 | F4 | Commercial | Office (ID) | New | Space Heating | Natural Gas | Unit Heater | E7 | RVT BC Ratio | 0 | 0 | 0 | 0 | 0 | 0 | 0 | 0 | 0 | 0 | 0 | 0 | 0 | 0 | 0 | 0 | 0 | 0 | 0 | 0 | 0 | 0 | 0 | 0 | 0 | 0 | 0
F4_Commercial_Office (ID)_New_Space Heating_Natural Gas_Unit Heater_E8 | F4 | Commercial | Office (ID) | New | Space Heating | Natural Gas | Unit Heater | E8 | RVT BC Ratio | 0 | 0 | 0 | 0 | 0 | 0 | 0 | 0 | 0 | 0 | 0 | 0 | 0 | 0 | 0 | 0 | 0 | 0 | 0 | 0 | 0 | 0 | 0 | 0 | 0 | 0 | 0
F4_Commercial_Office (ID)_New_Space Heating_Natural Gas_Unit Heater_E9 | F4 | Commercial | Office (ID) | New | Space Heating | Natural Gas | Unit Heater | E9 | RVT BC Ratio | 0 | 0 | 0 | 0 | 0 | 0 | 0 | 0 | 0 | 0 | 0 | 0 | 0 | 0 | 0 | 0 | 0 | 0 | 0 | 0 | 0 | 0 | 0 | 0 | 0 | 0 | 0
F4_Commercial_Office (ID)_New_Space Heating_Natural Gas_Unit Heater_E10 | F4 | Commercial | Office (ID) | New | Space Heating | Natural Gas | Unit Heater | E10 | RVT BC Ratio | 0 | 0 | 0 | 0 | 0 | 0 | 0 | 0 | 0 | 0 | 0 | 0 | 0 | 0 | 0 | 0 | 0 | 0 | 0 | 0 | 0 | 0 | 0 | 0 | 0 | 0 | 0
F5_Commercial_Office (ID)_New_Space Heating_Natural Gas_Unit Heater_E1 | F5 | Commercial | Office (ID) | New | Space Heating | Natural Gas | Unit Heater | E1 | RIM BC Ratio | [24 empty] | 1 | 1 | 1 | bar: 2019 to 2042
F5_Commercial_Office (ID)_New_Space Heating_Natural Gas_Unit Heater_E2 | F5 | Commercial | Office (ID) | New | Space Heating | Natural Gas | Unit Heater | E2 | RIM BC Ratio | 0.86028 | 0.86538 | 0.87076 | 0.87651 | 0.88264 | 0.88875 | 0.89529 | 0.90204 | 0.90929 | 0.91693 | 0.91905 | 0.92128 | 0.92359 | 0.92599 | 0.92854 | 0.93122 | 0.93408 | 0.93708 | 0.94023 | 0.94354 | 0.94703 | 0.94714 | 0.94726 | 0.94737 | 0.94747 | 0.94758 | 0.94767
F5_Commercial_Office (ID)_New_Space Heating_Natural Gas_Unit Heater_E3 | F5 | Commercial | Office (ID) | New | Space Heating | Natural Gas | Unit Heater | E3 | RIM BC Ratio | 0.92668 | 0.92969 | 0.93296 | 0.93643 | 0.94014 | 0.94424 | 0.94857 | 0.95198 | 0.95426 | 0.95535 | 0.95635 | 0.95594 | 0.95553 | 0.9551 | 0.95462 | 0.95411 | 0.95356 | 0.95298 | 0.95238 | 0.95175 | 0.95109 | 0.95111 | 0.95114 | 0.95116 | 0.95119 | 0.95121 | 0.95124
F5_Commercial_Office (ID)_New_Space Heating_Natural Gas_Unit Heater_E4 | F5 | Commercial | Office (ID) | New | Space Heating | Natural Gas | Unit Heater | E4 | RIM BC Ratio | 0 | 0 | 0 | 0 | 0 | 0 | 0 | 0 | 0 | 0 | 0 | 0 | 0 | 0 | 0 | 0 | 0 | 0 | 0 | 0 | 0 | 0 | 0 | 0 | 0 | 0 | 0
F5_Commercial_Office (ID)_New_Space Heating_Natural Gas_Unit Heater_E5 | F5 | Commercial | Office (ID) | New | Space Heating | Natural Gas | Unit Heater | E5 | RIM BC Ratio | 0 | 0 | 0 | 0 | 0 | 0 | 0 | 0 | 0 | 0 | 0 | 0 | 0 | 0 | 0 | 0 | 0 | 0 | 0 | 0 | 0 | 0 | 0 | 0 | 0 | 0 | 0
F5_Commercial_Office (ID)_New_Space Heating_Natural Gas_Unit Heater_E6 | F5 | Commercial | Office (ID) | New | Space Heating | Natural Gas | Unit Heater | E6 | RIM BC Ratio | 0 | 0 | 0 | 0 | 0 | 0 | 0 | 0 | 0 | 0 | 0 | 0 | 0 | 0 | 0 | 0 | 0 | 0 | 0 | 0 | 0 | 0 | 0 | 0 | 0 | 0 | 0
F5_Commercial_Office (ID)_New_Space Heating_Natural Gas_Unit Heater_E7 | F5 | Commercial | Office (ID) | New | Space Heating | Natural Gas | Unit Heater | E7 | RIM BC Ratio | 0 | 0 | 0 | 0 | 0 | 0 | 0 | 0 | 0 | 0 | 0 | 0 | 0 | 0 | 0 | 0 | 0 | 0 | 0 | 0 | 0 | 0 | 0 | 0 | 0 | 0 | 0
F5_Commercial_Office (ID)_New_Space Heating_Natural Gas_Unit Heater_E8 | F5 | Commercial | Office (ID) | New | Space Heating | Natural Gas | Unit Heater | E8 | RIM BC Ratio | 0 | 0 | 0 | 0 | 0 | 0 | 0 | 0 | 0 | 0 | 0 | 0 | 0 | 0 | 0 | 0 | 0 | 0 | 0 | 0 | 0 | 0 | 0 | 0 | 0 | 0 | 0
F5_Commercial_Office (ID)_New_Space Heating_Natural Gas_Unit Heater_E9 | F5 | Commercial | Office (ID) | New | Space Heating | Natural Gas | Unit Heater | E9 | RIM BC Ratio | 0 | 0 | 0 | 0 | 0 | 0 | 0 | 0 | 0 | 0 | 0 | 0 | 0 | 0 | 0 | 0 | 0 | 0 | 0 | 0 | 0 | 0 | 0 | 0 | 0 | 0 | 0
F5_Commercial_Office (ID)_New_Space Heating_Natural Gas_Unit Heater_E10 | F5 | Commercial | Office (ID) | New | Space Heating | Natural Gas | Unit Heater | E10 | RIM BC Ratio | 0 | 0 | 0 | 0 | 0 | 0 | 0 | 0 | 0 | 0 | 0 | 0 | 0 | 0 | 0 | 0 | 0 | 0 | 0 | 0 | 0 | 0 | 0 | 0 | 0 | 0 | 0
F0_Commercial_Office (ID)_New_Water Heating_Natural Gas_Water Heater_E0 | F0 | Commercial | Office (ID) | New | Water Heating | Natural Gas | Water Heater | E0 | Economic Unit | Gas-Fired Absorption HPWH | Gas-Fired Absorption HPWH | Gas-Fired Absorption HPWH | Gas-Fired Absorption HPWH | Gas-Fired Absorption HPWH | Gas-Fired Absorption HPWH | Gas-Fired Absorption HPWH | Gas-Fired Absorption HPWH | Gas-Fired Absorption HPWH | Gas-Fired Absorption HPWH | Gas-Fired Absorption HPWH | Gas-Fired Absorption HPWH | Gas-Fired Absorption HPWH | Gas-Fired Absorption HPWH | Gas-Fired Absorption HPWH | Gas-Fired Absorption HPWH | Gas-Fired Absorption HPWH | Gas-Fired Absorption HPWH | Gas-Fired Absorption HPWH | Gas-Fired Absorption HPWH | Gas-Fired Absorption HPWH | Gas-Fired Absorption HPWH | Gas-Fired Absorption HPWH | Gas-Fired Absorption HPWH | Gas-Fired Absorption HPWH | Gas-Fired Absorption HPWH | Gas-Fired Absorption HPWH
F1_Commercial_Office (ID)_New_Water Heating_Natural Gas_Water Heater_E1 | F1 | Commercial | Office (ID) | New | Water Heating | Natural Gas | Water Heater | E1 | CCE | 0 | 0 | 0 | 0 | 0 | 0 | 0 | 0 | 0 | 0 | 0 | 0 | 0 | 0 | 0 | 0 | 0 | 0 | 0 | 0 | 0 | 0 | 0 | 0 | 0 | 0 | 0
F1_Commercial_Office (ID)_New_Water Heating_Natural Gas_Water Heater_E2 | F1 | Commercial | Office (ID) | New | Water Heating | Natural Gas | Water Heater | E2 | CCE | 0.0010749 | 0.0010749 | 0.0010749 | 0.0010749 | 0.0010749 | 0.0010749 | 0.0010749 | 0.0010749 | 0.0010749 | 0.0010749 | 0.0010749 | 0.0010749 | 0.0010749 | 0.0010749 | 0.0010749 | 0.0010749 | 0.0010749 | 0.0010749 | 0.0010749 | 0.0010749 | 0.0010749 | 0.0010749 | 0.0010749 | 0.0010749 | 0.0010749 | 0.0010749 | 0.0010749
F1_Commercial_Office (ID)_New_Water Heating_Natural Gas_Water Heater_E3 | F1 | Commercial | Office (ID) | New | Water Heating | Natural Gas | Water Heater | E3 | CCE | 0.001905 | 0.001905 | 0.001905 | 0.001905 | 0.001905 | 0.001905 | 0.001905 | 0.001905 | 0.001905 | 0.001905 | 0.001905 | 0.001905 | 0.001905 | 0.001905 | 0.001905 | 0.001905 | 0.001905 | 0.001905 | 0.001905 | 0.001905 | 0.001905 | 0.001905 | 0.001905 | 0.001905 | 0.001905 | 0.001905 | 0.001905
F1_Commercial_Office (ID)_New_Water Heating_Natural Gas_Water Heater_E4 | F1 | Commercial | Office (ID) | New | Water Heating | Natural Gas | Water Heater | E4 | CCE | 0.0019401 | 0.0019401 | 0.0019401 | 0.0019401 | 0.0019401 | 0.0019401 | 0.0019401 | 0.0019401 | 0.0019401 | 0.0019401 | 0.0019401 | 0.0019401 | 0.0019401 | 0.0019401 | 0.0019401 | 0.0019401 | 0.0019401 | 0.0019401 | 0.0019401 | 0.0019401 | 0.0019401 | 0.0019401 | 0.0019401 | 0.0019401 | 0.0019401 | 0.0019401 | 0.0019401
F1_Commercial_Office (ID)_New_Water Heating_Natural Gas_Water Heater_E5 | F1 | Commercial | Office (ID) | New | Water Heating | Natural Gas | Water Heater | E5 | CCE | 0.0028273 | 0.0028273 | 0.0028273 | 0.0028273 | 0.0028273 | 0.0028273 | 0.0028273 | 0.0028273 | 0.0028273 | 0.0028273 | 0.0028273 | 0.0028273 | 0.0028273 | 0.0028273 | 0.0028273 | 0.0028273 | 0.0028273 | 0.0028273 | 0.0028273 | 0.0028273 | 0.0028273 | 0.0028273 | 0.0028273 | 0.0028273 | 0.0028273 | 0.0028273 | 0.0028273
F1_Commercial_Office (ID)_New_Water Heating_Natural Gas_Water Heater_E6 | F1 | Commercial | Office (ID) | New | Water Heating | Natural Gas | Water Heater | E6 | CCE | 0 | 0 | 0 | 0 | 0 | 0 | 0 | 0 | 0 | 0 | 0 | 0 | 0 | 0 | 0 | 0 | 0 | 0 | 0 | 0 | 0 | 0 | 0 | 0 | 0 | 0 | 0
F1_Commercial_Office (ID)_New_Water Heating_Natural Gas_Water Heater_E7 | F1 | Commercial | Office (ID) | New | Water Heating | Natural Gas | Water Heater | E7 | CCE | 0 | 0 | 0 | 0 | 0 | 0 | 0 | 0 | 0 | 0 | 0 | 0 | 0 | 0 | 0 | 0 | 0 | 0 | 0 | 0 | 0 | 0 | 0 | 0 | 0 | 0 | 0
F1_Commercial_Office (ID)_New_Water Heating_Natural Gas_Water Heater_E8 | F1 | Commercial | Office (ID) | New | Water Heating | Natural Gas | Water Heater | E8 | CCE | 0 | 0 | 0 | 0 | 0 | 0 | 0 | 0 | 0 | 0 | 0 | 0 | 0 | 0 | 0 | 0 | 0 | 0 | 0 | 0 | 0 | 0 | 0 | 0 | 0 | 0 | 0
F1_Commercial_Office (ID)_New_Water Heating_Natural Gas_Water Heater_E9 | F1 | Commercial | Office (ID) | New | Water Heating | Natural Gas | Water Heater | E9 | CCE | 0 | 0 | 0 | 0 | 0 | 0 | 0 | 0 | 0 | 0 | 0 | 0 | 0 | 0 | 0 | 0 | 0 | 0 | 0 | 0 | 0 | 0 | 0 | 0 | 0 | 0 | 0
F1_Commercial_Office (ID)_New_Water Heating_Natural Gas_Water Heater_E10 | F1 | Commercial | Office (ID) | New | Water Heating | Natural Gas | Water Heater | E10 | CCE | 0 | 0 | 0 | 0 | 0 | 0 | 0 | 0 | 0 | 0 | 0 | 0 | 0 | 0 | 0 | 0 | 0 | 0 | 0 | 0 | 0 | 0 | 0 | 0 | 0 | 0 | 0
F2_Commercial_Office (ID)_New_Water Heating_Natural Gas_Water Heater_E1 | F2 | Commercial | Office (ID) | New | Water Heating | Natural Gas | Water Heater | E1 | TRC BC Ratio | [24 empty] | 1 | 1 | 1 | bar: 2019 to 2042
F2_Commercial_Office (ID)_New_Water Heating_Natural Gas_Water Heater_E2 | F2 | Commercial | Office (ID) | New | Water Heating | Natural Gas | Water Heater | E2 | TRC BC Ratio | 3.4492 | 3.5398 | 3.6415 | 3.7554 | 3.8823 | 4.0323 | 4.1851 | 4.3357 | 4.4804 | 4.6273 | 4.7469 | 4.8598 | 4.9805 | 5.0992 | 5.207 | 5.3091 | 5.4022 | 5.4946 | 5.5925 | 5.6886 | 5.7873 | 5.8895 | 5.9929 | 6.0994 | 6.2077 | 6.318 | 6.4303
F2_Commercial_Office (ID)_New_Water Heating_Natural Gas_Water Heater_E3 | F2 | Commercial | Office (ID) | New | Water Heating | Natural Gas | Water Heater | E3 | TRC BC Ratio | 1.9462 | 1.9974 | 2.0547 | 2.119 | 2.1906 | 2.2752 | 2.3614 | 2.4464 | 2.5281 | 2.611 | 2.6784 | 2.7421 | 2.8102 | 2.8772 | 2.9381 | 2.9956 | 3.0482 | 3.1003 | 3.1556 | 3.2098 | 3.2655 | 3.3231 | 3.3815 | 3.4416 | 3.5027 | 3.5649 | 3.6283
F2_Commercial_Office (ID)_New_Water Heating_Natural Gas_Water Heater_E4 | F2 | Commercial | Office (ID) | New | Water Heating | Natural Gas | Water Heater | E4 | TRC BC Ratio | 1.2284 | 1.2658 | 1.3164 | 1.3825 | 1.4643 | 1.5708 | 1.6809 | 1.7879 | 1.8881 | 1.9898 | 2.063 | 2.1283 | 2.2006 | 2.2699 | 2.3274 | 2.3783 | 2.4193 | 2.4587 | 2.5027 | 2.544 | 2.5867 | 2.6321 | 2.6777 | 2.7252 | 2.7736 | 2.8229 | 2.8731
F2_Commercial_Office (ID)_New_Water Heating_Natural Gas_Water Heater_E5 | F2 | Commercial | Office (ID) | New | Water Heating | Natural Gas | Water Heater | E5 | TRC BC Ratio | 1.3454 | 1.3807 | 1.4196 | 1.4623 | 1.509 | 1.5635 | 1.6188 | 1.6734 | 1.7262 | 1.7797 | 1.824 | 1.8661 | 1.9109 | 1.9552 | 1.9958 | 2.0345 | 2.0703 | 2.1058 | 2.1433 | 2.1803 | 2.2182 | 2.2574 | 2.2971 | 2.3379 | 2.3795 | 2.4217 | 2.4648
F2_Commercial_Office (ID)_New_Water Heating_Natural Gas_Water Heater_E6 | F2 | Commercial | Office (ID) | New | Water Heating | Natural Gas | Water Heater | E6 | TRC BC Ratio | 0 | 0 | 0 | 0 | 0 | 0 | 0 | 0 | 0 | 0 | 0 | 0 | 0 | 0 | 0 | 0 | 0 | 0 | 0 | 0 | 0 | 0 | 0 | 0 | 0 | 0 | 0
F2_Commercial_Office (ID)_New_Water Heating_Natural Gas_Water Heater_E7 | F2 | Commercial | Office (ID) | New | Water Heating | Natural Gas | Water Heater | E7 | TRC BC Ratio | 0 | 0 | 0 | 0 | 0 | 0 | 0 | 0 | 0 | 0 | 0 | 0 | 0 | 0 | 0 | 0 | 0 | 0 | 0 | 0 | 0 | 0 | 0 | 0 | 0 | 0 | 0
F2_Commercial_Office (ID)_New_Water Heating_Natural Gas_Water Heater_E8 | F2 | Commercial | Office (ID) | New | Water Heating | Natural Gas | Water Heater | E8 | TRC BC Ratio | 0 | 0 | 0 | 0 | 0 | 0 | 0 | 0 | 0 | 0 | 0 | 0 | 0 | 0 | 0 | 0 | 0 | 0 | 0 | 0 | 0 | 0 | 0 | 0 | 0 | 0 | 0
F2_Commercial_Office (ID)_New_Water Heating_Natural Gas_Water Heater_E9 | F2 | Commercial | Office (ID) | New | Water Heating | Natural Gas | Water Heater | E9 | TRC BC Ratio | 0 | 0 | 0 | 0 | 0 | 0 | 0 | 0 | 0 | 0 | 0 | 0 | 0 | 0 | 0 | 0 | 0 | 0 | 0 | 0 | 0 | 0 | 0 | 0 | 0 | 0 | 0
F2_Commercial_Office (ID)_New_Water Heating_Natural Gas_Water Heater_E10 | F2 | Commercial | Office (ID) | New | Water Heating | Natural Gas | Water Heater | E10 | TRC BC Ratio | 0 | 0 | 0 | 0 | 0 | 0 | 0 | 0 | 0 | 0 | 0 | 0 | 0 | 0 | 0 | 0 | 0 | 0 | 0 | 0 | 0 | 0 | 0 | 0 | 0 | 0 | 0
F3_Commercial_Office (ID)_New_Water Heating_Natural Gas_Water Heater_E1 | F3 | Commercial | Office (ID) | New | Water Heating | Natural Gas | Water Heater | E1 | PACT BC Ratio | [24 empty] | 1 | 1 | 1 | bar: 2019 to 2042
F3_Commercial_Office (ID)_New_Water Heating_Natural Gas_Water Heater_E2 | F3 | Commercial | Office (ID) | New | Water Heating | Natural Gas | Water Heater | E2 | PACT BC Ratio | 8.5581 | 8.7829 | 9.0352 | 9.3178 | 9.6325 | 10.0048 | 10.3839 | 10.7574 | 11.1167 | 11.4812 | 11.7779 | 12.0578 | 12.3574 | 12.652 | 12.9195 | 13.1727 | 13.4037 | 13.6329 | 13.8759 | 14.1144 | 14.3591 | 14.6128 | 14.8694 | 15.1335 | 15.4024 | 15.676 | 15.9545
F3_Commercial_Office (ID)_New_Water Heating_Natural Gas_Water Heater_E3 | F3 | Commercial | Office (ID) | New | Water Heating | Natural Gas | Water Heater | E3 | PACT BC Ratio | 4.8289 | 4.9557 | 5.0981 | 5.2576 | 5.4351 | 5.6452 | 5.8591 | 6.0699 | 6.2726 | 6.4782 | 6.6456 | 6.8036 | 6.9726 | 7.1389 | 7.2898 | 7.4327 | 7.563 | 7.6923 | 7.8294 | 7.964 | 8.1021 | 8.2452 | 8.39 | 8.5391 | 8.6908 | 8.8452 | 9.0023
F3_Commercial_Office (ID)_New_Water Heating_Natural Gas_Water Heater_E4 | F3 | Commercial | Office (ID) | New | Water Heating | Natural Gas | Water Heater | E4 | PACT BC Ratio | 3.0478 | 3.1406 | 3.2661 | 3.4301 | 3.6331 | 3.8975 | 4.1706 | 4.4361 | 4.6848 | 4.9369 | 5.1185 | 5.2806 | 5.46 | 5.632 | 5.7747 | 5.9009 | 6.0028 | 6.1005 | 6.2097 | 6.312 | 6.4181 | 6.5307 | 6.6437 | 6.7617 | 6.8818 | 7.0041 | 7.1285
F3_Commercial_Office (ID)_New_Water Heating_Natural Gas_Water Heater_E5 | F3 | Commercial | Office (ID) | New | Water Heating | Natural Gas | Water Heater | E5 | PACT BC Ratio | 3.3382 | 3.4258 | 3.5222 | 3.6281 | 3.7441 | 3.8792 | 4.0165 | 4.152 | 4.2829 | 4.4157 | 4.5256 | 4.6301 | 4.7414 | 4.8512 | 4.952 | 5.048 | 5.1366 | 5.2248 | 5.3179 | 5.4097 | 5.5038 | 5.601 | 5.6995 | 5.8008 | 5.9038 | 6.0087 | 6.1155
F3_Commercial_Office (ID)_New_Water Heating_Natural Gas_Water Heater_E6 | F3 | Commercial | Office (ID) | New | Water Heating | Natural Gas | Water Heater | E6 | PACT BC Ratio | 0 | 0 | 0 | 0 | 0 | 0 | 0 | 0 | 0 | 0 | 0 | 0 | 0 | 0 | 0 | 0 | 0 | 0 | 0 | 0 | 0 | 0 | 0 | 0 | 0 | 0 | 0
F3_Commercial_Office (ID)_New_Water Heating_Natural Gas_Water Heater_E7 | F3 | Commercial | Office (ID) | New | Water Heating | Natural Gas | Water Heater | E7 | PACT BC Ratio | 0 | 0 | 0 | 0 | 0 | 0 | 0 | 0 | 0 | 0 | 0 | 0 | 0 | 0 | 0 | 0 | 0 | 0 | 0 | 0 | 0 | 0 | 0 | 0 | 0 | 0 | 0
F3_Commercial_Office (ID)_New_Water Heating_Natural Gas_Water Heater_E8 | F3 | Commercial | Office (ID) | New | Water Heating | Natural Gas | Water Heater | E8 | PACT BC Ratio | 0 | 0 | 0 | 0 | 0 | 0 | 0 | 0 | 0 | 0 | 0 | 0 | 0 | 0 | 0 | 0 | 0 | 0 | 0 | 0 | 0 | 0 | 0 | 0 | 0 | 0 | 0
F3_Commercial_Office (ID)_New_Water Heating_Natural Gas_Water Heater_E9 | F3 | Commercial | Office (ID) | New | Water Heating | Natural Gas | Water Heater | E9 | PACT BC Ratio | 0 | 0 | 0 | 0 | 0 | 0 | 0 | 0 | 0 | 0 | 0 | 0 | 0 | 0 | 0 | 0 | 0 | 0 | 0 | 0 | 0 | 0 | 0 | 0 | 0 | 0 | 0
F3_Commercial_Office (ID)_New_Water Heating_Natural Gas_Water Heater_E10 | F3 | Commercial | Office (ID) | New | Water Heating | Natural Gas | Water Heater | E10 | PACT BC Ratio | 0 | 0 | 0 | 0 | 0 | 0 | 0 | 0 | 0 | 0 | 0 | 0 | 0 | 0 | 0 | 0 | 0 | 0 | 0 | 0 | 0 | 0 | 0 | 0 | 0 | 0 | 0
F4_Commercial_Office (ID)_New_Water Heating_Natural Gas_Water Heater_E1 | F4 | Commercial | Office (ID) | New | Water Heating | Natural Gas | Water Heater | E1 | RVT BC Ratio | [24 empty] | 1 | 1 | 1 | bar: 2019 to 2042
F4_Commercial_Office (ID)_New_Water Heating_Natural Gas_Water Heater_E2 | F4 | Commercial | Office (ID) | New | Water Heating | Natural Gas | Water Heater | E2 | RVT BC Ratio | 5.1088 | 5.2058 | 5.3149 | 5.4375 | 5.5742 | 5.7394 | 5.9034 | 6.0584 | 6.1989 | 6.3358 | 6.4776 | 6.6076 | 6.7464 | 6.8809 | 6.9992 | 7.108 | 7.2029 | 7.2946 | 7.3914 | 7.4832 | 7.5756 | 7.7044 | 7.8347 | 7.9689 | 8.1054 | 8.2444 | 8.3858
F4_Commercial_Office (ID)_New_Water Heating_Natural Gas_Water Heater_E3 | F4 | Commercial | Office (ID) | New | Water Heating | Natural Gas | Water Heater | E3 | RVT BC Ratio | 3.0062 | 3.061 | 3.1225 | 3.1917 | 3.2688 | 3.362 | 3.4546 | 3.542 | 3.6213 | 3.6986 | 3.7786 | 3.8519 | 3.9302 | 4.0062 | 4.0729 | 4.1343 | 4.1878 | 4.2396 | 4.2942 | 4.346 | 4.3981 | 4.4708 | 4.5443 | 4.62 | 4.6971 | 4.7755 | 4.8553
F4_Commercial_Office (ID)_New_Water Heating_Natural Gas_Water Heater_E4 | F4 | Commercial | Office (ID) | New | Water Heating | Natural Gas | Water Heater | E4 | RVT BC Ratio | 2.2062 | 2.2446 | 2.299 | 2.3722 | 2.4643 | 2.5882 | 2.7131 | 2.826 | 2.9208 | 3.0082 | 3.0955 | 3.1656 | 3.2435 | 3.3158 | 3.3707 | 3.415 | 3.4444 | 3.4694 | 3.4982 | 3.5209 | 3.5429 | 3.6001 | 3.6575 | 3.7174 | 3.7784 | 3.8405 | 3.9037
F4_Commercial_Office (ID)_New_Water Heating_Natural Gas_Water Heater_E5 | F4 | Commercial | Office (ID) | New | Water Heating | Natural Gas | Water Heater | E5 | RVT BC Ratio | 2.1524 | 2.1909 | 2.2328 | 2.2783 | 2.3275 | 2.3864 | 2.4449 | 2.5006 | 2.5518 | 2.602 | 2.6544 | 2.7033 | 2.7553 | 2.8059 | 2.8511 | 2.8931 | 2.9305 | 2.9669 | 3.0051 | 3.0417 | 3.0786 | 3.128 | 3.178 | 3.2294 | 3.2818 | 3.335 | 3.3892
F4_Commercial_Office (ID)_New_Water Heating_Natural Gas_Water Heater_E6 | F4 | Commercial | Office (ID) | New | Water Heating | Natural Gas | Water Heater | E6 | RVT BC Ratio | 0 | 0 | 0 | 0 | 0 | 0 | 0 | 0 | 0 | 0 | 0 | 0 | 0 | 0 | 0 | 0 | 0 | 0 | 0 | 0 | 0 | 0 | 0 | 0 | 0 | 0 | 0
F4_Commercial_Office (ID)_New_Water Heating_Natural Gas_Water Heater_E7 | F4 | Commercial | Office (ID) | New | Water Heating | Natural Gas | Water Heater | E7 | RVT BC Ratio | 0 | 0 | 0 | 0 | 0 | 0 | 0 | 0 | 0 | 0 | 0 | 0 | 0 | 0 | 0 | 0 | 0 | 0 | 0 | 0 | 0 | 0 | 0 | 0 | 0 | 0 | 0
F4_Commercial_Office (ID)_New_Water Heating_Natural Gas_Water Heater_E8 | F4 | Commercial | Office (ID) | New | Water Heating | Natural Gas | Water Heater | E8 | RVT BC Ratio | 0 | 0 | 0 | 0 | 0 | 0 | 0 | 0 | 0 | 0 | 0 | 0 | 0 | 0 | 0 | 0 | 0 | 0 | 0 | 0 | 0 | 0 | 0 | 0 | 0 | 0 | 0
F4_Commercial_Office (ID)_New_Water Heating_Natural Gas_Water Heater_E9 | F4 | Commercial | Office (ID) | New | Water Heating | Natural Gas | Water Heater | E9 | RVT BC Ratio | 0 | 0 | 0 | 0 | 0 | 0 | 0 | 0 | 0 | 0 | 0 | 0 | 0 | 0 | 0 | 0 | 0 | 0 | 0 | 0 | 0 | 0 | 0 | 0 | 0 | 0 | 0
F4_Commercial_Office (ID)_New_Water Heating_Natural Gas_Water Heater_E10 | F4 | Commercial | Office (ID) | New | Water Heating | Natural Gas | Water Heater | E10 | RVT BC Ratio | 0 | 0 | 0 | 0 | 0 | 0 | 0 | 0 | 0 | 0 | 0 | 0 | 0 | 0 | 0 | 0 | 0 | 0 | 0 | 0 | 0 | 0 | 0 | 0 | 0 | 0 | 0
F5_Commercial_Office (ID)_New_Water Heating_Natural Gas_Water Heater_E1 | F5 | Commercial | Office (ID) | New | Water Heating | Natural Gas | Water Heater | E1 | RIM BC Ratio | [24 empty] | 1 | 1 | 1 | bar: 2019 to 2042
F5_Commercial_Office (ID)_New_Water Heating_Natural Gas_Water Heater_E2 | F5 | Commercial | Office (ID) | New | Water Heating | Natural Gas | Water Heater | E2 | RIM BC Ratio | 0.77967 | 0.78579 | 0.79236 | 0.79938 | 0.80682 | 0.81469 | 0.82285 | 0.83133 | 0.84022 | 0.8496 | 0.85304 | 0.85665 | 0.86039 | 0.86416 | 0.86793 | 0.87177 | 0.87569 | 0.87976 | 0.88403 | 0.88848 | 0.89314 | 0.89411 | 0.89505 | 0.89599 | 0.89692 | 0.89783 | 0.89873
F5_Commercial_Office (ID)_New_Water Heating_Natural Gas_Water Heater_E3 | F5 | Commercial | Office (ID) | New | Water Heating | Natural Gas | Water Heater | E3 | RIM BC Ratio | 0.72842 | 0.73501 | 0.7421 | 0.74971 | 0.7578 | 0.76649 | 0.7754 | 0.78451 | 0.79388 | 0.80367 | 0.80786 | 0.81209 | 0.81648 | 0.82086 | 0.82512 | 0.82938 | 0.83363 | 0.83799 | 0.84257 | 0.84729 | 0.85221 | 0.85377 | 0.85529 | 0.85682 | 0.85832 | 0.8598 | 0.86127
F5_Commercial_Office (ID)_New_Water Heating_Natural Gas_Water Heater_E4 | F5 | Commercial | Office (ID) | New | Water Heating | Natural Gas | Water Heater | E4 | RIM BC Ratio | 0.6126 | 0.62133 | 0.6321 | 0.64495 | 0.65951 | 0.67607 | 0.69243 | 0.70902 | 0.72602 | 0.74427 | 0.75118 | 0.75883 | 0.76688 | 0.77477 | 0.78218 | 0.78947 | 0.79663 | 0.80408 | 0.81209 | 0.82044 | 0.82932 | 0.83117 | 0.83297 | 0.8348 | 0.8366 | 0.83838 | 0.84014
F5_Commercial_Office (ID)_New_Water Heating_Natural Gas_Water Heater_E5 | F5 | Commercial | Office (ID) | New | Water Heating | Natural Gas | Water Heater | E5 | RIM BC Ratio | 0.68633 | 0.69299 | 0.70023 | 0.70804 | 0.71643 | 0.72539 | 0.73445 | 0.74357 | 0.75275 | 0.76217 | 0.7668 | 0.77129 | 0.77594 | 0.78054 | 0.78495 | 0.7893 | 0.79358 | 0.79793 | 0.80247 | 0.8071 | 0.81189 | 0.81398 | 0.81602 | 0.81807 | 0.82009 | 0.82208 | 0.82405
F5_Commercial_Office (ID)_New_Water Heating_Natural Gas_Water Heater_E6 | F5 | Commercial | Office (ID) | New | Water Heating | Natural Gas | Water Heater | E6 | RIM BC Ratio | 0 | 0 | 0 | 0 | 0 | 0 | 0 | 0 | 0 | 0 | 0 | 0 | 0 | 0 | 0 | 0 | 0 | 0 | 0 | 0 | 0 | 0 | 0 | 0 | 0 | 0 | 0
F5_Commercial_Office (ID)_New_Water Heating_Natural Gas_Water Heater_E7 | F5 | Commercial | Office (ID) | New | Water Heating | Natural Gas | Water Heater | E7 | RIM BC Ratio | 0 | 0 | 0 | 0 | 0 | 0 | 0 | 0 | 0 | 0 | 0 | 0 | 0 | 0 | 0 | 0 | 0 | 0 | 0 | 0 | 0 | 0 | 0 | 0 | 0 | 0 | 0
F5_Commercial_Office (ID)_New_Water Heating_Natural Gas_Water Heater_E8 | F5 | Commercial | Office (ID) | New | Water Heating | Natural Gas | Water Heater | E8 | RIM BC Ratio | 0 | 0 | 0 | 0 | 0 | 0 | 0 | 0 | 0 | 0 | 0 | 0 | 0 | 0 | 0 | 0 | 0 | 0 | 0 | 0 | 0 | 0 | 0 | 0 | 0 | 0 | 0
F5_Commercial_Office (ID)_New_Water Heating_Natural Gas_Water Heater_E9 | F5 | Commercial | Office (ID) | New | Water Heating | Natural Gas | Water Heater | E9 | RIM BC Ratio | 0 | 0 | 0 | 0 | 0 | 0 | 0 | 0 | 0 | 0 | 0 | 0 | 0 | 0 | 0 | 0 | 0 | 0 | 0 | 0 | 0 | 0 | 0 | 0 | 0 | 0 | 0
F5_Commercial_Office (ID)_New_Water Heating_Natural Gas_Water Heater_E10 | F5 | Commercial | Office (ID) | New | Water Heating | Natural Gas | Water Heater | E10 | RIM BC Ratio | 0 | 0 | 0 | 0 | 0 | 0 | 0 | 0 | 0 | 0 | 0 | 0 | 0 | 0 | 0 | 0 | 0 | 0 | 0 | 0 | 0 | 0 | 0 | 0 | 0 | 0 | 0
F0_Commercial_Office (ID)_New_Food Preparation_Natural Gas_Oven_E0 | F0 | Commercial | Office (ID) | New | Food Preparation | Natural Gas | Oven | E0 | Economic Unit | ENERGY STAR (>42% Baking Efficiency) | ENERGY STAR (>42% Baking Efficiency) | ENERGY STAR (>42% Baking Efficiency) | ENERGY STAR (>42% Baking Efficiency) | ENERGY STAR (>42% Baking Efficiency) | ENERGY STAR (>42% Baking Efficiency) | ENERGY STAR (>42% Baking Efficiency) | ENERGY STAR (>42% Baking Efficiency) | ENERGY STAR (>42% Baking Efficiency) | ENERGY STAR (>42% Baking Efficiency) | ENERGY STAR (>42% Baking Efficiency) | ENERGY STAR (>42% Baking Efficiency) | ENERGY STAR (>42% Baking Efficiency) | ENERGY STAR (>42% Baking Efficiency) | ENERGY STAR (>42% Baking Efficiency) | ENERGY STAR (>42% Baking Efficiency) | ENERGY STAR (>42% Baking Efficiency) | ENERGY STAR (>42% Baking Efficiency) | ENERGY STAR (>42% Baking Efficiency) | ENERGY STAR (>42% Baking Efficiency) | ENERGY STAR (>42% Baking Efficiency) | ENERGY STAR (>42% Baking Efficiency) | ENERGY STAR (>42% Baking Efficiency) | ENERGY STAR (>42% Baking Efficiency) | ENERGY STAR (>42% Baking Efficiency) | ENERGY STAR (>42% Baking Efficiency) | ENERGY STAR (>42% Baking Efficiency)
F1_Commercial_Office (ID)_New_Food Preparation_Natural Gas_Oven_E1 | F1 | Commercial | Office (ID) | New | Food Preparation | Natural Gas | Oven | E1 | CCE | 0 | 0 | 0 | 0 | 0 | 0 | 0 | 0 | 0 | 0 | 0 | 0 | 0 | 0 | 0 | 0 | 0 | 0 | 0 | 0 | 0 | 0 | 0 | 0 | 0 | 0 | 0
F1_Commercial_Office (ID)_New_Food Preparation_Natural Gas_Oven_E2 | F1 | Commercial | Office (ID) | New | Food Preparation | Natural Gas | Oven | E2 | CCE | 8.3372e-06 | 8.3372e-06 | 8.3372e-06 | 8.3372e-06 | 8.3372e-06 | 8.3372e-06 | 8.3372e-06 | 8.3372e-06 | 8.3372e-06 | 8.3372e-06 | 8.3372e-06 | 8.3372e-06 | 8.3372e-06 | 8.3372e-06 | 8.3372e-06 | 8.3372e-06 | 8.3372e-06 | 8.3372e-06 | 8.3372e-06 | 8.3372e-06 | 8.3372e-06 | 8.3372e-06 | 8.3372e-06 | 8.3372e-06 | 8.3372e-06 | 8.3372e-06 | 8.3372e-06
F1_Commercial_Office (ID)_New_Food Preparation_Natural Gas_Oven_E3 | F1 | Commercial | Office (ID) | New | Food Preparation | Natural Gas | Oven | E3 | CCE | 0 | 0 | 0 | 0 | 0 | 0 | 0 | 0 | 0 | 0 | 0 | 0 | 0 | 0 | 0 | 0 | 0 | 0 | 0 | 0 | 0 | 0 | 0 | 0 | 0 | 0 | 0
F1_Commercial_Office (ID)_New_Food Preparation_Natural Gas_Oven_E4 | F1 | Commercial | Office (ID) | New | Food Preparation | Natural Gas | Oven | E4 | CCE | 0 | 0 | 0 | 0 | 0 | 0 | 0 | 0 | 0 | 0 | 0 | 0 | 0 | 0 | 0 | 0 | 0 | 0 | 0 | 0 | 0 | 0 | 0 | 0 | 0 | 0 | 0
F1_Commercial_Office (ID)_New_Food Preparation_Natural Gas_Oven_E5 | F1 | Commercial | Office (ID) | New | Food Preparation | Natural Gas | Oven | E5 | CCE | 0 | 0 | 0 | 0 | 0 | 0 | 0 | 0 | 0 | 0 | 0 | 0 | 0 | 0 | 0 | 0 | 0 | 0 | 0 | 0 | 0 | 0 | 0 | 0 | 0 | 0 | 0
F1_Commercial_Office (ID)_New_Food Preparation_Natural Gas_Oven_E6 | F1 | Commercial | Office (ID) | New | Food Preparation | Natural Gas | Oven | E6 | CCE | 0 | 0 | 0 | 0 | 0 | 0 | 0 | 0 | 0 | 0 | 0 | 0 | 0 | 0 | 0 | 0 | 0 | 0 | 0 | 0 | 0 | 0 | 0 | 0 | 0 | 0 | 0
F1_Commercial_Office (ID)_New_Food Preparation_Natural Gas_Oven_E7 | F1 | Commercial | Office (ID) | New | Food Preparation | Natural Gas | Oven | E7 | CCE | 0 | 0 | 0 | 0 | 0 | 0 | 0 | 0 | 0 | 0 | 0 | 0 | 0 | 0 | 0 | 0 | 0 | 0 | 0 | 0 | 0 | 0 | 0 | 0 | 0 | 0 | 0
F1_Commercial_Office (ID)_New_Food Preparation_Natural Gas_Oven_E8 | F1 | Commercial | Office (ID) | New | Food Preparation | Natural Gas | Oven | E8 | CCE | 0 | 0 | 0 | 0 | 0 | 0 | 0 | 0 | 0 | 0 | 0 | 0 | 0 | 0 | 0 | 0 | 0 | 0 | 0 | 0 | 0 | 0 | 0 | 0 | 0 | 0 | 0
F1_Commercial_Office (ID)_New_Food Preparation_Natural Gas_Oven_E9 | F1 | Commercial | Office (ID) | New | Food Preparation | Natural Gas | Oven | E9 | CCE | 0 | 0 | 0 | 0 | 0 | 0 | 0 | 0 | 0 | 0 | 0 | 0 | 0 | 0 | 0 | 0 | 0 | 0 | 0 | 0 | 0 | 0 | 0 | 0 | 0 | 0 | 0
F1_Commercial_Office (ID)_New_Food Preparation_Natural Gas_Oven_E10 | F1 | Commercial | Office (ID) | New | Food Preparation | Natural Gas | Oven | E10 | CCE | 0 | 0 | 0 | 0 | 0 | 0 | 0 | 0 | 0 | 0 | 0 | 0 | 0 | 0 | 0 | 0 | 0 | 0 | 0 | 0 | 0 | 0 | 0 | 0 | 0 | 0 | 0
F2_Commercial_Office (ID)_New_Food Preparation_Natural Gas_Oven_E1 | F2 | Commercial | Office (ID) | New | Food Preparation | Natural Gas | Oven | E1 | TRC BC Ratio | [24 empty] | 1 | 1 | 1 | bar: 2019 to 2042
F2_Commercial_Office (ID)_New_Food Preparation_Natural Gas_Oven_E2 | F2 | Commercial | Office (ID) | New | Food Preparation | Natural Gas | Oven | E2 | TRC BC Ratio | 415.9799 | 425.5832 | 437.6631 | 451.9131 | 468.4845 | 489.384 | 511.1526 | 532.8573 | 553.7923 | 575.0153 | 591.5792 | 606.9871 | 623.5989 | 639.7812 | 654.0529 | 667.2675 | 678.9212 | 690.3765 | 702.6968 | 714.6429 | 726.9319 | 739.7473 | 752.6857 | 766.0579 | 779.6676 | 793.5191 | 807.6167
F2_Commercial_Office (ID)_New_Food Preparation_Natural Gas_Oven_E3 | F2 | Commercial | Office (ID) | New | Food Preparation | Natural Gas | Oven | E3 | TRC BC Ratio | 0 | 0 | 0 | 0 | 0 | 0 | 0 | 0 | 0 | 0 | 0 | 0 | 0 | 0 | 0 | 0 | 0 | 0 | 0 | 0 | 0 | 0 | 0 | 0 | 0 | 0 | 0
F2_Commercial_Office (ID)_New_Food Preparation_Natural Gas_Oven_E4 | F2 | Commercial | Office (ID) | New | Food Preparation | Natural Gas | Oven | E4 | TRC BC Ratio | 0 | 0 | 0 | 0 | 0 | 0 | 0 | 0 | 0 | 0 | 0 | 0 | 0 | 0 | 0 | 0 | 0 | 0 | 0 | 0 | 0 | 0 | 0 | 0 | 0 | 0 | 0
F2_Commercial_Office (ID)_New_Food Preparation_Natural Gas_Oven_E5 | F2 | Commercial | Office (ID) | New | Food Preparation | Natural Gas | Oven | E5 | TRC BC Ratio | 0 | 0 | 0 | 0 | 0 | 0 | 0 | 0 | 0 | 0 | 0 | 0 | 0 | 0 | 0 | 0 | 0 | 0 | 0 | 0 | 0 | 0 | 0 | 0 | 0 | 0 | 0
F2_Commercial_Office (ID)_New_Food Preparation_Natural Gas_Oven_E6 | F2 | Commercial | Office (ID) | New | Food Preparation | Natural Gas | Oven | E6 | TRC BC Ratio | 0 | 0 | 0 | 0 | 0 | 0 | 0 | 0 | 0 | 0 | 0 | 0 | 0 | 0 | 0 | 0 | 0 | 0 | 0 | 0 | 0 | 0 | 0 | 0 | 0 | 0 | 0
F2_Commercial_Office (ID)_New_Food Preparation_Natural Gas_Oven_E7 | F2 | Commercial | Office (ID) | New | Food Preparation | Natural Gas | Oven | E7 | TRC BC Ratio | 0 | 0 | 0 | 0 | 0 | 0 | 0 | 0 | 0 | 0 | 0 | 0 | 0 | 0 | 0 | 0 | 0 | 0 | 0 | 0 | 0 | 0 | 0 | 0 | 0 | 0 | 0
F2_Commercial_Office (ID)_New_Food Preparation_Natural Gas_Oven_E8 | F2 | Commercial | Office (ID) | New | Food Preparation | Natural Gas | Oven | E8 | TRC BC Ratio | 0 | 0 | 0 | 0 | 0 | 0 | 0 | 0 | 0 | 0 | 0 | 0 | 0 | 0 | 0 | 0 | 0 | 0 | 0 | 0 | 0 | 0 | 0 | 0 | 0 | 0 | 0
F2_Commercial_Office (ID)_New_Food Preparation_Natural Gas_Oven_E9 | F2 | Commercial | Office (ID) | New | Food Preparation | Natural Gas | Oven | E9 | TRC BC Ratio | 0 | 0 | 0 | 0 | 0 | 0 | 0 | 0 | 0 | 0 | 0 | 0 | 0 | 0 | 0 | 0 | 0 | 0 | 0 | 0 | 0 | 0 | 0 | 0 | 0 | 0 | 0
F2_Commercial_Office (ID)_New_Food Preparation_Natural Gas_Oven_E10 | F2 | Commercial | Office (ID) | New | Food Preparation | Natural Gas | Oven | E10 | TRC BC Ratio | 0 | 0 | 0 | 0 | 0 | 0 | 0 | 0 | 0 | 0 | 0 | 0 | 0 | 0 | 0 | 0 | 0 | 0 | 0 | 0 | 0 | 0 | 0 | 0 | 0 | 0 | 0
F3_Commercial_Office (ID)_New_Food Preparation_Natural Gas_Oven_E1 | F3 | Commercial | Office (ID) | New | Food Preparation | Natural Gas | Oven | E1 | PACT BC Ratio | [24 empty] | 1 | 1 | 1 | bar: 2019 to 2042
F3_Commercial_Office (ID)_New_Food Preparation_Natural Gas_Oven_E2 | F3 | Commercial | Office (ID) | New | Food Preparation | Natural Gas | Oven | E2 | PACT BC Ratio | 823.7926 | 842.8107 | 866.7333 | 894.9536 | 927.7709 | 969.1597 | 1012.2695 | 1055.2527 | 1096.7116 | 1138.7409 | 1171.5435 | 1202.0569 | 1234.9542 | 1267.0012 | 1295.2644 | 1321.4341 | 1344.5128 | 1367.1984 | 1391.5972 | 1415.2547 | 1439.5915 | 1464.9708 | 1490.5936 | 1517.0753 | 1544.0275 | 1571.4585 | 1599.3769
F3_Commercial_Office (ID)_New_Food Preparation_Natural Gas_Oven_E3 | F3 | Commercial | Office (ID) | New | Food Preparation | Natural Gas | Oven | E3 | PACT BC Ratio | 0 | 0 | 0 | 0 | 0 | 0 | 0 | 0 | 0 | 0 | 0 | 0 | 0 | 0 | 0 | 0 | 0 | 0 | 0 | 0 | 0 | 0 | 0 | 0 | 0 | 0 | 0
F3_Commercial_Office (ID)_New_Food Preparation_Natural Gas_Oven_E4 | F3 | Commercial | Office (ID) | New | Food Preparation | Natural Gas | Oven | E4 | PACT BC Ratio | 0 | 0 | 0 | 0 | 0 | 0 | 0 | 0 | 0 | 0 | 0 | 0 | 0 | 0 | 0 | 0 | 0 | 0 | 0 | 0 | 0 | 0 | 0 | 0 | 0 | 0 | 0
F3_Commercial_Office (ID)_New_Food Preparation_Natural Gas_Oven_E5 | F3 | Commercial | Office (ID) | New | Food Preparation | Natural Gas | Oven | E5 | PACT BC Ratio | 0 | 0 | 0 | 0 | 0 | 0 | 0 | 0 | 0 | 0 | 0 | 0 | 0 | 0 | 0 | 0 | 0 | 0 | 0 | 0 | 0 | 0 | 0 | 0 | 0 | 0 | 0
F3_Commercial_Office (ID)_New_Food Preparation_Natural Gas_Oven_E6 | F3 | Commercial | Office (ID) | New | Food Preparation | Natural Gas | Oven | E6 | PACT BC Ratio | 0 | 0 | 0 | 0 | 0 | 0 | 0 | 0 | 0 | 0 | 0 | 0 | 0 | 0 | 0 | 0 | 0 | 0 | 0 | 0 | 0 | 0 | 0 | 0 | 0 | 0 | 0
F3_Commercial_Office (ID)_New_Food Preparation_Natural Gas_Oven_E7 | F3 | Commercial | Office (ID) | New | Food Preparation | Natural Gas | Oven | E7 | PACT BC Ratio | 0 | 0 | 0 | 0 | 0 | 0 | 0 | 0 | 0 | 0 | 0 | 0 | 0 | 0 | 0 | 0 | 0 | 0 | 0 | 0 | 0 | 0 | 0 | 0 | 0 | 0 | 0
F3_Commercial_Office (ID)_New_Food Preparation_Natural Gas_Oven_E8 | F3 | Commercial | Office (ID) | New | Food Preparation | Natural Gas | Oven | E8 | PACT BC Ratio | 0 | 0 | 0 | 0 | 0 | 0 | 0 | 0 | 0 | 0 | 0 | 0 | 0 | 0 | 0 | 0 | 0 | 0 | 0 | 0 | 0 | 0 | 0 | 0 | 0 | 0 | 0
F3_Commercial_Office (ID)_New_Food Preparation_Natural Gas_Oven_E9 | F3 | Commercial | Office (ID) | New | Food Preparation | Natural Gas | Oven | E9 | PACT BC Ratio | 0 | 0 | 0 | 0 | 0 | 0 | 0 | 0 | 0 | 0 | 0 | 0 | 0 | 0 | 0 | 0 | 0 | 0 | 0 | 0 | 0 | 0 | 0 | 0 | 0 | 0 | 0
F3_Commercial_Office (ID)_New_Food Preparation_Natural Gas_Oven_E10 | F3 | Commercial | Office (ID) | New | Food Preparation | Natural Gas | Oven | E10 | PACT BC Ratio | 0 | 0 | 0 | 0 | 0 | 0 | 0 | 0 | 0 | 0 | 0 | 0 | 0 | 0 | 0 | 0 | 0 | 0 | 0 | 0 | 0 | 0 | 0 | 0 | 0 | 0 | 0
F4_Commercial_Office (ID)_New_Food Preparation_Natural Gas_Oven_E1 | F4 | Commercial | Office (ID) | New | Food Preparation | Natural Gas | Oven | E1 | RVT BC Ratio | [24 empty] | 1 | 1 | 1 | bar: 2019 to 2042
F4_Commercial_Office (ID)_New_Food Preparation_Natural Gas_Oven_E2 | F4 | Commercial | Office (ID) | New | Food Preparation | Natural Gas | Oven | E2 | RVT BC Ratio | 594.2157 | 604.0996 | 616.1451 | 630.7857 | 648.2022 | 671.2236 | 694.8392 | 717.6836 | 738.7118 | 758.9069 | 779.6514 | 798.1807 | 817.51 | 835.3735 | 850.4194 | 863.7536 | 874.687 | 884.9933 | 896.0502 | 906.1935 | 916.3401 | 932.4876 | 948.79 | 965.6389 | 982.7871 | 1000.24 | 1018.0029
F4_Commercial_Office (ID)_New_Food Preparation_Natural Gas_Oven_E3 | F4 | Commercial | Office (ID) | New | Food Preparation | Natural Gas | Oven | E3 | RVT BC Ratio | 0 | 0 | 0 | 0 | 0 | 0 | 0 | 0 | 0 | 0 | 0 | 0 | 0 | 0 | 0 | 0 | 0 | 0 | 0 | 0 | 0 | 0 | 0 | 0 | 0 | 0 | 0
F4_Commercial_Office (ID)_New_Food Preparation_Natural Gas_Oven_E4 | F4 | Commercial | Office (ID) | New | Food Preparation | Natural Gas | Oven | E4 | RVT BC Ratio | 0 | 0 | 0 | 0 | 0 | 0 | 0 | 0 | 0 | 0 | 0 | 0 | 0 | 0 | 0 | 0 | 0 | 0 | 0 | 0 | 0 | 0 | 0 | 0 | 0 | 0 | 0
F4_Commercial_Office (ID)_New_Food Preparation_Natural Gas_Oven_E5 | F4 | Commercial | Office (ID) | New | Food Preparation | Natural Gas | Oven | E5 | RVT BC Ratio | 0 | 0 | 0 | 0 | 0 | 0 | 0 | 0 | 0 | 0 | 0 | 0 | 0 | 0 | 0 | 0 | 0 | 0 | 0 | 0 | 0 | 0 | 0 | 0 | 0 | 0 | 0
F4_Commercial_Office (ID)_New_Food Preparation_Natural Gas_Oven_E6 | F4 | Commercial | Office (ID) | New | Food Preparation | Natural Gas | Oven | E6 | RVT BC Ratio | 0 | 0 | 0 | 0 | 0 | 0 | 0 | 0 | 0 | 0 | 0 | 0 | 0 | 0 | 0 | 0 | 0 | 0 | 0 | 0 | 0 | 0 | 0 | 0 | 0 | 0 | 0
F4_Commercial_Office (ID)_New_Food Preparation_Natural Gas_Oven_E7 | F4 | Commercial | Office (ID) | New | Food Preparation | Natural Gas | Oven | E7 | RVT BC Ratio | 0 | 0 | 0 | 0 | 0 | 0 | 0 | 0 | 0 | 0 | 0 | 0 | 0 | 0 | 0 | 0 | 0 | 0 | 0 | 0 | 0 | 0 | 0 | 0 | 0 | 0 | 0
F4_Commercial_Office (ID)_New_Food Preparation_Natural Gas_Oven_E8 | F4 | Commercial | Office (ID) | New | Food Preparation | Natural Gas | Oven | E8 | RVT BC Ratio | 0 | 0 | 0 | 0 | 0 | 0 | 0 | 0 | 0 | 0 | 0 | 0 | 0 | 0 | 0 | 0 | 0 | 0 | 0 | 0 | 0 | 0 | 0 | 0 | 0 | 0 | 0
F4_Commercial_Office (ID)_New_Food Preparation_Natural Gas_Oven_E9 | F4 | Commercial | Office (ID) | New | Food Preparation | Natural Gas | Oven | E9 | RVT BC Ratio | 0 | 0 | 0 | 0 | 0 | 0 | 0 | 0 | 0 | 0 | 0 | 0 | 0 | 0 | 0 | 0 | 0 | 0 | 0 | 0 | 0 | 0 | 0 | 0 | 0 | 0 | 0
F4_Commercial_Office (ID)_New_Food Preparation_Natural Gas_Oven_E10 | F4 | Commercial | Office (ID) | New | Food Preparation | Natural Gas | Oven | E10 | RVT BC Ratio | 0 | 0 | 0 | 0 | 0 | 0 | 0 | 0 | 0 | 0 | 0 | 0 | 0 | 0 | 0 | 0 | 0 | 0 | 0 | 0 | 0 | 0 | 0 | 0 | 0 | 0 | 0
F5_Commercial_Office (ID)_New_Food Preparation_Natural Gas_Oven_E1 | F5 | Commercial | Office (ID) | New | Food Preparation | Natural Gas | Oven | E1 | RIM BC Ratio | [24 empty] | 1 | 1 | 1 | bar: 2019 to 2042
F5_Commercial_Office (ID)_New_Food Preparation_Natural Gas_Oven_E2 | F5 | Commercial | Office (ID) | New | Food Preparation | Natural Gas | Oven | E2 | RIM BC Ratio | 0.83978 | 0.84511 | 0.85211 | 0.85944 | 0.86703 | 0.87465 | 0.88252 | 0.89071 | 0.89936 | 0.90899 | 0.9103 | 0.91233 | 0.91514 | 0.91881 | 0.9227 | 0.92681 | 0.93121 | 0.9359 | 0.94085 | 0.94614 | 0.95175 | 0.95176 | 0.95177 | 0.95178 | 0.95179 | 0.9518 | 0.95181
F5_Commercial_Office (ID)_New_Food Preparation_Natural Gas_Oven_E3 | F5 | Commercial | Office (ID) | New | Food Preparation | Natural Gas | Oven | E3 | RIM BC Ratio | 0 | 0 | 0 | 0 | 0 | 0 | 0 | 0 | 0 | 0 | 0 | 0 | 0 | 0 | 0 | 0 | 0 | 0 | 0 | 0 | 0 | 0 | 0 | 0 | 0 | 0 | 0
F5_Commercial_Office (ID)_New_Food Preparation_Natural Gas_Oven_E4 | F5 | Commercial | Office (ID) | New | Food Preparation | Natural Gas | Oven | E4 | RIM BC Ratio | 0 | 0 | 0 | 0 | 0 | 0 | 0 | 0 | 0 | 0 | 0 | 0 | 0 | 0 | 0 | 0 | 0 | 0 | 0 | 0 | 0 | 0 | 0 | 0 | 0 | 0 | 0
F5_Commercial_Office (ID)_New_Food Preparation_Natural Gas_Oven_E5 | F5 | Commercial | Office (ID) | New | Food Preparation | Natural Gas | Oven | E5 | RIM BC Ratio | 0 | 0 | 0 | 0 | 0 | 0 | 0 | 0 | 0 | 0 | 0 | 0 | 0 | 0 | 0 | 0 | 0 | 0 | 0 | 0 | 0 | 0 | 0 | 0 | 0 | 0 | 0
F5_Commercial_Office (ID)_New_Food Preparation_Natural Gas_Oven_E6 | F5 | Commercial | Office (ID) | New | Food Preparation | Natural Gas | Oven | E6 | RIM BC Ratio | 0 | 0 | 0 | 0 | 0 | 0 | 0 | 0 | 0 | 0 | 0 | 0 | 0 | 0 | 0 | 0 | 0 | 0 | 0 | 0 | 0 | 0 | 0 | 0 | 0 | 0 | 0
F5_Commercial_Office (ID)_New_Food Preparation_Natural Gas_Oven_E7 | F5 | Commercial | Office (ID) | New | Food Preparation | Natural Gas | Oven | E7 | RIM BC Ratio | 0 | 0 | 0 | 0 | 0 | 0 | 0 | 0 | 0 | 0 | 0 | 0 | 0 | 0 | 0 | 0 | 0 | 0 | 0 | 0 | 0 | 0 | 0 | 0 | 0 | 0 | 0
F5_Commercial_Office (ID)_New_Food Preparation_Natural Gas_Oven_E8 | F5 | Commercial | Office (ID) | New | Food Preparation | Natural Gas | Oven | E8 | RIM BC Ratio | 0 | 0 | 0 | 0 | 0 | 0 | 0 | 0 | 0 | 0 | 0 | 0 | 0 | 0 | 0 | 0 | 0 | 0 | 0 | 0 | 0 | 0 | 0 | 0 | 0 | 0 | 0
F5_Commercial_Office (ID)_New_Food Preparation_Natural Gas_Oven_E9 | F5 | Commercial | Office (ID) | New | Food Preparation | Natural Gas | Oven | E9 | RIM BC Ratio | 0 | 0 | 0 | 0 | 0 | 0 | 0 | 0 | 0 | 0 | 0 | 0 | 0 | 0 | 0 | 0 | 0 | 0 | 0 | 0 | 0 | 0 | 0 | 0 | 0 | 0 | 0
F5_Commercial_Office (ID)_New_Food Preparation_Natural Gas_Oven_E10 | F5 | Commercial | Office (ID) | New | Food Preparation | Natural Gas | Oven | E10 | RIM BC Ratio | 0 | 0 | 0 | 0 | 0 | 0 | 0 | 0 | 0 | 0 | 0 | 0 | 0 | 0 | 0 | 0 | 0 | 0 | 0 | 0 | 0 | 0 | 0 | 0 | 0 | 0 | 0
F0_Commercial_Office (ID)_New_Food Preparation_Natural Gas_Conveyor Oven_E0 | F0 | Commercial | Office (ID) | New | Food Preparation | Natural Gas | Conveyor Oven | E0 | Economic Unit | ENERGY STAR (>42% Baking Efficiency) | ENERGY STAR (>42% Baking Efficiency) | ENERGY STAR (>42% Baking Efficiency) | ENERGY STAR (>42% Baking Efficiency) | ENERGY STAR (>42% Baking Efficiency) | ENERGY STAR (>42% Baking Efficiency) | ENERGY STAR (>42% Baking Efficiency) | ENERGY STAR (>42% Baking Efficiency) | ENERGY STAR (>42% Baking Efficiency) | ENERGY STAR (>42% Baking Efficiency) | ENERGY STAR (>42% Baking Efficiency) | ENERGY STAR (>42% Baking Efficiency) | ENERGY STAR (>42% Baking Efficiency) | ENERGY STAR (>42% Baking Efficiency) | ENERGY STAR (>42% Baking Efficiency) | ENERGY STAR (>42% Baking Efficiency) | ENERGY STAR (>42% Baking Efficiency) | ENERGY STAR (>42% Baking Efficiency) | ENERGY STAR (>42% Baking Efficiency) | ENERGY STAR (>42% Baking Efficiency) | ENERGY STAR (>42% Baking Efficiency) | ENERGY STAR (>42% Baking Efficiency) | ENERGY STAR (>42% Baking Efficiency) | ENERGY STAR (>42% Baking Efficiency) | ENERGY STAR (>42% Baking Efficiency) | ENERGY STAR (>42% Baking Efficiency) | ENERGY STAR (>42% Baking Efficiency)
F1_Commercial_Office (ID)_New_Food Preparation_Natural Gas_Conveyor Oven_E1 | F1 | Commercial | Office (ID) | New | Food Preparation | Natural Gas | Conveyor Oven | E1 | CCE | 0 | 0 | 0 | 0 | 0 | 0 | 0 | 0 | 0 | 0 | 0 | 0 | 0 | 0 | 0 | 0 | 0 | 0 | 0 | 0 | 0 | 0 | 0 | 0 | 0 | 0 | 0
F1_Commercial_Office (ID)_New_Food Preparation_Natural Gas_Conveyor Oven_E2 | F1 | Commercial | Office (ID) | New | Food Preparation | Natural Gas | Conveyor Oven | E2 | CCE | 1.3039e-05 | 1.3039e-05 | 1.3039e-05 | 1.3039e-05 | 1.3039e-05 | 1.3039e-05 | 1.3039e-05 | 1.3039e-05 | 1.3039e-05 | 1.3039e-05 | 1.3039e-05 | 1.3039e-05 | 1.3039e-05 | 1.3039e-05 | 1.3039e-05 | 1.3039e-05 | 1.3039e-05 | 1.3039e-05 | 1.3039e-05 | 1.3039e-05 | 1.3039e-05 | 1.3039e-05 | 1.3039e-05 | 1.3039e-05 | 1.3039e-05 | 1.3039e-05 | 1.3039e-05
F1_Commercial_Office (ID)_New_Food Preparation_Natural Gas_Conveyor Oven_E3 | F1 | Commercial | Office (ID) | New | Food Preparation | Natural Gas | Conveyor Oven | E3 | CCE | 0 | 0 | 0 | 0 | 0 | 0 | 0 | 0 | 0 | 0 | 0 | 0 | 0 | 0 | 0 | 0 | 0 | 0 | 0 | 0 | 0 | 0 | 0 | 0 | 0 | 0 | 0
F1_Commercial_Office (ID)_New_Food Preparation_Natural Gas_Conveyor Oven_E4 | F1 | Commercial | Office (ID) | New | Food Preparation | Natural Gas | Conveyor Oven | E4 | CCE | 0 | 0 | 0 | 0 | 0 | 0 | 0 | 0 | 0 | 0 | 0 | 0 | 0 | 0 | 0 | 0 | 0 | 0 | 0 | 0 | 0 | 0 | 0 | 0 | 0 | 0 | 0
F1_Commercial_Office (ID)_New_Food Preparation_Natural Gas_Conveyor Oven_E5 | F1 | Commercial | Office (ID) | New | Food Preparation | Natural Gas | Conveyor Oven | E5 | CCE | 0 | 0 | 0 | 0 | 0 | 0 | 0 | 0 | 0 | 0 | 0 | 0 | 0 | 0 | 0 | 0 | 0 | 0 | 0 | 0 | 0 | 0 | 0 | 0 | 0 | 0 | 0
F1_Commercial_Office (ID)_New_Food Preparation_Natural Gas_Conveyor Oven_E6 | F1 | Commercial | Office (ID) | New | Food Preparation | Natural Gas | Conveyor Oven | E6 | CCE | 0 | 0 | 0 | 0 | 0 | 0 | 0 | 0 | 0 | 0 | 0 | 0 | 0 | 0 | 0 | 0 | 0 | 0 | 0 | 0 | 0 | 0 | 0 | 0 | 0 | 0 | 0
F1_Commercial_Office (ID)_New_Food Preparation_Natural Gas_Conveyor Oven_E7 | F1 | Commercial | Office (ID) | New | Food Preparation | Natural Gas | Conveyor Oven | E7 | CCE | 0 | 0 | 0 | 0 | 0 | 0 | 0 | 0 | 0 | 0 | 0 | 0 | 0 | 0 | 0 | 0 | 0 | 0 | 0 | 0 | 0 | 0 | 0 | 0 | 0 | 0 | 0
F1_Commercial_Office (ID)_New_Food Preparation_Natural Gas_Conveyor Oven_E8 | F1 | Commercial | Office (ID) | New | Food Preparation | Natural Gas | Conveyor Oven | E8 | CCE | 0 | 0 | 0 | 0 | 0 | 0 | 0 | 0 | 0 | 0 | 0 | 0 | 0 | 0 | 0 | 0 | 0 | 0 | 0 | 0 | 0 | 0 | 0 | 0 | 0 | 0 | 0
F1_Commercial_Office (ID)_New_Food Preparation_Natural Gas_Conveyor Oven_E9 | F1 | Commercial | Office (ID) | New | Food Preparation | Natural Gas | Conveyor Oven | E9 | CCE | 0 | 0 | 0 | 0 | 0 | 0 | 0 | 0 | 0 | 0 | 0 | 0 | 0 | 0 | 0 | 0 | 0 | 0 | 0 | 0 | 0 | 0 | 0 | 0 | 0 | 0 | 0
F1_Commercial_Office (ID)_New_Food Preparation_Natural Gas_Conveyor Oven_E10 | F1 | Commercial | Office (ID) | New | Food Preparation | Natural Gas | Conveyor Oven | E10 | CCE | 0 | 0 | 0 | 0 | 0 | 0 | 0 | 0 | 0 | 0 | 0 | 0 | 0 | 0 | 0 | 0 | 0 | 0 | 0 | 0 | 0 | 0 | 0 | 0 | 0 | 0 | 0
F2_Commercial_Office (ID)_New_Food Preparation_Natural Gas_Conveyor Oven_E1 | F2 | Commercial | Office (ID) | New | Food Preparation | Natural Gas | Conveyor Oven | E1 | TRC BC Ratio | [24 empty] | 1 | 1 | 1 | bar: 2019 to 2042
F2_Commercial_Office (ID)_New_Food Preparation_Natural Gas_Conveyor Oven_E2 | F2 | Commercial | Office (ID) | New | Food Preparation | Natural Gas | Conveyor Oven | E2 | TRC BC Ratio | 294.2299 | 302.1251 | 310.8023 | 320.3076 | 330.721 | 342.8514 | 355.1552 | 367.2939 | 379.0044 | 390.8865 | 400.689 | 409.9929 | 419.9156 | 429.7029 | 438.6597 | 447.1849 | 455.0374 | 462.8431 | 471.0913 | 479.2137 | 487.5404 | 496.1565 | 504.8776 | 513.8472 | 522.9761 | 532.2673 | 541.7235
F2_Commercial_Office (ID)_New_Food Preparation_Natural Gas_Conveyor Oven_E3 | F2 | Commercial | Office (ID) | New | Food Preparation | Natural Gas | Conveyor Oven | E3 | TRC BC Ratio | 0 | 0 | 0 | 0 | 0 | 0 | 0 | 0 | 0 | 0 | 0 | 0 | 0 | 0 | 0 | 0 | 0 | 0 | 0 | 0 | 0 | 0 | 0 | 0 | 0 | 0 | 0
F2_Commercial_Office (ID)_New_Food Preparation_Natural Gas_Conveyor Oven_E4 | F2 | Commercial | Office (ID) | New | Food Preparation | Natural Gas | Conveyor Oven | E4 | TRC BC Ratio | 0 | 0 | 0 | 0 | 0 | 0 | 0 | 0 | 0 | 0 | 0 | 0 | 0 | 0 | 0 | 0 | 0 | 0 | 0 | 0 | 0 | 0 | 0 | 0 | 0 | 0 | 0
F2_Commercial_Office (ID)_New_Food Preparation_Natural Gas_Conveyor Oven_E5 | F2 | Commercial | Office (ID) | New | Food Preparation | Natural Gas | Conveyor Oven | E5 | TRC BC Ratio | 0 | 0 | 0 | 0 | 0 | 0 | 0 | 0 | 0 | 0 | 0 | 0 | 0 | 0 | 0 | 0 | 0 | 0 | 0 | 0 | 0 | 0 | 0 | 0 | 0 | 0 | 0
F2_Commercial_Office (ID)_New_Food Preparation_Natural Gas_Conveyor Oven_E6 | F2 | Commercial | Office (ID) | New | Food Preparation | Natural Gas | Conveyor Oven | E6 | TRC BC Ratio | 0 | 0 | 0 | 0 | 0 | 0 | 0 | 0 | 0 | 0 | 0 | 0 | 0 | 0 | 0 | 0 | 0 | 0 | 0 | 0 | 0 | 0 | 0 | 0 | 0 | 0 | 0
F2_Commercial_Office (ID)_New_Food Preparation_Natural Gas_Conveyor Oven_E7 | F2 | Commercial | Office (ID) | New | Food Preparation | Natural Gas | Conveyor Oven | E7 | TRC BC Ratio | 0 | 0 | 0 | 0 | 0 | 0 | 0 | 0 | 0 | 0 | 0 | 0 | 0 | 0 | 0 | 0 | 0 | 0 | 0 | 0 | 0 | 0 | 0 | 0 | 0 | 0 | 0
F2_Commercial_Office (ID)_New_Food Preparation_Natural Gas_Conveyor Oven_E8 | F2 | Commercial | Office (ID) | New | Food Preparation | Natural Gas | Conveyor Oven | E8 | TRC BC Ratio | 0 | 0 | 0 | 0 | 0 | 0 | 0 | 0 | 0 | 0 | 0 | 0 | 0 | 0 | 0 | 0 | 0 | 0 | 0 | 0 | 0 | 0 | 0 | 0 | 0 | 0 | 0
F2_Commercial_Office (ID)_New_Food Preparation_Natural Gas_Conveyor Oven_E9 | F2 | Commercial | Office (ID) | New | Food Preparation | Natural Gas | Conveyor Oven | E9 | TRC BC Ratio | 0 | 0 | 0 | 0 | 0 | 0 | 0 | 0 | 0 | 0 | 0 | 0 | 0 | 0 | 0 | 0 | 0 | 0 | 0 | 0 | 0 | 0 | 0 | 0 | 0 | 0 | 0
F2_Commercial_Office (ID)_New_Food Preparation_Natural Gas_Conveyor Oven_E10 | F2 | Commercial | Office (ID) | New | Food Preparation | Natural Gas | Conveyor Oven | E10 | TRC BC Ratio | 0 | 0 | 0 | 0 | 0 | 0 | 0 | 0 | 0 | 0 | 0 | 0 | 0 | 0 | 0 | 0 | 0 | 0 | 0 | 0 | 0 | 0 | 0 | 0 | 0 | 0 | 0
F3_Commercial_Office (ID)_New_Food Preparation_Natural Gas_Conveyor Oven_E1 | F3 | Commercial | Office (ID) | New | Food Preparation | Natural Gas | Conveyor Oven | E1 | PACT BC Ratio | [24 empty] | 1 | 1 | 1 | bar: 2019 to 2042
F3_Commercial_Office (ID)_New_Food Preparation_Natural Gas_Conveyor Oven_E2 | F3 | Commercial | Office (ID) | New | Food Preparation | Natural Gas | Conveyor Oven | E2 | PACT BC Ratio | 582.683 | 598.3185 | 615.5024 | 634.3264 | 654.9487 | 678.9715 | 703.3375 | 727.3765 | 750.5676 | 774.0984 | 793.511 | 811.9361 | 831.5867 | 850.9692 | 868.7069 | 885.59 | 901.1407 | 916.599 | 932.9334 | 949.0187 | 965.5087 | 982.5717 | 999.8426 | 1017.6057 | 1035.6844 | 1054.0842 | 1072.811
F3_Commercial_Office (ID)_New_Food Preparation_Natural Gas_Conveyor Oven_E3 | F3 | Commercial | Office (ID) | New | Food Preparation | Natural Gas | Conveyor Oven | E3 | PACT BC Ratio | 0 | 0 | 0 | 0 | 0 | 0 | 0 | 0 | 0 | 0 | 0 | 0 | 0 | 0 | 0 | 0 | 0 | 0 | 0 | 0 | 0 | 0 | 0 | 0 | 0 | 0 | 0
F3_Commercial_Office (ID)_New_Food Preparation_Natural Gas_Conveyor Oven_E4 | F3 | Commercial | Office (ID) | New | Food Preparation | Natural Gas | Conveyor Oven | E4 | PACT BC Ratio | 0 | 0 | 0 | 0 | 0 | 0 | 0 | 0 | 0 | 0 | 0 | 0 | 0 | 0 | 0 | 0 | 0 | 0 | 0 | 0 | 0 | 0 | 0 | 0 | 0 | 0 | 0
F3_Commercial_Office (ID)_New_Food Preparation_Natural Gas_Conveyor Oven_E5 | F3 | Commercial | Office (ID) | New | Food Preparation | Natural Gas | Conveyor Oven | E5 | PACT BC Ratio | 0 | 0 | 0 | 0 | 0 | 0 | 0 | 0 | 0 | 0 | 0 | 0 | 0 | 0 | 0 | 0 | 0 | 0 | 0 | 0 | 0 | 0 | 0 | 0 | 0 | 0 | 0
F3_Commercial_Office (ID)_New_Food Preparation_Natural Gas_Conveyor Oven_E6 | F3 | Commercial | Office (ID) | New | Food Preparation | Natural Gas | Conveyor Oven | E6 | PACT BC Ratio | 0 | 0 | 0 | 0 | 0 | 0 | 0 | 0 | 0 | 0 | 0 | 0 | 0 | 0 | 0 | 0 | 0 | 0 | 0 | 0 | 0 | 0 | 0 | 0 | 0 | 0 | 0
F3_Commercial_Office (ID)_New_Food Preparation_Natural Gas_Conveyor Oven_E7 | F3 | Commercial | Office (ID) | New | Food Preparation | Natural Gas | Conveyor Oven | E7 | PACT BC Ratio | 0 | 0 | 0 | 0 | 0 | 0 | 0 | 0 | 0 | 0 | 0 | 0 | 0 | 0 | 0 | 0 | 0 | 0 | 0 | 0 | 0 | 0 | 0 | 0 | 0 | 0 | 0
F3_Commercial_Office (ID)_New_Food Preparation_Natural Gas_Conveyor Oven_E8 | F3 | Commercial | Office (ID) | New | Food Preparation | Natural Gas | Conveyor Oven | E8 | PACT BC Ratio | 0 | 0 | 0 | 0 | 0 | 0 | 0 | 0 | 0 | 0 | 0 | 0 | 0 | 0 | 0 | 0 | 0 | 0 | 0 | 0 | 0 | 0 | 0 | 0 | 0 | 0 | 0
F3_Commercial_Office (ID)_New_Food Preparation_Natural Gas_Conveyor Oven_E9 | F3 | Commercial | Office (ID) | New | Food Preparation | Natural Gas | Conveyor Oven | E9 | PACT BC Ratio | 0 | 0 | 0 | 0 | 0 | 0 | 0 | 0 | 0 | 0 | 0 | 0 | 0 | 0 | 0 | 0 | 0 | 0 | 0 | 0 | 0 | 0 | 0 | 0 | 0 | 0 | 0
F3_Commercial_Office (ID)_New_Food Preparation_Natural Gas_Conveyor Oven_E10 | F3 | Commercial | Office (ID) | New | Food Preparation | Natural Gas | Conveyor Oven | E10 | PACT BC Ratio | 0 | 0 | 0 | 0 | 0 | 0 | 0 | 0 | 0 | 0 | 0 | 0 | 0 | 0 | 0 | 0 | 0 | 0 | 0 | 0 | 0 | 0 | 0 | 0 | 0 | 0 | 0
F4_Commercial_Office (ID)_New_Food Preparation_Natural Gas_Conveyor Oven_E1 | F4 | Commercial | Office (ID) | New | Food Preparation | Natural Gas | Conveyor Oven | E1 | RVT BC Ratio | [24 empty] | 1 | 1 | 1 | bar: 2019 to 2042
F4_Commercial_Office (ID)_New_Food Preparation_Natural Gas_Conveyor Oven_E2 | F4 | Commercial | Office (ID) | New | Food Preparation | Natural Gas | Conveyor Oven | E2 | RVT BC Ratio | 409.7086 | 418.4558 | 427.9701 | 438.2811 | 449.4603 | 462.6294 | 475.515 | 487.7823 | 499.0263 | 510.0801 | 521.6349 | 532.419 | 543.8994 | 555.0718 | 565.0094 | 574.2289 | 582.4015 | 590.3422 | 598.6844 | 606.6654 | 614.7069 | 625.5631 | 636.5517 | 647.8534 | 659.3559 | 671.0627 | 682.9775
F4_Commercial_Office (ID)_New_Food Preparation_Natural Gas_Conveyor Oven_E3 | F4 | Commercial | Office (ID) | New | Food Preparation | Natural Gas | Conveyor Oven | E3 | RVT BC Ratio | 0 | 0 | 0 | 0 | 0 | 0 | 0 | 0 | 0 | 0 | 0 | 0 | 0 | 0 | 0 | 0 | 0 | 0 | 0 | 0 | 0 | 0 | 0 | 0 | 0 | 0 | 0
F4_Commercial_Office (ID)_New_Food Preparation_Natural Gas_Conveyor Oven_E4 | F4 | Commercial | Office (ID) | New | Food Preparation | Natural Gas | Conveyor Oven | E4 | RVT BC Ratio | 0 | 0 | 0 | 0 | 0 | 0 | 0 | 0 | 0 | 0 | 0 | 0 | 0 | 0 | 0 | 0 | 0 | 0 | 0 | 0 | 0 | 0 | 0 | 0 | 0 | 0 | 0
F4_Commercial_Office (ID)_New_Food Preparation_Natural Gas_Conveyor Oven_E5 | F4 | Commercial | Office (ID) | New | Food Preparation | Natural Gas | Conveyor Oven | E5 | RVT BC Ratio | 0 | 0 | 0 | 0 | 0 | 0 | 0 | 0 | 0 | 0 | 0 | 0 | 0 | 0 | 0 | 0 | 0 | 0 | 0 | 0 | 0 | 0 | 0 | 0 | 0 | 0 | 0
F4_Commercial_Office (ID)_New_Food Preparation_Natural Gas_Conveyor Oven_E6 | F4 | Commercial | Office (ID) | New | Food Preparation | Natural Gas | Conveyor Oven | E6 | RVT BC Ratio | 0 | 0 | 0 | 0 | 0 | 0 | 0 | 0 | 0 | 0 | 0 | 0 | 0 | 0 | 0 | 0 | 0 | 0 | 0 | 0 | 0 | 0 | 0 | 0 | 0 | 0 | 0
F4_Commercial_Office (ID)_New_Food Preparation_Natural Gas_Conveyor Oven_E7 | F4 | Commercial | Office (ID) | New | Food Preparation | Natural Gas | Conveyor Oven | E7 | RVT BC Ratio | 0 | 0 | 0 | 0 | 0 | 0 | 0 | 0 | 0 | 0 | 0 | 0 | 0 | 0 | 0 | 0 | 0 | 0 | 0 | 0 | 0 | 0 | 0 | 0 | 0 | 0 | 0
F4_Commercial_Office (ID)_New_Food Preparation_Natural Gas_Conveyor Oven_E8 | F4 | Commercial | Office (ID) | New | Food Preparation | Natural Gas | Conveyor Oven | E8 | RVT BC Ratio | 0 | 0 | 0 | 0 | 0 | 0 | 0 | 0 | 0 | 0 | 0 | 0 | 0 | 0 | 0 | 0 | 0 | 0 | 0 | 0 | 0 | 0 | 0 | 0 | 0 | 0 | 0
F4_Commercial_Office (ID)_New_Food Preparation_Natural Gas_Conveyor Oven_E9 | F4 | Commercial | Office (ID) | New | Food Preparation | Natural Gas | Conveyor Oven | E9 | RVT BC Ratio | 0 | 0 | 0 | 0 | 0 | 0 | 0 | 0 | 0 | 0 | 0 | 0 | 0 | 0 | 0 | 0 | 0 | 0 | 0 | 0 | 0 | 0 | 0 | 0 | 0 | 0 | 0
F4_Commercial_Office (ID)_New_Food Preparation_Natural Gas_Conveyor Oven_E10 | F4 | Commercial | Office (ID) | New | Food Preparation | Natural Gas | Conveyor Oven | E10 | RVT BC Ratio | 0 | 0 | 0 | 0 | 0 | 0 | 0 | 0 | 0 | 0 | 0 | 0 | 0 | 0 | 0 | 0 | 0 | 0 | 0 | 0 | 0 | 0 | 0 | 0 | 0 | 0 | 0
F5_Commercial_Office (ID)_New_Food Preparation_Natural Gas_Conveyor Oven_E1 | F5 | Commercial | Office (ID) | New | Food Preparation | Natural Gas | Conveyor Oven | E1 | RIM BC Ratio | [24 empty] | 1 | 1 | 1 | bar: 2019 to 2042
F5_Commercial_Office (ID)_New_Food Preparation_Natural Gas_Conveyor Oven_E2 | F5 | Commercial | Office (ID) | New | Food Preparation | Natural Gas | Conveyor Oven | E2 | RIM BC Ratio | 0.86135 | 0.86599 | 0.87106 | 0.87659 | 0.88259 | 0.88893 | 0.89589 | 0.90321 | 0.91102 | 0.91923 | 0.92142 | 0.92372 | 0.92612 | 0.92863 | 0.93132 | 0.93418 | 0.93725 | 0.94051 | 0.94394 | 0.94758 | 0.95144 | 0.95146 | 0.95147 | 0.95149 | 0.95151 | 0.95152 | 0.95154
F5_Commercial_Office (ID)_New_Food Preparation_Natural Gas_Conveyor Oven_E3 | F5 | Commercial | Office (ID) | New | Food Preparation | Natural Gas | Conveyor Oven | E3 | RIM BC Ratio | 0 | 0 | 0 | 0 | 0 | 0 | 0 | 0 | 0 | 0 | 0 | 0 | 0 | 0 | 0 | 0 | 0 | 0 | 0 | 0 | 0 | 0 | 0 | 0 | 0 | 0 | 0
F5_Commercial_Office (ID)_New_Food Preparation_Natural Gas_Conveyor Oven_E4 | F5 | Commercial | Office (ID) | New | Food Preparation | Natural Gas | Conveyor Oven | E4 | RIM BC Ratio | 0 | 0 | 0 | 0 | 0 | 0 | 0 | 0 | 0 | 0 | 0 | 0 | 0 | 0 | 0 | 0 | 0 | 0 | 0 | 0 | 0 | 0 | 0 | 0 | 0 | 0 | 0
F5_Commercial_Office (ID)_New_Food Preparation_Natural Gas_Conveyor Oven_E5 | F5 | Commercial | Office (ID) | New | Food Preparation | Natural Gas | Conveyor Oven | E5 | RIM BC Ratio | 0 | 0 | 0 | 0 | 0 | 0 | 0 | 0 | 0 | 0 | 0 | 0 | 0 | 0 | 0 | 0 | 0 | 0 | 0 | 0 | 0 | 0 | 0 | 0 | 0 | 0 | 0
F5_Commercial_Office (ID)_New_Food Preparation_Natural Gas_Conveyor Oven_E6 | F5 | Commercial | Office (ID) | New | Food Preparation | Natural Gas | Conveyor Oven | E6 | RIM BC Ratio | 0 | 0 | 0 | 0 | 0 | 0 | 0 | 0 | 0 | 0 | 0 | 0 | 0 | 0 | 0 | 0 | 0 | 0 | 0 | 0 | 0 | 0 | 0 | 0 | 0 | 0 | 0
F5_Commercial_Office (ID)_New_Food Preparation_Natural Gas_Conveyor Oven_E7 | F5 | Commercial | Office (ID) | New | Food Preparation | Natural Gas | Conveyor Oven | E7 | RIM BC Ratio | 0 | 0 | 0 | 0 | 0 | 0 | 0 | 0 | 0 | 0 | 0 | 0 | 0 | 0 | 0 | 0 | 0 | 0 | 0 | 0 | 0 | 0 | 0 | 0 | 0 | 0 | 0
F5_Commercial_Office (ID)_New_Food Preparation_Natural Gas_Conveyor Oven_E8 | F5 | Commercial | Office (ID) | New | Food Preparation | Natural Gas | Conveyor Oven | E8 | RIM BC Ratio | 0 | 0 | 0 | 0 | 0 | 0 | 0 | 0 | 0 | 0 | 0 | 0 | 0 | 0 | 0 | 0 | 0 | 0 | 0 | 0 | 0 | 0 | 0 | 0 | 0 | 0 | 0
F5_Commercial_Office (ID)_New_Food Preparation_Natural Gas_Conveyor Oven_E9 | F5 | Commercial | Office (ID) | New | Food Preparation | Natural Gas | Conveyor Oven | E9 | RIM BC Ratio | 0 | 0 | 0 | 0 | 0 | 0 | 0 | 0 | 0 | 0 | 0 | 0 | 0 | 0 | 0 | 0 | 0 | 0 | 0 | 0 | 0 | 0 | 0 | 0 | 0 | 0 | 0
F5_Commercial_Office (ID)_New_Food Preparation_Natural Gas_Conveyor Oven_E10 | F5 | Commercial | Office (ID) | New | Food Preparation | Natural Gas | Conveyor Oven | E10 | RIM BC Ratio | 0 | 0 | 0 | 0 | 0 | 0 | 0 | 0 | 0 | 0 | 0 | 0 | 0 | 0 | 0 | 0 | 0 | 0 | 0 | 0 | 0 | 0 | 0 | 0 | 0 | 0 | 0
F0_Commercial_Office (ID)_New_Food Preparation_Natural Gas_Double Rack Oven_E0 | F0 | Commercial | Office (ID) | New | Food Preparation | Natural Gas | Double Rack Oven | E0 | Economic Unit | FTSC Qualified (>50% Cooking Efficiency) | FTSC Qualified (>50% Cooking Efficiency) | FTSC Qualified (>50% Cooking Efficiency) | FTSC Qualified (>50% Cooking Efficiency) | FTSC Qualified (>50% Cooking Efficiency) | FTSC Qualified (>50% Cooking Efficiency) | FTSC Qualified (>50% Cooking Efficiency) | FTSC Qualified (>50% Cooking Efficiency) | FTSC Qualified (>50% Cooking Efficiency) | FTSC Qualified (>50% Cooking Efficiency) | FTSC Qualified (>50% Cooking Efficiency) | FTSC Qualified (>50% Cooking Efficiency) | FTSC Qualified (>50% Cooking Efficiency) | FTSC Qualified (>50% Cooking Efficiency) | FTSC Qualified (>50% Cooking Efficiency) | FTSC Qualified (>50% Cooking Efficiency) | FTSC Qualified (>50% Cooking Efficiency) | FTSC Qualified (>50% Cooking Efficiency) | FTSC Qualified (>50% Cooking Efficiency) | FTSC Qualified (>50% Cooking Efficiency) | FTSC Qualified (>50% Cooking Efficiency) | FTSC Qualified (>50% Cooking Efficiency) | FTSC Qualified (>50% Cooking Efficiency) | FTSC Qualified (>50% Cooking Efficiency) | FTSC Qualified (>50% Cooking Efficiency) | FTSC Qualified (>50% Cooking Efficiency) | FTSC Qualified (>50% Cooking Efficiency)
F1_Commercial_Office (ID)_New_Food Preparation_Natural Gas_Double Rack Oven_E1 | F1 | Commercial | Office (ID) | New | Food Preparation | Natural Gas | Double Rack Oven | E1 | CCE | 0 | 0 | 0 | 0 | 0 | 0 | 0 | 0 | 0 | 0 | 0 | 0 | 0 | 0 | 0 | 0 | 0 | 0 | 0 | 0 | 0 | 0 | 0 | 0 | 0 | 0 | 0
F1_Commercial_Office (ID)_New_Food Preparation_Natural Gas_Double Rack Oven_E2 | F1 | Commercial | Office (ID) | New | Food Preparation | Natural Gas | Double Rack Oven | E2 | CCE | 2.7379e-05 | 2.7379e-05 | 2.7379e-05 | 2.7379e-05 | 2.7379e-05 | 2.7379e-05 | 2.7379e-05 | 2.7379e-05 | 2.7379e-05 | 2.7379e-05 | 2.7379e-05 | 2.7379e-05 | 2.7379e-05 | 2.7379e-05 | 2.7379e-05 | 2.7379e-05 | 2.7379e-05 | 2.7379e-05 | 2.7379e-05 | 2.7379e-05 | 2.7379e-05 | 2.7379e-05 | 2.7379e-05 | 2.7379e-05 | 2.7379e-05 | 2.7379e-05 | 2.7379e-05
F1_Commercial_Office (ID)_New_Food Preparation_Natural Gas_Double Rack Oven_E3 | F1 | Commercial | Office (ID) | New | Food Preparation | Natural Gas | Double Rack Oven | E3 | CCE | 0 | 0 | 0 | 0 | 0 | 0 | 0 | 0 | 0 | 0 | 0 | 0 | 0 | 0 | 0 | 0 | 0 | 0 | 0 | 0 | 0 | 0 | 0 | 0 | 0 | 0 | 0
F1_Commercial_Office (ID)_New_Food Preparation_Natural Gas_Double Rack Oven_E4 | F1 | Commercial | Office (ID) | New | Food Preparation | Natural Gas | Double Rack Oven | E4 | CCE | 0 | 0 | 0 | 0 | 0 | 0 | 0 | 0 | 0 | 0 | 0 | 0 | 0 | 0 | 0 | 0 | 0 | 0 | 0 | 0 | 0 | 0 | 0 | 0 | 0 | 0 | 0
F1_Commercial_Office (ID)_New_Food Preparation_Natural Gas_Double Rack Oven_E5 | F1 | Commercial | Office (ID) | New | Food Preparation | Natural Gas | Double Rack Oven | E5 | CCE | 0 | 0 | 0 | 0 | 0 | 0 | 0 | 0 | 0 | 0 | 0 | 0 | 0 | 0 | 0 | 0 | 0 | 0 | 0 | 0 | 0 | 0 | 0 | 0 | 0 | 0 | 0
F1_Commercial_Office (ID)_New_Food Preparation_Natural Gas_Double Rack Oven_E6 | F1 | Commercial | Office (ID) | New | Food Preparation | Natural Gas | Double Rack Oven | E6 | CCE | 0 | 0 | 0 | 0 | 0 | 0 | 0 | 0 | 0 | 0 | 0 | 0 | 0 | 0 | 0 | 0 | 0 | 0 | 0 | 0 | 0 | 0 | 0 | 0 | 0 | 0 | 0
F1_Commercial_Office (ID)_New_Food Preparation_Natural Gas_Double Rack Oven_E7 | F1 | Commercial | Office (ID) | New | Food Preparation | Natural Gas | Double Rack Oven | E7 | CCE | 0 | 0 | 0 | 0 | 0 | 0 | 0 | 0 | 0 | 0 | 0 | 0 | 0 | 0 | 0 | 0 | 0 | 0 | 0 | 0 | 0 | 0 | 0 | 0 | 0 | 0 | 0
F1_Commercial_Office (ID)_New_Food Preparation_Natural Gas_Double Rack Oven_E8 | F1 | Commercial | Office (ID) | New | Food Preparation | Natural Gas | Double Rack Oven | E8 | CCE | 0 | 0 | 0 | 0 | 0 | 0 | 0 | 0 | 0 | 0 | 0 | 0 | 0 | 0 | 0 | 0 | 0 | 0 | 0 | 0 | 0 | 0 | 0 | 0 | 0 | 0 | 0
F1_Commercial_Office (ID)_New_Food Preparation_Natural Gas_Double Rack Oven_E9 | F1 | Commercial | Office (ID) | New | Food Preparation | Natural Gas | Double Rack Oven | E9 | CCE | 0 | 0 | 0 | 0 | 0 | 0 | 0 | 0 | 0 | 0 | 0 | 0 | 0 | 0 | 0 | 0 | 0 | 0 | 0 | 0 | 0 | 0 | 0 | 0 | 0 | 0 | 0
F1_Commercial_Office (ID)_New_Food Preparation_Natural Gas_Double Rack Oven_E10 | F1 | Commercial | Office (ID) | New | Food Preparation | Natural Gas | Double Rack Oven | E10 | CCE | 0 | 0 | 0 | 0 | 0 | 0 | 0 | 0 | 0 | 0 | 0 | 0 | 0 | 0 | 0 | 0 | 0 | 0 | 0 | 0 | 0 | 0 | 0 | 0 | 0 | 0 | 0
F2_Commercial_Office (ID)_New_Food Preparation_Natural Gas_Double Rack Oven_E1 | F2 | Commercial | Office (ID) | New | Food Preparation | Natural Gas | Double Rack Oven | E1 | TRC BC Ratio | [24 empty] | 1 | 1 | 1 | bar: 2019 to 2042
F2_Commercial_Office (ID)_New_Food Preparation_Natural Gas_Double Rack Oven_E2 | F2 | Commercial | Office (ID) | New | Food Preparation | Natural Gas | Double Rack Oven | E2 | TRC BC Ratio | 129.9897 | 133.2657 | 137.1471 | 141.5949 | 146.6248 | 152.7447 | 159.0438 | 165.282 | 171.2875 | 177.3766 | 182.2216 | 186.7605 | 191.6373 | 196.4112 | 200.6796 | 204.674 | 208.2562 | 211.7929 | 215.5704 | 219.2554 | 223.0411 | 226.9769 | 230.9545 | 235.0576 | 239.2337 | 243.4839 | 247.8096
F2_Commercial_Office (ID)_New_Food Preparation_Natural Gas_Double Rack Oven_E3 | F2 | Commercial | Office (ID) | New | Food Preparation | Natural Gas | Double Rack Oven | E3 | TRC BC Ratio | 0 | 0 | 0 | 0 | 0 | 0 | 0 | 0 | 0 | 0 | 0 | 0 | 0 | 0 | 0 | 0 | 0 | 0 | 0 | 0 | 0 | 0 | 0 | 0 | 0 | 0 | 0
F2_Commercial_Office (ID)_New_Food Preparation_Natural Gas_Double Rack Oven_E4 | F2 | Commercial | Office (ID) | New | Food Preparation | Natural Gas | Double Rack Oven | E4 | TRC BC Ratio | 0 | 0 | 0 | 0 | 0 | 0 | 0 | 0 | 0 | 0 | 0 | 0 | 0 | 0 | 0 | 0 | 0 | 0 | 0 | 0 | 0 | 0 | 0 | 0 | 0 | 0 | 0
F2_Commercial_Office (ID)_New_Food Preparation_Natural Gas_Double Rack Oven_E5 | F2 | Commercial | Office (ID) | New | Food Preparation | Natural Gas | Double Rack Oven | E5 | TRC BC Ratio | 0 | 0 | 0 | 0 | 0 | 0 | 0 | 0 | 0 | 0 | 0 | 0 | 0 | 0 | 0 | 0 | 0 | 0 | 0 | 0 | 0 | 0 | 0 | 0 | 0 | 0 | 0
F2_Commercial_Office (ID)_New_Food Preparation_Natural Gas_Double Rack Oven_E6 | F2 | Commercial | Office (ID) | New | Food Preparation | Natural Gas | Double Rack Oven | E6 | TRC BC Ratio | 0 | 0 | 0 | 0 | 0 | 0 | 0 | 0 | 0 | 0 | 0 | 0 | 0 | 0 | 0 | 0 | 0 | 0 | 0 | 0 | 0 | 0 | 0 | 0 | 0 | 0 | 0
F2_Commercial_Office (ID)_New_Food Preparation_Natural Gas_Double Rack Oven_E7 | F2 | Commercial | Office (ID) | New | Food Preparation | Natural Gas | Double Rack Oven | E7 | TRC BC Ratio | 0 | 0 | 0 | 0 | 0 | 0 | 0 | 0 | 0 | 0 | 0 | 0 | 0 | 0 | 0 | 0 | 0 | 0 | 0 | 0 | 0 | 0 | 0 | 0 | 0 | 0 | 0
F2_Commercial_Office (ID)_New_Food Preparation_Natural Gas_Double Rack Oven_E8 | F2 | Commercial | Office (ID) | New | Food Preparation | Natural Gas | Double Rack Oven | E8 | TRC BC Ratio | 0 | 0 | 0 | 0 | 0 | 0 | 0 | 0 | 0 | 0 | 0 | 0 | 0 | 0 | 0 | 0 | 0 | 0 | 0 | 0 | 0 | 0 | 0 | 0 | 0 | 0 | 0
F2_Commercial_Office (ID)_New_Food Preparation_Natural Gas_Double Rack Oven_E9 | F2 | Commercial | Office (ID) | New | Food Preparation | Natural Gas | Double Rack Oven | E9 | TRC BC Ratio | 0 | 0 | 0 | 0 | 0 | 0 | 0 | 0 | 0 | 0 | 0 | 0 | 0 | 0 | 0 | 0 | 0 | 0 | 0 | 0 | 0 | 0 | 0 | 0 | 0 | 0 | 0
F2_Commercial_Office (ID)_New_Food Preparation_Natural Gas_Double Rack Oven_E10 | F2 | Commercial | Office (ID) | New | Food Preparation | Natural Gas | Double Rack Oven | E10 | TRC BC Ratio | 0 | 0 | 0 | 0 | 0 | 0 | 0 | 0 | 0 | 0 | 0 | 0 | 0 | 0 | 0 | 0 | 0 | 0 | 0 | 0 | 0 | 0 | 0 | 0 | 0 | 0 | 0
F3_Commercial_Office (ID)_New_Food Preparation_Natural Gas_Double Rack Oven_E1 | F3 | Commercial | Office (ID) | New | Food Preparation | Natural Gas | Double Rack Oven | E1 | PACT BC Ratio | [24 empty] | 1 | 1 | 1 | bar: 2019 to 2042
F3_Commercial_Office (ID)_New_Food Preparation_Natural Gas_Double Rack Oven_E2 | F3 | Commercial | Office (ID) | New | Food Preparation | Natural Gas | Double Rack Oven | E2 | PACT BC Ratio | 257.4273 | 263.915 | 271.6014 | 280.4097 | 290.3708 | 302.4906 | 314.9651 | 327.319 | 339.2121 | 351.2706 | 360.8654 | 369.8542 | 379.5121 | 388.9661 | 397.4192 | 405.3295 | 412.4235 | 419.4275 | 426.9084 | 434.2061 | 441.7031 | 449.4975 | 457.3746 | 465.5003 | 473.7703 | 482.1873 | 490.7537
F3_Commercial_Office (ID)_New_Food Preparation_Natural Gas_Double Rack Oven_E3 | F3 | Commercial | Office (ID) | New | Food Preparation | Natural Gas | Double Rack Oven | E3 | PACT BC Ratio | 0 | 0 | 0 | 0 | 0 | 0 | 0 | 0 | 0 | 0 | 0 | 0 | 0 | 0 | 0 | 0 | 0 | 0 | 0 | 0 | 0 | 0 | 0 | 0 | 0 | 0 | 0
F3_Commercial_Office (ID)_New_Food Preparation_Natural Gas_Double Rack Oven_E4 | F3 | Commercial | Office (ID) | New | Food Preparation | Natural Gas | Double Rack Oven | E4 | PACT BC Ratio | 0 | 0 | 0 | 0 | 0 | 0 | 0 | 0 | 0 | 0 | 0 | 0 | 0 | 0 | 0 | 0 | 0 | 0 | 0 | 0 | 0 | 0 | 0 | 0 | 0 | 0 | 0
F3_Commercial_Office (ID)_New_Food Preparation_Natural Gas_Double Rack Oven_E5 | F3 | Commercial | Office (ID) | New | Food Preparation | Natural Gas | Double Rack Oven | E5 | PACT BC Ratio | 0 | 0 | 0 | 0 | 0 | 0 | 0 | 0 | 0 | 0 | 0 | 0 | 0 | 0 | 0 | 0 | 0 | 0 | 0 | 0 | 0 | 0 | 0 | 0 | 0 | 0 | 0
F3_Commercial_Office (ID)_New_Food Preparation_Natural Gas_Double Rack Oven_E6 | F3 | Commercial | Office (ID) | New | Food Preparation | Natural Gas | Double Rack Oven | E6 | PACT BC Ratio | 0 | 0 | 0 | 0 | 0 | 0 | 0 | 0 | 0 | 0 | 0 | 0 | 0 | 0 | 0 | 0 | 0 | 0 | 0 | 0 | 0 | 0 | 0 | 0 | 0 | 0 | 0
F3_Commercial_Office (ID)_New_Food Preparation_Natural Gas_Double Rack Oven_E7 | F3 | Commercial | Office (ID) | New | Food Preparation | Natural Gas | Double Rack Oven | E7 | PACT BC Ratio | 0 | 0 | 0 | 0 | 0 | 0 | 0 | 0 | 0 | 0 | 0 | 0 | 0 | 0 | 0 | 0 | 0 | 0 | 0 | 0 | 0 | 0 | 0 | 0 | 0 | 0 | 0
F3_Commercial_Office (ID)_New_Food Preparation_Natural Gas_Double Rack Oven_E8 | F3 | Commercial | Office (ID) | New | Food Preparation | Natural Gas | Double Rack Oven | E8 | PACT BC Ratio | 0 | 0 | 0 | 0 | 0 | 0 | 0 | 0 | 0 | 0 | 0 | 0 | 0 | 0 | 0 | 0 | 0 | 0 | 0 | 0 | 0 | 0 | 0 | 0 | 0 | 0 | 0
F3_Commercial_Office (ID)_New_Food Preparation_Natural Gas_Double Rack Oven_E9 | F3 | Commercial | Office (ID) | New | Food Preparation | Natural Gas | Double Rack Oven | E9 | PACT BC Ratio | 0 | 0 | 0 | 0 | 0 | 0 | 0 | 0 | 0 | 0 | 0 | 0 | 0 | 0 | 0 | 0 | 0 | 0 | 0 | 0 | 0 | 0 | 0 | 0 | 0 | 0 | 0
F3_Commercial_Office (ID)_New_Food Preparation_Natural Gas_Double Rack Oven_E10 | F3 | Commercial | Office (ID) | New | Food Preparation | Natural Gas | Double Rack Oven | E10 | PACT BC Ratio | 0 | 0 | 0 | 0 | 0 | 0 | 0 | 0 | 0 | 0 | 0 | 0 | 0 | 0 | 0 | 0 | 0 | 0 | 0 | 0 | 0 | 0 | 0 | 0 | 0 | 0 | 0
F4_Commercial_Office (ID)_New_Food Preparation_Natural Gas_Double Rack Oven_E1 | F4 | Commercial | Office (ID) | New | Food Preparation | Natural Gas | Double Rack Oven | E1 | RVT BC Ratio | [24 empty] | 1 | 1 | 1 | bar: 2019 to 2042
F4_Commercial_Office (ID)_New_Food Preparation_Natural Gas_Double Rack Oven_E2 | F4 | Commercial | Office (ID) | New | Food Preparation | Natural Gas | Double Rack Oven | E2 | RVT BC Ratio | 184.1278 | 187.5984 | 191.6723 | 196.4214 | 201.8613 | 208.6515 | 215.4607 | 221.9257 | 227.778 | 233.4509 | 239.3292 | 244.6715 | 250.3105 | 255.6458 | 260.2338 | 264.3743 | 267.8787 | 271.2242 | 274.7819 | 278.1041 | 281.4377 | 286.3969 | 291.4087 | 296.5786 | 301.8404 | 307.1956 | 312.646
F4_Commercial_Office (ID)_New_Food Preparation_Natural Gas_Double Rack Oven_E3 | F4 | Commercial | Office (ID) | New | Food Preparation | Natural Gas | Double Rack Oven | E3 | RVT BC Ratio | 0 | 0 | 0 | 0 | 0 | 0 | 0 | 0 | 0 | 0 | 0 | 0 | 0 | 0 | 0 | 0 | 0 | 0 | 0 | 0 | 0 | 0 | 0 | 0 | 0 | 0 | 0
F4_Commercial_Office (ID)_New_Food Preparation_Natural Gas_Double Rack Oven_E4 | F4 | Commercial | Office (ID) | New | Food Preparation | Natural Gas | Double Rack Oven | E4 | RVT BC Ratio | 0 | 0 | 0 | 0 | 0 | 0 | 0 | 0 | 0 | 0 | 0 | 0 | 0 | 0 | 0 | 0 | 0 | 0 | 0 | 0 | 0 | 0 | 0 | 0 | 0 | 0 | 0
F4_Commercial_Office (ID)_New_Food Preparation_Natural Gas_Double Rack Oven_E5 | F4 | Commercial | Office (ID) | New | Food Preparation | Natural Gas | Double Rack Oven | E5 | RVT BC Ratio | 0 | 0 | 0 | 0 | 0 | 0 | 0 | 0 | 0 | 0 | 0 | 0 | 0 | 0 | 0 | 0 | 0 | 0 | 0 | 0 | 0 | 0 | 0 | 0 | 0 | 0 | 0
F4_Commercial_Office (ID)_New_Food Preparation_Natural Gas_Double Rack Oven_E6 | F4 | Commercial | Office (ID) | New | Food Preparation | Natural Gas | Double Rack Oven | E6 | RVT BC Ratio | 0 | 0 | 0 | 0 | 0 | 0 | 0 | 0 | 0 | 0 | 0 | 0 | 0 | 0 | 0 | 0 | 0 | 0 | 0 | 0 | 0 | 0 | 0 | 0 | 0 | 0 | 0
F4_Commercial_Office (ID)_New_Food Preparation_Natural Gas_Double Rack Oven_E7 | F4 | Commercial | Office (ID) | New | Food Preparation | Natural Gas | Double Rack Oven | E7 | RVT BC Ratio | 0 | 0 | 0 | 0 | 0 | 0 | 0 | 0 | 0 | 0 | 0 | 0 | 0 | 0 | 0 | 0 | 0 | 0 | 0 | 0 | 0 | 0 | 0 | 0 | 0 | 0 | 0
F4_Commercial_Office (ID)_New_Food Preparation_Natural Gas_Double Rack Oven_E8 | F4 | Commercial | Office (ID) | New | Food Preparation | Natural Gas | Double Rack Oven | E8 | RVT BC Ratio | 0 | 0 | 0 | 0 | 0 | 0 | 0 | 0 | 0 | 0 | 0 | 0 | 0 | 0 | 0 | 0 | 0 | 0 | 0 | 0 | 0 | 0 | 0 | 0 | 0 | 0 | 0
F4_Commercial_Office (ID)_New_Food Preparation_Natural Gas_Double Rack Oven_E9 | F4 | Commercial | Office (ID) | New | Food Preparation | Natural Gas | Double Rack Oven | E9 | RVT BC Ratio | 0 | 0 | 0 | 0 | 0 | 0 | 0 | 0 | 0 | 0 | 0 | 0 | 0 | 0 | 0 | 0 | 0 | 0 | 0 | 0 | 0 | 0 | 0 | 0 | 0 | 0 | 0
F4_Commercial_Office (ID)_New_Food Preparation_Natural Gas_Double Rack Oven_E10 | F4 | Commercial | Office (ID) | New | Food Preparation | Natural Gas | Double Rack Oven | E10 | RVT BC Ratio | 0 | 0 | 0 | 0 | 0 | 0 | 0 | 0 | 0 | 0 | 0 | 0 | 0 | 0 | 0 | 0 | 0 | 0 | 0 | 0 | 0 | 0 | 0 | 0 | 0 | 0 | 0
F5_Commercial_Office (ID)_New_Food Preparation_Natural Gas_Double Rack Oven_E1 | F5 | Commercial | Office (ID) | New | Food Preparation | Natural Gas | Double Rack Oven | E1 | RIM BC Ratio | [24 empty] | 1 | 1 | 1 | bar: 2019 to 2042
F5_Commercial_Office (ID)_New_Food Preparation_Natural Gas_Double Rack Oven_E2 | F5 | Commercial | Office (ID) | New | Food Preparation | Natural Gas | Double Rack Oven | E2 | RIM BC Ratio | 0.84625 | 0.85155 | 0.85774 | 0.86417 | 0.87077 | 0.87763 | 0.88497 | 0.89291 | 0.9016 | 0.91098 | 0.9129 | 0.91523 | 0.91798 | 0.92123 | 0.92467 | 0.92832 | 0.93222 | 0.93636 | 0.94073 | 0.94539 | 0.95033 | 0.95037 | 0.9504 | 0.95044 | 0.95047 | 0.9505 | 0.95054
F5_Commercial_Office (ID)_New_Food Preparation_Natural Gas_Double Rack Oven_E3 | F5 | Commercial | Office (ID) | New | Food Preparation | Natural Gas | Double Rack Oven | E3 | RIM BC Ratio | 0 | 0 | 0 | 0 | 0 | 0 | 0 | 0 | 0 | 0 | 0 | 0 | 0 | 0 | 0 | 0 | 0 | 0 | 0 | 0 | 0 | 0 | 0 | 0 | 0 | 0 | 0
F5_Commercial_Office (ID)_New_Food Preparation_Natural Gas_Double Rack Oven_E4 | F5 | Commercial | Office (ID) | New | Food Preparation | Natural Gas | Double Rack Oven | E4 | RIM BC Ratio | 0 | 0 | 0 | 0 | 0 | 0 | 0 | 0 | 0 | 0 | 0 | 0 | 0 | 0 | 0 | 0 | 0 | 0 | 0 | 0 | 0 | 0 | 0 | 0 | 0 | 0 | 0
F5_Commercial_Office (ID)_New_Food Preparation_Natural Gas_Double Rack Oven_E5 | F5 | Commercial | Office (ID) | New | Food Preparation | Natural Gas | Double Rack Oven | E5 | RIM BC Ratio | 0 | 0 | 0 | 0 | 0 | 0 | 0 | 0 | 0 | 0 | 0 | 0 | 0 | 0 | 0 | 0 | 0 | 0 | 0 | 0 | 0 | 0 | 0 | 0 | 0 | 0 | 0
F5_Commercial_Office (ID)_New_Food Preparation_Natural Gas_Double Rack Oven_E6 | F5 | Commercial | Office (ID) | New | Food Preparation | Natural Gas | Double Rack Oven | E6 | RIM BC Ratio | 0 | 0 | 0 | 0 | 0 | 0 | 0 | 0 | 0 | 0 | 0 | 0 | 0 | 0 | 0 | 0 | 0 | 0 | 0 | 0 | 0 | 0 | 0 | 0 | 0 | 0 | 0
F5_Commercial_Office (ID)_New_Food Preparation_Natural Gas_Double Rack Oven_E7 | F5 | Commercial | Office (ID) | New | Food Preparation | Natural Gas | Double Rack Oven | E7 | RIM BC Ratio | 0 | 0 | 0 | 0 | 0 | 0 | 0 | 0 | 0 | 0 | 0 | 0 | 0 | 0 | 0 | 0 | 0 | 0 | 0 | 0 | 0 | 0 | 0 | 0 | 0 | 0 | 0
F5_Commercial_Office (ID)_New_Food Preparation_Natural Gas_Double Rack Oven_E8 | F5 | Commercial | Office (ID) | New | Food Preparation | Natural Gas | Double Rack Oven | E8 | RIM BC Ratio | 0 | 0 | 0 | 0 | 0 | 0 | 0 | 0 | 0 | 0 | 0 | 0 | 0 | 0 | 0 | 0 | 0 | 0 | 0 | 0 | 0 | 0 | 0 | 0 | 0 | 0 | 0
F5_Commercial_Office (ID)_New_Food Preparation_Natural Gas_Double Rack Oven_E9 | F5 | Commercial | Office (ID) | New | Food Preparation | Natural Gas | Double Rack Oven | E9 | RIM BC Ratio | 0 | 0 | 0 | 0 | 0 | 0 | 0 | 0 | 0 | 0 | 0 | 0 | 0 | 0 | 0 | 0 | 0 | 0 | 0 | 0 | 0 | 0 | 0 | 0 | 0 | 0 | 0
F5_Commercial_Office (ID)_New_Food Preparation_Natural Gas_Double Rack Oven_E10 | F5 | Commercial | Office (ID) | New | Food Preparation | Natural Gas | Double Rack Oven | E10 | RIM BC Ratio | 0 | 0 | 0 | 0 | 0 | 0 | 0 | 0 | 0 | 0 | 0 | 0 | 0 | 0 | 0 | 0 | 0 | 0 | 0 | 0 | 0 | 0 | 0 | 0 | 0 | 0 | 0
F0_Commercial_Office (ID)_New_Food Preparation_Natural Gas_Fryer_E0 | F0 | Commercial | Office (ID) | New | Food Preparation | Natural Gas | Fryer | E0 | Economic Unit | ENERGY STAR | ENERGY STAR | ENERGY STAR | ENERGY STAR | ENERGY STAR | ENERGY STAR | ENERGY STAR | ENERGY STAR | ENERGY STAR | ENERGY STAR | ENERGY STAR | ENERGY STAR | ENERGY STAR | ENERGY STAR | ENERGY STAR | ENERGY STAR | ENERGY STAR | ENERGY STAR | ENERGY STAR | ENERGY STAR | ENERGY STAR | ENERGY STAR | ENERGY STAR | ENERGY STAR | ENERGY STAR | ENERGY STAR | ENERGY STAR
F1_Commercial_Office (ID)_New_Food Preparation_Natural Gas_Fryer_E1 | F1 | Commercial | Office (ID) | New | Food Preparation | Natural Gas | Fryer | E1 | CCE | 0 | 0 | 0 | 0 | 0 | 0 | 0 | 0 | 0 | 0 | 0 | 0 | 0 | 0 | 0 | 0 | 0 | 0 | 0 | 0 | 0 | 0 | 0 | 0 | 0 | 0 | 0
F1_Commercial_Office (ID)_New_Food Preparation_Natural Gas_Fryer_E2 | F1 | Commercial | Office (ID) | New | Food Preparation | Natural Gas | Fryer | E2 | CCE | 5.522e-05 | 5.522e-05 | 5.522e-05 | 5.522e-05 | 5.522e-05 | 5.522e-05 | 5.522e-05 | 5.522e-05 | 5.522e-05 | 5.522e-05 | 5.522e-05 | 5.522e-05 | 5.522e-05 | 5.522e-05 | 5.522e-05 | 5.522e-05 | 5.522e-05 | 5.522e-05 | 5.522e-05 | 5.522e-05 | 5.522e-05 | 5.522e-05 | 5.522e-05 | 5.522e-05 | 5.522e-05 | 5.522e-05 | 5.522e-05
F1_Commercial_Office (ID)_New_Food Preparation_Natural Gas_Fryer_E3 | F1 | Commercial | Office (ID) | New | Food Preparation | Natural Gas | Fryer | E3 | CCE | 0 | 0 | 0 | 0 | 0 | 0 | 0 | 0 | 0 | 0 | 0 | 0 | 0 | 0 | 0 | 0 | 0 | 0 | 0 | 0 | 0 | 0 | 0 | 0 | 0 | 0 | 0
F1_Commercial_Office (ID)_New_Food Preparation_Natural Gas_Fryer_E4 | F1 | Commercial | Office (ID) | New | Food Preparation | Natural Gas | Fryer | E4 | CCE | 0 | 0 | 0 | 0 | 0 | 0 | 0 | 0 | 0 | 0 | 0 | 0 | 0 | 0 | 0 | 0 | 0 | 0 | 0 | 0 | 0 | 0 | 0 | 0 | 0 | 0 | 0
F1_Commercial_Office (ID)_New_Food Preparation_Natural Gas_Fryer_E5 | F1 | Commercial | Office (ID) | New | Food Preparation | Natural Gas | Fryer | E5 | CCE | 0 | 0 | 0 | 0 | 0 | 0 | 0 | 0 | 0 | 0 | 0 | 0 | 0 | 0 | 0 | 0 | 0 | 0 | 0 | 0 | 0 | 0 | 0 | 0 | 0 | 0 | 0
F1_Commercial_Office (ID)_New_Food Preparation_Natural Gas_Fryer_E6 | F1 | Commercial | Office (ID) | New | Food Preparation | Natural Gas | Fryer | E6 | CCE | 0 | 0 | 0 | 0 | 0 | 0 | 0 | 0 | 0 | 0 | 0 | 0 | 0 | 0 | 0 | 0 | 0 | 0 | 0 | 0 | 0 | 0 | 0 | 0 | 0 | 0 | 0
F1_Commercial_Office (ID)_New_Food Preparation_Natural Gas_Fryer_E7 | F1 | Commercial | Office (ID) | New | Food Preparation | Natural Gas | Fryer | E7 | CCE | 0 | 0 | 0 | 0 | 0 | 0 | 0 | 0 | 0 | 0 | 0 | 0 | 0 | 0 | 0 | 0 | 0 | 0 | 0 | 0 | 0 | 0 | 0 | 0 | 0 | 0 | 0
F1_Commercial_Office (ID)_New_Food Preparation_Natural Gas_Fryer_E8 | F1 | Commercial | Office (ID) | New | Food Preparation | Natural Gas | Fryer | E8 | CCE | 0 | 0 | 0 | 0 | 0 | 0 | 0 | 0 | 0 | 0 | 0 | 0 | 0 | 0 | 0 | 0 | 0 | 0 | 0 | 0 | 0 | 0 | 0 | 0 | 0 | 0 | 0
F1_Commercial_Office (ID)_New_Food Preparation_Natural Gas_Fryer_E9 | F1 | Commercial | Office (ID) | New | Food Preparation | Natural Gas | Fryer | E9 | CCE | 0 | 0 | 0 | 0 | 0 | 0 | 0 | 0 | 0 | 0 | 0 | 0 | 0 | 0 | 0 | 0 | 0 | 0 | 0 | 0 | 0 | 0 | 0 | 0 | 0 | 0 | 0
F1_Commercial_Office (ID)_New_Food Preparation_Natural Gas_Fryer_E10 | F1 | Commercial | Office (ID) | New | Food Preparation | Natural Gas | Fryer | E10 | CCE | 0 | 0 | 0 | 0 | 0 | 0 | 0 | 0 | 0 | 0 | 0 | 0 | 0 | 0 | 0 | 0 | 0 | 0 | 0 | 0 | 0 | 0 | 0 | 0 | 0 | 0 | 0
F2_Commercial_Office (ID)_New_Food Preparation_Natural Gas_Fryer_E1 | F2 | Commercial | Office (ID) | New | Food Preparation | Natural Gas | Fryer | E1 | TRC BC Ratio | [24 empty] | 1 | 1 | 1 | bar: 2019 to 2042
F2_Commercial_Office (ID)_New_Food Preparation_Natural Gas_Fryer_E2 | F2 | Commercial | Office (ID) | New | Food Preparation | Natural Gas | Fryer | E2 | TRC BC Ratio | 67.1428 | 68.9064 | 70.8858 | 73.103 | 75.572 | 78.4927 | 81.4672 | 84.3976 | 87.2157 | 90.0754 | 92.4032 | 94.5998 | 96.9498 | 99.2616 | 101.36 | 103.3462 | 105.1588 | 106.9566 | 108.8632 | 110.7347 | 112.6547 | 114.6445 | 116.6576 | 118.7301 | 120.8395 | 122.9863 | 125.1713
F2_Commercial_Office (ID)_New_Food Preparation_Natural Gas_Fryer_E3 | F2 | Commercial | Office (ID) | New | Food Preparation | Natural Gas | Fryer | E3 | TRC BC Ratio | 0 | 0 | 0 | 0 | 0 | 0 | 0 | 0 | 0 | 0 | 0 | 0 | 0 | 0 | 0 | 0 | 0 | 0 | 0 | 0 | 0 | 0 | 0 | 0 | 0 | 0 | 0
F2_Commercial_Office (ID)_New_Food Preparation_Natural Gas_Fryer_E4 | F2 | Commercial | Office (ID) | New | Food Preparation | Natural Gas | Fryer | E4 | TRC BC Ratio | 0 | 0 | 0 | 0 | 0 | 0 | 0 | 0 | 0 | 0 | 0 | 0 | 0 | 0 | 0 | 0 | 0 | 0 | 0 | 0 | 0 | 0 | 0 | 0 | 0 | 0 | 0
F2_Commercial_Office (ID)_New_Food Preparation_Natural Gas_Fryer_E5 | F2 | Commercial | Office (ID) | New | Food Preparation | Natural Gas | Fryer | E5 | TRC BC Ratio | 0 | 0 | 0 | 0 | 0 | 0 | 0 | 0 | 0 | 0 | 0 | 0 | 0 | 0 | 0 | 0 | 0 | 0 | 0 | 0 | 0 | 0 | 0 | 0 | 0 | 0 | 0
F2_Commercial_Office (ID)_New_Food Preparation_Natural Gas_Fryer_E6 | F2 | Commercial | Office (ID) | New | Food Preparation | Natural Gas | Fryer | E6 | TRC BC Ratio | 0 | 0 | 0 | 0 | 0 | 0 | 0 | 0 | 0 | 0 | 0 | 0 | 0 | 0 | 0 | 0 | 0 | 0 | 0 | 0 | 0 | 0 | 0 | 0 | 0 | 0 | 0
F2_Commercial_Office (ID)_New_Food Preparation_Natural Gas_Fryer_E7 | F2 | Commercial | Office (ID) | New | Food Preparation | Natural Gas | Fryer | E7 | TRC BC Ratio | 0 | 0 | 0 | 0 | 0 | 0 | 0 | 0 | 0 | 0 | 0 | 0 | 0 | 0 | 0 | 0 | 0 | 0 | 0 | 0 | 0 | 0 | 0 | 0 | 0 | 0 | 0
F2_Commercial_Office (ID)_New_Food Preparation_Natural Gas_Fryer_E8 | F2 | Commercial | Office (ID) | New | Food Preparation | Natural Gas | Fryer | E8 | TRC BC Ratio | 0 | 0 | 0 | 0 | 0 | 0 | 0 | 0 | 0 | 0 | 0 | 0 | 0 | 0 | 0 | 0 | 0 | 0 | 0 | 0 | 0 | 0 | 0 | 0 | 0 | 0 | 0
F2_Commercial_Office (ID)_New_Food Preparation_Natural Gas_Fryer_E9 | F2 | Commercial | Office (ID) | New | Food Preparation | Natural Gas | Fryer | E9 | TRC BC Ratio | 0 | 0 | 0 | 0 | 0 | 0 | 0 | 0 | 0 | 0 | 0 | 0 | 0 | 0 | 0 | 0 | 0 | 0 | 0 | 0 | 0 | 0 | 0 | 0 | 0 | 0 | 0
F2_Commercial_Office (ID)_New_Food Preparation_Natural Gas_Fryer_E10 | F2 | Commercial | Office (ID) | New | Food Preparation | Natural Gas | Fryer | E10 | TRC BC Ratio | 0 | 0 | 0 | 0 | 0 | 0 | 0 | 0 | 0 | 0 | 0 | 0 | 0 | 0 | 0 | 0 | 0 | 0 | 0 | 0 | 0 | 0 | 0 | 0 | 0 | 0 | 0
F3_Commercial_Office (ID)_New_Food Preparation_Natural Gas_Fryer_E1 | F3 | Commercial | Office (ID) | New | Food Preparation | Natural Gas | Fryer | E1 | PACT BC Ratio | [24 empty] | 1 | 1 | 1 | bar: 2019 to 2042
F3_Commercial_Office (ID)_New_Food Preparation_Natural Gas_Fryer_E2 | F3 | Commercial | Office (ID) | New | Food Preparation | Natural Gas | Fryer | E2 | PACT BC Ratio | 132.9673 | 136.4598 | 140.38 | 144.7707 | 149.6603 | 155.4444 | 161.3349 | 167.1381 | 172.7191 | 178.3824 | 182.9922 | 187.3423 | 191.9962 | 196.5743 | 200.73 | 204.6633 | 208.253 | 211.8132 | 215.589 | 219.2953 | 223.0975 | 227.0382 | 231.0248 | 235.1292 | 239.3064 | 243.5579 | 247.885
F3_Commercial_Office (ID)_New_Food Preparation_Natural Gas_Fryer_E3 | F3 | Commercial | Office (ID) | New | Food Preparation | Natural Gas | Fryer | E3 | PACT BC Ratio | 0 | 0 | 0 | 0 | 0 | 0 | 0 | 0 | 0 | 0 | 0 | 0 | 0 | 0 | 0 | 0 | 0 | 0 | 0 | 0 | 0 | 0 | 0 | 0 | 0 | 0 | 0
F3_Commercial_Office (ID)_New_Food Preparation_Natural Gas_Fryer_E4 | F3 | Commercial | Office (ID) | New | Food Preparation | Natural Gas | Fryer | E4 | PACT BC Ratio | 0 | 0 | 0 | 0 | 0 | 0 | 0 | 0 | 0 | 0 | 0 | 0 | 0 | 0 | 0 | 0 | 0 | 0 | 0 | 0 | 0 | 0 | 0 | 0 | 0 | 0 | 0
F3_Commercial_Office (ID)_New_Food Preparation_Natural Gas_Fryer_E5 | F3 | Commercial | Office (ID) | New | Food Preparation | Natural Gas | Fryer | E5 | PACT BC Ratio | 0 | 0 | 0 | 0 | 0 | 0 | 0 | 0 | 0 | 0 | 0 | 0 | 0 | 0 | 0 | 0 | 0 | 0 | 0 | 0 | 0 | 0 | 0 | 0 | 0 | 0 | 0
F3_Commercial_Office (ID)_New_Food Preparation_Natural Gas_Fryer_E6 | F3 | Commercial | Office (ID) | New | Food Preparation | Natural Gas | Fryer | E6 | PACT BC Ratio | 0 | 0 | 0 | 0 | 0 | 0 | 0 | 0 | 0 | 0 | 0 | 0 | 0 | 0 | 0 | 0 | 0 | 0 | 0 | 0 | 0 | 0 | 0 | 0 | 0 | 0 | 0
F3_Commercial_Office (ID)_New_Food Preparation_Natural Gas_Fryer_E7 | F3 | Commercial | Office (ID) | New | Food Preparation | Natural Gas | Fryer | E7 | PACT BC Ratio | 0 | 0 | 0 | 0 | 0 | 0 | 0 | 0 | 0 | 0 | 0 | 0 | 0 | 0 | 0 | 0 | 0 | 0 | 0 | 0 | 0 | 0 | 0 | 0 | 0 | 0 | 0
F3_Commercial_Office (ID)_New_Food Preparation_Natural Gas_Fryer_E8 | F3 | Commercial | Office (ID) | New | Food Preparation | Natural Gas | Fryer | E8 | PACT BC Ratio | 0 | 0 | 0 | 0 | 0 | 0 | 0 | 0 | 0 | 0 | 0 | 0 | 0 | 0 | 0 | 0 | 0 | 0 | 0 | 0 | 0 | 0 | 0 | 0 | 0 | 0 | 0
F3_Commercial_Office (ID)_New_Food Preparation_Natural Gas_Fryer_E9 | F3 | Commercial | Office (ID) | New | Food Preparation | Natural Gas | Fryer | E9 | PACT BC Ratio | 0 | 0 | 0 | 0 | 0 | 0 | 0 | 0 | 0 | 0 | 0 | 0 | 0 | 0 | 0 | 0 | 0 | 0 | 0 | 0 | 0 | 0 | 0 | 0 | 0 | 0 | 0
F3_Commercial_Office (ID)_New_Food Preparation_Natural Gas_Fryer_E10 | F3 | Commercial | Office (ID) | New | Food Preparation | Natural Gas | Fryer | E10 | PACT BC Ratio | 0 | 0 | 0 | 0 | 0 | 0 | 0 | 0 | 0 | 0 | 0 | 0 | 0 | 0 | 0 | 0 | 0 | 0 | 0 | 0 | 0 | 0 | 0 | 0 | 0 | 0 | 0
F4_Commercial_Office (ID)_New_Food Preparation_Natural Gas_Fryer_E1 | F4 | Commercial | Office (ID) | New | Food Preparation | Natural Gas | Fryer | E1 | RVT BC Ratio | [24 empty] | 1 | 1 | 1 | bar: 2019 to 2042
F4_Commercial_Office (ID)_New_Food Preparation_Natural Gas_Fryer_E2 | F4 | Commercial | Office (ID) | New | Food Preparation | Natural Gas | Fryer | E2 | RVT BC Ratio | 94.3321 | 96.2199 | 98.3448 | 100.7307 | 103.3912 | 106.6075 | 109.7988 | 112.8163 | 115.5523 | 118.2171 | 120.9773 | 123.5073 | 126.2094 | 128.8286 | 131.1312 | 133.2483 | 135.0963 | 136.8817 | 138.7647 | 140.5522 | 142.3508 | 144.8581 | 147.3945 | 150.0059 | 152.6637 | 155.3687 | 158.1217
F4_Commercial_Office (ID)_New_Food Preparation_Natural Gas_Fryer_E3 | F4 | Commercial | Office (ID) | New | Food Preparation | Natural Gas | Fryer | E3 | RVT BC Ratio | 0 | 0 | 0 | 0 | 0 | 0 | 0 | 0 | 0 | 0 | 0 | 0 | 0 | 0 | 0 | 0 | 0 | 0 | 0 | 0 | 0 | 0 | 0 | 0 | 0 | 0 | 0
F4_Commercial_Office (ID)_New_Food Preparation_Natural Gas_Fryer_E4 | F4 | Commercial | Office (ID) | New | Food Preparation | Natural Gas | Fryer | E4 | RVT BC Ratio | 0 | 0 | 0 | 0 | 0 | 0 | 0 | 0 | 0 | 0 | 0 | 0 | 0 | 0 | 0 | 0 | 0 | 0 | 0 | 0 | 0 | 0 | 0 | 0 | 0 | 0 | 0
F4_Commercial_Office (ID)_New_Food Preparation_Natural Gas_Fryer_E5 | F4 | Commercial | Office (ID) | New | Food Preparation | Natural Gas | Fryer | E5 | RVT BC Ratio | 0 | 0 | 0 | 0 | 0 | 0 | 0 | 0 | 0 | 0 | 0 | 0 | 0 | 0 | 0 | 0 | 0 | 0 | 0 | 0 | 0 | 0 | 0 | 0 | 0 | 0 | 0
F4_Commercial_Office (ID)_New_Food Preparation_Natural Gas_Fryer_E6 | F4 | Commercial | Office (ID) | New | Food Preparation | Natural Gas | Fryer | E6 | RVT BC Ratio | 0 | 0 | 0 | 0 | 0 | 0 | 0 | 0 | 0 | 0 | 0 | 0 | 0 | 0 | 0 | 0 | 0 | 0 | 0 | 0 | 0 | 0 | 0 | 0 | 0 | 0 | 0
F4_Commercial_Office (ID)_New_Food Preparation_Natural Gas_Fryer_E7 | F4 | Commercial | Office (ID) | New | Food Preparation | Natural Gas | Fryer | E7 | RVT BC Ratio | 0 | 0 | 0 | 0 | 0 | 0 | 0 | 0 | 0 | 0 | 0 | 0 | 0 | 0 | 0 | 0 | 0 | 0 | 0 | 0 | 0 | 0 | 0 | 0 | 0 | 0 | 0
F4_Commercial_Office (ID)_New_Food Preparation_Natural Gas_Fryer_E8 | F4 | Commercial | Office (ID) | New | Food Preparation | Natural Gas | Fryer | E8 | RVT BC Ratio | 0 | 0 | 0 | 0 | 0 | 0 | 0 | 0 | 0 | 0 | 0 | 0 | 0 | 0 | 0 | 0 | 0 | 0 | 0 | 0 | 0 | 0 | 0 | 0 | 0 | 0 | 0
F4_Commercial_Office (ID)_New_Food Preparation_Natural Gas_Fryer_E9 | F4 | Commercial | Office (ID) | New | Food Preparation | Natural Gas | Fryer | E9 | RVT BC Ratio | 0 | 0 | 0 | 0 | 0 | 0 | 0 | 0 | 0 | 0 | 0 | 0 | 0 | 0 | 0 | 0 | 0 | 0 | 0 | 0 | 0 | 0 | 0 | 0 | 0 | 0 | 0
F4_Commercial_Office (ID)_New_Food Preparation_Natural Gas_Fryer_E10 | F4 | Commercial | Office (ID) | New | Food Preparation | Natural Gas | Fryer | E10 | RVT BC Ratio | 0 | 0 | 0 | 0 | 0 | 0 | 0 | 0 | 0 | 0 | 0 | 0 | 0 | 0 | 0 | 0 | 0 | 0 | 0 | 0 | 0 | 0 | 0 | 0 | 0 | 0 | 0
F5_Commercial_Office (ID)_New_Food Preparation_Natural Gas_Fryer_E1 | F5 | Commercial | Office (ID) | New | Food Preparation | Natural Gas | Fryer | E1 | RIM BC Ratio | [24 empty] | 1 | 1 | 1 | bar: 2019 to 2042
F5_Commercial_Office (ID)_New_Food Preparation_Natural Gas_Fryer_E2 | F5 | Commercial | Office (ID) | New | Food Preparation | Natural Gas | Fryer | E2 | RIM BC Ratio | 0.85232 | 0.85758 | 0.86319 | 0.86915 | 0.87543 | 0.88188 | 0.88874 | 0.89613 | 0.90416 | 0.91279 | 0.91505 | 0.91765 | 0.92034 | 0.92316 | 0.92615 | 0.92931 | 0.9327 | 0.93629 | 0.94006 | 0.94408 | 0.94833 | 0.9484 | 0.94847 | 0.94854 | 0.94861 | 0.94867 | 0.94874
F5_Commercial_Office (ID)_New_Food Preparation_Natural Gas_Fryer_E3 | F5 | Commercial | Office (ID) | New | Food Preparation | Natural Gas | Fryer | E3 | RIM BC Ratio | 0 | 0 | 0 | 0 | 0 | 0 | 0 | 0 | 0 | 0 | 0 | 0 | 0 | 0 | 0 | 0 | 0 | 0 | 0 | 0 | 0 | 0 | 0 | 0 | 0 | 0 | 0
F5_Commercial_Office (ID)_New_Food Preparation_Natural Gas_Fryer_E4 | F5 | Commercial | Office (ID) | New | Food Preparation | Natural Gas | Fryer | E4 | RIM BC Ratio | 0 | 0 | 0 | 0 | 0 | 0 | 0 | 0 | 0 | 0 | 0 | 0 | 0 | 0 | 0 | 0 | 0 | 0 | 0 | 0 | 0 | 0 | 0 | 0 | 0 | 0 | 0
F5_Commercial_Office (ID)_New_Food Preparation_Natural Gas_Fryer_E5 | F5 | Commercial | Office (ID) | New | Food Preparation | Natural Gas | Fryer | E5 | RIM BC Ratio | 0 | 0 | 0 | 0 | 0 | 0 | 0 | 0 | 0 | 0 | 0 | 0 | 0 | 0 | 0 | 0 | 0 | 0 | 0 | 0 | 0 | 0 | 0 | 0 | 0 | 0 | 0
F5_Commercial_Office (ID)_New_Food Preparation_Natural Gas_Fryer_E6 | F5 | Commercial | Office (ID) | New | Food Preparation | Natural Gas | Fryer | E6 | RIM BC Ratio | 0 | 0 | 0 | 0 | 0 | 0 | 0 | 0 | 0 | 0 | 0 | 0 | 0 | 0 | 0 | 0 | 0 | 0 | 0 | 0 | 0 | 0 | 0 | 0 | 0 | 0 | 0
F5_Commercial_Office (ID)_New_Food Preparation_Natural Gas_Fryer_E7 | F5 | Commercial | Office (ID) | New | Food Preparation | Natural Gas | Fryer | E7 | RIM BC Ratio | 0 | 0 | 0 | 0 | 0 | 0 | 0 | 0 | 0 | 0 | 0 | 0 | 0 | 0 | 0 | 0 | 0 | 0 | 0 | 0 | 0 | 0 | 0 | 0 | 0 | 0 | 0
F5_Commercial_Office (ID)_New_Food Preparation_Natural Gas_Fryer_E8 | F5 | Commercial | Office (ID) | New | Food Preparation | Natural Gas | Fryer | E8 | RIM BC Ratio | 0 | 0 | 0 | 0 | 0 | 0 | 0 | 0 | 0 | 0 | 0 | 0 | 0 | 0 | 0 | 0 | 0 | 0 | 0 | 0 | 0 | 0 | 0 | 0 | 0 | 0 | 0
F5_Commercial_Office (ID)_New_Food Preparation_Natural Gas_Fryer_E9 | F5 | Commercial | Office (ID) | New | Food Preparation | Natural Gas | Fryer | E9 | RIM BC Ratio | 0 | 0 | 0 | 0 | 0 | 0 | 0 | 0 | 0 | 0 | 0 | 0 | 0 | 0 | 0 | 0 | 0 | 0 | 0 | 0 | 0 | 0 | 0 | 0 | 0 | 0 | 0
F5_Commercial_Office (ID)_New_Food Preparation_Natural Gas_Fryer_E10 | F5 | Commercial | Office (ID) | New | Food Preparation | Natural Gas | Fryer | E10 | RIM BC Ratio | 0 | 0 | 0 | 0 | 0 | 0 | 0 | 0 | 0 | 0 | 0 | 0 | 0 | 0 | 0 | 0 | 0 | 0 | 0 | 0 | 0 | 0 | 0 | 0 | 0 | 0 | 0
F0_Commercial_Office (ID)_New_Food Preparation_Natural Gas_Broiler_E0 | F0 | Commercial | Office (ID) | New | Food Preparation | Natural Gas | Broiler | E0 | Economic Unit | Standard | Standard | Standard | Standard | Standard | Standard | Standard | Standard | Standard | Standard | Standard | Standard | Standard | Standard | Standard | Standard | Standard | Standard | Standard | Standard | Standard | Standard | Standard | Standard | Standard | Standard | Standard
F1_Commercial_Office (ID)_New_Food Preparation_Natural Gas_Broiler_E1 | F1 | Commercial | Office (ID) | New | Food Preparation | Natural Gas | Broiler | E1 | CCE | 0 | 0 | 0 | 0 | 0 | 0 | 0 | 0 | 0 | 0 | 0 | 0 | 0 | 0 | 0 | 0 | 0 | 0 | 0 | 0 | 0 | 0 | 0 | 0 | 0 | 0 | 0
F1_Commercial_Office (ID)_New_Food Preparation_Natural Gas_Broiler_E2 | F1 | Commercial | Office (ID) | New | Food Preparation | Natural Gas | Broiler | E2 | CCE | 0.0069043 | 0.0069043 | 0.0069043 | 0.0069043 | 0.0069043 | 0.0069043 | 0.0069043 | 0.0069043 | 0.0069043 | 0.0069043 | 0.0069043 | 0.0069043 | 0.0069043 | 0.0069043 | 0.0069043 | 0.0069043 | 0.0069043 | 0.0069043 | 0.0069043 | 0.0069043 | 0.0069043 | 0.0069043 | 0.0069043 | 0.0069043 | 0.0069043 | 0.0069043 | 0.0069043
F1_Commercial_Office (ID)_New_Food Preparation_Natural Gas_Broiler_E3 | F1 | Commercial | Office (ID) | New | Food Preparation | Natural Gas | Broiler | E3 | CCE | 0 | 0 | 0 | 0 | 0 | 0 | 0 | 0 | 0 | 0 | 0 | 0 | 0 | 0 | 0 | 0 | 0 | 0 | 0 | 0 | 0 | 0 | 0 | 0 | 0 | 0 | 0
F1_Commercial_Office (ID)_New_Food Preparation_Natural Gas_Broiler_E4 | F1 | Commercial | Office (ID) | New | Food Preparation | Natural Gas | Broiler | E4 | CCE | 0 | 0 | 0 | 0 | 0 | 0 | 0 | 0 | 0 | 0 | 0 | 0 | 0 | 0 | 0 | 0 | 0 | 0 | 0 | 0 | 0 | 0 | 0 | 0 | 0 | 0 | 0
F1_Commercial_Office (ID)_New_Food Preparation_Natural Gas_Broiler_E5 | F1 | Commercial | Office (ID) | New | Food Preparation | Natural Gas | Broiler | E5 | CCE | 0 | 0 | 0 | 0 | 0 | 0 | 0 | 0 | 0 | 0 | 0 | 0 | 0 | 0 | 0 | 0 | 0 | 0 | 0 | 0 | 0 | 0 | 0 | 0 | 0 | 0 | 0
F1_Commercial_Office (ID)_New_Food Preparation_Natural Gas_Broiler_E6 | F1 | Commercial | Office (ID) | New | Food Preparation | Natural Gas | Broiler | E6 | CCE | 0 | 0 | 0 | 0 | 0 | 0 | 0 | 0 | 0 | 0 | 0 | 0 | 0 | 0 | 0 | 0 | 0 | 0 | 0 | 0 | 0 | 0 | 0 | 0 | 0 | 0 | 0
F1_Commercial_Office (ID)_New_Food Preparation_Natural Gas_Broiler_E7 | F1 | Commercial | Office (ID) | New | Food Preparation | Natural Gas | Broiler | E7 | CCE | 0 | 0 | 0 | 0 | 0 | 0 | 0 | 0 | 0 | 0 | 0 | 0 | 0 | 0 | 0 | 0 | 0 | 0 | 0 | 0 | 0 | 0 | 0 | 0 | 0 | 0 | 0
F1_Commercial_Office (ID)_New_Food Preparation_Natural Gas_Broiler_E8 | F1 | Commercial | Office (ID) | New | Food Preparation | Natural Gas | Broiler | E8 | CCE | 0 | 0 | 0 | 0 | 0 | 0 | 0 | 0 | 0 | 0 | 0 | 0 | 0 | 0 | 0 | 0 | 0 | 0 | 0 | 0 | 0 | 0 | 0 | 0 | 0 | 0 | 0
F1_Commercial_Office (ID)_New_Food Preparation_Natural Gas_Broiler_E9 | F1 | Commercial | Office (ID) | New | Food Preparation | Natural Gas | Broiler | E9 | CCE | 0 | 0 | 0 | 0 | 0 | 0 | 0 | 0 | 0 | 0 | 0 | 0 | 0 | 0 | 0 | 0 | 0 | 0 | 0 | 0 | 0 | 0 | 0 | 0 | 0 | 0 | 0
F1_Commercial_Office (ID)_New_Food Preparation_Natural Gas_Broiler_E10 | F1 | Commercial | Office (ID) | New | Food Preparation | Natural Gas | Broiler | E10 | CCE | 0 | 0 | 0 | 0 | 0 | 0 | 0 | 0 | 0 | 0 | 0 | 0 | 0 | 0 | 0 | 0 | 0 | 0 | 0 | 0 | 0 | 0 | 0 | 0 | 0 | 0 | 0
F2_Commercial_Office (ID)_New_Food Preparation_Natural Gas_Broiler_E1 | F2 | Commercial | Office (ID) | New | Food Preparation | Natural Gas | Broiler | E1 | TRC BC Ratio | [24 empty] | 1 | 1 | 1 | bar: 2019 to 2042
F2_Commercial_Office (ID)_New_Food Preparation_Natural Gas_Broiler_E2 | F2 | Commercial | Office (ID) | New | Food Preparation | Natural Gas | Broiler | E2 | TRC BC Ratio | 0.51548 | 0.52847 | 0.54386 | 0.5615 | 0.58144 | 0.60571 | 0.63069 | 0.65543 | 0.67924 | 0.70339 | 0.7226 | 0.7406 | 0.75994 | 0.77887 | 0.7958 | 0.81164 | 0.82584 | 0.83987 | 0.85485 | 0.86946 | 0.88447 | 0.90008 | 0.91585 | 0.93212 | 0.94868 | 0.96554 | 0.98269
F2_Commercial_Office (ID)_New_Food Preparation_Natural Gas_Broiler_E3 | F2 | Commercial | Office (ID) | New | Food Preparation | Natural Gas | Broiler | E3 | TRC BC Ratio | 0 | 0 | 0 | 0 | 0 | 0 | 0 | 0 | 0 | 0 | 0 | 0 | 0 | 0 | 0 | 0 | 0 | 0 | 0 | 0 | 0 | 0 | 0 | 0 | 0 | 0 | 0
F2_Commercial_Office (ID)_New_Food Preparation_Natural Gas_Broiler_E4 | F2 | Commercial | Office (ID) | New | Food Preparation | Natural Gas | Broiler | E4 | TRC BC Ratio | 0 | 0 | 0 | 0 | 0 | 0 | 0 | 0 | 0 | 0 | 0 | 0 | 0 | 0 | 0 | 0 | 0 | 0 | 0 | 0 | 0 | 0 | 0 | 0 | 0 | 0 | 0
F2_Commercial_Office (ID)_New_Food Preparation_Natural Gas_Broiler_E5 | F2 | Commercial | Office (ID) | New | Food Preparation | Natural Gas | Broiler | E5 | TRC BC Ratio | 0 | 0 | 0 | 0 | 0 | 0 | 0 | 0 | 0 | 0 | 0 | 0 | 0 | 0 | 0 | 0 | 0 | 0 | 0 | 0 | 0 | 0 | 0 | 0 | 0 | 0 | 0
F2_Commercial_Office (ID)_New_Food Preparation_Natural Gas_Broiler_E6 | F2 | Commercial | Office (ID) | New | Food Preparation | Natural Gas | Broiler | E6 | TRC BC Ratio | 0 | 0 | 0 | 0 | 0 | 0 | 0 | 0 | 0 | 0 | 0 | 0 | 0 | 0 | 0 | 0 | 0 | 0 | 0 | 0 | 0 | 0 | 0 | 0 | 0 | 0 | 0
F2_Commercial_Office (ID)_New_Food Preparation_Natural Gas_Broiler_E7 | F2 | Commercial | Office (ID) | New | Food Preparation | Natural Gas | Broiler | E7 | TRC BC Ratio | 0 | 0 | 0 | 0 | 0 | 0 | 0 | 0 | 0 | 0 | 0 | 0 | 0 | 0 | 0 | 0 | 0 | 0 | 0 | 0 | 0 | 0 | 0 | 0 | 0 | 0 | 0
F2_Commercial_Office (ID)_New_Food Preparation_Natural Gas_Broiler_E8 | F2 | Commercial | Office (ID) | New | Food Preparation | Natural Gas | Broiler | E8 | TRC BC Ratio | 0 | 0 | 0 | 0 | 0 | 0 | 0 | 0 | 0 | 0 | 0 | 0 | 0 | 0 | 0 | 0 | 0 | 0 | 0 | 0 | 0 | 0 | 0 | 0 | 0 | 0 | 0
F2_Commercial_Office (ID)_New_Food Preparation_Natural Gas_Broiler_E9 | F2 | Commercial | Office (ID) | New | Food Preparation | Natural Gas | Broiler | E9 | TRC BC Ratio | 0 | 0 | 0 | 0 | 0 | 0 | 0 | 0 | 0 | 0 | 0 | 0 | 0 | 0 | 0 | 0 | 0 | 0 | 0 | 0 | 0 | 0 | 0 | 0 | 0 | 0 | 0
F2_Commercial_Office (ID)_New_Food Preparation_Natural Gas_Broiler_E10 | F2 | Commercial | Office (ID) | New | Food Preparation | Natural Gas | Broiler | E10 | TRC BC Ratio | 0 | 0 | 0 | 0 | 0 | 0 | 0 | 0 | 0 | 0 | 0 | 0 | 0 | 0 | 0 | 0 | 0 | 0 | 0 | 0 | 0 | 0 | 0 | 0 | 0 | 0 | 0
F3_Commercial_Office (ID)_New_Food Preparation_Natural Gas_Broiler_E1 | F3 | Commercial | Office (ID) | New | Food Preparation | Natural Gas | Broiler | E1 | PACT BC Ratio | [24 empty] | 1 | 1 | 1 | bar: 2019 to 2042
F3_Commercial_Office (ID)_New_Food Preparation_Natural Gas_Broiler_E2 | F3 | Commercial | Office (ID) | New | Food Preparation | Natural Gas | Broiler | E2 | PACT BC Ratio | 1.0208 | 1.0466 | 1.077 | 1.112 | 1.1515 | 1.1995 | 1.249 | 1.298 | 1.3452 | 1.393 | 1.431 | 1.4667 | 1.505 | 1.5425 | 1.576 | 1.6073 | 1.6355 | 1.6632 | 1.6929 | 1.7218 | 1.7516 | 1.7825 | 1.8137 | 1.8459 | 1.8787 | 1.9121 | 1.9461
F3_Commercial_Office (ID)_New_Food Preparation_Natural Gas_Broiler_E3 | F3 | Commercial | Office (ID) | New | Food Preparation | Natural Gas | Broiler | E3 | PACT BC Ratio | 0 | 0 | 0 | 0 | 0 | 0 | 0 | 0 | 0 | 0 | 0 | 0 | 0 | 0 | 0 | 0 | 0 | 0 | 0 | 0 | 0 | 0 | 0 | 0 | 0 | 0 | 0
F3_Commercial_Office (ID)_New_Food Preparation_Natural Gas_Broiler_E4 | F3 | Commercial | Office (ID) | New | Food Preparation | Natural Gas | Broiler | E4 | PACT BC Ratio | 0 | 0 | 0 | 0 | 0 | 0 | 0 | 0 | 0 | 0 | 0 | 0 | 0 | 0 | 0 | 0 | 0 | 0 | 0 | 0 | 0 | 0 | 0 | 0 | 0 | 0 | 0
F3_Commercial_Office (ID)_New_Food Preparation_Natural Gas_Broiler_E5 | F3 | Commercial | Office (ID) | New | Food Preparation | Natural Gas | Broiler | E5 | PACT BC Ratio | 0 | 0 | 0 | 0 | 0 | 0 | 0 | 0 | 0 | 0 | 0 | 0 | 0 | 0 | 0 | 0 | 0 | 0 | 0 | 0 | 0 | 0 | 0 | 0 | 0 | 0 | 0
F3_Commercial_Office (ID)_New_Food Preparation_Natural Gas_Broiler_E6 | F3 | Commercial | Office (ID) | New | Food Preparation | Natural Gas | Broiler | E6 | PACT BC Ratio | 0 | 0 | 0 | 0 | 0 | 0 | 0 | 0 | 0 | 0 | 0 | 0 | 0 | 0 | 0 | 0 | 0 | 0 | 0 | 0 | 0 | 0 | 0 | 0 | 0 | 0 | 0
F3_Commercial_Office (ID)_New_Food Preparation_Natural Gas_Broiler_E7 | F3 | Commercial | Office (ID) | New | Food Preparation | Natural Gas | Broiler | E7 | PACT BC Ratio | 0 | 0 | 0 | 0 | 0 | 0 | 0 | 0 | 0 | 0 | 0 | 0 | 0 | 0 | 0 | 0 | 0 | 0 | 0 | 0 | 0 | 0 | 0 | 0 | 0 | 0 | 0
F3_Commercial_Office (ID)_New_Food Preparation_Natural Gas_Broiler_E8 | F3 | Commercial | Office (ID) | New | Food Preparation | Natural Gas | Broiler | E8 | PACT BC Ratio | 0 | 0 | 0 | 0 | 0 | 0 | 0 | 0 | 0 | 0 | 0 | 0 | 0 | 0 | 0 | 0 | 0 | 0 | 0 | 0 | 0 | 0 | 0 | 0 | 0 | 0 | 0
F3_Commercial_Office (ID)_New_Food Preparation_Natural Gas_Broiler_E9 | F3 | Commercial | Office (ID) | New | Food Preparation | Natural Gas | Broiler | E9 | PACT BC Ratio | 0 | 0 | 0 | 0 | 0 | 0 | 0 | 0 | 0 | 0 | 0 | 0 | 0 | 0 | 0 | 0 | 0 | 0 | 0 | 0 | 0 | 0 | 0 | 0 | 0 | 0 | 0
F3_Commercial_Office (ID)_New_Food Preparation_Natural Gas_Broiler_E10 | F3 | Commercial | Office (ID) | New | Food Preparation | Natural Gas | Broiler | E10 | PACT BC Ratio | 0 | 0 | 0 | 0 | 0 | 0 | 0 | 0 | 0 | 0 | 0 | 0 | 0 | 0 | 0 | 0 | 0 | 0 | 0 | 0 | 0 | 0 | 0 | 0 | 0 | 0 | 0
F4_Commercial_Office (ID)_New_Food Preparation_Natural Gas_Broiler_E1 | F4 | Commercial | Office (ID) | New | Food Preparation | Natural Gas | Broiler | E1 | RVT BC Ratio | [24 empty] | 1 | 1 | 1 | bar: 2019 to 2042
F4_Commercial_Office (ID)_New_Food Preparation_Natural Gas_Broiler_E2 | F4 | Commercial | Office (ID) | New | Food Preparation | Natural Gas | Broiler | E2 | RVT BC Ratio | 1.1345 | 1.1483 | 1.1644 | 1.1833 | 1.2048 | 1.2317 | 1.2588 | 1.2844 | 1.3076 | 1.3301 | 1.3534 | 1.3746 | 1.3969 | 1.4181 | 1.4363 | 1.4527 | 1.4666 | 1.4799 | 1.494 | 1.5072 | 1.5204 | 1.54 | 1.5599 | 1.5804 | 1.6013 | 1.6225 | 1.6441
F4_Commercial_Office (ID)_New_Food Preparation_Natural Gas_Broiler_E3 | F4 | Commercial | Office (ID) | New | Food Preparation | Natural Gas | Broiler | E3 | RVT BC Ratio | 0 | 0 | 0 | 0 | 0 | 0 | 0 | 0 | 0 | 0 | 0 | 0 | 0 | 0 | 0 | 0 | 0 | 0 | 0 | 0 | 0 | 0 | 0 | 0 | 0 | 0 | 0
F4_Commercial_Office (ID)_New_Food Preparation_Natural Gas_Broiler_E4 | F4 | Commercial | Office (ID) | New | Food Preparation | Natural Gas | Broiler | E4 | RVT BC Ratio | 0 | 0 | 0 | 0 | 0 | 0 | 0 | 0 | 0 | 0 | 0 | 0 | 0 | 0 | 0 | 0 | 0 | 0 | 0 | 0 | 0 | 0 | 0 | 0 | 0 | 0 | 0
F4_Commercial_Office (ID)_New_Food Preparation_Natural Gas_Broiler_E5 | F4 | Commercial | Office (ID) | New | Food Preparation | Natural Gas | Broiler | E5 | RVT BC Ratio | 0 | 0 | 0 | 0 | 0 | 0 | 0 | 0 | 0 | 0 | 0 | 0 | 0 | 0 | 0 | 0 | 0 | 0 | 0 | 0 | 0 | 0 | 0 | 0 | 0 | 0 | 0
F4_Commercial_Office (ID)_New_Food Preparation_Natural Gas_Broiler_E6 | F4 | Commercial | Office (ID) | New | Food Preparation | Natural Gas | Broiler | E6 | RVT BC Ratio | 0 | 0 | 0 | 0 | 0 | 0 | 0 | 0 | 0 | 0 | 0 | 0 | 0 | 0 | 0 | 0 | 0 | 0 | 0 | 0 | 0 | 0 | 0 | 0 | 0 | 0 | 0
F4_Commercial_Office (ID)_New_Food Preparation_Natural Gas_Broiler_E7 | F4 | Commercial | Office (ID) | New | Food Preparation | Natural Gas | Broiler | E7 | RVT BC Ratio | 0 | 0 | 0 | 0 | 0 | 0 | 0 | 0 | 0 | 0 | 0 | 0 | 0 | 0 | 0 | 0 | 0 | 0 | 0 | 0 | 0 | 0 | 0 | 0 | 0 | 0 | 0
F4_Commercial_Office (ID)_New_Food Preparation_Natural Gas_Broiler_E8 | F4 | Commercial | Office (ID) | New | Food Preparation | Natural Gas | Broiler | E8 | RVT BC Ratio | 0 | 0 | 0 | 0 | 0 | 0 | 0 | 0 | 0 | 0 | 0 | 0 | 0 | 0 | 0 | 0 | 0 | 0 | 0 | 0 | 0 | 0 | 0 | 0 | 0 | 0 | 0
F4_Commercial_Office (ID)_New_Food Preparation_Natural Gas_Broiler_E9 | F4 | Commercial | Office (ID) | New | Food Preparation | Natural Gas | Broiler | E9 | RVT BC Ratio | 0 | 0 | 0 | 0 | 0 | 0 | 0 | 0 | 0 | 0 | 0 | 0 | 0 | 0 | 0 | 0 | 0 | 0 | 0 | 0 | 0 | 0 | 0 | 0 | 0 | 0 | 0
F4_Commercial_Office (ID)_New_Food Preparation_Natural Gas_Broiler_E10 | F4 | Commercial | Office (ID) | New | Food Preparation | Natural Gas | Broiler | E10 | RVT BC Ratio | 0 | 0 | 0 | 0 | 0 | 0 | 0 | 0 | 0 | 0 | 0 | 0 | 0 | 0 | 0 | 0 | 0 | 0 | 0 | 0 | 0 | 0 | 0 | 0 | 0 | 0 | 0
F5_Commercial_Office (ID)_New_Food Preparation_Natural Gas_Broiler_E1 | F5 | Commercial | Office (ID) | New | Food Preparation | Natural Gas | Broiler | E1 | RIM BC Ratio | [24 empty] | 1 | 1 | 1 | bar: 2019 to 2042
F5_Commercial_Office (ID)_New_Food Preparation_Natural Gas_Broiler_E2 | F5 | Commercial | Office (ID) | New | Food Preparation | Natural Gas | Broiler | E2 | RIM BC Ratio | 0.46352 | 0.47035 | 0.47832 | 0.48711 | 0.49667 | 0.50767 | 0.51882 | 0.52986 | 0.54066 | 0.55164 | 0.55821 | 0.56442 | 0.57104 | 0.57762 | 0.58361 | 0.58931 | 0.59463 | 0.59995 | 0.60556 | 0.61116 | 0.61694 | 0.62073 | 0.62447 | 0.62825 | 0.632 | 0.63574 | 0.63945
F5_Commercial_Office (ID)_New_Food Preparation_Natural Gas_Broiler_E3 | F5 | Commercial | Office (ID) | New | Food Preparation | Natural Gas | Broiler | E3 | RIM BC Ratio | 0 | 0 | 0 | 0 | 0 | 0 | 0 | 0 | 0 | 0 | 0 | 0 | 0 | 0 | 0 | 0 | 0 | 0 | 0 | 0 | 0 | 0 | 0 | 0 | 0 | 0 | 0
F5_Commercial_Office (ID)_New_Food Preparation_Natural Gas_Broiler_E4 | F5 | Commercial | Office (ID) | New | Food Preparation | Natural Gas | Broiler | E4 | RIM BC Ratio | 0 | 0 | 0 | 0 | 0 | 0 | 0 | 0 | 0 | 0 | 0 | 0 | 0 | 0 | 0 | 0 | 0 | 0 | 0 | 0 | 0 | 0 | 0 | 0 | 0 | 0 | 0
F5_Commercial_Office (ID)_New_Food Preparation_Natural Gas_Broiler_E5 | F5 | Commercial | Office (ID) | New | Food Preparation | Natural Gas | Broiler | E5 | RIM BC Ratio | 0 | 0 | 0 | 0 | 0 | 0 | 0 | 0 | 0 | 0 | 0 | 0 | 0 | 0 | 0 | 0 | 0 | 0 | 0 | 0 | 0 | 0 | 0 | 0 | 0 | 0 | 0
F5_Commercial_Office (ID)_New_Food Preparation_Natural Gas_Broiler_E6 | F5 | Commercial | Office (ID) | New | Food Preparation | Natural Gas | Broiler | E6 | RIM BC Ratio | 0 | 0 | 0 | 0 | 0 | 0 | 0 | 0 | 0 | 0 | 0 | 0 | 0 | 0 | 0 | 0 | 0 | 0 | 0 | 0 | 0 | 0 | 0 | 0 | 0 | 0 | 0
F5_Commercial_Office (ID)_New_Food Preparation_Natural Gas_Broiler_E7 | F5 | Commercial | Office (ID) | New | Food Preparation | Natural Gas | Broiler | E7 | RIM BC Ratio | 0 | 0 | 0 | 0 | 0 | 0 | 0 | 0 | 0 | 0 | 0 | 0 | 0 | 0 | 0 | 0 | 0 | 0 | 0 | 0 | 0 | 0 | 0 | 0 | 0 | 0 | 0
F5_Commercial_Office (ID)_New_Food Preparation_Natural Gas_Broiler_E8 | F5 | Commercial | Office (ID) | New | Food Preparation | Natural Gas | Broiler | E8 | RIM BC Ratio | 0 | 0 | 0 | 0 | 0 | 0 | 0 | 0 | 0 | 0 | 0 | 0 | 0 | 0 | 0 | 0 | 0 | 0 | 0 | 0 | 0 | 0 | 0 | 0 | 0 | 0 | 0
F5_Commercial_Office (ID)_New_Food Preparation_Natural Gas_Broiler_E9 | F5 | Commercial | Office (ID) | New | Food Preparation | Natural Gas | Broiler | E9 | RIM BC Ratio | 0 | 0 | 0 | 0 | 0 | 0 | 0 | 0 | 0 | 0 | 0 | 0 | 0 | 0 | 0 | 0 | 0 | 0 | 0 | 0 | 0 | 0 | 0 | 0 | 0 | 0 | 0
F5_Commercial_Office (ID)_New_Food Preparation_Natural Gas_Broiler_E10 | F5 | Commercial | Office (ID) | New | Food Preparation | Natural Gas | Broiler | E10 | RIM BC Ratio | 0 | 0 | 0 | 0 | 0 | 0 | 0 | 0 | 0 | 0 | 0 | 0 | 0 | 0 | 0 | 0 | 0 | 0 | 0 | 0 | 0 | 0 | 0 | 0 | 0 | 0 | 0
F0_Commercial_Office (ID)_New_Food Preparation_Natural Gas_Griddle_E0 | F0 | Commercial | Office (ID) | New | Food Preparation | Natural Gas | Griddle | E0 | Economic Unit | ENERGY STAR | ENERGY STAR | ENERGY STAR | ENERGY STAR | ENERGY STAR | ENERGY STAR | ENERGY STAR | ENERGY STAR | ENERGY STAR | ENERGY STAR | ENERGY STAR | ENERGY STAR | ENERGY STAR | ENERGY STAR | ENERGY STAR | ENERGY STAR | ENERGY STAR | ENERGY STAR | ENERGY STAR | ENERGY STAR | ENERGY STAR | ENERGY STAR | ENERGY STAR | ENERGY STAR | ENERGY STAR | ENERGY STAR | ENERGY STAR
F1_Commercial_Office (ID)_New_Food Preparation_Natural Gas_Griddle_E1 | F1 | Commercial | Office (ID) | New | Food Preparation | Natural Gas | Griddle | E1 | CCE | 0 | 0 | 0 | 0 | 0 | 0 | 0 | 0 | 0 | 0 | 0 | 0 | 0 | 0 | 0 | 0 | 0 | 0 | 0 | 0 | 0 | 0 | 0 | 0 | 0 | 0 | 0
F1_Commercial_Office (ID)_New_Food Preparation_Natural Gas_Griddle_E2 | F1 | Commercial | Office (ID) | New | Food Preparation | Natural Gas | Griddle | E2 | CCE | 6.1281e-05 | 6.1281e-05 | 6.1281e-05 | 6.1281e-05 | 6.1281e-05 | 6.1281e-05 | 6.1281e-05 | 6.1281e-05 | 6.1281e-05 | 6.1281e-05 | 6.1281e-05 | 6.1281e-05 | 6.1281e-05 | 6.1281e-05 | 6.1281e-05 | 6.1281e-05 | 6.1281e-05 | 6.1281e-05 | 6.1281e-05 | 6.1281e-05 | 6.1281e-05 | 6.1281e-05 | 6.1281e-05 | 6.1281e-05 | 6.1281e-05 | 6.1281e-05 | 6.1281e-05
F1_Commercial_Office (ID)_New_Food Preparation_Natural Gas_Griddle_E3 | F1 | Commercial | Office (ID) | New | Food Preparation | Natural Gas | Griddle | E3 | CCE | 0 | 0 | 0 | 0 | 0 | 0 | 0 | 0 | 0 | 0 | 0 | 0 | 0 | 0 | 0 | 0 | 0 | 0 | 0 | 0 | 0 | 0 | 0 | 0 | 0 | 0 | 0
F1_Commercial_Office (ID)_New_Food Preparation_Natural Gas_Griddle_E4 | F1 | Commercial | Office (ID) | New | Food Preparation | Natural Gas | Griddle | E4 | CCE | 0 | 0 | 0 | 0 | 0 | 0 | 0 | 0 | 0 | 0 | 0 | 0 | 0 | 0 | 0 | 0 | 0 | 0 | 0 | 0 | 0 | 0 | 0 | 0 | 0 | 0 | 0
F1_Commercial_Office (ID)_New_Food Preparation_Natural Gas_Griddle_E5 | F1 | Commercial | Office (ID) | New | Food Preparation | Natural Gas | Griddle | E5 | CCE | 0 | 0 | 0 | 0 | 0 | 0 | 0 | 0 | 0 | 0 | 0 | 0 | 0 | 0 | 0 | 0 | 0 | 0 | 0 | 0 | 0 | 0 | 0 | 0 | 0 | 0 | 0
F1_Commercial_Office (ID)_New_Food Preparation_Natural Gas_Griddle_E6 | F1 | Commercial | Office (ID) | New | Food Preparation | Natural Gas | Griddle | E6 | CCE | 0 | 0 | 0 | 0 | 0 | 0 | 0 | 0 | 0 | 0 | 0 | 0 | 0 | 0 | 0 | 0 | 0 | 0 | 0 | 0 | 0 | 0 | 0 | 0 | 0 | 0 | 0
F1_Commercial_Office (ID)_New_Food Preparation_Natural Gas_Griddle_E7 | F1 | Commercial | Office (ID) | New | Food Preparation | Natural Gas | Griddle | E7 | CCE | 0 | 0 | 0 | 0 | 0 | 0 | 0 | 0 | 0 | 0 | 0 | 0 | 0 | 0 | 0 | 0 | 0 | 0 | 0 | 0 | 0 | 0 | 0 | 0 | 0 | 0 | 0
F1_Commercial_Office (ID)_New_Food Preparation_Natural Gas_Griddle_E8 | F1 | Commercial | Office (ID) | New | Food Preparation | Natural Gas | Griddle | E8 | CCE | 0 | 0 | 0 | 0 | 0 | 0 | 0 | 0 | 0 | 0 | 0 | 0 | 0 | 0 | 0 | 0 | 0 | 0 | 0 | 0 | 0 | 0 | 0 | 0 | 0 | 0 | 0
F1_Commercial_Office (ID)_New_Food Preparation_Natural Gas_Griddle_E9 | F1 | Commercial | Office (ID) | New | Food Preparation | Natural Gas | Griddle | E9 | CCE | 0 | 0 | 0 | 0 | 0 | 0 | 0 | 0 | 0 | 0 | 0 | 0 | 0 | 0 | 0 | 0 | 0 | 0 | 0 | 0 | 0 | 0 | 0 | 0 | 0 | 0 | 0
F1_Commercial_Office (ID)_New_Food Preparation_Natural Gas_Griddle_E10 | F1 | Commercial | Office (ID) | New | Food Preparation | Natural Gas | Griddle | E10 | CCE | 0 | 0 | 0 | 0 | 0 | 0 | 0 | 0 | 0 | 0 | 0 | 0 | 0 | 0 | 0 | 0 | 0 | 0 | 0 | 0 | 0 | 0 | 0 | 0 | 0 | 0 | 0
F2_Commercial_Office (ID)_New_Food Preparation_Natural Gas_Griddle_E1 | F2 | Commercial | Office (ID) | New | Food Preparation | Natural Gas | Griddle | E1 | TRC BC Ratio | [24 empty] | 1 | 1 | 1 | bar: 2019 to 2042
F2_Commercial_Office (ID)_New_Food Preparation_Natural Gas_Griddle_E2 | F2 | Commercial | Office (ID) | New | Food Preparation | Natural Gas | Griddle | E2 | TRC BC Ratio | 58.0767 | 59.5404 | 61.2745 | 63.2617 | 65.509 | 68.2432 | 71.0575 | 73.8446 | 76.5278 | 79.2482 | 81.4128 | 83.4408 | 85.6196 | 87.7525 | 89.6595 | 91.4441 | 93.0446 | 94.6247 | 96.3124 | 97.9588 | 99.6502 | 101.4086 | 103.1857 | 105.0189 | 106.8847 | 108.7836 | 110.7162
F2_Commercial_Office (ID)_New_Food Preparation_Natural Gas_Griddle_E3 | F2 | Commercial | Office (ID) | New | Food Preparation | Natural Gas | Griddle | E3 | TRC BC Ratio | 0 | 0 | 0 | 0 | 0 | 0 | 0 | 0 | 0 | 0 | 0 | 0 | 0 | 0 | 0 | 0 | 0 | 0 | 0 | 0 | 0 | 0 | 0 | 0 | 0 | 0 | 0
F2_Commercial_Office (ID)_New_Food Preparation_Natural Gas_Griddle_E4 | F2 | Commercial | Office (ID) | New | Food Preparation | Natural Gas | Griddle | E4 | TRC BC Ratio | 0 | 0 | 0 | 0 | 0 | 0 | 0 | 0 | 0 | 0 | 0 | 0 | 0 | 0 | 0 | 0 | 0 | 0 | 0 | 0 | 0 | 0 | 0 | 0 | 0 | 0 | 0
F2_Commercial_Office (ID)_New_Food Preparation_Natural Gas_Griddle_E5 | F2 | Commercial | Office (ID) | New | Food Preparation | Natural Gas | Griddle | E5 | TRC BC Ratio | 0 | 0 | 0 | 0 | 0 | 0 | 0 | 0 | 0 | 0 | 0 | 0 | 0 | 0 | 0 | 0 | 0 | 0 | 0 | 0 | 0 | 0 | 0 | 0 | 0 | 0 | 0
F2_Commercial_Office (ID)_New_Food Preparation_Natural Gas_Griddle_E6 | F2 | Commercial | Office (ID) | New | Food Preparation | Natural Gas | Griddle | E6 | TRC BC Ratio | 0 | 0 | 0 | 0 | 0 | 0 | 0 | 0 | 0 | 0 | 0 | 0 | 0 | 0 | 0 | 0 | 0 | 0 | 0 | 0 | 0 | 0 | 0 | 0 | 0 | 0 | 0
F2_Commercial_Office (ID)_New_Food Preparation_Natural Gas_Griddle_E7 | F2 | Commercial | Office (ID) | New | Food Preparation | Natural Gas | Griddle | E7 | TRC BC Ratio | 0 | 0 | 0 | 0 | 0 | 0 | 0 | 0 | 0 | 0 | 0 | 0 | 0 | 0 | 0 | 0 | 0 | 0 | 0 | 0 | 0 | 0 | 0 | 0 | 0 | 0 | 0
F2_Commercial_Office (ID)_New_Food Preparation_Natural Gas_Griddle_E8 | F2 | Commercial | Office (ID) | New | Food Preparation | Natural Gas | Griddle | E8 | TRC BC Ratio | 0 | 0 | 0 | 0 | 0 | 0 | 0 | 0 | 0 | 0 | 0 | 0 | 0 | 0 | 0 | 0 | 0 | 0 | 0 | 0 | 0 | 0 | 0 | 0 | 0 | 0 | 0
F2_Commercial_Office (ID)_New_Food Preparation_Natural Gas_Griddle_E9 | F2 | Commercial | Office (ID) | New | Food Preparation | Natural Gas | Griddle | E9 | TRC BC Ratio | 0 | 0 | 0 | 0 | 0 | 0 | 0 | 0 | 0 | 0 | 0 | 0 | 0 | 0 | 0 | 0 | 0 | 0 | 0 | 0 | 0 | 0 | 0 | 0 | 0 | 0 | 0
F2_Commercial_Office (ID)_New_Food Preparation_Natural Gas_Griddle_E10 | F2 | Commercial | Office (ID) | New | Food Preparation | Natural Gas | Griddle | E10 | TRC BC Ratio | 0 | 0 | 0 | 0 | 0 | 0 | 0 | 0 | 0 | 0 | 0 | 0 | 0 | 0 | 0 | 0 | 0 | 0 | 0 | 0 | 0 | 0 | 0 | 0 | 0 | 0 | 0
F3_Commercial_Office (ID)_New_Food Preparation_Natural Gas_Griddle_E1 | F3 | Commercial | Office (ID) | New | Food Preparation | Natural Gas | Griddle | E1 | PACT BC Ratio | [24 empty] | 1 | 1 | 1 | bar: 2019 to 2042
F3_Commercial_Office (ID)_New_Food Preparation_Natural Gas_Griddle_E2 | F3 | Commercial | Office (ID) | New | Food Preparation | Natural Gas | Griddle | E2 | PACT BC Ratio | 115.0132 | 117.9118 | 121.3459 | 125.2813 | 129.7317 | 135.1466 | 140.7199 | 146.2394 | 151.553 | 156.9405 | 161.2273 | 165.2433 | 169.5582 | 173.7821 | 177.5587 | 181.0929 | 184.2624 | 187.3916 | 190.7339 | 193.9944 | 197.3439 | 200.8263 | 204.3456 | 207.976 | 211.6708 | 215.4314 | 219.2587
F3_Commercial_Office (ID)_New_Food Preparation_Natural Gas_Griddle_E3 | F3 | Commercial | Office (ID) | New | Food Preparation | Natural Gas | Griddle | E3 | PACT BC Ratio | 0 | 0 | 0 | 0 | 0 | 0 | 0 | 0 | 0 | 0 | 0 | 0 | 0 | 0 | 0 | 0 | 0 | 0 | 0 | 0 | 0 | 0 | 0 | 0 | 0 | 0 | 0
F3_Commercial_Office (ID)_New_Food Preparation_Natural Gas_Griddle_E4 | F3 | Commercial | Office (ID) | New | Food Preparation | Natural Gas | Griddle | E4 | PACT BC Ratio | 0 | 0 | 0 | 0 | 0 | 0 | 0 | 0 | 0 | 0 | 0 | 0 | 0 | 0 | 0 | 0 | 0 | 0 | 0 | 0 | 0 | 0 | 0 | 0 | 0 | 0 | 0
F3_Commercial_Office (ID)_New_Food Preparation_Natural Gas_Griddle_E5 | F3 | Commercial | Office (ID) | New | Food Preparation | Natural Gas | Griddle | E5 | PACT BC Ratio | 0 | 0 | 0 | 0 | 0 | 0 | 0 | 0 | 0 | 0 | 0 | 0 | 0 | 0 | 0 | 0 | 0 | 0 | 0 | 0 | 0 | 0 | 0 | 0 | 0 | 0 | 0
F3_Commercial_Office (ID)_New_Food Preparation_Natural Gas_Griddle_E6 | F3 | Commercial | Office (ID) | New | Food Preparation | Natural Gas | Griddle | E6 | PACT BC Ratio | 0 | 0 | 0 | 0 | 0 | 0 | 0 | 0 | 0 | 0 | 0 | 0 | 0 | 0 | 0 | 0 | 0 | 0 | 0 | 0 | 0 | 0 | 0 | 0 | 0 | 0 | 0
F3_Commercial_Office (ID)_New_Food Preparation_Natural Gas_Griddle_E7 | F3 | Commercial | Office (ID) | New | Food Preparation | Natural Gas | Griddle | E7 | PACT BC Ratio | 0 | 0 | 0 | 0 | 0 | 0 | 0 | 0 | 0 | 0 | 0 | 0 | 0 | 0 | 0 | 0 | 0 | 0 | 0 | 0 | 0 | 0 | 0 | 0 | 0 | 0 | 0
F3_Commercial_Office (ID)_New_Food Preparation_Natural Gas_Griddle_E8 | F3 | Commercial | Office (ID) | New | Food Preparation | Natural Gas | Griddle | E8 | PACT BC Ratio | 0 | 0 | 0 | 0 | 0 | 0 | 0 | 0 | 0 | 0 | 0 | 0 | 0 | 0 | 0 | 0 | 0 | 0 | 0 | 0 | 0 | 0 | 0 | 0 | 0 | 0 | 0
F3_Commercial_Office (ID)_New_Food Preparation_Natural Gas_Griddle_E9 | F3 | Commercial | Office (ID) | New | Food Preparation | Natural Gas | Griddle | E9 | PACT BC Ratio | 0 | 0 | 0 | 0 | 0 | 0 | 0 | 0 | 0 | 0 | 0 | 0 | 0 | 0 | 0 | 0 | 0 | 0 | 0 | 0 | 0 | 0 | 0 | 0 | 0 | 0 | 0
F3_Commercial_Office (ID)_New_Food Preparation_Natural Gas_Griddle_E10 | F3 | Commercial | Office (ID) | New | Food Preparation | Natural Gas | Griddle | E10 | PACT BC Ratio | 0 | 0 | 0 | 0 | 0 | 0 | 0 | 0 | 0 | 0 | 0 | 0 | 0 | 0 | 0 | 0 | 0 | 0 | 0 | 0 | 0 | 0 | 0 | 0 | 0 | 0 | 0
F4_Commercial_Office (ID)_New_Food Preparation_Natural Gas_Griddle_E1 | F4 | Commercial | Office (ID) | New | Food Preparation | Natural Gas | Griddle | E1 | RVT BC Ratio | [24 empty] | 1 | 1 | 1 | bar: 2019 to 2042
F4_Commercial_Office (ID)_New_Food Preparation_Natural Gas_Griddle_E2 | F4 | Commercial | Office (ID) | New | Food Preparation | Natural Gas | Griddle | E2 | RVT BC Ratio | 82.4891 | 84.0397 | 85.8598 | 87.9816 | 90.4121 | 93.4458 | 96.488 | 99.3764 | 101.9911 | 104.5257 | 107.152 | 109.5388 | 112.0581 | 114.4419 | 116.4917 | 118.3416 | 119.9073 | 121.402 | 122.9915 | 124.4758 | 125.9652 | 128.1808 | 130.42 | 132.7298 | 135.0807 | 137.4733 | 139.9084
F4_Commercial_Office (ID)_New_Food Preparation_Natural Gas_Griddle_E3 | F4 | Commercial | Office (ID) | New | Food Preparation | Natural Gas | Griddle | E3 | RVT BC Ratio | 0 | 0 | 0 | 0 | 0 | 0 | 0 | 0 | 0 | 0 | 0 | 0 | 0 | 0 | 0 | 0 | 0 | 0 | 0 | 0 | 0 | 0 | 0 | 0 | 0 | 0 | 0
F4_Commercial_Office (ID)_New_Food Preparation_Natural Gas_Griddle_E4 | F4 | Commercial | Office (ID) | New | Food Preparation | Natural Gas | Griddle | E4 | RVT BC Ratio | 0 | 0 | 0 | 0 | 0 | 0 | 0 | 0 | 0 | 0 | 0 | 0 | 0 | 0 | 0 | 0 | 0 | 0 | 0 | 0 | 0 | 0 | 0 | 0 | 0 | 0 | 0
F4_Commercial_Office (ID)_New_Food Preparation_Natural Gas_Griddle_E5 | F4 | Commercial | Office (ID) | New | Food Preparation | Natural Gas | Griddle | E5 | RVT BC Ratio | 0 | 0 | 0 | 0 | 0 | 0 | 0 | 0 | 0 | 0 | 0 | 0 | 0 | 0 | 0 | 0 | 0 | 0 | 0 | 0 | 0 | 0 | 0 | 0 | 0 | 0 | 0
F4_Commercial_Office (ID)_New_Food Preparation_Natural Gas_Griddle_E6 | F4 | Commercial | Office (ID) | New | Food Preparation | Natural Gas | Griddle | E6 | RVT BC Ratio | 0 | 0 | 0 | 0 | 0 | 0 | 0 | 0 | 0 | 0 | 0 | 0 | 0 | 0 | 0 | 0 | 0 | 0 | 0 | 0 | 0 | 0 | 0 | 0 | 0 | 0 | 0
F4_Commercial_Office (ID)_New_Food Preparation_Natural Gas_Griddle_E7 | F4 | Commercial | Office (ID) | New | Food Preparation | Natural Gas | Griddle | E7 | RVT BC Ratio | 0 | 0 | 0 | 0 | 0 | 0 | 0 | 0 | 0 | 0 | 0 | 0 | 0 | 0 | 0 | 0 | 0 | 0 | 0 | 0 | 0 | 0 | 0 | 0 | 0 | 0 | 0
F4_Commercial_Office (ID)_New_Food Preparation_Natural Gas_Griddle_E8 | F4 | Commercial | Office (ID) | New | Food Preparation | Natural Gas | Griddle | E8 | RVT BC Ratio | 0 | 0 | 0 | 0 | 0 | 0 | 0 | 0 | 0 | 0 | 0 | 0 | 0 | 0 | 0 | 0 | 0 | 0 | 0 | 0 | 0 | 0 | 0 | 0 | 0 | 0 | 0
F4_Commercial_Office (ID)_New_Food Preparation_Natural Gas_Griddle_E9 | F4 | Commercial | Office (ID) | New | Food Preparation | Natural Gas | Griddle | E9 | RVT BC Ratio | 0 | 0 | 0 | 0 | 0 | 0 | 0 | 0 | 0 | 0 | 0 | 0 | 0 | 0 | 0 | 0 | 0 | 0 | 0 | 0 | 0 | 0 | 0 | 0 | 0 | 0 | 0
F4_Commercial_Office (ID)_New_Food Preparation_Natural Gas_Griddle_E10 | F4 | Commercial | Office (ID) | New | Food Preparation | Natural Gas | Griddle | E10 | RVT BC Ratio | 0 | 0 | 0 | 0 | 0 | 0 | 0 | 0 | 0 | 0 | 0 | 0 | 0 | 0 | 0 | 0 | 0 | 0 | 0 | 0 | 0 | 0 | 0 | 0 | 0 | 0 | 0
F5_Commercial_Office (ID)_New_Food Preparation_Natural Gas_Griddle_E1 | F5 | Commercial | Office (ID) | New | Food Preparation | Natural Gas | Griddle | E1 | RIM BC Ratio | [24 empty] | 1 | 1 | 1 | bar: 2019 to 2042
F5_Commercial_Office (ID)_New_Food Preparation_Natural Gas_Griddle_E2 | F5 | Commercial | Office (ID) | New | Food Preparation | Natural Gas | Griddle | E2 | RIM BC Ratio | 0.84282 | 0.84816 | 0.8544 | 0.86088 | 0.86755 | 0.87449 | 0.8819 | 0.8899 | 0.89864 | 0.90807 | 0.91005 | 0.91243 | 0.91524 | 0.91854 | 0.92201 | 0.92569 | 0.92961 | 0.93378 | 0.93817 | 0.94285 | 0.94781 | 0.94789 | 0.94796 | 0.94804 | 0.94812 | 0.94819 | 0.94826
F5_Commercial_Office (ID)_New_Food Preparation_Natural Gas_Griddle_E3 | F5 | Commercial | Office (ID) | New | Food Preparation | Natural Gas | Griddle | E3 | RIM BC Ratio | 0 | 0 | 0 | 0 | 0 | 0 | 0 | 0 | 0 | 0 | 0 | 0 | 0 | 0 | 0 | 0 | 0 | 0 | 0 | 0 | 0 | 0 | 0 | 0 | 0 | 0 | 0
F5_Commercial_Office (ID)_New_Food Preparation_Natural Gas_Griddle_E4 | F5 | Commercial | Office (ID) | New | Food Preparation | Natural Gas | Griddle | E4 | RIM BC Ratio | 0 | 0 | 0 | 0 | 0 | 0 | 0 | 0 | 0 | 0 | 0 | 0 | 0 | 0 | 0 | 0 | 0 | 0 | 0 | 0 | 0 | 0 | 0 | 0 | 0 | 0 | 0
F5_Commercial_Office (ID)_New_Food Preparation_Natural Gas_Griddle_E5 | F5 | Commercial | Office (ID) | New | Food Preparation | Natural Gas | Griddle | E5 | RIM BC Ratio | 0 | 0 | 0 | 0 | 0 | 0 | 0 | 0 | 0 | 0 | 0 | 0 | 0 | 0 | 0 | 0 | 0 | 0 | 0 | 0 | 0 | 0 | 0 | 0 | 0 | 0 | 0
F5_Commercial_Office (ID)_New_Food Preparation_Natural Gas_Griddle_E6 | F5 | Commercial | Office (ID) | New | Food Preparation | Natural Gas | Griddle | E6 | RIM BC Ratio | 0 | 0 | 0 | 0 | 0 | 0 | 0 | 0 | 0 | 0 | 0 | 0 | 0 | 0 | 0 | 0 | 0 | 0 | 0 | 0 | 0 | 0 | 0 | 0 | 0 | 0 | 0
F5_Commercial_Office (ID)_New_Food Preparation_Natural Gas_Griddle_E7 | F5 | Commercial | Office (ID) | New | Food Preparation | Natural Gas | Griddle | E7 | RIM BC Ratio | 0 | 0 | 0 | 0 | 0 | 0 | 0 | 0 | 0 | 0 | 0 | 0 | 0 | 0 | 0 | 0 | 0 | 0 | 0 | 0 | 0 | 0 | 0 | 0 | 0 | 0 | 0
F5_Commercial_Office (ID)_New_Food Preparation_Natural Gas_Griddle_E8 | F5 | Commercial | Office (ID) | New | Food Preparation | Natural Gas | Griddle | E8 | RIM BC Ratio | 0 | 0 | 0 | 0 | 0 | 0 | 0 | 0 | 0 | 0 | 0 | 0 | 0 | 0 | 0 | 0 | 0 | 0 | 0 | 0 | 0 | 0 | 0 | 0 | 0 | 0 | 0
F5_Commercial_Office (ID)_New_Food Preparation_Natural Gas_Griddle_E9 | F5 | Commercial | Office (ID) | New | Food Preparation | Natural Gas | Griddle | E9 | RIM BC Ratio | 0 | 0 | 0 | 0 | 0 | 0 | 0 | 0 | 0 | 0 | 0 | 0 | 0 | 0 | 0 | 0 | 0 | 0 | 0 | 0 | 0 | 0 | 0 | 0 | 0 | 0 | 0
F5_Commercial_Office (ID)_New_Food Preparation_Natural Gas_Griddle_E10 | F5 | Commercial | Office (ID) | New | Food Preparation | Natural Gas | Griddle | E10 | RIM BC Ratio | 0 | 0 | 0 | 0 | 0 | 0 | 0 | 0 | 0 | 0 | 0 | 0 | 0 | 0 | 0 | 0 | 0 | 0 | 0 | 0 | 0 | 0 | 0 | 0 | 0 | 0 | 0
F0_Commercial_Office (ID)_New_Food Preparation_Natural Gas_Range_E0 | F0 | Commercial | Office (ID) | New | Food Preparation | Natural Gas | Range | E0 | Economic Unit | High Efficiency | High Efficiency | High Efficiency | High Efficiency | High Efficiency | High Efficiency | High Efficiency | High Efficiency | High Efficiency | High Efficiency | High Efficiency | High Efficiency | High Efficiency | High Efficiency | High Efficiency | High Efficiency | High Efficiency | High Efficiency | High Efficiency | High Efficiency | High Efficiency | High Efficiency | High Efficiency | High Efficiency | High Efficiency | High Efficiency | High Efficiency
F1_Commercial_Office (ID)_New_Food Preparation_Natural Gas_Range_E1 | F1 | Commercial | Office (ID) | New | Food Preparation | Natural Gas | Range | E1 | CCE | 0 | 0 | 0 | 0 | 0 | 0 | 0 | 0 | 0 | 0 | 0 | 0 | 0 | 0 | 0 | 0 | 0 | 0 | 0 | 0 | 0 | 0 | 0 | 0 | 0 | 0 | 0
F1_Commercial_Office (ID)_New_Food Preparation_Natural Gas_Range_E2 | F1 | Commercial | Office (ID) | New | Food Preparation | Natural Gas | Range | E2 | CCE | 1.6433e-05 | 1.6433e-05 | 1.6433e-05 | 1.6433e-05 | 1.6433e-05 | 1.6433e-05 | 1.6433e-05 | 1.6433e-05 | 1.6433e-05 | 1.6433e-05 | 1.6433e-05 | 1.6433e-05 | 1.6433e-05 | 1.6433e-05 | 1.6433e-05 | 1.6433e-05 | 1.6433e-05 | 1.6433e-05 | 1.6433e-05 | 1.6433e-05 | 1.6433e-05 | 1.6433e-05 | 1.6433e-05 | 1.6433e-05 | 1.6433e-05 | 1.6433e-05 | 1.6433e-05
F1_Commercial_Office (ID)_New_Food Preparation_Natural Gas_Range_E3 | F1 | Commercial | Office (ID) | New | Food Preparation | Natural Gas | Range | E3 | CCE | 0 | 0 | 0 | 0 | 0 | 0 | 0 | 0 | 0 | 0 | 0 | 0 | 0 | 0 | 0 | 0 | 0 | 0 | 0 | 0 | 0 | 0 | 0 | 0 | 0 | 0 | 0
F1_Commercial_Office (ID)_New_Food Preparation_Natural Gas_Range_E4 | F1 | Commercial | Office (ID) | New | Food Preparation | Natural Gas | Range | E4 | CCE | 0 | 0 | 0 | 0 | 0 | 0 | 0 | 0 | 0 | 0 | 0 | 0 | 0 | 0 | 0 | 0 | 0 | 0 | 0 | 0 | 0 | 0 | 0 | 0 | 0 | 0 | 0
F1_Commercial_Office (ID)_New_Food Preparation_Natural Gas_Range_E5 | F1 | Commercial | Office (ID) | New | Food Preparation | Natural Gas | Range | E5 | CCE | 0 | 0 | 0 | 0 | 0 | 0 | 0 | 0 | 0 | 0 | 0 | 0 | 0 | 0 | 0 | 0 | 0 | 0 | 0 | 0 | 0 | 0 | 0 | 0 | 0 | 0 | 0
F1_Commercial_Office (ID)_New_Food Preparation_Natural Gas_Range_E6 | F1 | Commercial | Office (ID) | New | Food Preparation | Natural Gas | Range | E6 | CCE | 0 | 0 | 0 | 0 | 0 | 0 | 0 | 0 | 0 | 0 | 0 | 0 | 0 | 0 | 0 | 0 | 0 | 0 | 0 | 0 | 0 | 0 | 0 | 0 | 0 | 0 | 0
F1_Commercial_Office (ID)_New_Food Preparation_Natural Gas_Range_E7 | F1 | Commercial | Office (ID) | New | Food Preparation | Natural Gas | Range | E7 | CCE | 0 | 0 | 0 | 0 | 0 | 0 | 0 | 0 | 0 | 0 | 0 | 0 | 0 | 0 | 0 | 0 | 0 | 0 | 0 | 0 | 0 | 0 | 0 | 0 | 0 | 0 | 0
F1_Commercial_Office (ID)_New_Food Preparation_Natural Gas_Range_E8 | F1 | Commercial | Office (ID) | New | Food Preparation | Natural Gas | Range | E8 | CCE | 0 | 0 | 0 | 0 | 0 | 0 | 0 | 0 | 0 | 0 | 0 | 0 | 0 | 0 | 0 | 0 | 0 | 0 | 0 | 0 | 0 | 0 | 0 | 0 | 0 | 0 | 0
F1_Commercial_Office (ID)_New_Food Preparation_Natural Gas_Range_E9 | F1 | Commercial | Office (ID) | New | Food Preparation | Natural Gas | Range | E9 | CCE | 0 | 0 | 0 | 0 | 0 | 0 | 0 | 0 | 0 | 0 | 0 | 0 | 0 | 0 | 0 | 0 | 0 | 0 | 0 | 0 | 0 | 0 | 0 | 0 | 0 | 0 | 0
F1_Commercial_Office (ID)_New_Food Preparation_Natural Gas_Range_E10 | F1 | Commercial | Office (ID) | New | Food Preparation | Natural Gas | Range | E10 | CCE | 0 | 0 | 0 | 0 | 0 | 0 | 0 | 0 | 0 | 0 | 0 | 0 | 0 | 0 | 0 | 0 | 0 | 0 | 0 | 0 | 0 | 0 | 0 | 0 | 0 | 0 | 0
F2_Commercial_Office (ID)_New_Food Preparation_Natural Gas_Range_E1 | F2 | Commercial | Office (ID) | New | Food Preparation | Natural Gas | Range | E1 | TRC BC Ratio | [24 empty] | 1 | 1 | 1 | bar: 2019 to 2042
F2_Commercial_Office (ID)_New_Food Preparation_Natural Gas_Range_E2 | F2 | Commercial | Office (ID) | New | Food Preparation | Natural Gas | Range | E2 | TRC BC Ratio | 211.0481 | 215.9204 | 222.0491 | 229.2789 | 237.6864 | 248.2899 | 259.3342 | 270.3461 | 280.9675 | 291.735 | 300.1387 | 307.956 | 316.384 | 324.5941 | 331.8349 | 338.5393 | 344.4519 | 350.2637 | 356.5145 | 362.5753 | 368.8102 | 375.3121 | 381.8764 | 388.6608 | 395.5657 | 402.5933 | 409.7457
F2_Commercial_Office (ID)_New_Food Preparation_Natural Gas_Range_E3 | F2 | Commercial | Office (ID) | New | Food Preparation | Natural Gas | Range | E3 | TRC BC Ratio | 0 | 0 | 0 | 0 | 0 | 0 | 0 | 0 | 0 | 0 | 0 | 0 | 0 | 0 | 0 | 0 | 0 | 0 | 0 | 0 | 0 | 0 | 0 | 0 | 0 | 0 | 0
F2_Commercial_Office (ID)_New_Food Preparation_Natural Gas_Range_E4 | F2 | Commercial | Office (ID) | New | Food Preparation | Natural Gas | Range | E4 | TRC BC Ratio | 0 | 0 | 0 | 0 | 0 | 0 | 0 | 0 | 0 | 0 | 0 | 0 | 0 | 0 | 0 | 0 | 0 | 0 | 0 | 0 | 0 | 0 | 0 | 0 | 0 | 0 | 0
F2_Commercial_Office (ID)_New_Food Preparation_Natural Gas_Range_E5 | F2 | Commercial | Office (ID) | New | Food Preparation | Natural Gas | Range | E5 | TRC BC Ratio | 0 | 0 | 0 | 0 | 0 | 0 | 0 | 0 | 0 | 0 | 0 | 0 | 0 | 0 | 0 | 0 | 0 | 0 | 0 | 0 | 0 | 0 | 0 | 0 | 0 | 0 | 0
F2_Commercial_Office (ID)_New_Food Preparation_Natural Gas_Range_E6 | F2 | Commercial | Office (ID) | New | Food Preparation | Natural Gas | Range | E6 | TRC BC Ratio | 0 | 0 | 0 | 0 | 0 | 0 | 0 | 0 | 0 | 0 | 0 | 0 | 0 | 0 | 0 | 0 | 0 | 0 | 0 | 0 | 0 | 0 | 0 | 0 | 0 | 0 | 0
F2_Commercial_Office (ID)_New_Food Preparation_Natural Gas_Range_E7 | F2 | Commercial | Office (ID) | New | Food Preparation | Natural Gas | Range | E7 | TRC BC Ratio | 0 | 0 | 0 | 0 | 0 | 0 | 0 | 0 | 0 | 0 | 0 | 0 | 0 | 0 | 0 | 0 | 0 | 0 | 0 | 0 | 0 | 0 | 0 | 0 | 0 | 0 | 0
F2_Commercial_Office (ID)_New_Food Preparation_Natural Gas_Range_E8 | F2 | Commercial | Office (ID) | New | Food Preparation | Natural Gas | Range | E8 | TRC BC Ratio | 0 | 0 | 0 | 0 | 0 | 0 | 0 | 0 | 0 | 0 | 0 | 0 | 0 | 0 | 0 | 0 | 0 | 0 | 0 | 0 | 0 | 0 | 0 | 0 | 0 | 0 | 0
F2_Commercial_Office (ID)_New_Food Preparation_Natural Gas_Range_E9 | F2 | Commercial | Office (ID) | New | Food Preparation | Natural Gas | Range | E9 | TRC BC Ratio | 0 | 0 | 0 | 0 | 0 | 0 | 0 | 0 | 0 | 0 | 0 | 0 | 0 | 0 | 0 | 0 | 0 | 0 | 0 | 0 | 0 | 0 | 0 | 0 | 0 | 0 | 0
F2_Commercial_Office (ID)_New_Food Preparation_Natural Gas_Range_E10 | F2 | Commercial | Office (ID) | New | Food Preparation | Natural Gas | Range | E10 | TRC BC Ratio | 0 | 0 | 0 | 0 | 0 | 0 | 0 | 0 | 0 | 0 | 0 | 0 | 0 | 0 | 0 | 0 | 0 | 0 | 0 | 0 | 0 | 0 | 0 | 0 | 0 | 0 | 0
F3_Commercial_Office (ID)_New_Food Preparation_Natural Gas_Range_E1 | F3 | Commercial | Office (ID) | New | Food Preparation | Natural Gas | Range | E1 | PACT BC Ratio | [24 empty] | 1 | 1 | 1 | bar: 2019 to 2042
F3_Commercial_Office (ID)_New_Food Preparation_Natural Gas_Range_E2 | F3 | Commercial | Office (ID) | New | Food Preparation | Natural Gas | Range | E2 | PACT BC Ratio | 417.9526 | 427.6015 | 439.7387 | 454.0563 | 470.7062 | 491.7049 | 513.5767 | 535.3843 | 556.4186 | 577.7422 | 594.3847 | 609.8657 | 626.5562 | 642.8153 | 657.1547 | 670.4319 | 682.1409 | 693.6505 | 706.0293 | 718.032 | 730.3793 | 743.2555 | 756.2553 | 769.6908 | 783.3651 | 797.2823 | 811.4467
F3_Commercial_Office (ID)_New_Food Preparation_Natural Gas_Range_E3 | F3 | Commercial | Office (ID) | New | Food Preparation | Natural Gas | Range | E3 | PACT BC Ratio | 0 | 0 | 0 | 0 | 0 | 0 | 0 | 0 | 0 | 0 | 0 | 0 | 0 | 0 | 0 | 0 | 0 | 0 | 0 | 0 | 0 | 0 | 0 | 0 | 0 | 0 | 0
F3_Commercial_Office (ID)_New_Food Preparation_Natural Gas_Range_E4 | F3 | Commercial | Office (ID) | New | Food Preparation | Natural Gas | Range | E4 | PACT BC Ratio | 0 | 0 | 0 | 0 | 0 | 0 | 0 | 0 | 0 | 0 | 0 | 0 | 0 | 0 | 0 | 0 | 0 | 0 | 0 | 0 | 0 | 0 | 0 | 0 | 0 | 0 | 0
F3_Commercial_Office (ID)_New_Food Preparation_Natural Gas_Range_E5 | F3 | Commercial | Office (ID) | New | Food Preparation | Natural Gas | Range | E5 | PACT BC Ratio | 0 | 0 | 0 | 0 | 0 | 0 | 0 | 0 | 0 | 0 | 0 | 0 | 0 | 0 | 0 | 0 | 0 | 0 | 0 | 0 | 0 | 0 | 0 | 0 | 0 | 0 | 0
F3_Commercial_Office (ID)_New_Food Preparation_Natural Gas_Range_E6 | F3 | Commercial | Office (ID) | New | Food Preparation | Natural Gas | Range | E6 | PACT BC Ratio | 0 | 0 | 0 | 0 | 0 | 0 | 0 | 0 | 0 | 0 | 0 | 0 | 0 | 0 | 0 | 0 | 0 | 0 | 0 | 0 | 0 | 0 | 0 | 0 | 0 | 0 | 0
F3_Commercial_Office (ID)_New_Food Preparation_Natural Gas_Range_E7 | F3 | Commercial | Office (ID) | New | Food Preparation | Natural Gas | Range | E7 | PACT BC Ratio | 0 | 0 | 0 | 0 | 0 | 0 | 0 | 0 | 0 | 0 | 0 | 0 | 0 | 0 | 0 | 0 | 0 | 0 | 0 | 0 | 0 | 0 | 0 | 0 | 0 | 0 | 0
F3_Commercial_Office (ID)_New_Food Preparation_Natural Gas_Range_E8 | F3 | Commercial | Office (ID) | New | Food Preparation | Natural Gas | Range | E8 | PACT BC Ratio | 0 | 0 | 0 | 0 | 0 | 0 | 0 | 0 | 0 | 0 | 0 | 0 | 0 | 0 | 0 | 0 | 0 | 0 | 0 | 0 | 0 | 0 | 0 | 0 | 0 | 0 | 0
F3_Commercial_Office (ID)_New_Food Preparation_Natural Gas_Range_E9 | F3 | Commercial | Office (ID) | New | Food Preparation | Natural Gas | Range | E9 | PACT BC Ratio | 0 | 0 | 0 | 0 | 0 | 0 | 0 | 0 | 0 | 0 | 0 | 0 | 0 | 0 | 0 | 0 | 0 | 0 | 0 | 0 | 0 | 0 | 0 | 0 | 0 | 0 | 0
F3_Commercial_Office (ID)_New_Food Preparation_Natural Gas_Range_E10 | F3 | Commercial | Office (ID) | New | Food Preparation | Natural Gas | Range | E10 | PACT BC Ratio | 0 | 0 | 0 | 0 | 0 | 0 | 0 | 0 | 0 | 0 | 0 | 0 | 0 | 0 | 0 | 0 | 0 | 0 | 0 | 0 | 0 | 0 | 0 | 0 | 0 | 0 | 0
F4_Commercial_Office (ID)_New_Food Preparation_Natural Gas_Range_E1 | F4 | Commercial | Office (ID) | New | Food Preparation | Natural Gas | Range | E1 | RVT BC Ratio | [24 empty] | 1 | 1 | 1 | bar: 2019 to 2042
F4_Commercial_Office (ID)_New_Food Preparation_Natural Gas_Range_E2 | F4 | Commercial | Office (ID) | New | Food Preparation | Natural Gas | Range | E2 | RVT BC Ratio | 301.6764 | 306.691 | 312.8023 | 320.2302 | 329.0665 | 340.7465 | 352.7279 | 364.318 | 374.9867 | 385.2328 | 395.7575 | 405.1584 | 414.9651 | 424.0282 | 431.6618 | 438.4269 | 443.974 | 449.2029 | 454.8127 | 459.9589 | 465.1068 | 473.2992 | 481.5703 | 490.1186 | 498.8188 | 507.6735 | 516.6856
F4_Commercial_Office (ID)_New_Food Preparation_Natural Gas_Range_E3 | F4 | Commercial | Office (ID) | New | Food Preparation | Natural Gas | Range | E3 | RVT BC Ratio | 0 | 0 | 0 | 0 | 0 | 0 | 0 | 0 | 0 | 0 | 0 | 0 | 0 | 0 | 0 | 0 | 0 | 0 | 0 | 0 | 0 | 0 | 0 | 0 | 0 | 0 | 0
F4_Commercial_Office (ID)_New_Food Preparation_Natural Gas_Range_E4 | F4 | Commercial | Office (ID) | New | Food Preparation | Natural Gas | Range | E4 | RVT BC Ratio | 0 | 0 | 0 | 0 | 0 | 0 | 0 | 0 | 0 | 0 | 0 | 0 | 0 | 0 | 0 | 0 | 0 | 0 | 0 | 0 | 0 | 0 | 0 | 0 | 0 | 0 | 0
F4_Commercial_Office (ID)_New_Food Preparation_Natural Gas_Range_E5 | F4 | Commercial | Office (ID) | New | Food Preparation | Natural Gas | Range | E5 | RVT BC Ratio | 0 | 0 | 0 | 0 | 0 | 0 | 0 | 0 | 0 | 0 | 0 | 0 | 0 | 0 | 0 | 0 | 0 | 0 | 0 | 0 | 0 | 0 | 0 | 0 | 0 | 0 | 0
F4_Commercial_Office (ID)_New_Food Preparation_Natural Gas_Range_E6 | F4 | Commercial | Office (ID) | New | Food Preparation | Natural Gas | Range | E6 | RVT BC Ratio | 0 | 0 | 0 | 0 | 0 | 0 | 0 | 0 | 0 | 0 | 0 | 0 | 0 | 0 | 0 | 0 | 0 | 0 | 0 | 0 | 0 | 0 | 0 | 0 | 0 | 0 | 0
F4_Commercial_Office (ID)_New_Food Preparation_Natural Gas_Range_E7 | F4 | Commercial | Office (ID) | New | Food Preparation | Natural Gas | Range | E7 | RVT BC Ratio | 0 | 0 | 0 | 0 | 0 | 0 | 0 | 0 | 0 | 0 | 0 | 0 | 0 | 0 | 0 | 0 | 0 | 0 | 0 | 0 | 0 | 0 | 0 | 0 | 0 | 0 | 0
F4_Commercial_Office (ID)_New_Food Preparation_Natural Gas_Range_E8 | F4 | Commercial | Office (ID) | New | Food Preparation | Natural Gas | Range | E8 | RVT BC Ratio | 0 | 0 | 0 | 0 | 0 | 0 | 0 | 0 | 0 | 0 | 0 | 0 | 0 | 0 | 0 | 0 | 0 | 0 | 0 | 0 | 0 | 0 | 0 | 0 | 0 | 0 | 0
F4_Commercial_Office (ID)_New_Food Preparation_Natural Gas_Range_E9 | F4 | Commercial | Office (ID) | New | Food Preparation | Natural Gas | Range | E9 | RVT BC Ratio | 0 | 0 | 0 | 0 | 0 | 0 | 0 | 0 | 0 | 0 | 0 | 0 | 0 | 0 | 0 | 0 | 0 | 0 | 0 | 0 | 0 | 0 | 0 | 0 | 0 | 0 | 0
F4_Commercial_Office (ID)_New_Food Preparation_Natural Gas_Range_E10 | F4 | Commercial | Office (ID) | New | Food Preparation | Natural Gas | Range | E10 | RVT BC Ratio | 0 | 0 | 0 | 0 | 0 | 0 | 0 | 0 | 0 | 0 | 0 | 0 | 0 | 0 | 0 | 0 | 0 | 0 | 0 | 0 | 0 | 0 | 0 | 0 | 0 | 0 | 0
F5_Commercial_Office (ID)_New_Food Preparation_Natural Gas_Range_E1 | F5 | Commercial | Office (ID) | New | Food Preparation | Natural Gas | Range | E1 | RIM BC Ratio | [24 empty] | 1 | 1 | 1 | bar: 2019 to 2042
F5_Commercial_Office (ID)_New_Food Preparation_Natural Gas_Range_E2 | F5 | Commercial | Office (ID) | New | Food Preparation | Natural Gas | Range | E2 | RIM BC Ratio | 0.83895 | 0.84429 | 0.8513 | 0.85864 | 0.86624 | 0.87388 | 0.88177 | 0.88998 | 0.89865 | 0.90828 | 0.90961 | 0.91166 | 0.91448 | 0.91817 | 0.92206 | 0.92618 | 0.93059 | 0.93528 | 0.94023 | 0.94552 | 0.95114 | 0.95116 | 0.95118 | 0.9512 | 0.95122 | 0.95124 | 0.95126
F5_Commercial_Office (ID)_New_Food Preparation_Natural Gas_Range_E3 | F5 | Commercial | Office (ID) | New | Food Preparation | Natural Gas | Range | E3 | RIM BC Ratio | 0 | 0 | 0 | 0 | 0 | 0 | 0 | 0 | 0 | 0 | 0 | 0 | 0 | 0 | 0 | 0 | 0 | 0 | 0 | 0 | 0 | 0 | 0 | 0 | 0 | 0 | 0
F5_Commercial_Office (ID)_New_Food Preparation_Natural Gas_Range_E4 | F5 | Commercial | Office (ID) | New | Food Preparation | Natural Gas | Range | E4 | RIM BC Ratio | 0 | 0 | 0 | 0 | 0 | 0 | 0 | 0 | 0 | 0 | 0 | 0 | 0 | 0 | 0 | 0 | 0 | 0 | 0 | 0 | 0 | 0 | 0 | 0 | 0 | 0 | 0
F5_Commercial_Office (ID)_New_Food Preparation_Natural Gas_Range_E5 | F5 | Commercial | Office (ID) | New | Food Preparation | Natural Gas | Range | E5 | RIM BC Ratio | 0 | 0 | 0 | 0 | 0 | 0 | 0 | 0 | 0 | 0 | 0 | 0 | 0 | 0 | 0 | 0 | 0 | 0 | 0 | 0 | 0 | 0 | 0 | 0 | 0 | 0 | 0
F5_Commercial_Office (ID)_New_Food Preparation_Natural Gas_Range_E6 | F5 | Commercial | Office (ID) | New | Food Preparation | Natural Gas | Range | E6 | RIM BC Ratio | 0 | 0 | 0 | 0 | 0 | 0 | 0 | 0 | 0 | 0 | 0 | 0 | 0 | 0 | 0 | 0 | 0 | 0 | 0 | 0 | 0 | 0 | 0 | 0 | 0 | 0 | 0
F5_Commercial_Office (ID)_New_Food Preparation_Natural Gas_Range_E7 | F5 | Commercial | Office (ID) | New | Food Preparation | Natural Gas | Range | E7 | RIM BC Ratio | 0 | 0 | 0 | 0 | 0 | 0 | 0 | 0 | 0 | 0 | 0 | 0 | 0 | 0 | 0 | 0 | 0 | 0 | 0 | 0 | 0 | 0 | 0 | 0 | 0 | 0 | 0
F5_Commercial_Office (ID)_New_Food Preparation_Natural Gas_Range_E8 | F5 | Commercial | Office (ID) | New | Food Preparation | Natural Gas | Range | E8 | RIM BC Ratio | 0 | 0 | 0 | 0 | 0 | 0 | 0 | 0 | 0 | 0 | 0 | 0 | 0 | 0 | 0 | 0 | 0 | 0 | 0 | 0 | 0 | 0 | 0 | 0 | 0 | 0 | 0
F5_Commercial_Office (ID)_New_Food Preparation_Natural Gas_Range_E9 | F5 | Commercial | Office (ID) | New | Food Preparation | Natural Gas | Range | E9 | RIM BC Ratio | 0 | 0 | 0 | 0 | 0 | 0 | 0 | 0 | 0 | 0 | 0 | 0 | 0 | 0 | 0 | 0 | 0 | 0 | 0 | 0 | 0 | 0 | 0 | 0 | 0 | 0 | 0
F5_Commercial_Office (ID)_New_Food Preparation_Natural Gas_Range_E10 | F5 | Commercial | Office (ID) | New | Food Preparation | Natural Gas | Range | E10 | RIM BC Ratio | 0 | 0 | 0 | 0 | 0 | 0 | 0 | 0 | 0 | 0 | 0 | 0 | 0 | 0 | 0 | 0 | 0 | 0 | 0 | 0 | 0 | 0 | 0 | 0 | 0 | 0 | 0
F0_Commercial_Office (ID)_New_Food Preparation_Natural Gas_Steamer_E0 | F0 | Commercial | Office (ID) | New | Food Preparation | Natural Gas | Steamer | E0 | Economic Unit | ENERGY STAR | ENERGY STAR | ENERGY STAR | ENERGY STAR | ENERGY STAR | ENERGY STAR | ENERGY STAR | ENERGY STAR | ENERGY STAR | ENERGY STAR | ENERGY STAR | ENERGY STAR | ENERGY STAR | ENERGY STAR | ENERGY STAR | ENERGY STAR | ENERGY STAR | ENERGY STAR | ENERGY STAR | ENERGY STAR | ENERGY STAR | ENERGY STAR | ENERGY STAR | ENERGY STAR | ENERGY STAR | ENERGY STAR | ENERGY STAR
F1_Commercial_Office (ID)_New_Food Preparation_Natural Gas_Steamer_E1 | F1 | Commercial | Office (ID) | New | Food Preparation | Natural Gas | Steamer | E1 | CCE | 0 | 0 | 0 | 0 | 0 | 0 | 0 | 0 | 0 | 0 | 0 | 0 | 0 | 0 | 0 | 0 | 0 | 0 | 0 | 0 | 0 | 0 | 0 | 0 | 0 | 0 | 0
F1_Commercial_Office (ID)_New_Food Preparation_Natural Gas_Steamer_E2 | F1 | Commercial | Office (ID) | New | Food Preparation | Natural Gas | Steamer | E2 | CCE | 0.0015697 | 0.0015697 | 0.0015697 | 0.0015697 | 0.0015697 | 0.0015697 | 0.0015697 | 0.0015697 | 0.0015697 | 0.0015697 | 0.0015697 | 0.0015697 | 0.0015697 | 0.0015697 | 0.0015697 | 0.0015697 | 0.0015697 | 0.0015697 | 0.0015697 | 0.0015697 | 0.0015697 | 0.0015697 | 0.0015697 | 0.0015697 | 0.0015697 | 0.0015697 | 0.0015697
F1_Commercial_Office (ID)_New_Food Preparation_Natural Gas_Steamer_E3 | F1 | Commercial | Office (ID) | New | Food Preparation | Natural Gas | Steamer | E3 | CCE | 0 | 0 | 0 | 0 | 0 | 0 | 0 | 0 | 0 | 0 | 0 | 0 | 0 | 0 | 0 | 0 | 0 | 0 | 0 | 0 | 0 | 0 | 0 | 0 | 0 | 0 | 0
F1_Commercial_Office (ID)_New_Food Preparation_Natural Gas_Steamer_E4 | F1 | Commercial | Office (ID) | New | Food Preparation | Natural Gas | Steamer | E4 | CCE | 0 | 0 | 0 | 0 | 0 | 0 | 0 | 0 | 0 | 0 | 0 | 0 | 0 | 0 | 0 | 0 | 0 | 0 | 0 | 0 | 0 | 0 | 0 | 0 | 0 | 0 | 0
F1_Commercial_Office (ID)_New_Food Preparation_Natural Gas_Steamer_E5 | F1 | Commercial | Office (ID) | New | Food Preparation | Natural Gas | Steamer | E5 | CCE | 0 | 0 | 0 | 0 | 0 | 0 | 0 | 0 | 0 | 0 | 0 | 0 | 0 | 0 | 0 | 0 | 0 | 0 | 0 | 0 | 0 | 0 | 0 | 0 | 0 | 0 | 0
F1_Commercial_Office (ID)_New_Food Preparation_Natural Gas_Steamer_E6 | F1 | Commercial | Office (ID) | New | Food Preparation | Natural Gas | Steamer | E6 | CCE | 0 | 0 | 0 | 0 | 0 | 0 | 0 | 0 | 0 | 0 | 0 | 0 | 0 | 0 | 0 | 0 | 0 | 0 | 0 | 0 | 0 | 0 | 0 | 0 | 0 | 0 | 0
F1_Commercial_Office (ID)_New_Food Preparation_Natural Gas_Steamer_E7 | F1 | Commercial | Office (ID) | New | Food Preparation | Natural Gas | Steamer | E7 | CCE | 0 | 0 | 0 | 0 | 0 | 0 | 0 | 0 | 0 | 0 | 0 | 0 | 0 | 0 | 0 | 0 | 0 | 0 | 0 | 0 | 0 | 0 | 0 | 0 | 0 | 0 | 0
F1_Commercial_Office (ID)_New_Food Preparation_Natural Gas_Steamer_E8 | F1 | Commercial | Office (ID) | New | Food Preparation | Natural Gas | Steamer | E8 | CCE | 0 | 0 | 0 | 0 | 0 | 0 | 0 | 0 | 0 | 0 | 0 | 0 | 0 | 0 | 0 | 0 | 0 | 0 | 0 | 0 | 0 | 0 | 0 | 0 | 0 | 0 | 0
F1_Commercial_Office (ID)_New_Food Preparation_Natural Gas_Steamer_E9 | F1 | Commercial | Office (ID) | New | Food Preparation | Natural Gas | Steamer | E9 | CCE | 0 | 0 | 0 | 0 | 0 | 0 | 0 | 0 | 0 | 0 | 0 | 0 | 0 | 0 | 0 | 0 | 0 | 0 | 0 | 0 | 0 | 0 | 0 | 0 | 0 | 0 | 0
F1_Commercial_Office (ID)_New_Food Preparation_Natural Gas_Steamer_E10 | F1 | Commercial | Office (ID) | New | Food Preparation | Natural Gas | Steamer | E10 | CCE | 0 | 0 | 0 | 0 | 0 | 0 | 0 | 0 | 0 | 0 | 0 | 0 | 0 | 0 | 0 | 0 | 0 | 0 | 0 | 0 | 0 | 0 | 0 | 0 | 0 | 0 | 0
F2_Commercial_Office (ID)_New_Food Preparation_Natural Gas_Steamer_E1 | F2 | Commercial | Office (ID) | New | Food Preparation | Natural Gas | Steamer | E1 | TRC BC Ratio | [24 empty] | 1 | 1 | 1 | bar: 2019 to 2042
F2_Commercial_Office (ID)_New_Food Preparation_Natural Gas_Steamer_E2 | F2 | Commercial | Office (ID) | New | Food Preparation | Natural Gas | Steamer | E2 | TRC BC Ratio | 2.2673 | 2.3245 | 2.3922 | 2.4698 | 2.5575 | 2.6642 | 2.7741 | 2.8829 | 2.9877 | 3.0939 | 3.1784 | 3.2576 | 3.3426 | 3.4259 | 3.5004 | 3.57 | 3.6325 | 3.6942 | 3.7601 | 3.8244 | 3.8904 | 3.959 | 4.0284 | 4.1 | 4.1728 | 4.247 | 4.3224
F2_Commercial_Office (ID)_New_Food Preparation_Natural Gas_Steamer_E3 | F2 | Commercial | Office (ID) | New | Food Preparation | Natural Gas | Steamer | E3 | TRC BC Ratio | 0 | 0 | 0 | 0 | 0 | 0 | 0 | 0 | 0 | 0 | 0 | 0 | 0 | 0 | 0 | 0 | 0 | 0 | 0 | 0 | 0 | 0 | 0 | 0 | 0 | 0 | 0
F2_Commercial_Office (ID)_New_Food Preparation_Natural Gas_Steamer_E4 | F2 | Commercial | Office (ID) | New | Food Preparation | Natural Gas | Steamer | E4 | TRC BC Ratio | 0 | 0 | 0 | 0 | 0 | 0 | 0 | 0 | 0 | 0 | 0 | 0 | 0 | 0 | 0 | 0 | 0 | 0 | 0 | 0 | 0 | 0 | 0 | 0 | 0 | 0 | 0
F2_Commercial_Office (ID)_New_Food Preparation_Natural Gas_Steamer_E5 | F2 | Commercial | Office (ID) | New | Food Preparation | Natural Gas | Steamer | E5 | TRC BC Ratio | 0 | 0 | 0 | 0 | 0 | 0 | 0 | 0 | 0 | 0 | 0 | 0 | 0 | 0 | 0 | 0 | 0 | 0 | 0 | 0 | 0 | 0 | 0 | 0 | 0 | 0 | 0
F2_Commercial_Office (ID)_New_Food Preparation_Natural Gas_Steamer_E6 | F2 | Commercial | Office (ID) | New | Food Preparation | Natural Gas | Steamer | E6 | TRC BC Ratio | 0 | 0 | 0 | 0 | 0 | 0 | 0 | 0 | 0 | 0 | 0 | 0 | 0 | 0 | 0 | 0 | 0 | 0 | 0 | 0 | 0 | 0 | 0 | 0 | 0 | 0 | 0
F2_Commercial_Office (ID)_New_Food Preparation_Natural Gas_Steamer_E7 | F2 | Commercial | Office (ID) | New | Food Preparation | Natural Gas | Steamer | E7 | TRC BC Ratio | 0 | 0 | 0 | 0 | 0 | 0 | 0 | 0 | 0 | 0 | 0 | 0 | 0 | 0 | 0 | 0 | 0 | 0 | 0 | 0 | 0 | 0 | 0 | 0 | 0 | 0 | 0
F2_Commercial_Office (ID)_New_Food Preparation_Natural Gas_Steamer_E8 | F2 | Commercial | Office (ID) | New | Food Preparation | Natural Gas | Steamer | E8 | TRC BC Ratio | 0 | 0 | 0 | 0 | 0 | 0 | 0 | 0 | 0 | 0 | 0 | 0 | 0 | 0 | 0 | 0 | 0 | 0 | 0 | 0 | 0 | 0 | 0 | 0 | 0 | 0 | 0
F2_Commercial_Office (ID)_New_Food Preparation_Natural Gas_Steamer_E9 | F2 | Commercial | Office (ID) | New | Food Preparation | Natural Gas | Steamer | E9 | TRC BC Ratio | 0 | 0 | 0 | 0 | 0 | 0 | 0 | 0 | 0 | 0 | 0 | 0 | 0 | 0 | 0 | 0 | 0 | 0 | 0 | 0 | 0 | 0 | 0 | 0 | 0 | 0 | 0
F2_Commercial_Office (ID)_New_Food Preparation_Natural Gas_Steamer_E10 | F2 | Commercial | Office (ID) | New | Food Preparation | Natural Gas | Steamer | E10 | TRC BC Ratio | 0 | 0 | 0 | 0 | 0 | 0 | 0 | 0 | 0 | 0 | 0 | 0 | 0 | 0 | 0 | 0 | 0 | 0 | 0 | 0 | 0 | 0 | 0 | 0 | 0 | 0 | 0
F3_Commercial_Office (ID)_New_Food Preparation_Natural Gas_Steamer_E1 | F3 | Commercial | Office (ID) | New | Food Preparation | Natural Gas | Steamer | E1 | PACT BC Ratio | [24 empty] | 1 | 1 | 1 | bar: 2019 to 2042
F3_Commercial_Office (ID)_New_Food Preparation_Natural Gas_Steamer_E2 | F3 | Commercial | Office (ID) | New | Food Preparation | Natural Gas | Steamer | E2 | PACT BC Ratio | 4.4902 | 4.6033 | 4.7374 | 4.891 | 5.0648 | 5.2762 | 5.4938 | 5.7093 | 5.9167 | 6.127 | 6.2944 | 6.4512 | 6.6196 | 6.7845 | 6.932 | 7.07 | 7.1937 | 7.3159 | 7.4463 | 7.5736 | 7.7044 | 7.8404 | 7.9778 | 8.1195 | 8.2637 | 8.4105 | 8.56
F3_Commercial_Office (ID)_New_Food Preparation_Natural Gas_Steamer_E3 | F3 | Commercial | Office (ID) | New | Food Preparation | Natural Gas | Steamer | E3 | PACT BC Ratio | 0 | 0 | 0 | 0 | 0 | 0 | 0 | 0 | 0 | 0 | 0 | 0 | 0 | 0 | 0 | 0 | 0 | 0 | 0 | 0 | 0 | 0 | 0 | 0 | 0 | 0 | 0
F3_Commercial_Office (ID)_New_Food Preparation_Natural Gas_Steamer_E4 | F3 | Commercial | Office (ID) | New | Food Preparation | Natural Gas | Steamer | E4 | PACT BC Ratio | 0 | 0 | 0 | 0 | 0 | 0 | 0 | 0 | 0 | 0 | 0 | 0 | 0 | 0 | 0 | 0 | 0 | 0 | 0 | 0 | 0 | 0 | 0 | 0 | 0 | 0 | 0
F3_Commercial_Office (ID)_New_Food Preparation_Natural Gas_Steamer_E5 | F3 | Commercial | Office (ID) | New | Food Preparation | Natural Gas | Steamer | E5 | PACT BC Ratio | 0 | 0 | 0 | 0 | 0 | 0 | 0 | 0 | 0 | 0 | 0 | 0 | 0 | 0 | 0 | 0 | 0 | 0 | 0 | 0 | 0 | 0 | 0 | 0 | 0 | 0 | 0
F3_Commercial_Office (ID)_New_Food Preparation_Natural Gas_Steamer_E6 | F3 | Commercial | Office (ID) | New | Food Preparation | Natural Gas | Steamer | E6 | PACT BC Ratio | 0 | 0 | 0 | 0 | 0 | 0 | 0 | 0 | 0 | 0 | 0 | 0 | 0 | 0 | 0 | 0 | 0 | 0 | 0 | 0 | 0 | 0 | 0 | 0 | 0 | 0 | 0
F3_Commercial_Office (ID)_New_Food Preparation_Natural Gas_Steamer_E7 | F3 | Commercial | Office (ID) | New | Food Preparation | Natural Gas | Steamer | E7 | PACT BC Ratio | 0 | 0 | 0 | 0 | 0 | 0 | 0 | 0 | 0 | 0 | 0 | 0 | 0 | 0 | 0 | 0 | 0 | 0 | 0 | 0 | 0 | 0 | 0 | 0 | 0 | 0 | 0
F3_Commercial_Office (ID)_New_Food Preparation_Natural Gas_Steamer_E8 | F3 | Commercial | Office (ID) | New | Food Preparation | Natural Gas | Steamer | E8 | PACT BC Ratio | 0 | 0 | 0 | 0 | 0 | 0 | 0 | 0 | 0 | 0 | 0 | 0 | 0 | 0 | 0 | 0 | 0 | 0 | 0 | 0 | 0 | 0 | 0 | 0 | 0 | 0 | 0
F3_Commercial_Office (ID)_New_Food Preparation_Natural Gas_Steamer_E9 | F3 | Commercial | Office (ID) | New | Food Preparation | Natural Gas | Steamer | E9 | PACT BC Ratio | 0 | 0 | 0 | 0 | 0 | 0 | 0 | 0 | 0 | 0 | 0 | 0 | 0 | 0 | 0 | 0 | 0 | 0 | 0 | 0 | 0 | 0 | 0 | 0 | 0 | 0 | 0
F3_Commercial_Office (ID)_New_Food Preparation_Natural Gas_Steamer_E10 | F3 | Commercial | Office (ID) | New | Food Preparation | Natural Gas | Steamer | E10 | PACT BC Ratio | 0 | 0 | 0 | 0 | 0 | 0 | 0 | 0 | 0 | 0 | 0 | 0 | 0 | 0 | 0 | 0 | 0 | 0 | 0 | 0 | 0 | 0 | 0 | 0 | 0 | 0 | 0
F4_Commercial_Office (ID)_New_Food Preparation_Natural Gas_Steamer_E1 | F4 | Commercial | Office (ID) | New | Food Preparation | Natural Gas | Steamer | E1 | RVT BC Ratio | [24 empty] | 1 | 1 | 1 | bar: 2019 to 2042
F4_Commercial_Office (ID)_New_Food Preparation_Natural Gas_Steamer_E2 | F4 | Commercial | Office (ID) | New | Food Preparation | Natural Gas | Steamer | E2 | RVT BC Ratio | 3.6105 | 3.6711 | 3.7421 | 3.8249 | 3.9198 | 4.0383 | 4.157 | 4.2698 | 4.3719 | 4.4708 | 4.5734 | 4.6665 | 4.7649 | 4.858 | 4.938 | 5.0102 | 5.0713 | 5.1297 | 5.1917 | 5.2497 | 5.3078 | 5.3943 | 5.4818 | 5.5719 | 5.6637 | 5.7571 | 5.8522
F4_Commercial_Office (ID)_New_Food Preparation_Natural Gas_Steamer_E3 | F4 | Commercial | Office (ID) | New | Food Preparation | Natural Gas | Steamer | E3 | RVT BC Ratio | 0 | 0 | 0 | 0 | 0 | 0 | 0 | 0 | 0 | 0 | 0 | 0 | 0 | 0 | 0 | 0 | 0 | 0 | 0 | 0 | 0 | 0 | 0 | 0 | 0 | 0 | 0
F4_Commercial_Office (ID)_New_Food Preparation_Natural Gas_Steamer_E4 | F4 | Commercial | Office (ID) | New | Food Preparation | Natural Gas | Steamer | E4 | RVT BC Ratio | 0 | 0 | 0 | 0 | 0 | 0 | 0 | 0 | 0 | 0 | 0 | 0 | 0 | 0 | 0 | 0 | 0 | 0 | 0 | 0 | 0 | 0 | 0 | 0 | 0 | 0 | 0
F4_Commercial_Office (ID)_New_Food Preparation_Natural Gas_Steamer_E5 | F4 | Commercial | Office (ID) | New | Food Preparation | Natural Gas | Steamer | E5 | RVT BC Ratio | 0 | 0 | 0 | 0 | 0 | 0 | 0 | 0 | 0 | 0 | 0 | 0 | 0 | 0 | 0 | 0 | 0 | 0 | 0 | 0 | 0 | 0 | 0 | 0 | 0 | 0 | 0
F4_Commercial_Office (ID)_New_Food Preparation_Natural Gas_Steamer_E6 | F4 | Commercial | Office (ID) | New | Food Preparation | Natural Gas | Steamer | E6 | RVT BC Ratio | 0 | 0 | 0 | 0 | 0 | 0 | 0 | 0 | 0 | 0 | 0 | 0 | 0 | 0 | 0 | 0 | 0 | 0 | 0 | 0 | 0 | 0 | 0 | 0 | 0 | 0 | 0
F4_Commercial_Office (ID)_New_Food Preparation_Natural Gas_Steamer_E7 | F4 | Commercial | Office (ID) | New | Food Preparation | Natural Gas | Steamer | E7 | RVT BC Ratio | 0 | 0 | 0 | 0 | 0 | 0 | 0 | 0 | 0 | 0 | 0 | 0 | 0 | 0 | 0 | 0 | 0 | 0 | 0 | 0 | 0 | 0 | 0 | 0 | 0 | 0 | 0
F4_Commercial_Office (ID)_New_Food Preparation_Natural Gas_Steamer_E8 | F4 | Commercial | Office (ID) | New | Food Preparation | Natural Gas | Steamer | E8 | RVT BC Ratio | 0 | 0 | 0 | 0 | 0 | 0 | 0 | 0 | 0 | 0 | 0 | 0 | 0 | 0 | 0 | 0 | 0 | 0 | 0 | 0 | 0 | 0 | 0 | 0 | 0 | 0 | 0
F4_Commercial_Office (ID)_New_Food Preparation_Natural Gas_Steamer_E9 | F4 | Commercial | Office (ID) | New | Food Preparation | Natural Gas | Steamer | E9 | RVT BC Ratio | 0 | 0 | 0 | 0 | 0 | 0 | 0 | 0 | 0 | 0 | 0 | 0 | 0 | 0 | 0 | 0 | 0 | 0 | 0 | 0 | 0 | 0 | 0 | 0 | 0 | 0 | 0
F4_Commercial_Office (ID)_New_Food Preparation_Natural Gas_Steamer_E10 | F4 | Commercial | Office (ID) | New | Food Preparation | Natural Gas | Steamer | E10 | RVT BC Ratio | 0 | 0 | 0 | 0 | 0 | 0 | 0 | 0 | 0 | 0 | 0 | 0 | 0 | 0 | 0 | 0 | 0 | 0 | 0 | 0 | 0 | 0 | 0 | 0 | 0 | 0 | 0
F5_Commercial_Office (ID)_New_Food Preparation_Natural Gas_Steamer_E1 | F5 | Commercial | Office (ID) | New | Food Preparation | Natural Gas | Steamer | E1 | RIM BC Ratio | [24 empty] | 1 | 1 | 1 | bar: 2019 to 2042
F5_Commercial_Office (ID)_New_Food Preparation_Natural Gas_Steamer_E2 | F5 | Commercial | Office (ID) | New | Food Preparation | Natural Gas | Steamer | E2 | RIM BC Ratio | 0.71403 | 0.72058 | 0.72819 | 0.73634 | 0.74493 | 0.75434 | 0.76404 | 0.77397 | 0.78419 | 0.79486 | 0.79903 | 0.80326 | 0.8079 | 0.81279 | 0.81752 | 0.82224 | 0.82693 | 0.83176 | 0.83685 | 0.84211 | 0.8476 | 0.84922 | 0.85081 | 0.8524 | 0.85396 | 0.85551 | 0.85703
F5_Commercial_Office (ID)_New_Food Preparation_Natural Gas_Steamer_E3 | F5 | Commercial | Office (ID) | New | Food Preparation | Natural Gas | Steamer | E3 | RIM BC Ratio | 0 | 0 | 0 | 0 | 0 | 0 | 0 | 0 | 0 | 0 | 0 | 0 | 0 | 0 | 0 | 0 | 0 | 0 | 0 | 0 | 0 | 0 | 0 | 0 | 0 | 0 | 0
F5_Commercial_Office (ID)_New_Food Preparation_Natural Gas_Steamer_E4 | F5 | Commercial | Office (ID) | New | Food Preparation | Natural Gas | Steamer | E4 | RIM BC Ratio | 0 | 0 | 0 | 0 | 0 | 0 | 0 | 0 | 0 | 0 | 0 | 0 | 0 | 0 | 0 | 0 | 0 | 0 | 0 | 0 | 0 | 0 | 0 | 0 | 0 | 0 | 0
F5_Commercial_Office (ID)_New_Food Preparation_Natural Gas_Steamer_E5 | F5 | Commercial | Office (ID) | New | Food Preparation | Natural Gas | Steamer | E5 | RIM BC Ratio | 0 | 0 | 0 | 0 | 0 | 0 | 0 | 0 | 0 | 0 | 0 | 0 | 0 | 0 | 0 | 0 | 0 | 0 | 0 | 0 | 0 | 0 | 0 | 0 | 0 | 0 | 0
F5_Commercial_Office (ID)_New_Food Preparation_Natural Gas_Steamer_E6 | F5 | Commercial | Office (ID) | New | Food Preparation | Natural Gas | Steamer | E6 | RIM BC Ratio | 0 | 0 | 0 | 0 | 0 | 0 | 0 | 0 | 0 | 0 | 0 | 0 | 0 | 0 | 0 | 0 | 0 | 0 | 0 | 0 | 0 | 0 | 0 | 0 | 0 | 0 | 0
F5_Commercial_Office (ID)_New_Food Preparation_Natural Gas_Steamer_E7 | F5 | Commercial | Office (ID) | New | Food Preparation | Natural Gas | Steamer | E7 | RIM BC Ratio | 0 | 0 | 0 | 0 | 0 | 0 | 0 | 0 | 0 | 0 | 0 | 0 | 0 | 0 | 0 | 0 | 0 | 0 | 0 | 0 | 0 | 0 | 0 | 0 | 0 | 0 | 0
F5_Commercial_Office (ID)_New_Food Preparation_Natural Gas_Steamer_E8 | F5 | Commercial | Office (ID) | New | Food Preparation | Natural Gas | Steamer | E8 | RIM BC Ratio | 0 | 0 | 0 | 0 | 0 | 0 | 0 | 0 | 0 | 0 | 0 | 0 | 0 | 0 | 0 | 0 | 0 | 0 | 0 | 0 | 0 | 0 | 0 | 0 | 0 | 0 | 0
F5_Commercial_Office (ID)_New_Food Preparation_Natural Gas_Steamer_E9 | F5 | Commercial | Office (ID) | New | Food Preparation | Natural Gas | Steamer | E9 | RIM BC Ratio | 0 | 0 | 0 | 0 | 0 | 0 | 0 | 0 | 0 | 0 | 0 | 0 | 0 | 0 | 0 | 0 | 0 | 0 | 0 | 0 | 0 | 0 | 0 | 0 | 0 | 0 | 0
F5_Commercial_Office (ID)_New_Food Preparation_Natural Gas_Steamer_E10 | F5 | Commercial | Office (ID) | New | Food Preparation | Natural Gas | Steamer | E10 | RIM BC Ratio | 0 | 0 | 0 | 0 | 0 | 0 | 0 | 0 | 0 | 0 | 0 | 0 | 0 | 0 | 0 | 0 | 0 | 0 | 0 | 0 | 0 | 0 | 0 | 0 | 0 | 0 | 0
F0_Commercial_Office (ID)_New_Food Preparation_Natural Gas_Food Prep Other_E0 | F0 | Commercial | Office (ID) | New | Food Preparation | Natural Gas | Food Prep Other | E0 | Economic Unit | Standard | Standard | Standard | Standard | Standard | Standard | Standard | Standard | Standard | Standard | Standard | Standard | Standard | Standard | Standard | Standard | Standard | Standard | Standard | Standard | Standard | Standard | Standard | Standard | Standard | Standard | Standard
F1_Commercial_Office (ID)_New_Food Preparation_Natural Gas_Food Prep Other_E1 | F1 | Commercial | Office (ID) | New | Food Preparation | Natural Gas | Food Prep Other | E1 | CCE | 0 | 0 | 0 | 0 | 0 | 0 | 0 | 0 | 0 | 0 | 0 | 0 | 0 | 0 | 0 | 0 | 0 | 0 | 0 | 0 | 0 | 0 | 0 | 0 | 0 | 0 | 0
F1_Commercial_Office (ID)_New_Food Preparation_Natural Gas_Food Prep Other_E2 | F1 | Commercial | Office (ID) | New | Food Preparation | Natural Gas | Food Prep Other | E2 | CCE | 0.19058 | 0.19058 | 0.19058 | 0.19058 | 0.19058 | 0.19058 | 0.19058 | 0.19058 | 0.19058 | 0.19058 | 0.19058 | 0.19058 | 0.19058 | 0.19058 | 0.19058 | 0.19058 | 0.19058 | 0.19058 | 0.19058 | 0.19058 | 0.19058 | 0.19058 | 0.19058 | 0.19058 | 0.19058 | 0.19058 | 0.19058
F1_Commercial_Office (ID)_New_Food Preparation_Natural Gas_Food Prep Other_E3 | F1 | Commercial | Office (ID) | New | Food Preparation | Natural Gas | Food Prep Other | E3 | CCE | 0 | 0 | 0 | 0 | 0 | 0 | 0 | 0 | 0 | 0 | 0 | 0 | 0 | 0 | 0 | 0 | 0 | 0 | 0 | 0 | 0 | 0 | 0 | 0 | 0 | 0 | 0
F1_Commercial_Office (ID)_New_Food Preparation_Natural Gas_Food Prep Other_E4 | F1 | Commercial | Office (ID) | New | Food Preparation | Natural Gas | Food Prep Other | E4 | CCE | 0 | 0 | 0 | 0 | 0 | 0 | 0 | 0 | 0 | 0 | 0 | 0 | 0 | 0 | 0 | 0 | 0 | 0 | 0 | 0 | 0 | 0 | 0 | 0 | 0 | 0 | 0
F1_Commercial_Office (ID)_New_Food Preparation_Natural Gas_Food Prep Other_E5 | F1 | Commercial | Office (ID) | New | Food Preparation | Natural Gas | Food Prep Other | E5 | CCE | 0 | 0 | 0 | 0 | 0 | 0 | 0 | 0 | 0 | 0 | 0 | 0 | 0 | 0 | 0 | 0 | 0 | 0 | 0 | 0 | 0 | 0 | 0 | 0 | 0 | 0 | 0
F1_Commercial_Office (ID)_New_Food Preparation_Natural Gas_Food Prep Other_E6 | F1 | Commercial | Office (ID) | New | Food Preparation | Natural Gas | Food Prep Other | E6 | CCE | 0 | 0 | 0 | 0 | 0 | 0 | 0 | 0 | 0 | 0 | 0 | 0 | 0 | 0 | 0 | 0 | 0 | 0 | 0 | 0 | 0 | 0 | 0 | 0 | 0 | 0 | 0
F1_Commercial_Office (ID)_New_Food Preparation_Natural Gas_Food Prep Other_E7 | F1 | Commercial | Office (ID) | New | Food Preparation | Natural Gas | Food Prep Other | E7 | CCE | 0 | 0 | 0 | 0 | 0 | 0 | 0 | 0 | 0 | 0 | 0 | 0 | 0 | 0 | 0 | 0 | 0 | 0 | 0 | 0 | 0 | 0 | 0 | 0 | 0 | 0 | 0
F1_Commercial_Office (ID)_New_Food Preparation_Natural Gas_Food Prep Other_E8 | F1 | Commercial | Office (ID) | New | Food Preparation | Natural Gas | Food Prep Other | E8 | CCE | 0 | 0 | 0 | 0 | 0 | 0 | 0 | 0 | 0 | 0 | 0 | 0 | 0 | 0 | 0 | 0 | 0 | 0 | 0 | 0 | 0 | 0 | 0 | 0 | 0 | 0 | 0
F1_Commercial_Office (ID)_New_Food Preparation_Natural Gas_Food Prep Other_E9 | F1 | Commercial | Office (ID) | New | Food Preparation | Natural Gas | Food Prep Other | E9 | CCE | 0 | 0 | 0 | 0 | 0 | 0 | 0 | 0 | 0 | 0 | 0 | 0 | 0 | 0 | 0 | 0 | 0 | 0 | 0 | 0 | 0 | 0 | 0 | 0 | 0 | 0 | 0
F1_Commercial_Office (ID)_New_Food Preparation_Natural Gas_Food Prep Other_E10 | F1 | Commercial | Office (ID) | New | Food Preparation | Natural Gas | Food Prep Other | E10 | CCE | 0 | 0 | 0 | 0 | 0 | 0 | 0 | 0 | 0 | 0 | 0 | 0 | 0 | 0 | 0 | 0 | 0 | 0 | 0 | 0 | 0 | 0 | 0 | 0 | 0 | 0 | 0
F2_Commercial_Office (ID)_New_Food Preparation_Natural Gas_Food Prep Other_E1 | F2 | Commercial | Office (ID) | New | Food Preparation | Natural Gas | Food Prep Other | E1 | TRC BC Ratio | [24 empty] | 1 | 1 | 1 | bar: 2019 to 2042
F2_Commercial_Office (ID)_New_Food Preparation_Natural Gas_Food Prep Other_E2 | F2 | Commercial | Office (ID) | New | Food Preparation | Natural Gas | Food Prep Other | E2 | TRC BC Ratio | 0.018197 | 0.018618 | 0.019146 | 0.019769 | 0.020494 | 0.021409 | 0.022361 | 0.02331 | 0.024226 | 0.025155 | 0.025879 | 0.026553 | 0.02728 | 0.027988 | 0.028612 | 0.02919 | 0.0297 | 0.030201 | 0.03074 | 0.031263 | 0.0318 | 0.032361 | 0.032927 | 0.033512 | 0.034107 | 0.034713 | 0.03533
F2_Commercial_Office (ID)_New_Food Preparation_Natural Gas_Food Prep Other_E3 | F2 | Commercial | Office (ID) | New | Food Preparation | Natural Gas | Food Prep Other | E3 | TRC BC Ratio | 0 | 0 | 0 | 0 | 0 | 0 | 0 | 0 | 0 | 0 | 0 | 0 | 0 | 0 | 0 | 0 | 0 | 0 | 0 | 0 | 0 | 0 | 0 | 0 | 0 | 0 | 0
F2_Commercial_Office (ID)_New_Food Preparation_Natural Gas_Food Prep Other_E4 | F2 | Commercial | Office (ID) | New | Food Preparation | Natural Gas | Food Prep Other | E4 | TRC BC Ratio | 0 | 0 | 0 | 0 | 0 | 0 | 0 | 0 | 0 | 0 | 0 | 0 | 0 | 0 | 0 | 0 | 0 | 0 | 0 | 0 | 0 | 0 | 0 | 0 | 0 | 0 | 0
F2_Commercial_Office (ID)_New_Food Preparation_Natural Gas_Food Prep Other_E5 | F2 | Commercial | Office (ID) | New | Food Preparation | Natural Gas | Food Prep Other | E5 | TRC BC Ratio | 0 | 0 | 0 | 0 | 0 | 0 | 0 | 0 | 0 | 0 | 0 | 0 | 0 | 0 | 0 | 0 | 0 | 0 | 0 | 0 | 0 | 0 | 0 | 0 | 0 | 0 | 0
F2_Commercial_Office (ID)_New_Food Preparation_Natural Gas_Food Prep Other_E6 | F2 | Commercial | Office (ID) | New | Food Preparation | Natural Gas | Food Prep Other | E6 | TRC BC Ratio | 0 | 0 | 0 | 0 | 0 | 0 | 0 | 0 | 0 | 0 | 0 | 0 | 0 | 0 | 0 | 0 | 0 | 0 | 0 | 0 | 0 | 0 | 0 | 0 | 0 | 0 | 0
F2_Commercial_Office (ID)_New_Food Preparation_Natural Gas_Food Prep Other_E7 | F2 | Commercial | Office (ID) | New | Food Preparation | Natural Gas | Food Prep Other | E7 | TRC BC Ratio | 0 | 0 | 0 | 0 | 0 | 0 | 0 | 0 | 0 | 0 | 0 | 0 | 0 | 0 | 0 | 0 | 0 | 0 | 0 | 0 | 0 | 0 | 0 | 0 | 0 | 0 | 0
F2_Commercial_Office (ID)_New_Food Preparation_Natural Gas_Food Prep Other_E8 | F2 | Commercial | Office (ID) | New | Food Preparation | Natural Gas | Food Prep Other | E8 | TRC BC Ratio | 0 | 0 | 0 | 0 | 0 | 0 | 0 | 0 | 0 | 0 | 0 | 0 | 0 | 0 | 0 | 0 | 0 | 0 | 0 | 0 | 0 | 0 | 0 | 0 | 0 | 0 | 0
F2_Commercial_Office (ID)_New_Food Preparation_Natural Gas_Food Prep Other_E9 | F2 | Commercial | Office (ID) | New | Food Preparation | Natural Gas | Food Prep Other | E9 | TRC BC Ratio | 0 | 0 | 0 | 0 | 0 | 0 | 0 | 0 | 0 | 0 | 0 | 0 | 0 | 0 | 0 | 0 | 0 | 0 | 0 | 0 | 0 | 0 | 0 | 0 | 0 | 0 | 0
F2_Commercial_Office (ID)_New_Food Preparation_Natural Gas_Food Prep Other_E10 | F2 | Commercial | Office (ID) | New | Food Preparation | Natural Gas | Food Prep Other | E10 | TRC BC Ratio | 0 | 0 | 0 | 0 | 0 | 0 | 0 | 0 | 0 | 0 | 0 | 0 | 0 | 0 | 0 | 0 | 0 | 0 | 0 | 0 | 0 | 0 | 0 | 0 | 0 | 0 | 0
F3_Commercial_Office (ID)_New_Food Preparation_Natural Gas_Food Prep Other_E1 | F3 | Commercial | Office (ID) | New | Food Preparation | Natural Gas | Food Prep Other | E1 | PACT BC Ratio | [24 empty] | 1 | 1 | 1 | bar: 2019 to 2042
F3_Commercial_Office (ID)_New_Food Preparation_Natural Gas_Food Prep Other_E2 | F3 | Commercial | Office (ID) | New | Food Preparation | Natural Gas | Food Prep Other | E2 | PACT BC Ratio | 0.036038 | 0.03687 | 0.037916 | 0.039151 | 0.040586 | 0.042397 | 0.044283 | 0.046163 | 0.047977 | 0.049815 | 0.05125 | 0.052585 | 0.054024 | 0.055426 | 0.056663 | 0.057807 | 0.058817 | 0.059809 | 0.060877 | 0.061912 | 0.062976 | 0.064087 | 0.065207 | 0.066366 | 0.067545 | 0.068745 | 0.069966
F3_Commercial_Office (ID)_New_Food Preparation_Natural Gas_Food Prep Other_E3 | F3 | Commercial | Office (ID) | New | Food Preparation | Natural Gas | Food Prep Other | E3 | PACT BC Ratio | 0 | 0 | 0 | 0 | 0 | 0 | 0 | 0 | 0 | 0 | 0 | 0 | 0 | 0 | 0 | 0 | 0 | 0 | 0 | 0 | 0 | 0 | 0 | 0 | 0 | 0 | 0
F3_Commercial_Office (ID)_New_Food Preparation_Natural Gas_Food Prep Other_E4 | F3 | Commercial | Office (ID) | New | Food Preparation | Natural Gas | Food Prep Other | E4 | PACT BC Ratio | 0 | 0 | 0 | 0 | 0 | 0 | 0 | 0 | 0 | 0 | 0 | 0 | 0 | 0 | 0 | 0 | 0 | 0 | 0 | 0 | 0 | 0 | 0 | 0 | 0 | 0 | 0
F3_Commercial_Office (ID)_New_Food Preparation_Natural Gas_Food Prep Other_E5 | F3 | Commercial | Office (ID) | New | Food Preparation | Natural Gas | Food Prep Other | E5 | PACT BC Ratio | 0 | 0 | 0 | 0 | 0 | 0 | 0 | 0 | 0 | 0 | 0 | 0 | 0 | 0 | 0 | 0 | 0 | 0 | 0 | 0 | 0 | 0 | 0 | 0 | 0 | 0 | 0
F3_Commercial_Office (ID)_New_Food Preparation_Natural Gas_Food Prep Other_E6 | F3 | Commercial | Office (ID) | New | Food Preparation | Natural Gas | Food Prep Other | E6 | PACT BC Ratio | 0 | 0 | 0 | 0 | 0 | 0 | 0 | 0 | 0 | 0 | 0 | 0 | 0 | 0 | 0 | 0 | 0 | 0 | 0 | 0 | 0 | 0 | 0 | 0 | 0 | 0 | 0
F3_Commercial_Office (ID)_New_Food Preparation_Natural Gas_Food Prep Other_E7 | F3 | Commercial | Office (ID) | New | Food Preparation | Natural Gas | Food Prep Other | E7 | PACT BC Ratio | 0 | 0 | 0 | 0 | 0 | 0 | 0 | 0 | 0 | 0 | 0 | 0 | 0 | 0 | 0 | 0 | 0 | 0 | 0 | 0 | 0 | 0 | 0 | 0 | 0 | 0 | 0
F3_Commercial_Office (ID)_New_Food Preparation_Natural Gas_Food Prep Other_E8 | F3 | Commercial | Office (ID) | New | Food Preparation | Natural Gas | Food Prep Other | E8 | PACT BC Ratio | 0 | 0 | 0 | 0 | 0 | 0 | 0 | 0 | 0 | 0 | 0 | 0 | 0 | 0 | 0 | 0 | 0 | 0 | 0 | 0 | 0 | 0 | 0 | 0 | 0 | 0 | 0
F3_Commercial_Office (ID)_New_Food Preparation_Natural Gas_Food Prep Other_E9 | F3 | Commercial | Office (ID) | New | Food Preparation | Natural Gas | Food Prep Other | E9 | PACT BC Ratio | 0 | 0 | 0 | 0 | 0 | 0 | 0 | 0 | 0 | 0 | 0 | 0 | 0 | 0 | 0 | 0 | 0 | 0 | 0 | 0 | 0 | 0 | 0 | 0 | 0 | 0 | 0
F3_Commercial_Office (ID)_New_Food Preparation_Natural Gas_Food Prep Other_E10 | F3 | Commercial | Office (ID) | New | Food Preparation | Natural Gas | Food Prep Other | E10 | PACT BC Ratio | 0 | 0 | 0 | 0 | 0 | 0 | 0 | 0 | 0 | 0 | 0 | 0 | 0 | 0 | 0 | 0 | 0 | 0 | 0 | 0 | 0 | 0 | 0 | 0 | 0 | 0 | 0
F4_Commercial_Office (ID)_New_Food Preparation_Natural Gas_Food Prep Other_E1 | F4 | Commercial | Office (ID) | New | Food Preparation | Natural Gas | Food Prep Other | E1 | RVT BC Ratio | [24 empty] | 1 | 1 | 1 | bar: 2019 to 2042
F4_Commercial_Office (ID)_New_Food Preparation_Natural Gas_Food Prep Other_E2 | F4 | Commercial | Office (ID) | New | Food Preparation | Natural Gas | Food Prep Other | E2 | RVT BC Ratio | 0.43193 | 0.43236 | 0.43288 | 0.43353 | 0.43429 | 0.43529 | 0.43633 | 0.43733 | 0.43825 | 0.43913 | 0.44004 | 0.44085 | 0.44169 | 0.44247 | 0.44313 | 0.44372 | 0.44419 | 0.44465 | 0.44513 | 0.44557 | 0.44602 | 0.44672 | 0.44744 | 0.44817 | 0.44892 | 0.44969 | 0.45046
F4_Commercial_Office (ID)_New_Food Preparation_Natural Gas_Food Prep Other_E3 | F4 | Commercial | Office (ID) | New | Food Preparation | Natural Gas | Food Prep Other | E3 | RVT BC Ratio | 0 | 0 | 0 | 0 | 0 | 0 | 0 | 0 | 0 | 0 | 0 | 0 | 0 | 0 | 0 | 0 | 0 | 0 | 0 | 0 | 0 | 0 | 0 | 0 | 0 | 0 | 0
F4_Commercial_Office (ID)_New_Food Preparation_Natural Gas_Food Prep Other_E4 | F4 | Commercial | Office (ID) | New | Food Preparation | Natural Gas | Food Prep Other | E4 | RVT BC Ratio | 0 | 0 | 0 | 0 | 0 | 0 | 0 | 0 | 0 | 0 | 0 | 0 | 0 | 0 | 0 | 0 | 0 | 0 | 0 | 0 | 0 | 0 | 0 | 0 | 0 | 0 | 0
F4_Commercial_Office (ID)_New_Food Preparation_Natural Gas_Food Prep Other_E5 | F4 | Commercial | Office (ID) | New | Food Preparation | Natural Gas | Food Prep Other | E5 | RVT BC Ratio | 0 | 0 | 0 | 0 | 0 | 0 | 0 | 0 | 0 | 0 | 0 | 0 | 0 | 0 | 0 | 0 | 0 | 0 | 0 | 0 | 0 | 0 | 0 | 0 | 0 | 0 | 0
F4_Commercial_Office (ID)_New_Food Preparation_Natural Gas_Food Prep Other_E6 | F4 | Commercial | Office (ID) | New | Food Preparation | Natural Gas | Food Prep Other | E6 | RVT BC Ratio | 0 | 0 | 0 | 0 | 0 | 0 | 0 | 0 | 0 | 0 | 0 | 0 | 0 | 0 | 0 | 0 | 0 | 0 | 0 | 0 | 0 | 0 | 0 | 0 | 0 | 0 | 0
F4_Commercial_Office (ID)_New_Food Preparation_Natural Gas_Food Prep Other_E7 | F4 | Commercial | Office (ID) | New | Food Preparation | Natural Gas | Food Prep Other | E7 | RVT BC Ratio | 0 | 0 | 0 | 0 | 0 | 0 | 0 | 0 | 0 | 0 | 0 | 0 | 0 | 0 | 0 | 0 | 0 | 0 | 0 | 0 | 0 | 0 | 0 | 0 | 0 | 0 | 0
F4_Commercial_Office (ID)_New_Food Preparation_Natural Gas_Food Prep Other_E8 | F4 | Commercial | Office (ID) | New | Food Preparation | Natural Gas | Food Prep Other | E8 | RVT BC Ratio | 0 | 0 | 0 | 0 | 0 | 0 | 0 | 0 | 0 | 0 | 0 | 0 | 0 | 0 | 0 | 0 | 0 | 0 | 0 | 0 | 0 | 0 | 0 | 0 | 0 | 0 | 0
F4_Commercial_Office (ID)_New_Food Preparation_Natural Gas_Food Prep Other_E9 | F4 | Commercial | Office (ID) | New | Food Preparation | Natural Gas | Food Prep Other | E9 | RVT BC Ratio | 0 | 0 | 0 | 0 | 0 | 0 | 0 | 0 | 0 | 0 | 0 | 0 | 0 | 0 | 0 | 0 | 0 | 0 | 0 | 0 | 0 | 0 | 0 | 0 | 0 | 0 | 0
F4_Commercial_Office (ID)_New_Food Preparation_Natural Gas_Food Prep Other_E10 | F4 | Commercial | Office (ID) | New | Food Preparation | Natural Gas | Food Prep Other | E10 | RVT BC Ratio | 0 | 0 | 0 | 0 | 0 | 0 | 0 | 0 | 0 | 0 | 0 | 0 | 0 | 0 | 0 | 0 | 0 | 0 | 0 | 0 | 0 | 0 | 0 | 0 | 0 | 0 | 0
F5_Commercial_Office (ID)_New_Food Preparation_Natural Gas_Food Prep Other_E1 | F5 | Commercial | Office (ID) | New | Food Preparation | Natural Gas | Food Prep Other | E1 | RIM BC Ratio | [24 empty] | 1 | 1 | 1 | bar: 2019 to 2042
F5_Commercial_Office (ID)_New_Food Preparation_Natural Gas_Food Prep Other_E2 | F5 | Commercial | Office (ID) | New | Food Preparation | Natural Gas | Food Prep Other | E2 | RIM BC Ratio | 0.034556 | 0.03533 | 0.036302 | 0.037446 | 0.038773 | 0.040438 | 0.042169 | 0.04389 | 0.045549 | 0.047229 | 0.048521 | 0.049721 | 0.051015 | 0.052275 | 0.053386 | 0.054416 | 0.055325 | 0.056219 | 0.057179 | 0.058112 | 0.05907 | 0.060046 | 0.061029 | 0.062043 | 0.063072 | 0.064117 | 0.065178
F5_Commercial_Office (ID)_New_Food Preparation_Natural Gas_Food Prep Other_E3 | F5 | Commercial | Office (ID) | New | Food Preparation | Natural Gas | Food Prep Other | E3 | RIM BC Ratio | 0 | 0 | 0 | 0 | 0 | 0 | 0 | 0 | 0 | 0 | 0 | 0 | 0 | 0 | 0 | 0 | 0 | 0 | 0 | 0 | 0 | 0 | 0 | 0 | 0 | 0 | 0
F5_Commercial_Office (ID)_New_Food Preparation_Natural Gas_Food Prep Other_E4 | F5 | Commercial | Office (ID) | New | Food Preparation | Natural Gas | Food Prep Other | E4 | RIM BC Ratio | 0 | 0 | 0 | 0 | 0 | 0 | 0 | 0 | 0 | 0 | 0 | 0 | 0 | 0 | 0 | 0 | 0 | 0 | 0 | 0 | 0 | 0 | 0 | 0 | 0 | 0 | 0
F5_Commercial_Office (ID)_New_Food Preparation_Natural Gas_Food Prep Other_E5 | F5 | Commercial | Office (ID) | New | Food Preparation | Natural Gas | Food Prep Other | E5 | RIM BC Ratio | 0 | 0 | 0 | 0 | 0 | 0 | 0 | 0 | 0 | 0 | 0 | 0 | 0 | 0 | 0 | 0 | 0 | 0 | 0 | 0 | 0 | 0 | 0 | 0 | 0 | 0 | 0
F5_Commercial_Office (ID)_New_Food Preparation_Natural Gas_Food Prep Other_E6 | F5 | Commercial | Office (ID) | New | Food Preparation | Natural Gas | Food Prep Other | E6 | RIM BC Ratio | 0 | 0 | 0 | 0 | 0 | 0 | 0 | 0 | 0 | 0 | 0 | 0 | 0 | 0 | 0 | 0 | 0 | 0 | 0 | 0 | 0 | 0 | 0 | 0 | 0 | 0 | 0
F5_Commercial_Office (ID)_New_Food Preparation_Natural Gas_Food Prep Other_E7 | F5 | Commercial | Office (ID) | New | Food Preparation | Natural Gas | Food Prep Other | E7 | RIM BC Ratio | 0 | 0 | 0 | 0 | 0 | 0 | 0 | 0 | 0 | 0 | 0 | 0 | 0 | 0 | 0 | 0 | 0 | 0 | 0 | 0 | 0 | 0 | 0 | 0 | 0 | 0 | 0
F5_Commercial_Office (ID)_New_Food Preparation_Natural Gas_Food Prep Other_E8 | F5 | Commercial | Office (ID) | New | Food Preparation | Natural Gas | Food Prep Other | E8 | RIM BC Ratio | 0 | 0 | 0 | 0 | 0 | 0 | 0 | 0 | 0 | 0 | 0 | 0 | 0 | 0 | 0 | 0 | 0 | 0 | 0 | 0 | 0 | 0 | 0 | 0 | 0 | 0 | 0
F5_Commercial_Office (ID)_New_Food Preparation_Natural Gas_Food Prep Other_E9 | F5 | Commercial | Office (ID) | New | Food Preparation | Natural Gas | Food Prep Other | E9 | RIM BC Ratio | 0 | 0 | 0 | 0 | 0 | 0 | 0 | 0 | 0 | 0 | 0 | 0 | 0 | 0 | 0 | 0 | 0 | 0 | 0 | 0 | 0 | 0 | 0 | 0 | 0 | 0 | 0
F5_Commercial_Office (ID)_New_Food Preparation_Natural Gas_Food Prep Other_E10 | F5 | Commercial | Office (ID) | New | Food Preparation | Natural Gas | Food Prep Other | E10 | RIM BC Ratio | 0 | 0 | 0 | 0 | 0 | 0 | 0 | 0 | 0 | 0 | 0 | 0 | 0 | 0 | 0 | 0 | 0 | 0 | 0 | 0 | 0 | 0 | 0 | 0 | 0 | 0 | 0
F0_Commercial_Office (ID)_New_Miscellaneous_Natural Gas_Pool Heater_E0 | F0 | Commercial | Office (ID) | New | Miscellaneous | Natural Gas | Pool Heater | E0 | Economic Unit | Standard (EF .82) | Standard (EF .82) | Standard (EF .82) | Standard (EF .82) | Standard (EF .82) | Standard (EF .82) | Standard (EF .82) | Standard (EF .82) | Standard (EF .82) | Standard (EF .82) | Standard (EF .82) | Standard (EF .82) | Standard (EF .82) | Standard (EF .82) | Standard (EF .82) | Standard (EF .82) | Standard (EF .82) | Standard (EF .82) | Standard (EF .82) | Standard (EF .82) | Standard (EF .82) | Standard (EF .82) | Standard (EF .82) | Standard (EF .82) | Standard (EF .82) | Standard (EF .82) | Standard (EF .82)
F1_Commercial_Office (ID)_New_Miscellaneous_Natural Gas_Pool Heater_E1 | F1 | Commercial | Office (ID) | New | Miscellaneous | Natural Gas | Pool Heater | E1 | CCE | 0 | 0 | 0 | 0 | 0 | 0 | 0 | 0 | 0 | 0 | 0 | 0 | 0 | 0 | 0 | 0 | 0 | 0 | 0 | 0 | 0 | 0 | 0 | 0 | 0 | 0 | 0
F1_Commercial_Office (ID)_New_Miscellaneous_Natural Gas_Pool Heater_E2 | F1 | Commercial | Office (ID) | New | Miscellaneous | Natural Gas | Pool Heater | E2 | CCE | 0.013474 | 0.013474 | 0.013474 | 0.013474 | 0.013474 | 0.013474 | 0.013474 | 0.013474 | 0.013474 | 0.013474 | 0.013474 | 0.013474 | 0.013474 | 0.013474 | 0.013474 | 0.013474 | 0.013474 | 0.013474 | 0.013474 | 0.013474 | 0.013474 | 0.013474 | 0.013474 | 0.013474 | 0.013474 | 0.013474 | 0.013474
F1_Commercial_Office (ID)_New_Miscellaneous_Natural Gas_Pool Heater_E3 | F1 | Commercial | Office (ID) | New | Miscellaneous | Natural Gas | Pool Heater | E3 | CCE | 0 | 0 | 0 | 0 | 0 | 0 | 0 | 0 | 0 | 0 | 0 | 0 | 0 | 0 | 0 | 0 | 0 | 0 | 0 | 0 | 0 | 0 | 0 | 0 | 0 | 0 | 0
F1_Commercial_Office (ID)_New_Miscellaneous_Natural Gas_Pool Heater_E4 | F1 | Commercial | Office (ID) | New | Miscellaneous | Natural Gas | Pool Heater | E4 | CCE | 0 | 0 | 0 | 0 | 0 | 0 | 0 | 0 | 0 | 0 | 0 | 0 | 0 | 0 | 0 | 0 | 0 | 0 | 0 | 0 | 0 | 0 | 0 | 0 | 0 | 0 | 0
F1_Commercial_Office (ID)_New_Miscellaneous_Natural Gas_Pool Heater_E5 | F1 | Commercial | Office (ID) | New | Miscellaneous | Natural Gas | Pool Heater | E5 | CCE | 0 | 0 | 0 | 0 | 0 | 0 | 0 | 0 | 0 | 0 | 0 | 0 | 0 | 0 | 0 | 0 | 0 | 0 | 0 | 0 | 0 | 0 | 0 | 0 | 0 | 0 | 0
F1_Commercial_Office (ID)_New_Miscellaneous_Natural Gas_Pool Heater_E6 | F1 | Commercial | Office (ID) | New | Miscellaneous | Natural Gas | Pool Heater | E6 | CCE | 0 | 0 | 0 | 0 | 0 | 0 | 0 | 0 | 0 | 0 | 0 | 0 | 0 | 0 | 0 | 0 | 0 | 0 | 0 | 0 | 0 | 0 | 0 | 0 | 0 | 0 | 0
F1_Commercial_Office (ID)_New_Miscellaneous_Natural Gas_Pool Heater_E7 | F1 | Commercial | Office (ID) | New | Miscellaneous | Natural Gas | Pool Heater | E7 | CCE | 0 | 0 | 0 | 0 | 0 | 0 | 0 | 0 | 0 | 0 | 0 | 0 | 0 | 0 | 0 | 0 | 0 | 0 | 0 | 0 | 0 | 0 | 0 | 0 | 0 | 0 | 0
F1_Commercial_Office (ID)_New_Miscellaneous_Natural Gas_Pool Heater_E8 | F1 | Commercial | Office (ID) | New | Miscellaneous | Natural Gas | Pool Heater | E8 | CCE | 0 | 0 | 0 | 0 | 0 | 0 | 0 | 0 | 0 | 0 | 0 | 0 | 0 | 0 | 0 | 0 | 0 | 0 | 0 | 0 | 0 | 0 | 0 | 0 | 0 | 0 | 0
F1_Commercial_Office (ID)_New_Miscellaneous_Natural Gas_Pool Heater_E9 | F1 | Commercial | Office (ID) | New | Miscellaneous | Natural Gas | Pool Heater | E9 | CCE | 0 | 0 | 0 | 0 | 0 | 0 | 0 | 0 | 0 | 0 | 0 | 0 | 0 | 0 | 0 | 0 | 0 | 0 | 0 | 0 | 0 | 0 | 0 | 0 | 0 | 0 | 0
F1_Commercial_Office (ID)_New_Miscellaneous_Natural Gas_Pool Heater_E10 | F1 | Commercial | Office (ID) | New | Miscellaneous | Natural Gas | Pool Heater | E10 | CCE | 0 | 0 | 0 | 0 | 0 | 0 | 0 | 0 | 0 | 0 | 0 | 0 | 0 | 0 | 0 | 0 | 0 | 0 | 0 | 0 | 0 | 0 | 0 | 0 | 0 | 0 | 0
F2_Commercial_Office (ID)_New_Miscellaneous_Natural Gas_Pool Heater_E1 | F2 | Commercial | Office (ID) | New | Miscellaneous | Natural Gas | Pool Heater | E1 | TRC BC Ratio | [24 empty] | 1 | 1 | 1 | bar: 2019 to 2042
F2_Commercial_Office (ID)_New_Miscellaneous_Natural Gas_Pool Heater_E2 | F2 | Commercial | Office (ID) | New | Miscellaneous | Natural Gas | Pool Heater | E2 | TRC BC Ratio | 0.24558 | 0.24744 | 0.25144 | 0.25792 | 0.26685 | 0.27983 | 0.29405 | 0.30832 | 0.32213 | 0.3369 | 0.34804 | 0.3585 | 0.37033 | 0.38173 | 0.39129 | 0.39986 | 0.40688 | 0.4136 | 0.42102 | 0.42801 | 0.43524 | 0.44289 | 0.45057 | 0.45857 | 0.46672 | 0.47501 | 0.48345
F2_Commercial_Office (ID)_New_Miscellaneous_Natural Gas_Pool Heater_E3 | F2 | Commercial | Office (ID) | New | Miscellaneous | Natural Gas | Pool Heater | E3 | TRC BC Ratio | 0 | 0 | 0 | 0 | 0 | 0 | 0 | 0 | 0 | 0 | 0 | 0 | 0 | 0 | 0 | 0 | 0 | 0 | 0 | 0 | 0 | 0 | 0 | 0 | 0 | 0 | 0
F2_Commercial_Office (ID)_New_Miscellaneous_Natural Gas_Pool Heater_E4 | F2 | Commercial | Office (ID) | New | Miscellaneous | Natural Gas | Pool Heater | E4 | TRC BC Ratio | 0 | 0 | 0 | 0 | 0 | 0 | 0 | 0 | 0 | 0 | 0 | 0 | 0 | 0 | 0 | 0 | 0 | 0 | 0 | 0 | 0 | 0 | 0 | 0 | 0 | 0 | 0
F2_Commercial_Office (ID)_New_Miscellaneous_Natural Gas_Pool Heater_E5 | F2 | Commercial | Office (ID) | New | Miscellaneous | Natural Gas | Pool Heater | E5 | TRC BC Ratio | 0 | 0 | 0 | 0 | 0 | 0 | 0 | 0 | 0 | 0 | 0 | 0 | 0 | 0 | 0 | 0 | 0 | 0 | 0 | 0 | 0 | 0 | 0 | 0 | 0 | 0 | 0
F2_Commercial_Office (ID)_New_Miscellaneous_Natural Gas_Pool Heater_E6 | F2 | Commercial | Office (ID) | New | Miscellaneous | Natural Gas | Pool Heater | E6 | TRC BC Ratio | 0 | 0 | 0 | 0 | 0 | 0 | 0 | 0 | 0 | 0 | 0 | 0 | 0 | 0 | 0 | 0 | 0 | 0 | 0 | 0 | 0 | 0 | 0 | 0 | 0 | 0 | 0
F2_Commercial_Office (ID)_New_Miscellaneous_Natural Gas_Pool Heater_E7 | F2 | Commercial | Office (ID) | New | Miscellaneous | Natural Gas | Pool Heater | E7 | TRC BC Ratio | 0 | 0 | 0 | 0 | 0 | 0 | 0 | 0 | 0 | 0 | 0 | 0 | 0 | 0 | 0 | 0 | 0 | 0 | 0 | 0 | 0 | 0 | 0 | 0 | 0 | 0 | 0
F2_Commercial_Office (ID)_New_Miscellaneous_Natural Gas_Pool Heater_E8 | F2 | Commercial | Office (ID) | New | Miscellaneous | Natural Gas | Pool Heater | E8 | TRC BC Ratio | 0 | 0 | 0 | 0 | 0 | 0 | 0 | 0 | 0 | 0 | 0 | 0 | 0 | 0 | 0 | 0 | 0 | 0 | 0 | 0 | 0 | 0 | 0 | 0 | 0 | 0 | 0
F2_Commercial_Office (ID)_New_Miscellaneous_Natural Gas_Pool Heater_E9 | F2 | Commercial | Office (ID) | New | Miscellaneous | Natural Gas | Pool Heater | E9 | TRC BC Ratio | 0 | 0 | 0 | 0 | 0 | 0 | 0 | 0 | 0 | 0 | 0 | 0 | 0 | 0 | 0 | 0 | 0 | 0 | 0 | 0 | 0 | 0 | 0 | 0 | 0 | 0 | 0
F2_Commercial_Office (ID)_New_Miscellaneous_Natural Gas_Pool Heater_E10 | F2 | Commercial | Office (ID) | New | Miscellaneous | Natural Gas | Pool Heater | E10 | TRC BC Ratio | 0 | 0 | 0 | 0 | 0 | 0 | 0 | 0 | 0 | 0 | 0 | 0 | 0 | 0 | 0 | 0 | 0 | 0 | 0 | 0 | 0 | 0 | 0 | 0 | 0 | 0 | 0
F3_Commercial_Office (ID)_New_Miscellaneous_Natural Gas_Pool Heater_E1 | F3 | Commercial | Office (ID) | New | Miscellaneous | Natural Gas | Pool Heater | E1 | PACT BC Ratio | [24 empty] | 1 | 1 | 1 | bar: 2019 to 2042
F3_Commercial_Office (ID)_New_Miscellaneous_Natural Gas_Pool Heater_E2 | F3 | Commercial | Office (ID) | New | Miscellaneous | Natural Gas | Pool Heater | E2 | PACT BC Ratio | 0.60931 | 0.61394 | 0.62387 | 0.63995 | 0.66211 | 0.69429 | 0.72958 | 0.76498 | 0.79925 | 0.8359 | 0.86355 | 0.8895 | 0.91884 | 0.94714 | 0.97086 | 0.99213 | 1.0095 | 1.0262 | 1.0446 | 1.062 | 1.0799 | 1.0989 | 1.1179 | 1.1378 | 1.158 | 1.1786 | 1.1995
F3_Commercial_Office (ID)_New_Miscellaneous_Natural Gas_Pool Heater_E3 | F3 | Commercial | Office (ID) | New | Miscellaneous | Natural Gas | Pool Heater | E3 | PACT BC Ratio | 0 | 0 | 0 | 0 | 0 | 0 | 0 | 0 | 0 | 0 | 0 | 0 | 0 | 0 | 0 | 0 | 0 | 0 | 0 | 0 | 0 | 0 | 0 | 0 | 0 | 0 | 0
F3_Commercial_Office (ID)_New_Miscellaneous_Natural Gas_Pool Heater_E4 | F3 | Commercial | Office (ID) | New | Miscellaneous | Natural Gas | Pool Heater | E4 | PACT BC Ratio | 0 | 0 | 0 | 0 | 0 | 0 | 0 | 0 | 0 | 0 | 0 | 0 | 0 | 0 | 0 | 0 | 0 | 0 | 0 | 0 | 0 | 0 | 0 | 0 | 0 | 0 | 0
F3_Commercial_Office (ID)_New_Miscellaneous_Natural Gas_Pool Heater_E5 | F3 | Commercial | Office (ID) | New | Miscellaneous | Natural Gas | Pool Heater | E5 | PACT BC Ratio | 0 | 0 | 0 | 0 | 0 | 0 | 0 | 0 | 0 | 0 | 0 | 0 | 0 | 0 | 0 | 0 | 0 | 0 | 0 | 0 | 0 | 0 | 0 | 0 | 0 | 0 | 0
F3_Commercial_Office (ID)_New_Miscellaneous_Natural Gas_Pool Heater_E6 | F3 | Commercial | Office (ID) | New | Miscellaneous | Natural Gas | Pool Heater | E6 | PACT BC Ratio | 0 | 0 | 0 | 0 | 0 | 0 | 0 | 0 | 0 | 0 | 0 | 0 | 0 | 0 | 0 | 0 | 0 | 0 | 0 | 0 | 0 | 0 | 0 | 0 | 0 | 0 | 0
F3_Commercial_Office (ID)_New_Miscellaneous_Natural Gas_Pool Heater_E7 | F3 | Commercial | Office (ID) | New | Miscellaneous | Natural Gas | Pool Heater | E7 | PACT BC Ratio | 0 | 0 | 0 | 0 | 0 | 0 | 0 | 0 | 0 | 0 | 0 | 0 | 0 | 0 | 0 | 0 | 0 | 0 | 0 | 0 | 0 | 0 | 0 | 0 | 0 | 0 | 0
F3_Commercial_Office (ID)_New_Miscellaneous_Natural Gas_Pool Heater_E8 | F3 | Commercial | Office (ID) | New | Miscellaneous | Natural Gas | Pool Heater | E8 | PACT BC Ratio | 0 | 0 | 0 | 0 | 0 | 0 | 0 | 0 | 0 | 0 | 0 | 0 | 0 | 0 | 0 | 0 | 0 | 0 | 0 | 0 | 0 | 0 | 0 | 0 | 0 | 0 | 0
F3_Commercial_Office (ID)_New_Miscellaneous_Natural Gas_Pool Heater_E9 | F3 | Commercial | Office (ID) | New | Miscellaneous | Natural Gas | Pool Heater | E9 | PACT BC Ratio | 0 | 0 | 0 | 0 | 0 | 0 | 0 | 0 | 0 | 0 | 0 | 0 | 0 | 0 | 0 | 0 | 0 | 0 | 0 | 0 | 0 | 0 | 0 | 0 | 0 | 0 | 0
F3_Commercial_Office (ID)_New_Miscellaneous_Natural Gas_Pool Heater_E10 | F3 | Commercial | Office (ID) | New | Miscellaneous | Natural Gas | Pool Heater | E10 | PACT BC Ratio | 0 | 0 | 0 | 0 | 0 | 0 | 0 | 0 | 0 | 0 | 0 | 0 | 0 | 0 | 0 | 0 | 0 | 0 | 0 | 0 | 0 | 0 | 0 | 0 | 0 | 0 | 0
F4_Commercial_Office (ID)_New_Miscellaneous_Natural Gas_Pool Heater_E1 | F4 | Commercial | Office (ID) | New | Miscellaneous | Natural Gas | Pool Heater | E1 | RVT BC Ratio | [24 empty] | 1 | 1 | 1 | bar: 2019 to 2042
F4_Commercial_Office (ID)_New_Miscellaneous_Natural Gas_Pool Heater_E2 | F4 | Commercial | Office (ID) | New | Miscellaneous | Natural Gas | Pool Heater | E2 | RVT BC Ratio | 0.63728 | 0.63996 | 0.6448 | 0.65211 | 0.66171 | 0.67568 | 0.68979 | 0.70332 | 0.71552 | 0.72835 | 0.74306 | 0.75687 | 0.77248 | 0.78692 | 0.7982 | 0.80735 | 0.81352 | 0.81821 | 0.82349 | 0.82781 | 0.83205 | 0.84168 | 0.85136 | 0.86145 | 0.87171 | 0.88216 | 0.89279
F4_Commercial_Office (ID)_New_Miscellaneous_Natural Gas_Pool Heater_E3 | F4 | Commercial | Office (ID) | New | Miscellaneous | Natural Gas | Pool Heater | E3 | RVT BC Ratio | 0 | 0 | 0 | 0 | 0 | 0 | 0 | 0 | 0 | 0 | 0 | 0 | 0 | 0 | 0 | 0 | 0 | 0 | 0 | 0 | 0 | 0 | 0 | 0 | 0 | 0 | 0
F4_Commercial_Office (ID)_New_Miscellaneous_Natural Gas_Pool Heater_E4 | F4 | Commercial | Office (ID) | New | Miscellaneous | Natural Gas | Pool Heater | E4 | RVT BC Ratio | 0 | 0 | 0 | 0 | 0 | 0 | 0 | 0 | 0 | 0 | 0 | 0 | 0 | 0 | 0 | 0 | 0 | 0 | 0 | 0 | 0 | 0 | 0 | 0 | 0 | 0 | 0
F4_Commercial_Office (ID)_New_Miscellaneous_Natural Gas_Pool Heater_E5 | F4 | Commercial | Office (ID) | New | Miscellaneous | Natural Gas | Pool Heater | E5 | RVT BC Ratio | 0 | 0 | 0 | 0 | 0 | 0 | 0 | 0 | 0 | 0 | 0 | 0 | 0 | 0 | 0 | 0 | 0 | 0 | 0 | 0 | 0 | 0 | 0 | 0 | 0 | 0 | 0
F4_Commercial_Office (ID)_New_Miscellaneous_Natural Gas_Pool Heater_E6 | F4 | Commercial | Office (ID) | New | Miscellaneous | Natural Gas | Pool Heater | E6 | RVT BC Ratio | 0 | 0 | 0 | 0 | 0 | 0 | 0 | 0 | 0 | 0 | 0 | 0 | 0 | 0 | 0 | 0 | 0 | 0 | 0 | 0 | 0 | 0 | 0 | 0 | 0 | 0 | 0
F4_Commercial_Office (ID)_New_Miscellaneous_Natural Gas_Pool Heater_E7 | F4 | Commercial | Office (ID) | New | Miscellaneous | Natural Gas | Pool Heater | E7 | RVT BC Ratio | 0 | 0 | 0 | 0 | 0 | 0 | 0 | 0 | 0 | 0 | 0 | 0 | 0 | 0 | 0 | 0 | 0 | 0 | 0 | 0 | 0 | 0 | 0 | 0 | 0 | 0 | 0
F4_Commercial_Office (ID)_New_Miscellaneous_Natural Gas_Pool Heater_E8 | F4 | Commercial | Office (ID) | New | Miscellaneous | Natural Gas | Pool Heater | E8 | RVT BC Ratio | 0 | 0 | 0 | 0 | 0 | 0 | 0 | 0 | 0 | 0 | 0 | 0 | 0 | 0 | 0 | 0 | 0 | 0 | 0 | 0 | 0 | 0 | 0 | 0 | 0 | 0 | 0
F4_Commercial_Office (ID)_New_Miscellaneous_Natural Gas_Pool Heater_E9 | F4 | Commercial | Office (ID) | New | Miscellaneous | Natural Gas | Pool Heater | E9 | RVT BC Ratio | 0 | 0 | 0 | 0 | 0 | 0 | 0 | 0 | 0 | 0 | 0 | 0 | 0 | 0 | 0 | 0 | 0 | 0 | 0 | 0 | 0 | 0 | 0 | 0 | 0 | 0 | 0
F4_Commercial_Office (ID)_New_Miscellaneous_Natural Gas_Pool Heater_E10 | F4 | Commercial | Office (ID) | New | Miscellaneous | Natural Gas | Pool Heater | E10 | RVT BC Ratio | 0 | 0 | 0 | 0 | 0 | 0 | 0 | 0 | 0 | 0 | 0 | 0 | 0 | 0 | 0 | 0 | 0 | 0 | 0 | 0 | 0 | 0 | 0 | 0 | 0 | 0 | 0
F5_Commercial_Office (ID)_New_Miscellaneous_Natural Gas_Pool Heater_E1 | F5 | Commercial | Office (ID) | New | Miscellaneous | Natural Gas | Pool Heater | E1 | RIM BC Ratio | [24 empty] | 1 | 1 | 1 | bar: 2019 to 2042
F5_Commercial_Office (ID)_New_Miscellaneous_Natural Gas_Pool Heater_E2 | F5 | Commercial | Office (ID) | New | Miscellaneous | Natural Gas | Pool Heater | E2 | RIM BC Ratio | 0.35197 | 0.3535 | 0.35717 | 0.36322 | 0.37161 | 0.38346 | 0.39657 | 0.40958 | 0.42222 | 0.43548 | 0.44287 | 0.4496 | 0.45697 | 0.46415 | 0.4704 | 0.47633 | 0.48175 | 0.48744 | 0.49363 | 0.49972 | 0.50607 | 0.5102 | 0.51427 | 0.51843 | 0.52259 | 0.52674 | 0.53088
F5_Commercial_Office (ID)_New_Miscellaneous_Natural Gas_Pool Heater_E3 | F5 | Commercial | Office (ID) | New | Miscellaneous | Natural Gas | Pool Heater | E3 | RIM BC Ratio | 0 | 0 | 0 | 0 | 0 | 0 | 0 | 0 | 0 | 0 | 0 | 0 | 0 | 0 | 0 | 0 | 0 | 0 | 0 | 0 | 0 | 0 | 0 | 0 | 0 | 0 | 0
F5_Commercial_Office (ID)_New_Miscellaneous_Natural Gas_Pool Heater_E4 | F5 | Commercial | Office (ID) | New | Miscellaneous | Natural Gas | Pool Heater | E4 | RIM BC Ratio | 0 | 0 | 0 | 0 | 0 | 0 | 0 | 0 | 0 | 0 | 0 | 0 | 0 | 0 | 0 | 0 | 0 | 0 | 0 | 0 | 0 | 0 | 0 | 0 | 0 | 0 | 0
F5_Commercial_Office (ID)_New_Miscellaneous_Natural Gas_Pool Heater_E5 | F5 | Commercial | Office (ID) | New | Miscellaneous | Natural Gas | Pool Heater | E5 | RIM BC Ratio | 0 | 0 | 0 | 0 | 0 | 0 | 0 | 0 | 0 | 0 | 0 | 0 | 0 | 0 | 0 | 0 | 0 | 0 | 0 | 0 | 0 | 0 | 0 | 0 | 0 | 0 | 0
F5_Commercial_Office (ID)_New_Miscellaneous_Natural Gas_Pool Heater_E6 | F5 | Commercial | Office (ID) | New | Miscellaneous | Natural Gas | Pool Heater | E6 | RIM BC Ratio | 0 | 0 | 0 | 0 | 0 | 0 | 0 | 0 | 0 | 0 | 0 | 0 | 0 | 0 | 0 | 0 | 0 | 0 | 0 | 0 | 0 | 0 | 0 | 0 | 0 | 0 | 0
F5_Commercial_Office (ID)_New_Miscellaneous_Natural Gas_Pool Heater_E7 | F5 | Commercial | Office (ID) | New | Miscellaneous | Natural Gas | Pool Heater | E7 | RIM BC Ratio | 0 | 0 | 0 | 0 | 0 | 0 | 0 | 0 | 0 | 0 | 0 | 0 | 0 | 0 | 0 | 0 | 0 | 0 | 0 | 0 | 0 | 0 | 0 | 0 | 0 | 0 | 0
F5_Commercial_Office (ID)_New_Miscellaneous_Natural Gas_Pool Heater_E8 | F5 | Commercial | Office (ID) | New | Miscellaneous | Natural Gas | Pool Heater | E8 | RIM BC Ratio | 0 | 0 | 0 | 0 | 0 | 0 | 0 | 0 | 0 | 0 | 0 | 0 | 0 | 0 | 0 | 0 | 0 | 0 | 0 | 0 | 0 | 0 | 0 | 0 | 0 | 0 | 0
F5_Commercial_Office (ID)_New_Miscellaneous_Natural Gas_Pool Heater_E9 | F5 | Commercial | Office (ID) | New | Miscellaneous | Natural Gas | Pool Heater | E9 | RIM BC Ratio | 0 | 0 | 0 | 0 | 0 | 0 | 0 | 0 | 0 | 0 | 0 | 0 | 0 | 0 | 0 | 0 | 0 | 0 | 0 | 0 | 0 | 0 | 0 | 0 | 0 | 0 | 0
F5_Commercial_Office (ID)_New_Miscellaneous_Natural Gas_Pool Heater_E10 | F5 | Commercial | Office (ID) | New | Miscellaneous | Natural Gas | Pool Heater | E10 | RIM BC Ratio | 0 | 0 | 0 | 0 | 0 | 0 | 0 | 0 | 0 | 0 | 0 | 0 | 0 | 0 | 0 | 0 | 0 | 0 | 0 | 0 | 0 | 0 | 0 | 0 | 0 | 0 | 0
F0_Commercial_Office (ID)_New_Miscellaneous_Natural Gas_Miscellaneous_E0 | F0 | Commercial | Office (ID) | New | Miscellaneous | Natural Gas | Miscellaneous | E0 | Economic Unit | Standard | Standard | Standard | Standard | Standard | Standard | Standard | Standard | Standard | Standard | Standard | Standard | Standard | Standard | Standard | Standard | Standard | Standard | Standard | Standard | Standard | Standard | Standard | Standard | Standard | Standard | Standard
F1_Commercial_Office (ID)_New_Miscellaneous_Natural Gas_Miscellaneous_E1 | F1 | Commercial | Office (ID) | New | Miscellaneous | Natural Gas | Miscellaneous | E1 | CCE | 0 | 0 | 0 | 0 | 0 | 0 | 0 | 0 | 0 | 0 | 0 | 0 | 0 | 0 | 0 | 0 | 0 | 0 | 0 | 0 | 0 | 0 | 0 | 0 | 0 | 0 | 0
F1_Commercial_Office (ID)_New_Miscellaneous_Natural Gas_Miscellaneous_E2 | F1 | Commercial | Office (ID) | New | Miscellaneous | Natural Gas | Miscellaneous | E2 | CCE | 0 | 0 | 0 | 0 | 0 | 0 | 0 | 0 | 0 | 0 | 0 | 0 | 0 | 0 | 0 | 0 | 0 | 0 | 0 | 0 | 0 | 0 | 0 | 0 | 0 | 0 | 0
F1_Commercial_Office (ID)_New_Miscellaneous_Natural Gas_Miscellaneous_E3 | F1 | Commercial | Office (ID) | New | Miscellaneous | Natural Gas | Miscellaneous | E3 | CCE | 0 | 0 | 0 | 0 | 0 | 0 | 0 | 0 | 0 | 0 | 0 | 0 | 0 | 0 | 0 | 0 | 0 | 0 | 0 | 0 | 0 | 0 | 0 | 0 | 0 | 0 | 0
F1_Commercial_Office (ID)_New_Miscellaneous_Natural Gas_Miscellaneous_E4 | F1 | Commercial | Office (ID) | New | Miscellaneous | Natural Gas | Miscellaneous | E4 | CCE | 0 | 0 | 0 | 0 | 0 | 0 | 0 | 0 | 0 | 0 | 0 | 0 | 0 | 0 | 0 | 0 | 0 | 0 | 0 | 0 | 0 | 0 | 0 | 0 | 0 | 0 | 0
F1_Commercial_Office (ID)_New_Miscellaneous_Natural Gas_Miscellaneous_E5 | F1 | Commercial | Office (ID) | New | Miscellaneous | Natural Gas | Miscellaneous | E5 | CCE | 0 | 0 | 0 | 0 | 0 | 0 | 0 | 0 | 0 | 0 | 0 | 0 | 0 | 0 | 0 | 0 | 0 | 0 | 0 | 0 | 0 | 0 | 0 | 0 | 0 | 0 | 0
F1_Commercial_Office (ID)_New_Miscellaneous_Natural Gas_Miscellaneous_E6 | F1 | Commercial | Office (ID) | New | Miscellaneous | Natural Gas | Miscellaneous | E6 | CCE | 0 | 0 | 0 | 0 | 0 | 0 | 0 | 0 | 0 | 0 | 0 | 0 | 0 | 0 | 0 | 0 | 0 | 0 | 0 | 0 | 0 | 0 | 0 | 0 | 0 | 0 | 0
F1_Commercial_Office (ID)_New_Miscellaneous_Natural Gas_Miscellaneous_E7 | F1 | Commercial | Office (ID) | New | Miscellaneous | Natural Gas | Miscellaneous | E7 | CCE | 0 | 0 | 0 | 0 | 0 | 0 | 0 | 0 | 0 | 0 | 0 | 0 | 0 | 0 | 0 | 0 | 0 | 0 | 0 | 0 | 0 | 0 | 0 | 0 | 0 | 0 | 0
F1_Commercial_Office (ID)_New_Miscellaneous_Natural Gas_Miscellaneous_E8 | F1 | Commercial | Office (ID) | New | Miscellaneous | Natural Gas | Miscellaneous | E8 | CCE | 0 | 0 | 0 | 0 | 0 | 0 | 0 | 0 | 0 | 0 | 0 | 0 | 0 | 0 | 0 | 0 | 0 | 0 | 0 | 0 | 0 | 0 | 0 | 0 | 0 | 0 | 0
F1_Commercial_Office (ID)_New_Miscellaneous_Natural Gas_Miscellaneous_E9 | F1 | Commercial | Office (ID) | New | Miscellaneous | Natural Gas | Miscellaneous | E9 | CCE | 0 | 0 | 0 | 0 | 0 | 0 | 0 | 0 | 0 | 0 | 0 | 0 | 0 | 0 | 0 | 0 | 0 | 0 | 0 | 0 | 0 | 0 | 0 | 0 | 0 | 0 | 0
F1_Commercial_Office (ID)_New_Miscellaneous_Natural Gas_Miscellaneous_E10 | F1 | Commercial | Office (ID) | New | Miscellaneous | Natural Gas | Miscellaneous | E10 | CCE | 0 | 0 | 0 | 0 | 0 | 0 | 0 | 0 | 0 | 0 | 0 | 0 | 0 | 0 | 0 | 0 | 0 | 0 | 0 | 0 | 0 | 0 | 0 | 0 | 0 | 0 | 0
F2_Commercial_Office (ID)_New_Miscellaneous_Natural Gas_Miscellaneous_E1 | F2 | Commercial | Office (ID) | New | Miscellaneous | Natural Gas | Miscellaneous | E1 | TRC BC Ratio | [24 empty] | 1 | 1 | 1 | bar: 2019 to 2042
F2_Commercial_Office (ID)_New_Miscellaneous_Natural Gas_Miscellaneous_E2 | F2 | Commercial | Office (ID) | New | Miscellaneous | Natural Gas | Miscellaneous | E2 | TRC BC Ratio | 0 | 0 | 0 | 0 | 0 | 0 | 0 | 0 | 0 | 0 | 0 | 0 | 0 | 0 | 0 | 0 | 0 | 0 | 0 | 0 | 0 | 0 | 0 | 0 | 0 | 0 | 0
F2_Commercial_Office (ID)_New_Miscellaneous_Natural Gas_Miscellaneous_E3 | F2 | Commercial | Office (ID) | New | Miscellaneous | Natural Gas | Miscellaneous | E3 | TRC BC Ratio | 0 | 0 | 0 | 0 | 0 | 0 | 0 | 0 | 0 | 0 | 0 | 0 | 0 | 0 | 0 | 0 | 0 | 0 | 0 | 0 | 0 | 0 | 0 | 0 | 0 | 0 | 0
F2_Commercial_Office (ID)_New_Miscellaneous_Natural Gas_Miscellaneous_E4 | F2 | Commercial | Office (ID) | New | Miscellaneous | Natural Gas | Miscellaneous | E4 | TRC BC Ratio | 0 | 0 | 0 | 0 | 0 | 0 | 0 | 0 | 0 | 0 | 0 | 0 | 0 | 0 | 0 | 0 | 0 | 0 | 0 | 0 | 0 | 0 | 0 | 0 | 0 | 0 | 0
F2_Commercial_Office (ID)_New_Miscellaneous_Natural Gas_Miscellaneous_E5 | F2 | Commercial | Office (ID) | New | Miscellaneous | Natural Gas | Miscellaneous | E5 | TRC BC Ratio | 0 | 0 | 0 | 0 | 0 | 0 | 0 | 0 | 0 | 0 | 0 | 0 | 0 | 0 | 0 | 0 | 0 | 0 | 0 | 0 | 0 | 0 | 0 | 0 | 0 | 0 | 0
F2_Commercial_Office (ID)_New_Miscellaneous_Natural Gas_Miscellaneous_E6 | F2 | Commercial | Office (ID) | New | Miscellaneous | Natural Gas | Miscellaneous | E6 | TRC BC Ratio | 0 | 0 | 0 | 0 | 0 | 0 | 0 | 0 | 0 | 0 | 0 | 0 | 0 | 0 | 0 | 0 | 0 | 0 | 0 | 0 | 0 | 0 | 0 | 0 | 0 | 0 | 0
F2_Commercial_Office (ID)_New_Miscellaneous_Natural Gas_Miscellaneous_E7 | F2 | Commercial | Office (ID) | New | Miscellaneous | Natural Gas | Miscellaneous | E7 | TRC BC Ratio | 0 | 0 | 0 | 0 | 0 | 0 | 0 | 0 | 0 | 0 | 0 | 0 | 0 | 0 | 0 | 0 | 0 | 0 | 0 | 0 | 0 | 0 | 0 | 0 | 0 | 0 | 0
F2_Commercial_Office (ID)_New_Miscellaneous_Natural Gas_Miscellaneous_E8 | F2 | Commercial | Office (ID) | New | Miscellaneous | Natural Gas | Miscellaneous | E8 | TRC BC Ratio | 0 | 0 | 0 | 0 | 0 | 0 | 0 | 0 | 0 | 0 | 0 | 0 | 0 | 0 | 0 | 0 | 0 | 0 | 0 | 0 | 0 | 0 | 0 | 0 | 0 | 0 | 0
F2_Commercial_Office (ID)_New_Miscellaneous_Natural Gas_Miscellaneous_E9 | F2 | Commercial | Office (ID) | New | Miscellaneous | Natural Gas | Miscellaneous | E9 | TRC BC Ratio | 0 | 0 | 0 | 0 | 0 | 0 | 0 | 0 | 0 | 0 | 0 | 0 | 0 | 0 | 0 | 0 | 0 | 0 | 0 | 0 | 0 | 0 | 0 | 0 | 0 | 0 | 0
F2_Commercial_Office (ID)_New_Miscellaneous_Natural Gas_Miscellaneous_E10 | F2 | Commercial | Office (ID) | New | Miscellaneous | Natural Gas | Miscellaneous | E10 | TRC BC Ratio | 0 | 0 | 0 | 0 | 0 | 0 | 0 | 0 | 0 | 0 | 0 | 0 | 0 | 0 | 0 | 0 | 0 | 0 | 0 | 0 | 0 | 0 | 0 | 0 | 0 | 0 | 0
F3_Commercial_Office (ID)_New_Miscellaneous_Natural Gas_Miscellaneous_E1 | F3 | Commercial | Office (ID) | New | Miscellaneous | Natural Gas | Miscellaneous | E1 | PACT BC Ratio | [24 empty] | 1 | 1 | 1 | bar: 2019 to 2042
F3_Commercial_Office (ID)_New_Miscellaneous_Natural Gas_Miscellaneous_E2 | F3 | Commercial | Office (ID) | New | Miscellaneous | Natural Gas | Miscellaneous | E2 | PACT BC Ratio | 0 | 0 | 0 | 0 | 0 | 0 | 0 | 0 | 0 | 0 | 0 | 0 | 0 | 0 | 0 | 0 | 0 | 0 | 0 | 0 | 0 | 0 | 0 | 0 | 0 | 0 | 0
F3_Commercial_Office (ID)_New_Miscellaneous_Natural Gas_Miscellaneous_E3 | F3 | Commercial | Office (ID) | New | Miscellaneous | Natural Gas | Miscellaneous | E3 | PACT BC Ratio | 0 | 0 | 0 | 0 | 0 | 0 | 0 | 0 | 0 | 0 | 0 | 0 | 0 | 0 | 0 | 0 | 0 | 0 | 0 | 0 | 0 | 0 | 0 | 0 | 0 | 0 | 0
F3_Commercial_Office (ID)_New_Miscellaneous_Natural Gas_Miscellaneous_E4 | F3 | Commercial | Office (ID) | New | Miscellaneous | Natural Gas | Miscellaneous | E4 | PACT BC Ratio | 0 | 0 | 0 | 0 | 0 | 0 | 0 | 0 | 0 | 0 | 0 | 0 | 0 | 0 | 0 | 0 | 0 | 0 | 0 | 0 | 0 | 0 | 0 | 0 | 0 | 0 | 0
F3_Commercial_Office (ID)_New_Miscellaneous_Natural Gas_Miscellaneous_E5 | F3 | Commercial | Office (ID) | New | Miscellaneous | Natural Gas | Miscellaneous | E5 | PACT BC Ratio | 0 | 0 | 0 | 0 | 0 | 0 | 0 | 0 | 0 | 0 | 0 | 0 | 0 | 0 | 0 | 0 | 0 | 0 | 0 | 0 | 0 | 0 | 0 | 0 | 0 | 0 | 0
F3_Commercial_Office (ID)_New_Miscellaneous_Natural Gas_Miscellaneous_E6 | F3 | Commercial | Office (ID) | New | Miscellaneous | Natural Gas | Miscellaneous | E6 | PACT BC Ratio | 0 | 0 | 0 | 0 | 0 | 0 | 0 | 0 | 0 | 0 | 0 | 0 | 0 | 0 | 0 | 0 | 0 | 0 | 0 | 0 | 0 | 0 | 0 | 0 | 0 | 0 | 0
F3_Commercial_Office (ID)_New_Miscellaneous_Natural Gas_Miscellaneous_E7 | F3 | Commercial | Office (ID) | New | Miscellaneous | Natural Gas | Miscellaneous | E7 | PACT BC Ratio | 0 | 0 | 0 | 0 | 0 | 0 | 0 | 0 | 0 | 0 | 0 | 0 | 0 | 0 | 0 | 0 | 0 | 0 | 0 | 0 | 0 | 0 | 0 | 0 | 0 | 0 | 0
F3_Commercial_Office (ID)_New_Miscellaneous_Natural Gas_Miscellaneous_E8 | F3 | Commercial | Office (ID) | New | Miscellaneous | Natural Gas | Miscellaneous | E8 | PACT BC Ratio | 0 | 0 | 0 | 0 | 0 | 0 | 0 | 0 | 0 | 0 | 0 | 0 | 0 | 0 | 0 | 0 | 0 | 0 | 0 | 0 | 0 | 0 | 0 | 0 | 0 | 0 | 0
F3_Commercial_Office (ID)_New_Miscellaneous_Natural Gas_Miscellaneous_E9 | F3 | Commercial | Office (ID) | New | Miscellaneous | Natural Gas | Miscellaneous | E9 | PACT BC Ratio | 0 | 0 | 0 | 0 | 0 | 0 | 0 | 0 | 0 | 0 | 0 | 0 | 0 | 0 | 0 | 0 | 0 | 0 | 0 | 0 | 0 | 0 | 0 | 0 | 0 | 0 | 0
F3_Commercial_Office (ID)_New_Miscellaneous_Natural Gas_Miscellaneous_E10 | F3 | Commercial | Office (ID) | New | Miscellaneous | Natural Gas | Miscellaneous | E10 | PACT BC Ratio | 0 | 0 | 0 | 0 | 0 | 0 | 0 | 0 | 0 | 0 | 0 | 0 | 0 | 0 | 0 | 0 | 0 | 0 | 0 | 0 | 0 | 0 | 0 | 0 | 0 | 0 | 0
F4_Commercial_Office (ID)_New_Miscellaneous_Natural Gas_Miscellaneous_E1 | F4 | Commercial | Office (ID) | New | Miscellaneous | Natural Gas | Miscellaneous | E1 | RVT BC Ratio | [24 empty] | 1 | 1 | 1 | bar: 2019 to 2042
F4_Commercial_Office (ID)_New_Miscellaneous_Natural Gas_Miscellaneous_E2 | F4 | Commercial | Office (ID) | New | Miscellaneous | Natural Gas | Miscellaneous | E2 | RVT BC Ratio | 0 | 0 | 0 | 0 | 0 | 0 | 0 | 0 | 0 | 0 | 0 | 0 | 0 | 0 | 0 | 0 | 0 | 0 | 0 | 0 | 0 | 0 | 0 | 0 | 0 | 0 | 0
F4_Commercial_Office (ID)_New_Miscellaneous_Natural Gas_Miscellaneous_E3 | F4 | Commercial | Office (ID) | New | Miscellaneous | Natural Gas | Miscellaneous | E3 | RVT BC Ratio | 0 | 0 | 0 | 0 | 0 | 0 | 0 | 0 | 0 | 0 | 0 | 0 | 0 | 0 | 0 | 0 | 0 | 0 | 0 | 0 | 0 | 0 | 0 | 0 | 0 | 0 | 0
F4_Commercial_Office (ID)_New_Miscellaneous_Natural Gas_Miscellaneous_E4 | F4 | Commercial | Office (ID) | New | Miscellaneous | Natural Gas | Miscellaneous | E4 | RVT BC Ratio | 0 | 0 | 0 | 0 | 0 | 0 | 0 | 0 | 0 | 0 | 0 | 0 | 0 | 0 | 0 | 0 | 0 | 0 | 0 | 0 | 0 | 0 | 0 | 0 | 0 | 0 | 0
F4_Commercial_Office (ID)_New_Miscellaneous_Natural Gas_Miscellaneous_E5 | F4 | Commercial | Office (ID) | New | Miscellaneous | Natural Gas | Miscellaneous | E5 | RVT BC Ratio | 0 | 0 | 0 | 0 | 0 | 0 | 0 | 0 | 0 | 0 | 0 | 0 | 0 | 0 | 0 | 0 | 0 | 0 | 0 | 0 | 0 | 0 | 0 | 0 | 0 | 0 | 0
F4_Commercial_Office (ID)_New_Miscellaneous_Natural Gas_Miscellaneous_E6 | F4 | Commercial | Office (ID) | New | Miscellaneous | Natural Gas | Miscellaneous | E6 | RVT BC Ratio | 0 | 0 | 0 | 0 | 0 | 0 | 0 | 0 | 0 | 0 | 0 | 0 | 0 | 0 | 0 | 0 | 0 | 0 | 0 | 0 | 0 | 0 | 0 | 0 | 0 | 0 | 0
F4_Commercial_Office (ID)_New_Miscellaneous_Natural Gas_Miscellaneous_E7 | F4 | Commercial | Office (ID) | New | Miscellaneous | Natural Gas | Miscellaneous | E7 | RVT BC Ratio | 0 | 0 | 0 | 0 | 0 | 0 | 0 | 0 | 0 | 0 | 0 | 0 | 0 | 0 | 0 | 0 | 0 | 0 | 0 | 0 | 0 | 0 | 0 | 0 | 0 | 0 | 0
F4_Commercial_Office (ID)_New_Miscellaneous_Natural Gas_Miscellaneous_E8 | F4 | Commercial | Office (ID) | New | Miscellaneous | Natural Gas | Miscellaneous | E8 | RVT BC Ratio | 0 | 0 | 0 | 0 | 0 | 0 | 0 | 0 | 0 | 0 | 0 | 0 | 0 | 0 | 0 | 0 | 0 | 0 | 0 | 0 | 0 | 0 | 0 | 0 | 0 | 0 | 0
F4_Commercial_Office (ID)_New_Miscellaneous_Natural Gas_Miscellaneous_E9 | F4 | Commercial | Office (ID) | New | Miscellaneous | Natural Gas | Miscellaneous | E9 | RVT BC Ratio | 0 | 0 | 0 | 0 | 0 | 0 | 0 | 0 | 0 | 0 | 0 | 0 | 0 | 0 | 0 | 0 | 0 | 0 | 0 | 0 | 0 | 0 | 0 | 0 | 0 | 0 | 0
F4_Commercial_Office (ID)_New_Miscellaneous_Natural Gas_Miscellaneous_E10 | F4 | Commercial | Office (ID) | New | Miscellaneous | Natural Gas | Miscellaneous | E10 | RVT BC Ratio | 0 | 0 | 0 | 0 | 0 | 0 | 0 | 0 | 0 | 0 | 0 | 0 | 0 | 0 | 0 | 0 | 0 | 0 | 0 | 0 | 0 | 0 | 0 | 0 | 0 | 0 | 0
F5_Commercial_Office (ID)_New_Miscellaneous_Natural Gas_Miscellaneous_E1 | F5 | Commercial | Office (ID) | New | Miscellaneous | Natural Gas | Miscellaneous | E1 | RIM BC Ratio | [24 empty] | 1 | 1 | 1 | bar: 2019 to 2042
F5_Commercial_Office (ID)_New_Miscellaneous_Natural Gas_Miscellaneous_E2 | F5 | Commercial | Office (ID) | New | Miscellaneous | Natural Gas | Miscellaneous | E2 | RIM BC Ratio | 0 | 0 | 0 | 0 | 0 | 0 | 0 | 0 | 0 | 0 | 0 | 0 | 0 | 0 | 0 | 0 | 0 | 0 | 0 | 0 | 0 | 0 | 0 | 0 | 0 | 0 | 0
F5_Commercial_Office (ID)_New_Miscellaneous_Natural Gas_Miscellaneous_E3 | F5 | Commercial | Office (ID) | New | Miscellaneous | Natural Gas | Miscellaneous | E3 | RIM BC Ratio | 0 | 0 | 0 | 0 | 0 | 0 | 0 | 0 | 0 | 0 | 0 | 0 | 0 | 0 | 0 | 0 | 0 | 0 | 0 | 0 | 0 | 0 | 0 | 0 | 0 | 0 | 0
F5_Commercial_Office (ID)_New_Miscellaneous_Natural Gas_Miscellaneous_E4 | F5 | Commercial | Office (ID) | New | Miscellaneous | Natural Gas | Miscellaneous | E4 | RIM BC Ratio | 0 | 0 | 0 | 0 | 0 | 0 | 0 | 0 | 0 | 0 | 0 | 0 | 0 | 0 | 0 | 0 | 0 | 0 | 0 | 0 | 0 | 0 | 0 | 0 | 0 | 0 | 0
F5_Commercial_Office (ID)_New_Miscellaneous_Natural Gas_Miscellaneous_E5 | F5 | Commercial | Office (ID) | New | Miscellaneous | Natural Gas | Miscellaneous | E5 | RIM BC Ratio | 0 | 0 | 0 | 0 | 0 | 0 | 0 | 0 | 0 | 0 | 0 | 0 | 0 | 0 | 0 | 0 | 0 | 0 | 0 | 0 | 0 | 0 | 0 | 0 | 0 | 0 | 0
F5_Commercial_Office (ID)_New_Miscellaneous_Natural Gas_Miscellaneous_E6 | F5 | Commercial | Office (ID) | New | Miscellaneous | Natural Gas | Miscellaneous | E6 | RIM BC Ratio | 0 | 0 | 0 | 0 | 0 | 0 | 0 | 0 | 0 | 0 | 0 | 0 | 0 | 0 | 0 | 0 | 0 | 0 | 0 | 0 | 0 | 0 | 0 | 0 | 0 | 0 | 0
F5_Commercial_Office (ID)_New_Miscellaneous_Natural Gas_Miscellaneous_E7 | F5 | Commercial | Office (ID) | New | Miscellaneous | Natural Gas | Miscellaneous | E7 | RIM BC Ratio | 0 | 0 | 0 | 0 | 0 | 0 | 0 | 0 | 0 | 0 | 0 | 0 | 0 | 0 | 0 | 0 | 0 | 0 | 0 | 0 | 0 | 0 | 0 | 0 | 0 | 0 | 0
F5_Commercial_Office (ID)_New_Miscellaneous_Natural Gas_Miscellaneous_E8 | F5 | Commercial | Office (ID) | New | Miscellaneous | Natural Gas | Miscellaneous | E8 | RIM BC Ratio | 0 | 0 | 0 | 0 | 0 | 0 | 0 | 0 | 0 | 0 | 0 | 0 | 0 | 0 | 0 | 0 | 0 | 0 | 0 | 0 | 0 | 0 | 0 | 0 | 0 | 0 | 0
F5_Commercial_Office (ID)_New_Miscellaneous_Natural Gas_Miscellaneous_E9 | F5 | Commercial | Office (ID) | New | Miscellaneous | Natural Gas | Miscellaneous | E9 | RIM BC Ratio | 0 | 0 | 0 | 0 | 0 | 0 | 0 | 0 | 0 | 0 | 0 | 0 | 0 | 0 | 0 | 0 | 0 | 0 | 0 | 0 | 0 | 0 | 0 | 0 | 0 | 0 | 0
F5_Commercial_Office (ID)_New_Miscellaneous_Natural Gas_Miscellaneous_E10 | F5 | Commercial | Office (ID) | New | Miscellaneous | Natural Gas | Miscellaneous | E10 | RIM BC Ratio | 0 | 0 | 0 | 0 | 0 | 0 | 0 | 0 | 0 | 0 | 0 | 0 | 0 | 0 | 0 | 0 | 0 | 0 | 0 | 0 | 0 | 0 | 0 | 0 | 0 | 0 | 0
F0_Commercial_Restaurant (ID)_Existing_Space Heating_Natural Gas_Furnace_E0 | F0 | Commercial | Restaurant (ID) | Existing | Space Heating | Natural Gas | Furnace | E0 | Economic Unit | AFUE 80% (Standard) | AFUE 80% (Standard) | AFUE 80% (Standard) | AFUE 96% | AFUE 96% | AFUE 96% | AFUE 96% | AFUE 96% | AFUE 96% | AFUE 96% | AFUE 96% | AFUE 96% | AFUE 96% | AFUE 96% | AFUE 96% | AFUE 96% | AFUE 96% | AFUE 96% | AFUE 96% | AFUE 96% | AFUE 96% | AFUE 96% | AFUE 96% | AFUE 96% | AFUE 96% | AFUE 96% | AFUE 96%
F1_Commercial_Restaurant (ID)_Existing_Space Heating_Natural Gas_Furnace_E1 | F1 | Commercial | Restaurant (ID) | Existing | Space Heating | Natural Gas | Furnace | E1 | CCE | 0 | 0 | 0 | 0 | 0 | 0 | 0 | 0 | 0 | 0 | 0 | 0 | 0 | 0 | 0 | 0 | 0 | 0 | 0 | 0 | 0 | 0 | 0 | 0 | 0 | 0 | 0
F1_Commercial_Restaurant (ID)_Existing_Space Heating_Natural Gas_Furnace_E2 | F1 | Commercial | Restaurant (ID) | Existing | Space Heating | Natural Gas | Furnace | E2 | CCE | 0.02607 | 0.027054 | 0.027054 | 0.027054 | 0.027054 | 0.027054 | 0.027054 | 0.027054 | 0.027054 | 0.027054 | 0.027054 | 0.027054 | 0.027054 | 0.027054 | 0.027054 | 0.027054 | 0.027054 | 0.027054 | 0.027054 | 0.027054 | 0.027054 | 0.027054 | 0.027054 | 0.027054 | 0.027054 | 0.027054 | 0.027054
F1_Commercial_Restaurant (ID)_Existing_Space Heating_Natural Gas_Furnace_E3 | F1 | Commercial | Restaurant (ID) | Existing | Space Heating | Natural Gas | Furnace | E3 | CCE | 0.0039001 | 0.0040474 | 0.0040474 | 0.0040474 | 0.0040474 | 0.0040474 | 0.0040474 | 0.0040474 | 0.0040474 | 0.0040474 | 0.0040474 | 0.0040474 | 0.0040474 | 0.0040474 | 0.0040474 | 0.0040474 | 0.0040474 | 0.0040474 | 0.0040474 | 0.0040474 | 0.0040474 | 0.0040474 | 0.0040474 | 0.0040474 | 0.0040474 | 0.0040474 | 0.0040474
F1_Commercial_Restaurant (ID)_Existing_Space Heating_Natural Gas_Furnace_E4 | F1 | Commercial | Restaurant (ID) | Existing | Space Heating | Natural Gas | Furnace | E4 | CCE | 0 | 0 | 0 | 0 | 0 | 0 | 0 | 0 | 0 | 0 | 0 | 0 | 0 | 0 | 0 | 0 | 0 | 0 | 0 | 0 | 0 | 0 | 0 | 0 | 0 | 0 | 0
F1_Commercial_Restaurant (ID)_Existing_Space Heating_Natural Gas_Furnace_E5 | F1 | Commercial | Restaurant (ID) | Existing | Space Heating | Natural Gas | Furnace | E5 | CCE | 0 | 0 | 0 | 0 | 0 | 0 | 0 | 0 | 0 | 0 | 0 | 0 | 0 | 0 | 0 | 0 | 0 | 0 | 0 | 0 | 0 | 0 | 0 | 0 | 0 | 0 | 0
F1_Commercial_Restaurant (ID)_Existing_Space Heating_Natural Gas_Furnace_E6 | F1 | Commercial | Restaurant (ID) | Existing | Space Heating | Natural Gas | Furnace | E6 | CCE | 0 | 0 | 0 | 0 | 0 | 0 | 0 | 0 | 0 | 0 | 0 | 0 | 0 | 0 | 0 | 0 | 0 | 0 | 0 | 0 | 0 | 0 | 0 | 0 | 0 | 0 | 0
F1_Commercial_Restaurant (ID)_Existing_Space Heating_Natural Gas_Furnace_E7 | F1 | Commercial | Restaurant (ID) | Existing | Space Heating | Natural Gas | Furnace | E7 | CCE | 0 | 0 | 0 | 0 | 0 | 0 | 0 | 0 | 0 | 0 | 0 | 0 | 0 | 0 | 0 | 0 | 0 | 0 | 0 | 0 | 0 | 0 | 0 | 0 | 0 | 0 | 0
F1_Commercial_Restaurant (ID)_Existing_Space Heating_Natural Gas_Furnace_E8 | F1 | Commercial | Restaurant (ID) | Existing | Space Heating | Natural Gas | Furnace | E8 | CCE | 0 | 0 | 0 | 0 | 0 | 0 | 0 | 0 | 0 | 0 | 0 | 0 | 0 | 0 | 0 | 0 | 0 | 0 | 0 | 0 | 0 | 0 | 0 | 0 | 0 | 0 | 0
F1_Commercial_Restaurant (ID)_Existing_Space Heating_Natural Gas_Furnace_E9 | F1 | Commercial | Restaurant (ID) | Existing | Space Heating | Natural Gas | Furnace | E9 | CCE | 0 | 0 | 0 | 0 | 0 | 0 | 0 | 0 | 0 | 0 | 0 | 0 | 0 | 0 | 0 | 0 | 0 | 0 | 0 | 0 | 0 | 0 | 0 | 0 | 0 | 0 | 0
F1_Commercial_Restaurant (ID)_Existing_Space Heating_Natural Gas_Furnace_E10 | F1 | Commercial | Restaurant (ID) | Existing | Space Heating | Natural Gas | Furnace | E10 | CCE | 0 | 0 | 0 | 0 | 0 | 0 | 0 | 0 | 0 | 0 | 0 | 0 | 0 | 0 | 0 | 0 | 0 | 0 | 0 | 0 | 0 | 0 | 0 | 0 | 0 | 0 | 0
F2_Commercial_Restaurant (ID)_Existing_Space Heating_Natural Gas_Furnace_E1 | F2 | Commercial | Restaurant (ID) | Existing | Space Heating | Natural Gas | Furnace | E1 | TRC BC Ratio | [24 empty] | 1 | 1 | 1 | bar: 2019 to 2042
F2_Commercial_Restaurant (ID)_Existing_Space Heating_Natural Gas_Furnace_E2 | F2 | Commercial | Restaurant (ID) | Existing | Space Heating | Natural Gas | Furnace | E2 | TRC BC Ratio | 0.14426 | 0.14636 | 0.14933 | 0.15272 | 0.15657 | 0.16217 | 0.16788 | 0.17395 | 0.17966 | 0.18545 | 0.19052 | 0.1951 | 0.20018 | 0.20545 | 0.21028 | 0.215 | 0.21932 | 0.22379 | 0.22846 | 0.23326 | 0.23815 | 0.24334 | 0.2495 | 0.2548 | 0.2602 | 0.26573 | 0.27137
F2_Commercial_Restaurant (ID)_Existing_Space Heating_Natural Gas_Furnace_E3 | F2 | Commercial | Restaurant (ID) | Existing | Space Heating | Natural Gas | Furnace | E3 | TRC BC Ratio | 0.96428 | 0.97829 | 0.99817 | 1.0208 | 1.0466 | 1.084 | 1.1222 | 1.1628 | 1.2009 | 1.2396 | 1.2735 | 1.3041 | 1.3381 | 1.3733 | 1.4056 | 1.4371 | 1.466 | 1.4959 | 1.5271 | 1.5592 | 1.5919 | 1.6266 | 1.6678 | 1.7031 | 1.7393 | 1.7762 | 1.8139
F2_Commercial_Restaurant (ID)_Existing_Space Heating_Natural Gas_Furnace_E4 | F2 | Commercial | Restaurant (ID) | Existing | Space Heating | Natural Gas | Furnace | E4 | TRC BC Ratio | 0 | 0 | 0 | 0 | 0 | 0 | 0 | 0 | 0 | 0 | 0 | 0 | 0 | 0 | 0 | 0 | 0 | 0 | 0 | 0 | 0 | 0 | 0 | 0 | 0 | 0 | 0
F2_Commercial_Restaurant (ID)_Existing_Space Heating_Natural Gas_Furnace_E5 | F2 | Commercial | Restaurant (ID) | Existing | Space Heating | Natural Gas | Furnace | E5 | TRC BC Ratio | 0 | 0 | 0 | 0 | 0 | 0 | 0 | 0 | 0 | 0 | 0 | 0 | 0 | 0 | 0 | 0 | 0 | 0 | 0 | 0 | 0 | 0 | 0 | 0 | 0 | 0 | 0
F2_Commercial_Restaurant (ID)_Existing_Space Heating_Natural Gas_Furnace_E6 | F2 | Commercial | Restaurant (ID) | Existing | Space Heating | Natural Gas | Furnace | E6 | TRC BC Ratio | 0 | 0 | 0 | 0 | 0 | 0 | 0 | 0 | 0 | 0 | 0 | 0 | 0 | 0 | 0 | 0 | 0 | 0 | 0 | 0 | 0 | 0 | 0 | 0 | 0 | 0 | 0
F2_Commercial_Restaurant (ID)_Existing_Space Heating_Natural Gas_Furnace_E7 | F2 | Commercial | Restaurant (ID) | Existing | Space Heating | Natural Gas | Furnace | E7 | TRC BC Ratio | 0 | 0 | 0 | 0 | 0 | 0 | 0 | 0 | 0 | 0 | 0 | 0 | 0 | 0 | 0 | 0 | 0 | 0 | 0 | 0 | 0 | 0 | 0 | 0 | 0 | 0 | 0
F2_Commercial_Restaurant (ID)_Existing_Space Heating_Natural Gas_Furnace_E8 | F2 | Commercial | Restaurant (ID) | Existing | Space Heating | Natural Gas | Furnace | E8 | TRC BC Ratio | 0 | 0 | 0 | 0 | 0 | 0 | 0 | 0 | 0 | 0 | 0 | 0 | 0 | 0 | 0 | 0 | 0 | 0 | 0 | 0 | 0 | 0 | 0 | 0 | 0 | 0 | 0
F2_Commercial_Restaurant (ID)_Existing_Space Heating_Natural Gas_Furnace_E9 | F2 | Commercial | Restaurant (ID) | Existing | Space Heating | Natural Gas | Furnace | E9 | TRC BC Ratio | 0 | 0 | 0 | 0 | 0 | 0 | 0 | 0 | 0 | 0 | 0 | 0 | 0 | 0 | 0 | 0 | 0 | 0 | 0 | 0 | 0 | 0 | 0 | 0 | 0 | 0 | 0
F2_Commercial_Restaurant (ID)_Existing_Space Heating_Natural Gas_Furnace_E10 | F2 | Commercial | Restaurant (ID) | Existing | Space Heating | Natural Gas | Furnace | E10 | TRC BC Ratio | 0 | 0 | 0 | 0 | 0 | 0 | 0 | 0 | 0 | 0 | 0 | 0 | 0 | 0 | 0 | 0 | 0 | 0 | 0 | 0 | 0 | 0 | 0 | 0 | 0 | 0 | 0
F3_Commercial_Restaurant (ID)_Existing_Space Heating_Natural Gas_Furnace_E1 | F3 | Commercial | Restaurant (ID) | Existing | Space Heating | Natural Gas | Furnace | E1 | PACT BC Ratio | [24 empty] | 1 | 1 | 1 | bar: 2019 to 2042
F3_Commercial_Restaurant (ID)_Existing_Space Heating_Natural Gas_Furnace_E2 | F3 | Commercial | Restaurant (ID) | Existing | Space Heating | Natural Gas | Furnace | E2 | PACT BC Ratio | 0.40406 | 0.40993 | 0.41825 | 0.42776 | 0.43854 | 0.45422 | 0.47023 | 0.48722 | 0.50321 | 0.51943 | 0.53362 | 0.54645 | 0.56068 | 0.57545 | 0.58896 | 0.60219 | 0.61431 | 0.62682 | 0.63991 | 0.65334 | 0.66703 | 0.68158 | 0.69883 | 0.71366 | 0.72881 | 0.74428 | 0.76007
F3_Commercial_Restaurant (ID)_Existing_Space Heating_Natural Gas_Furnace_E3 | F3 | Commercial | Restaurant (ID) | Existing | Space Heating | Natural Gas | Furnace | E3 | PACT BC Ratio | 2.7009 | 2.7401 | 2.7958 | 2.8593 | 2.9313 | 3.0362 | 3.1432 | 3.2568 | 3.3637 | 3.472 | 3.5669 | 3.6526 | 3.7478 | 3.8465 | 3.9369 | 4.0253 | 4.1063 | 4.1899 | 4.2774 | 4.3672 | 4.4587 | 4.5559 | 4.6712 | 4.7704 | 4.8716 | 4.975 | 5.0806
F3_Commercial_Restaurant (ID)_Existing_Space Heating_Natural Gas_Furnace_E4 | F3 | Commercial | Restaurant (ID) | Existing | Space Heating | Natural Gas | Furnace | E4 | PACT BC Ratio | 0 | 0 | 0 | 0 | 0 | 0 | 0 | 0 | 0 | 0 | 0 | 0 | 0 | 0 | 0 | 0 | 0 | 0 | 0 | 0 | 0 | 0 | 0 | 0 | 0 | 0 | 0
F3_Commercial_Restaurant (ID)_Existing_Space Heating_Natural Gas_Furnace_E5 | F3 | Commercial | Restaurant (ID) | Existing | Space Heating | Natural Gas | Furnace | E5 | PACT BC Ratio | 0 | 0 | 0 | 0 | 0 | 0 | 0 | 0 | 0 | 0 | 0 | 0 | 0 | 0 | 0 | 0 | 0 | 0 | 0 | 0 | 0 | 0 | 0 | 0 | 0 | 0 | 0
F3_Commercial_Restaurant (ID)_Existing_Space Heating_Natural Gas_Furnace_E6 | F3 | Commercial | Restaurant (ID) | Existing | Space Heating | Natural Gas | Furnace | E6 | PACT BC Ratio | 0 | 0 | 0 | 0 | 0 | 0 | 0 | 0 | 0 | 0 | 0 | 0 | 0 | 0 | 0 | 0 | 0 | 0 | 0 | 0 | 0 | 0 | 0 | 0 | 0 | 0 | 0
F3_Commercial_Restaurant (ID)_Existing_Space Heating_Natural Gas_Furnace_E7 | F3 | Commercial | Restaurant (ID) | Existing | Space Heating | Natural Gas | Furnace | E7 | PACT BC Ratio | 0 | 0 | 0 | 0 | 0 | 0 | 0 | 0 | 0 | 0 | 0 | 0 | 0 | 0 | 0 | 0 | 0 | 0 | 0 | 0 | 0 | 0 | 0 | 0 | 0 | 0 | 0
F3_Commercial_Restaurant (ID)_Existing_Space Heating_Natural Gas_Furnace_E8 | F3 | Commercial | Restaurant (ID) | Existing | Space Heating | Natural Gas | Furnace | E8 | PACT BC Ratio | 0 | 0 | 0 | 0 | 0 | 0 | 0 | 0 | 0 | 0 | 0 | 0 | 0 | 0 | 0 | 0 | 0 | 0 | 0 | 0 | 0 | 0 | 0 | 0 | 0 | 0 | 0
F3_Commercial_Restaurant (ID)_Existing_Space Heating_Natural Gas_Furnace_E9 | F3 | Commercial | Restaurant (ID) | Existing | Space Heating | Natural Gas | Furnace | E9 | PACT BC Ratio | 0 | 0 | 0 | 0 | 0 | 0 | 0 | 0 | 0 | 0 | 0 | 0 | 0 | 0 | 0 | 0 | 0 | 0 | 0 | 0 | 0 | 0 | 0 | 0 | 0 | 0 | 0
F3_Commercial_Restaurant (ID)_Existing_Space Heating_Natural Gas_Furnace_E10 | F3 | Commercial | Restaurant (ID) | Existing | Space Heating | Natural Gas | Furnace | E10 | PACT BC Ratio | 0 | 0 | 0 | 0 | 0 | 0 | 0 | 0 | 0 | 0 | 0 | 0 | 0 | 0 | 0 | 0 | 0 | 0 | 0 | 0 | 0 | 0 | 0 | 0 | 0 | 0 | 0
F4_Commercial_Restaurant (ID)_Existing_Space Heating_Natural Gas_Furnace_E1 | F4 | Commercial | Restaurant (ID) | Existing | Space Heating | Natural Gas | Furnace | E1 | RVT BC Ratio | [24 empty] | 1 | 1 | 1 | bar: 2019 to 2042
F4_Commercial_Restaurant (ID)_Existing_Space Heating_Natural Gas_Furnace_E2 | F4 | Commercial | Restaurant (ID) | Existing | Space Heating | Natural Gas | Furnace | E2 | RVT BC Ratio | 0.4305 | 0.43217 | 0.43497 | 0.4382 | 0.4419 | 0.44793 | 0.4539 | 0.46016 | 0.46564 | 0.47097 | 0.477 | 0.48227 | 0.48814 | 0.49419 | 0.49957 | 0.50474 | 0.50929 | 0.51393 | 0.51875 | 0.52362 | 0.5285 | 0.53504 | 0.5428 | 0.54947 | 0.55629 | 0.56325 | 0.57035
F4_Commercial_Restaurant (ID)_Existing_Space Heating_Natural Gas_Furnace_E3 | F4 | Commercial | Restaurant (ID) | Existing | Space Heating | Natural Gas | Furnace | E3 | RVT BC Ratio | 1.5791 | 1.5903 | 1.609 | 1.6306 | 1.6553 | 1.6956 | 1.7356 | 1.7774 | 1.814 | 1.8496 | 1.89 | 1.9252 | 1.9644 | 2.0049 | 2.0408 | 2.0753 | 2.1058 | 2.1368 | 2.169 | 2.2016 | 2.2342 | 2.2779 | 2.3298 | 2.3744 | 2.4199 | 2.4665 | 2.514
F4_Commercial_Restaurant (ID)_Existing_Space Heating_Natural Gas_Furnace_E4 | F4 | Commercial | Restaurant (ID) | Existing | Space Heating | Natural Gas | Furnace | E4 | RVT BC Ratio | 0 | 0 | 0 | 0 | 0 | 0 | 0 | 0 | 0 | 0 | 0 | 0 | 0 | 0 | 0 | 0 | 0 | 0 | 0 | 0 | 0 | 0 | 0 | 0 | 0 | 0 | 0
F4_Commercial_Restaurant (ID)_Existing_Space Heating_Natural Gas_Furnace_E5 | F4 | Commercial | Restaurant (ID) | Existing | Space Heating | Natural Gas | Furnace | E5 | RVT BC Ratio | 0 | 0 | 0 | 0 | 0 | 0 | 0 | 0 | 0 | 0 | 0 | 0 | 0 | 0 | 0 | 0 | 0 | 0 | 0 | 0 | 0 | 0 | 0 | 0 | 0 | 0 | 0
F4_Commercial_Restaurant (ID)_Existing_Space Heating_Natural Gas_Furnace_E6 | F4 | Commercial | Restaurant (ID) | Existing | Space Heating | Natural Gas | Furnace | E6 | RVT BC Ratio | 0 | 0 | 0 | 0 | 0 | 0 | 0 | 0 | 0 | 0 | 0 | 0 | 0 | 0 | 0 | 0 | 0 | 0 | 0 | 0 | 0 | 0 | 0 | 0 | 0 | 0 | 0
F4_Commercial_Restaurant (ID)_Existing_Space Heating_Natural Gas_Furnace_E7 | F4 | Commercial | Restaurant (ID) | Existing | Space Heating | Natural Gas | Furnace | E7 | RVT BC Ratio | 0 | 0 | 0 | 0 | 0 | 0 | 0 | 0 | 0 | 0 | 0 | 0 | 0 | 0 | 0 | 0 | 0 | 0 | 0 | 0 | 0 | 0 | 0 | 0 | 0 | 0 | 0
F4_Commercial_Restaurant (ID)_Existing_Space Heating_Natural Gas_Furnace_E8 | F4 | Commercial | Restaurant (ID) | Existing | Space Heating | Natural Gas | Furnace | E8 | RVT BC Ratio | 0 | 0 | 0 | 0 | 0 | 0 | 0 | 0 | 0 | 0 | 0 | 0 | 0 | 0 | 0 | 0 | 0 | 0 | 0 | 0 | 0 | 0 | 0 | 0 | 0 | 0 | 0
F4_Commercial_Restaurant (ID)_Existing_Space Heating_Natural Gas_Furnace_E9 | F4 | Commercial | Restaurant (ID) | Existing | Space Heating | Natural Gas | Furnace | E9 | RVT BC Ratio | 0 | 0 | 0 | 0 | 0 | 0 | 0 | 0 | 0 | 0 | 0 | 0 | 0 | 0 | 0 | 0 | 0 | 0 | 0 | 0 | 0 | 0 | 0 | 0 | 0 | 0 | 0
F4_Commercial_Restaurant (ID)_Existing_Space Heating_Natural Gas_Furnace_E10 | F4 | Commercial | Restaurant (ID) | Existing | Space Heating | Natural Gas | Furnace | E10 | RVT BC Ratio | 0 | 0 | 0 | 0 | 0 | 0 | 0 | 0 | 0 | 0 | 0 | 0 | 0 | 0 | 0 | 0 | 0 | 0 | 0 | 0 | 0 | 0 | 0 | 0 | 0 | 0 | 0
F5_Commercial_Restaurant (ID)_Existing_Space Heating_Natural Gas_Furnace_E1 | F5 | Commercial | Restaurant (ID) | Existing | Space Heating | Natural Gas | Furnace | E1 | RIM BC Ratio | [24 empty] | 1 | 1 | 1 | bar: 2019 to 2042
F5_Commercial_Restaurant (ID)_Existing_Space Heating_Natural Gas_Furnace_E2 | F5 | Commercial | Restaurant (ID) | Existing | Space Heating | Natural Gas | Furnace | E2 | RIM BC Ratio | 0.27456 | 0.27781 | 0.28221 | 0.28716 | 0.2927 | 0.30035 | 0.30809 | 0.3162 | 0.32389 | 0.33167 | 0.33769 | 0.34314 | 0.34908 | 0.35515 | 0.36069 | 0.36609 | 0.37106 | 0.37616 | 0.38144 | 0.38682 | 0.39228 | 0.39727 | 0.40307 | 0.40796 | 0.41286 | 0.41778 | 0.42271
F5_Commercial_Restaurant (ID)_Existing_Space Heating_Natural Gas_Furnace_E3 | F5 | Commercial | Restaurant (ID) | Existing | Space Heating | Natural Gas | Furnace | E3 | RIM BC Ratio | 0.6504 | 0.65572 | 0.66214 | 0.66919 | 0.67691 | 0.68622 | 0.69573 | 0.70564 | 0.71553 | 0.72576 | 0.7312 | 0.73636 | 0.74185 | 0.74743 | 0.7527 | 0.75793 | 0.76298 | 0.76817 | 0.77356 | 0.77909 | 0.78476 | 0.78772 | 0.79109 | 0.79389 | 0.79664 | 0.79936 | 0.80204
F5_Commercial_Restaurant (ID)_Existing_Space Heating_Natural Gas_Furnace_E4 | F5 | Commercial | Restaurant (ID) | Existing | Space Heating | Natural Gas | Furnace | E4 | RIM BC Ratio | 0 | 0 | 0 | 0 | 0 | 0 | 0 | 0 | 0 | 0 | 0 | 0 | 0 | 0 | 0 | 0 | 0 | 0 | 0 | 0 | 0 | 0 | 0 | 0 | 0 | 0 | 0
F5_Commercial_Restaurant (ID)_Existing_Space Heating_Natural Gas_Furnace_E5 | F5 | Commercial | Restaurant (ID) | Existing | Space Heating | Natural Gas | Furnace | E5 | RIM BC Ratio | 0 | 0 | 0 | 0 | 0 | 0 | 0 | 0 | 0 | 0 | 0 | 0 | 0 | 0 | 0 | 0 | 0 | 0 | 0 | 0 | 0 | 0 | 0 | 0 | 0 | 0 | 0
F5_Commercial_Restaurant (ID)_Existing_Space Heating_Natural Gas_Furnace_E6 | F5 | Commercial | Restaurant (ID) | Existing | Space Heating | Natural Gas | Furnace | E6 | RIM BC Ratio | 0 | 0 | 0 | 0 | 0 | 0 | 0 | 0 | 0 | 0 | 0 | 0 | 0 | 0 | 0 | 0 | 0 | 0 | 0 | 0 | 0 | 0 | 0 | 0 | 0 | 0 | 0
F5_Commercial_Restaurant (ID)_Existing_Space Heating_Natural Gas_Furnace_E7 | F5 | Commercial | Restaurant (ID) | Existing | Space Heating | Natural Gas | Furnace | E7 | RIM BC Ratio | 0 | 0 | 0 | 0 | 0 | 0 | 0 | 0 | 0 | 0 | 0 | 0 | 0 | 0 | 0 | 0 | 0 | 0 | 0 | 0 | 0 | 0 | 0 | 0 | 0 | 0 | 0
F5_Commercial_Restaurant (ID)_Existing_Space Heating_Natural Gas_Furnace_E8 | F5 | Commercial | Restaurant (ID) | Existing | Space Heating | Natural Gas | Furnace | E8 | RIM BC Ratio | 0 | 0 | 0 | 0 | 0 | 0 | 0 | 0 | 0 | 0 | 0 | 0 | 0 | 0 | 0 | 0 | 0 | 0 | 0 | 0 | 0 | 0 | 0 | 0 | 0 | 0 | 0
F5_Commercial_Restaurant (ID)_Existing_Space Heating_Natural Gas_Furnace_E9 | F5 | Commercial | Restaurant (ID) | Existing | Space Heating | Natural Gas | Furnace | E9 | RIM BC Ratio | 0 | 0 | 0 | 0 | 0 | 0 | 0 | 0 | 0 | 0 | 0 | 0 | 0 | 0 | 0 | 0 | 0 | 0 | 0 | 0 | 0 | 0 | 0 | 0 | 0 | 0 | 0
F5_Commercial_Restaurant (ID)_Existing_Space Heating_Natural Gas_Furnace_E10 | F5 | Commercial | Restaurant (ID) | Existing | Space Heating | Natural Gas | Furnace | E10 | RIM BC Ratio | 0 | 0 | 0 | 0 | 0 | 0 | 0 | 0 | 0 | 0 | 0 | 0 | 0 | 0 | 0 | 0 | 0 | 0 | 0 | 0 | 0 | 0 | 0 | 0 | 0 | 0 | 0
F0_Commercial_Restaurant (ID)_Existing_Space Heating_Natural Gas_Boiler_E0 | F0 | Commercial | Restaurant (ID) | Existing | Space Heating | Natural Gas | Boiler | E0 | Economic Unit | AFUE 97% | AFUE 97% | AFUE 97% | AFUE 97% | AFUE 97% | AFUE 97% | AFUE 97% | AFUE 97% | AFUE 97% | AFUE 97% | AFUE 97% | AFUE 97% | AFUE 97% | AFUE 97% | AFUE 97% | AFUE 97% | AFUE 97% | AFUE 97% | AFUE 97% | AFUE 97% | AFUE 97% | AFUE 97% | AFUE 97% | AFUE 97% | AFUE 97% | AFUE 97% | AFUE 97%
F1_Commercial_Restaurant (ID)_Existing_Space Heating_Natural Gas_Boiler_E1 | F1 | Commercial | Restaurant (ID) | Existing | Space Heating | Natural Gas | Boiler | E1 | CCE | 0 | 0 | 0 | 0 | 0 | 0 | 0 | 0 | 0 | 0 | 0 | 0 | 0 | 0 | 0 | 0 | 0 | 0 | 0 | 0 | 0 | 0 | 0 | 0 | 0 | 0 | 0
F1_Commercial_Restaurant (ID)_Existing_Space Heating_Natural Gas_Boiler_E2 | F1 | Commercial | Restaurant (ID) | Existing | Space Heating | Natural Gas | Boiler | E2 | CCE | 0.0010989 | 0.0011404 | 0.0011404 | 0.0011404 | 0.0011404 | 0.0011404 | 0.0011404 | 0.0011404 | 0.0011404 | 0.0011404 | 0.0011404 | 0.0011404 | 0.0011404 | 0.0011404 | 0.0011404 | 0.0011404 | 0.0011404 | 0.0011404 | 0.0011404 | 0.0011404 | 0.0011404 | 0.0011404 | 0.0011404 | 0.0011404 | 0.0011404 | 0.0011404 | 0.0011404
F1_Commercial_Restaurant (ID)_Existing_Space Heating_Natural Gas_Boiler_E3 | F1 | Commercial | Restaurant (ID) | Existing | Space Heating | Natural Gas | Boiler | E3 | CCE | -0.00023994 | -0.000249 | -0.000249 | -0.000249 | -0.000249 | -0.000249 | -0.000249 | -0.000249 | -0.000249 | -0.000249 | -0.000249 | -0.000249 | -0.000249 | -0.000249 | -0.000249 | -0.000249 | -0.000249 | -0.000249 | -0.000249 | -0.000249 | -0.000249 | -0.000249 | -0.000249 | -0.000249 | -0.000249 | -0.000249 | -0.000249
F1_Commercial_Restaurant (ID)_Existing_Space Heating_Natural Gas_Boiler_E4 | F1 | Commercial | Restaurant (ID) | Existing | Space Heating | Natural Gas | Boiler | E4 | CCE | 0.02525 | 0.026204 | 0.026204 | 0.026204 | 0.026204 | 0.026204 | 0.026204 | 0.026204 | 0.026204 | 0.026204 | 0.026204 | 0.026204 | 0.026204 | 0.026204 | 0.026204 | 0.026204 | 0.026204 | 0.026204 | 0.026204 | 0.026204 | 0.026204 | 0.026204 | 0.026204 | 0.026204 | 0.026204 | 0.026204 | 0.026204
F1_Commercial_Restaurant (ID)_Existing_Space Heating_Natural Gas_Boiler_E5 | F1 | Commercial | Restaurant (ID) | Existing | Space Heating | Natural Gas | Boiler | E5 | CCE | 0 | 0 | 0 | 0 | 0 | 0 | 0 | 0 | 0 | 0 | 0 | 0 | 0 | 0 | 0 | 0 | 0 | 0 | 0 | 0 | 0 | 0 | 0 | 0 | 0 | 0 | 0
F1_Commercial_Restaurant (ID)_Existing_Space Heating_Natural Gas_Boiler_E6 | F1 | Commercial | Restaurant (ID) | Existing | Space Heating | Natural Gas | Boiler | E6 | CCE | 0 | 0 | 0 | 0 | 0 | 0 | 0 | 0 | 0 | 0 | 0 | 0 | 0 | 0 | 0 | 0 | 0 | 0 | 0 | 0 | 0 | 0 | 0 | 0 | 0 | 0 | 0
F1_Commercial_Restaurant (ID)_Existing_Space Heating_Natural Gas_Boiler_E7 | F1 | Commercial | Restaurant (ID) | Existing | Space Heating | Natural Gas | Boiler | E7 | CCE | 0 | 0 | 0 | 0 | 0 | 0 | 0 | 0 | 0 | 0 | 0 | 0 | 0 | 0 | 0 | 0 | 0 | 0 | 0 | 0 | 0 | 0 | 0 | 0 | 0 | 0 | 0
F1_Commercial_Restaurant (ID)_Existing_Space Heating_Natural Gas_Boiler_E8 | F1 | Commercial | Restaurant (ID) | Existing | Space Heating | Natural Gas | Boiler | E8 | CCE | 0 | 0 | 0 | 0 | 0 | 0 | 0 | 0 | 0 | 0 | 0 | 0 | 0 | 0 | 0 | 0 | 0 | 0 | 0 | 0 | 0 | 0 | 0 | 0 | 0 | 0 | 0
F1_Commercial_Restaurant (ID)_Existing_Space Heating_Natural Gas_Boiler_E9 | F1 | Commercial | Restaurant (ID) | Existing | Space Heating | Natural Gas | Boiler | E9 | CCE | 0 | 0 | 0 | 0 | 0 | 0 | 0 | 0 | 0 | 0 | 0 | 0 | 0 | 0 | 0 | 0 | 0 | 0 | 0 | 0 | 0 | 0 | 0 | 0 | 0 | 0 | 0
F1_Commercial_Restaurant (ID)_Existing_Space Heating_Natural Gas_Boiler_E10 | F1 | Commercial | Restaurant (ID) | Existing | Space Heating | Natural Gas | Boiler | E10 | CCE | 0 | 0 | 0 | 0 | 0 | 0 | 0 | 0 | 0 | 0 | 0 | 0 | 0 | 0 | 0 | 0 | 0 | 0 | 0 | 0 | 0 | 0 | 0 | 0 | 0 | 0 | 0
F2_Commercial_Restaurant (ID)_Existing_Space Heating_Natural Gas_Boiler_E1 | F2 | Commercial | Restaurant (ID) | Existing | Space Heating | Natural Gas | Boiler | E1 | TRC BC Ratio | [24 empty] | 1 | 1 | 1 | bar: 2019 to 2042
F2_Commercial_Restaurant (ID)_Existing_Space Heating_Natural Gas_Boiler_E2 | F2 | Commercial | Restaurant (ID) | Existing | Space Heating | Natural Gas | Boiler | E2 | TRC BC Ratio | 3.8645 | 3.9319 | 4.0152 | 4.1058 | 4.2042 | 4.3333 | 4.4649 | 4.6035 | 4.7367 | 4.8722 | 4.996 | 5.1122 | 5.2379 | 5.3668 | 5.4888 | 5.6098 | 5.7247 | 5.843 | 5.9656 | 6.0914 | 6.2195 | 6.3533 | 6.5037 | 6.6389 | 6.7754 | 6.8798 | 6.9737
F2_Commercial_Restaurant (ID)_Existing_Space Heating_Natural Gas_Boiler_E3 | F2 | Commercial | Restaurant (ID) | Existing | Space Heating | Natural Gas | Boiler | E3 | TRC BC Ratio | [24 empty] | 1 | 1 | 1 | bar: 2019 to 2042
F2_Commercial_Restaurant (ID)_Existing_Space Heating_Natural Gas_Boiler_E4 | F2 | Commercial | Restaurant (ID) | Existing | Space Heating | Natural Gas | Boiler | E4 | TRC BC Ratio | 0.19384 | 0.1978 | 0.20217 | 0.20669 | 0.21139 | 0.21679 | 0.22228 | 0.228 | 0.23368 | 0.23947 | 0.24506 | 0.25056 | 0.25632 | 0.26216 | 0.2679 | 0.27369 | 0.2794 | 0.28526 | 0.29129 | 0.29745 | 0.30374 | 0.31017 | 0.31697 | 0.3234 | 0.32982 | 0.33282 | 0.33459
F2_Commercial_Restaurant (ID)_Existing_Space Heating_Natural Gas_Boiler_E5 | F2 | Commercial | Restaurant (ID) | Existing | Space Heating | Natural Gas | Boiler | E5 | TRC BC Ratio | 0 | 0 | 0 | 0 | 0 | 0 | 0 | 0 | 0 | 0 | 0 | 0 | 0 | 0 | 0 | 0 | 0 | 0 | 0 | 0 | 0 | 0 | 0 | 0 | 0 | 0 | 0
F2_Commercial_Restaurant (ID)_Existing_Space Heating_Natural Gas_Boiler_E6 | F2 | Commercial | Restaurant (ID) | Existing | Space Heating | Natural Gas | Boiler | E6 | TRC BC Ratio | 0 | 0 | 0 | 0 | 0 | 0 | 0 | 0 | 0 | 0 | 0 | 0 | 0 | 0 | 0 | 0 | 0 | 0 | 0 | 0 | 0 | 0 | 0 | 0 | 0 | 0 | 0
F2_Commercial_Restaurant (ID)_Existing_Space Heating_Natural Gas_Boiler_E7 | F2 | Commercial | Restaurant (ID) | Existing | Space Heating | Natural Gas | Boiler | E7 | TRC BC Ratio | 0 | 0 | 0 | 0 | 0 | 0 | 0 | 0 | 0 | 0 | 0 | 0 | 0 | 0 | 0 | 0 | 0 | 0 | 0 | 0 | 0 | 0 | 0 | 0 | 0 | 0 | 0
F2_Commercial_Restaurant (ID)_Existing_Space Heating_Natural Gas_Boiler_E8 | F2 | Commercial | Restaurant (ID) | Existing | Space Heating | Natural Gas | Boiler | E8 | TRC BC Ratio | 0 | 0 | 0 | 0 | 0 | 0 | 0 | 0 | 0 | 0 | 0 | 0 | 0 | 0 | 0 | 0 | 0 | 0 | 0 | 0 | 0 | 0 | 0 | 0 | 0 | 0 | 0
F2_Commercial_Restaurant (ID)_Existing_Space Heating_Natural Gas_Boiler_E9 | F2 | Commercial | Restaurant (ID) | Existing | Space Heating | Natural Gas | Boiler | E9 | TRC BC Ratio | 0 | 0 | 0 | 0 | 0 | 0 | 0 | 0 | 0 | 0 | 0 | 0 | 0 | 0 | 0 | 0 | 0 | 0 | 0 | 0 | 0 | 0 | 0 | 0 | 0 | 0 | 0
F2_Commercial_Restaurant (ID)_Existing_Space Heating_Natural Gas_Boiler_E10 | F2 | Commercial | Restaurant (ID) | Existing | Space Heating | Natural Gas | Boiler | E10 | TRC BC Ratio | 0 | 0 | 0 | 0 | 0 | 0 | 0 | 0 | 0 | 0 | 0 | 0 | 0 | 0 | 0 | 0 | 0 | 0 | 0 | 0 | 0 | 0 | 0 | 0 | 0 | 0 | 0
F3_Commercial_Restaurant (ID)_Existing_Space Heating_Natural Gas_Boiler_E1 | F3 | Commercial | Restaurant (ID) | Existing | Space Heating | Natural Gas | Boiler | E1 | PACT BC Ratio | [24 empty] | 1 | 1 | 1 | bar: 2019 to 2042
F3_Commercial_Restaurant (ID)_Existing_Space Heating_Natural Gas_Boiler_E2 | F3 | Commercial | Restaurant (ID) | Existing | Space Heating | Natural Gas | Boiler | E2 | PACT BC Ratio | 10.8241 | 11.0129 | 11.2463 | 11.5 | 11.7756 | 12.1371 | 12.5057 | 12.8939 | 13.2672 | 13.6467 | 13.9934 | 14.3188 | 14.6708 | 15.0319 | 15.3736 | 15.7125 | 16.0344 | 16.3656 | 16.7092 | 17.0613 | 17.4204 | 17.7949 | 18.2163 | 18.5949 | 18.9774 | 19.2697 | 19.5327
F3_Commercial_Restaurant (ID)_Existing_Space Heating_Natural Gas_Boiler_E3 | F3 | Commercial | Restaurant (ID) | Existing | Space Heating | Natural Gas | Boiler | E3 | PACT BC Ratio | [24 empty] | 1 | 1 | 1 | bar: 2019 to 2042
F3_Commercial_Restaurant (ID)_Existing_Space Heating_Natural Gas_Boiler_E4 | F3 | Commercial | Restaurant (ID) | Existing | Space Heating | Natural Gas | Boiler | E4 | PACT BC Ratio | 0.54292 | 0.55401 | 0.56625 | 0.57893 | 0.59208 | 0.6072 | 0.62259 | 0.63862 | 0.65451 | 0.67072 | 0.6864 | 0.70179 | 0.71793 | 0.73427 | 0.75036 | 0.76657 | 0.78258 | 0.79899 | 0.81586 | 0.83313 | 0.85074 | 0.86875 | 0.88779 | 0.90582 | 0.92381 | 0.9322 | 0.93716
F3_Commercial_Restaurant (ID)_Existing_Space Heating_Natural Gas_Boiler_E5 | F3 | Commercial | Restaurant (ID) | Existing | Space Heating | Natural Gas | Boiler | E5 | PACT BC Ratio | 0 | 0 | 0 | 0 | 0 | 0 | 0 | 0 | 0 | 0 | 0 | 0 | 0 | 0 | 0 | 0 | 0 | 0 | 0 | 0 | 0 | 0 | 0 | 0 | 0 | 0 | 0
F3_Commercial_Restaurant (ID)_Existing_Space Heating_Natural Gas_Boiler_E6 | F3 | Commercial | Restaurant (ID) | Existing | Space Heating | Natural Gas | Boiler | E6 | PACT BC Ratio | 0 | 0 | 0 | 0 | 0 | 0 | 0 | 0 | 0 | 0 | 0 | 0 | 0 | 0 | 0 | 0 | 0 | 0 | 0 | 0 | 0 | 0 | 0 | 0 | 0 | 0 | 0
F3_Commercial_Restaurant (ID)_Existing_Space Heating_Natural Gas_Boiler_E7 | F3 | Commercial | Restaurant (ID) | Existing | Space Heating | Natural Gas | Boiler | E7 | PACT BC Ratio | 0 | 0 | 0 | 0 | 0 | 0 | 0 | 0 | 0 | 0 | 0 | 0 | 0 | 0 | 0 | 0 | 0 | 0 | 0 | 0 | 0 | 0 | 0 | 0 | 0 | 0 | 0
F3_Commercial_Restaurant (ID)_Existing_Space Heating_Natural Gas_Boiler_E8 | F3 | Commercial | Restaurant (ID) | Existing | Space Heating | Natural Gas | Boiler | E8 | PACT BC Ratio | 0 | 0 | 0 | 0 | 0 | 0 | 0 | 0 | 0 | 0 | 0 | 0 | 0 | 0 | 0 | 0 | 0 | 0 | 0 | 0 | 0 | 0 | 0 | 0 | 0 | 0 | 0
F3_Commercial_Restaurant (ID)_Existing_Space Heating_Natural Gas_Boiler_E9 | F3 | Commercial | Restaurant (ID) | Existing | Space Heating | Natural Gas | Boiler | E9 | PACT BC Ratio | 0 | 0 | 0 | 0 | 0 | 0 | 0 | 0 | 0 | 0 | 0 | 0 | 0 | 0 | 0 | 0 | 0 | 0 | 0 | 0 | 0 | 0 | 0 | 0 | 0 | 0 | 0
F3_Commercial_Restaurant (ID)_Existing_Space Heating_Natural Gas_Boiler_E10 | F3 | Commercial | Restaurant (ID) | Existing | Space Heating | Natural Gas | Boiler | E10 | PACT BC Ratio | 0 | 0 | 0 | 0 | 0 | 0 | 0 | 0 | 0 | 0 | 0 | 0 | 0 | 0 | 0 | 0 | 0 | 0 | 0 | 0 | 0 | 0 | 0 | 0 | 0 | 0 | 0
F4_Commercial_Restaurant (ID)_Existing_Space Heating_Natural Gas_Boiler_E1 | F4 | Commercial | Restaurant (ID) | Existing | Space Heating | Natural Gas | Boiler | E1 | RVT BC Ratio | [24 empty] | 1 | 1 | 1 | bar: 2019 to 2042
F4_Commercial_Restaurant (ID)_Existing_Space Heating_Natural Gas_Boiler_E2 | F4 | Commercial | Restaurant (ID) | Existing | Space Heating | Natural Gas | Boiler | E2 | RVT BC Ratio | 5.4856 | 5.549 | 5.6326 | 5.724 | 5.8236 | 5.9642 | 6.1049 | 6.2521 | 6.3878 | 6.5224 | 6.6713 | 6.809 | 6.9581 | 7.1102 | 7.2517 | 7.3906 | 7.5198 | 7.6517 | 7.7877 | 7.9258 | 8.0651 | 8.2335 | 8.4231 | 8.5934 | 8.7655 | 8.897 | 9.0153
F4_Commercial_Restaurant (ID)_Existing_Space Heating_Natural Gas_Boiler_E3 | F4 | Commercial | Restaurant (ID) | Existing | Space Heating | Natural Gas | Boiler | E3 | RVT BC Ratio | [24 empty] | 1 | 1 | 1 | bar: 2019 to 2042
F4_Commercial_Restaurant (ID)_Existing_Space Heating_Natural Gas_Boiler_E4 | F4 | Commercial | Restaurant (ID) | Existing | Space Heating | Natural Gas | Boiler | E4 | RVT BC Ratio | 0.48412 | 0.48824 | 0.49289 | 0.49772 | 0.50274 | 0.50872 | 0.51479 | 0.52112 | 0.52735 | 0.53369 | 0.5405 | 0.54723 | 0.55428 | 0.56141 | 0.56837 | 0.57536 | 0.58222 | 0.58922 | 0.5964 | 0.60371 | 0.61114 | 0.61924 | 0.62781 | 0.63592 | 0.64401 | 0.64779 | 0.65002
F4_Commercial_Restaurant (ID)_Existing_Space Heating_Natural Gas_Boiler_E5 | F4 | Commercial | Restaurant (ID) | Existing | Space Heating | Natural Gas | Boiler | E5 | RVT BC Ratio | 0 | 0 | 0 | 0 | 0 | 0 | 0 | 0 | 0 | 0 | 0 | 0 | 0 | 0 | 0 | 0 | 0 | 0 | 0 | 0 | 0 | 0 | 0 | 0 | 0 | 0 | 0
F4_Commercial_Restaurant (ID)_Existing_Space Heating_Natural Gas_Boiler_E6 | F4 | Commercial | Restaurant (ID) | Existing | Space Heating | Natural Gas | Boiler | E6 | RVT BC Ratio | 0 | 0 | 0 | 0 | 0 | 0 | 0 | 0 | 0 | 0 | 0 | 0 | 0 | 0 | 0 | 0 | 0 | 0 | 0 | 0 | 0 | 0 | 0 | 0 | 0 | 0 | 0
F4_Commercial_Restaurant (ID)_Existing_Space Heating_Natural Gas_Boiler_E7 | F4 | Commercial | Restaurant (ID) | Existing | Space Heating | Natural Gas | Boiler | E7 | RVT BC Ratio | 0 | 0 | 0 | 0 | 0 | 0 | 0 | 0 | 0 | 0 | 0 | 0 | 0 | 0 | 0 | 0 | 0 | 0 | 0 | 0 | 0 | 0 | 0 | 0 | 0 | 0 | 0
F4_Commercial_Restaurant (ID)_Existing_Space Heating_Natural Gas_Boiler_E8 | F4 | Commercial | Restaurant (ID) | Existing | Space Heating | Natural Gas | Boiler | E8 | RVT BC Ratio | 0 | 0 | 0 | 0 | 0 | 0 | 0 | 0 | 0 | 0 | 0 | 0 | 0 | 0 | 0 | 0 | 0 | 0 | 0 | 0 | 0 | 0 | 0 | 0 | 0 | 0 | 0
F4_Commercial_Restaurant (ID)_Existing_Space Heating_Natural Gas_Boiler_E9 | F4 | Commercial | Restaurant (ID) | Existing | Space Heating | Natural Gas | Boiler | E9 | RVT BC Ratio | 0 | 0 | 0 | 0 | 0 | 0 | 0 | 0 | 0 | 0 | 0 | 0 | 0 | 0 | 0 | 0 | 0 | 0 | 0 | 0 | 0 | 0 | 0 | 0 | 0 | 0 | 0
F4_Commercial_Restaurant (ID)_Existing_Space Heating_Natural Gas_Boiler_E10 | F4 | Commercial | Restaurant (ID) | Existing | Space Heating | Natural Gas | Boiler | E10 | RVT BC Ratio | 0 | 0 | 0 | 0 | 0 | 0 | 0 | 0 | 0 | 0 | 0 | 0 | 0 | 0 | 0 | 0 | 0 | 0 | 0 | 0 | 0 | 0 | 0 | 0 | 0 | 0 | 0
F5_Commercial_Restaurant (ID)_Existing_Space Heating_Natural Gas_Boiler_E1 | F5 | Commercial | Restaurant (ID) | Existing | Space Heating | Natural Gas | Boiler | E1 | RIM BC Ratio | [24 empty] | 1 | 1 | 1 | bar: 2019 to 2042
F5_Commercial_Restaurant (ID)_Existing_Space Heating_Natural Gas_Boiler_E2 | F5 | Commercial | Restaurant (ID) | Existing | Space Heating | Natural Gas | Boiler | E2 | RIM BC Ratio | 0.81563 | 0.82071 | 0.82609 | 0.8317 | 0.83755 | 0.84358 | 0.84979 | 0.85617 | 0.86282 | 0.86973 | 0.8725 | 0.87525 | 0.87809 | 0.88099 | 0.88389 | 0.88686 | 0.88988 | 0.893 | 0.89623 | 0.89956 | 0.90301 | 0.904 | 0.90506 | 0.90598 | 0.90687 | 0.90753 | 0.9081
F5_Commercial_Restaurant (ID)_Existing_Space Heating_Natural Gas_Boiler_E3 | F5 | Commercial | Restaurant (ID) | Existing | Space Heating | Natural Gas | Boiler | E3 | RIM BC Ratio | [24 empty] | 1 | 1 | 1 | bar: 2019 to 2042
F5_Commercial_Restaurant (ID)_Existing_Space Heating_Natural Gas_Boiler_E4 | F5 | Commercial | Restaurant (ID) | Existing | Space Heating | Natural Gas | Boiler | E4 | RIM BC Ratio | 0.34 | 0.34487 | 0.35013 | 0.35549 | 0.36097 | 0.36706 | 0.37317 | 0.37941 | 0.38553 | 0.39167 | 0.39713 | 0.40238 | 0.40778 | 0.41317 | 0.41839 | 0.42357 | 0.42863 | 0.43374 | 0.4389 | 0.44411 | 0.44935 | 0.45432 | 0.45948 | 0.46426 | 0.46894 | 0.47109 | 0.47235
F5_Commercial_Restaurant (ID)_Existing_Space Heating_Natural Gas_Boiler_E5 | F5 | Commercial | Restaurant (ID) | Existing | Space Heating | Natural Gas | Boiler | E5 | RIM BC Ratio | 0 | 0 | 0 | 0 | 0 | 0 | 0 | 0 | 0 | 0 | 0 | 0 | 0 | 0 | 0 | 0 | 0 | 0 | 0 | 0 | 0 | 0 | 0 | 0 | 0 | 0 | 0
F5_Commercial_Restaurant (ID)_Existing_Space Heating_Natural Gas_Boiler_E6 | F5 | Commercial | Restaurant (ID) | Existing | Space Heating | Natural Gas | Boiler | E6 | RIM BC Ratio | 0 | 0 | 0 | 0 | 0 | 0 | 0 | 0 | 0 | 0 | 0 | 0 | 0 | 0 | 0 | 0 | 0 | 0 | 0 | 0 | 0 | 0 | 0 | 0 | 0 | 0 | 0
F5_Commercial_Restaurant (ID)_Existing_Space Heating_Natural Gas_Boiler_E7 | F5 | Commercial | Restaurant (ID) | Existing | Space Heating | Natural Gas | Boiler | E7 | RIM BC Ratio | 0 | 0 | 0 | 0 | 0 | 0 | 0 | 0 | 0 | 0 | 0 | 0 | 0 | 0 | 0 | 0 | 0 | 0 | 0 | 0 | 0 | 0 | 0 | 0 | 0 | 0 | 0
F5_Commercial_Restaurant (ID)_Existing_Space Heating_Natural Gas_Boiler_E8 | F5 | Commercial | Restaurant (ID) | Existing | Space Heating | Natural Gas | Boiler | E8 | RIM BC Ratio | 0 | 0 | 0 | 0 | 0 | 0 | 0 | 0 | 0 | 0 | 0 | 0 | 0 | 0 | 0 | 0 | 0 | 0 | 0 | 0 | 0 | 0 | 0 | 0 | 0 | 0 | 0
F5_Commercial_Restaurant (ID)_Existing_Space Heating_Natural Gas_Boiler_E9 | F5 | Commercial | Restaurant (ID) | Existing | Space Heating | Natural Gas | Boiler | E9 | RIM BC Ratio | 0 | 0 | 0 | 0 | 0 | 0 | 0 | 0 | 0 | 0 | 0 | 0 | 0 | 0 | 0 | 0 | 0 | 0 | 0 | 0 | 0 | 0 | 0 | 0 | 0 | 0 | 0
F5_Commercial_Restaurant (ID)_Existing_Space Heating_Natural Gas_Boiler_E10 | F5 | Commercial | Restaurant (ID) | Existing | Space Heating | Natural Gas | Boiler | E10 | RIM BC Ratio | 0 | 0 | 0 | 0 | 0 | 0 | 0 | 0 | 0 | 0 | 0 | 0 | 0 | 0 | 0 | 0 | 0 | 0 | 0 | 0 | 0 | 0 | 0 | 0 | 0 | 0 | 0
F0_Commercial_Restaurant (ID)_Existing_Space Heating_Natural Gas_Unit Heater_E0 | F0 | Commercial | Restaurant (ID) | Existing | Space Heating | Natural Gas | Unit Heater | E0 | Economic Unit | Infrared Radiant | Infrared Radiant | Infrared Radiant | Infrared Radiant | Infrared Radiant | Infrared Radiant | Infrared Radiant | Infrared Radiant | Infrared Radiant | Infrared Radiant | Infrared Radiant | Infrared Radiant | Infrared Radiant | Infrared Radiant | Infrared Radiant | Infrared Radiant | Infrared Radiant | Infrared Radiant | Infrared Radiant | Infrared Radiant | Infrared Radiant | Infrared Radiant | Infrared Radiant | Infrared Radiant | Infrared Radiant | Infrared Radiant | Infrared Radiant
F1_Commercial_Restaurant (ID)_Existing_Space Heating_Natural Gas_Unit Heater_E1 | F1 | Commercial | Restaurant (ID) | Existing | Space Heating | Natural Gas | Unit Heater | E1 | CCE | 0 | 0 | 0 | 0 | 0 | 0 | 0 | 0 | 0 | 0 | 0 | 0 | 0 | 0 | 0 | 0 | 0 | 0 | 0 | 0 | 0 | 0 | 0 | 0 | 0 | 0 | 0
F1_Commercial_Restaurant (ID)_Existing_Space Heating_Natural Gas_Unit Heater_E2 | F1 | Commercial | Restaurant (ID) | Existing | Space Heating | Natural Gas | Unit Heater | E2 | CCE | 5.5856e-05 | 5.7965e-05 | 5.7965e-05 | 5.7965e-05 | 5.7965e-05 | 5.7965e-05 | 5.7965e-05 | 5.7965e-05 | 5.7965e-05 | 5.7965e-05 | 5.7965e-05 | 5.7965e-05 | 5.7965e-05 | 5.7965e-05 | 5.7965e-05 | 5.7965e-05 | 5.7965e-05 | 5.7965e-05 | 5.7965e-05 | 5.7965e-05 | 5.7965e-05 | 5.7965e-05 | 5.7965e-05 | 5.7965e-05 | 5.7965e-05 | 5.7965e-05 | 5.7965e-05
F1_Commercial_Restaurant (ID)_Existing_Space Heating_Natural Gas_Unit Heater_E3 | F1 | Commercial | Restaurant (ID) | Existing | Space Heating | Natural Gas | Unit Heater | E3 | CCE | 1.7531e-05 | 1.8193e-05 | 1.8193e-05 | 1.8193e-05 | 1.8193e-05 | 1.8193e-05 | 1.8193e-05 | 1.8193e-05 | 1.8193e-05 | 1.8193e-05 | 1.8193e-05 | 1.8193e-05 | 1.8193e-05 | 1.8193e-05 | 1.8193e-05 | 1.8193e-05 | 1.8193e-05 | 1.8193e-05 | 1.8193e-05 | 1.8193e-05 | 1.8193e-05 | 1.8193e-05 | 1.8193e-05 | 1.8193e-05 | 1.8193e-05 | 1.8193e-05 | 1.8193e-05
F1_Commercial_Restaurant (ID)_Existing_Space Heating_Natural Gas_Unit Heater_E4 | F1 | Commercial | Restaurant (ID) | Existing | Space Heating | Natural Gas | Unit Heater | E4 | CCE | 0 | 0 | 0 | 0 | 0 | 0 | 0 | 0 | 0 | 0 | 0 | 0 | 0 | 0 | 0 | 0 | 0 | 0 | 0 | 0 | 0 | 0 | 0 | 0 | 0 | 0 | 0
F1_Commercial_Restaurant (ID)_Existing_Space Heating_Natural Gas_Unit Heater_E5 | F1 | Commercial | Restaurant (ID) | Existing | Space Heating | Natural Gas | Unit Heater | E5 | CCE | 0 | 0 | 0 | 0 | 0 | 0 | 0 | 0 | 0 | 0 | 0 | 0 | 0 | 0 | 0 | 0 | 0 | 0 | 0 | 0 | 0 | 0 | 0 | 0 | 0 | 0 | 0
F1_Commercial_Restaurant (ID)_Existing_Space Heating_Natural Gas_Unit Heater_E6 | F1 | Commercial | Restaurant (ID) | Existing | Space Heating | Natural Gas | Unit Heater | E6 | CCE | 0 | 0 | 0 | 0 | 0 | 0 | 0 | 0 | 0 | 0 | 0 | 0 | 0 | 0 | 0 | 0 | 0 | 0 | 0 | 0 | 0 | 0 | 0 | 0 | 0 | 0 | 0
F1_Commercial_Restaurant (ID)_Existing_Space Heating_Natural Gas_Unit Heater_E7 | F1 | Commercial | Restaurant (ID) | Existing | Space Heating | Natural Gas | Unit Heater | E7 | CCE | 0 | 0 | 0 | 0 | 0 | 0 | 0 | 0 | 0 | 0 | 0 | 0 | 0 | 0 | 0 | 0 | 0 | 0 | 0 | 0 | 0 | 0 | 0 | 0 | 0 | 0 | 0
F1_Commercial_Restaurant (ID)_Existing_Space Heating_Natural Gas_Unit Heater_E8 | F1 | Commercial | Restaurant (ID) | Existing | Space Heating | Natural Gas | Unit Heater | E8 | CCE | 0 | 0 | 0 | 0 | 0 | 0 | 0 | 0 | 0 | 0 | 0 | 0 | 0 | 0 | 0 | 0 | 0 | 0 | 0 | 0 | 0 | 0 | 0 | 0 | 0 | 0 | 0
F1_Commercial_Restaurant (ID)_Existing_Space Heating_Natural Gas_Unit Heater_E9 | F1 | Commercial | Restaurant (ID) | Existing | Space Heating | Natural Gas | Unit Heater | E9 | CCE | 0 | 0 | 0 | 0 | 0 | 0 | 0 | 0 | 0 | 0 | 0 | 0 | 0 | 0 | 0 | 0 | 0 | 0 | 0 | 0 | 0 | 0 | 0 | 0 | 0 | 0 | 0
F1_Commercial_Restaurant (ID)_Existing_Space Heating_Natural Gas_Unit Heater_E10 | F1 | Commercial | Restaurant (ID) | Existing | Space Heating | Natural Gas | Unit Heater | E10 | CCE | 0 | 0 | 0 | 0 | 0 | 0 | 0 | 0 | 0 | 0 | 0 | 0 | 0 | 0 | 0 | 0 | 0 | 0 | 0 | 0 | 0 | 0 | 0 | 0 | 0 | 0 | 0
F2_Commercial_Restaurant (ID)_Existing_Space Heating_Natural Gas_Unit Heater_E1 | F2 | Commercial | Restaurant (ID) | Existing | Space Heating | Natural Gas | Unit Heater | E1 | TRC BC Ratio | [24 empty] | 1 | 1 | 1 | bar: 2019 to 2042
F2_Commercial_Restaurant (ID)_Existing_Space Heating_Natural Gas_Unit Heater_E2 | F2 | Commercial | Restaurant (ID) | Existing | Space Heating | Natural Gas | Unit Heater | E2 | TRC BC Ratio | 70.9712 | 72.1377 | 73.6598 | 75.338 | 77.1856 | 79.7316 | 82.3244 | 85.0701 | 87.6973 | 90.3656 | 92.7543 | 94.9573 | 97.3689 | 99.8454 | 102.151 | 104.4235 | 106.5443 | 108.7303 | 111.007 | 113.3425 | 115.7228 | 118.2344 | 121.142 | 123.7133 | 126.3391 | 129.0207 | 131.7592
F2_Commercial_Restaurant (ID)_Existing_Space Heating_Natural Gas_Unit Heater_E3 | F2 | Commercial | Restaurant (ID) | Existing | Space Heating | Natural Gas | Unit Heater | E3 | TRC BC Ratio | 315.0464 | 323.3501 | 331.4866 | 339.1416 | 346.2841 | 352.7518 | 359.1806 | 365.8348 | 373.2799 | 380.9647 | 389.1536 | 397.7845 | 406.4238 | 414.7073 | 423.3535 | 432.252 | 441.5067 | 450.941 | 460.5383 | 470.3307 | 480.3349 | 490.4838 | 500.5613 | 511.1858 | 522.0358 | 533.1162 | 544.4317
F2_Commercial_Restaurant (ID)_Existing_Space Heating_Natural Gas_Unit Heater_E4 | F2 | Commercial | Restaurant (ID) | Existing | Space Heating | Natural Gas | Unit Heater | E4 | TRC BC Ratio | 0 | 0 | 0 | 0 | 0 | 0 | 0 | 0 | 0 | 0 | 0 | 0 | 0 | 0 | 0 | 0 | 0 | 0 | 0 | 0 | 0 | 0 | 0 | 0 | 0 | 0 | 0
F2_Commercial_Restaurant (ID)_Existing_Space Heating_Natural Gas_Unit Heater_E5 | F2 | Commercial | Restaurant (ID) | Existing | Space Heating | Natural Gas | Unit Heater | E5 | TRC BC Ratio | 0 | 0 | 0 | 0 | 0 | 0 | 0 | 0 | 0 | 0 | 0 | 0 | 0 | 0 | 0 | 0 | 0 | 0 | 0 | 0 | 0 | 0 | 0 | 0 | 0 | 0 | 0
F2_Commercial_Restaurant (ID)_Existing_Space Heating_Natural Gas_Unit Heater_E6 | F2 | Commercial | Restaurant (ID) | Existing | Space Heating | Natural Gas | Unit Heater | E6 | TRC BC Ratio | 0 | 0 | 0 | 0 | 0 | 0 | 0 | 0 | 0 | 0 | 0 | 0 | 0 | 0 | 0 | 0 | 0 | 0 | 0 | 0 | 0 | 0 | 0 | 0 | 0 | 0 | 0
F2_Commercial_Restaurant (ID)_Existing_Space Heating_Natural Gas_Unit Heater_E7 | F2 | Commercial | Restaurant (ID) | Existing | Space Heating | Natural Gas | Unit Heater | E7 | TRC BC Ratio | 0 | 0 | 0 | 0 | 0 | 0 | 0 | 0 | 0 | 0 | 0 | 0 | 0 | 0 | 0 | 0 | 0 | 0 | 0 | 0 | 0 | 0 | 0 | 0 | 0 | 0 | 0
F2_Commercial_Restaurant (ID)_Existing_Space Heating_Natural Gas_Unit Heater_E8 | F2 | Commercial | Restaurant (ID) | Existing | Space Heating | Natural Gas | Unit Heater | E8 | TRC BC Ratio | 0 | 0 | 0 | 0 | 0 | 0 | 0 | 0 | 0 | 0 | 0 | 0 | 0 | 0 | 0 | 0 | 0 | 0 | 0 | 0 | 0 | 0 | 0 | 0 | 0 | 0 | 0
F2_Commercial_Restaurant (ID)_Existing_Space Heating_Natural Gas_Unit Heater_E9 | F2 | Commercial | Restaurant (ID) | Existing | Space Heating | Natural Gas | Unit Heater | E9 | TRC BC Ratio | 0 | 0 | 0 | 0 | 0 | 0 | 0 | 0 | 0 | 0 | 0 | 0 | 0 | 0 | 0 | 0 | 0 | 0 | 0 | 0 | 0 | 0 | 0 | 0 | 0 | 0 | 0
F2_Commercial_Restaurant (ID)_Existing_Space Heating_Natural Gas_Unit Heater_E10 | F2 | Commercial | Restaurant (ID) | Existing | Space Heating | Natural Gas | Unit Heater | E10 | TRC BC Ratio | 0 | 0 | 0 | 0 | 0 | 0 | 0 | 0 | 0 | 0 | 0 | 0 | 0 | 0 | 0 | 0 | 0 | 0 | 0 | 0 | 0 | 0 | 0 | 0 | 0 | 0 | 0
F3_Commercial_Restaurant (ID)_Existing_Space Heating_Natural Gas_Unit Heater_E1 | F3 | Commercial | Restaurant (ID) | Existing | Space Heating | Natural Gas | Unit Heater | E1 | PACT BC Ratio | [24 empty] | 1 | 1 | 1 | bar: 2019 to 2042
F3_Commercial_Restaurant (ID)_Existing_Space Heating_Natural Gas_Unit Heater_E2 | F3 | Commercial | Restaurant (ID) | Existing | Space Heating | Natural Gas | Unit Heater | E2 | PACT BC Ratio | 198.7839 | 202.051 | 206.3144 | 211.0148 | 216.1898 | 223.3209 | 230.5831 | 238.2737 | 245.6322 | 253.1058 | 259.7965 | 265.9668 | 272.7215 | 279.6578 | 286.1158 | 292.4808 | 298.4209 | 304.5436 | 310.9206 | 317.4619 | 324.1289 | 331.1638 | 339.3077 | 346.5096 | 353.8644 | 361.3752 | 369.0455
F3_Commercial_Restaurant (ID)_Existing_Space Heating_Natural Gas_Unit Heater_E3 | F3 | Commercial | Restaurant (ID) | Existing | Space Heating | Natural Gas | Unit Heater | E3 | PACT BC Ratio | 882.4163 | 905.6742 | 928.4638 | 949.9048 | 969.9103 | 988.0257 | 1006.0324 | 1024.67 | 1045.523 | 1067.0475 | 1089.9838 | 1114.1582 | 1138.3562 | 1161.5575 | 1185.7749 | 1210.6987 | 1236.6203 | 1263.0448 | 1289.9261 | 1317.3537 | 1345.3744 | 1373.8005 | 1402.0266 | 1431.785 | 1462.175 | 1493.21 | 1524.9038
F3_Commercial_Restaurant (ID)_Existing_Space Heating_Natural Gas_Unit Heater_E4 | F3 | Commercial | Restaurant (ID) | Existing | Space Heating | Natural Gas | Unit Heater | E4 | PACT BC Ratio | 0 | 0 | 0 | 0 | 0 | 0 | 0 | 0 | 0 | 0 | 0 | 0 | 0 | 0 | 0 | 0 | 0 | 0 | 0 | 0 | 0 | 0 | 0 | 0 | 0 | 0 | 0
F3_Commercial_Restaurant (ID)_Existing_Space Heating_Natural Gas_Unit Heater_E5 | F3 | Commercial | Restaurant (ID) | Existing | Space Heating | Natural Gas | Unit Heater | E5 | PACT BC Ratio | 0 | 0 | 0 | 0 | 0 | 0 | 0 | 0 | 0 | 0 | 0 | 0 | 0 | 0 | 0 | 0 | 0 | 0 | 0 | 0 | 0 | 0 | 0 | 0 | 0 | 0 | 0
F3_Commercial_Restaurant (ID)_Existing_Space Heating_Natural Gas_Unit Heater_E6 | F3 | Commercial | Restaurant (ID) | Existing | Space Heating | Natural Gas | Unit Heater | E6 | PACT BC Ratio | 0 | 0 | 0 | 0 | 0 | 0 | 0 | 0 | 0 | 0 | 0 | 0 | 0 | 0 | 0 | 0 | 0 | 0 | 0 | 0 | 0 | 0 | 0 | 0 | 0 | 0 | 0
F3_Commercial_Restaurant (ID)_Existing_Space Heating_Natural Gas_Unit Heater_E7 | F3 | Commercial | Restaurant (ID) | Existing | Space Heating | Natural Gas | Unit Heater | E7 | PACT BC Ratio | 0 | 0 | 0 | 0 | 0 | 0 | 0 | 0 | 0 | 0 | 0 | 0 | 0 | 0 | 0 | 0 | 0 | 0 | 0 | 0 | 0 | 0 | 0 | 0 | 0 | 0 | 0
F3_Commercial_Restaurant (ID)_Existing_Space Heating_Natural Gas_Unit Heater_E8 | F3 | Commercial | Restaurant (ID) | Existing | Space Heating | Natural Gas | Unit Heater | E8 | PACT BC Ratio | 0 | 0 | 0 | 0 | 0 | 0 | 0 | 0 | 0 | 0 | 0 | 0 | 0 | 0 | 0 | 0 | 0 | 0 | 0 | 0 | 0 | 0 | 0 | 0 | 0 | 0 | 0
F3_Commercial_Restaurant (ID)_Existing_Space Heating_Natural Gas_Unit Heater_E9 | F3 | Commercial | Restaurant (ID) | Existing | Space Heating | Natural Gas | Unit Heater | E9 | PACT BC Ratio | 0 | 0 | 0 | 0 | 0 | 0 | 0 | 0 | 0 | 0 | 0 | 0 | 0 | 0 | 0 | 0 | 0 | 0 | 0 | 0 | 0 | 0 | 0 | 0 | 0 | 0 | 0
F3_Commercial_Restaurant (ID)_Existing_Space Heating_Natural Gas_Unit Heater_E10 | F3 | Commercial | Restaurant (ID) | Existing | Space Heating | Natural Gas | Unit Heater | E10 | PACT BC Ratio | 0 | 0 | 0 | 0 | 0 | 0 | 0 | 0 | 0 | 0 | 0 | 0 | 0 | 0 | 0 | 0 | 0 | 0 | 0 | 0 | 0 | 0 | 0 | 0 | 0 | 0 | 0
F4_Commercial_Restaurant (ID)_Existing_Space Heating_Natural Gas_Unit Heater_E1 | F4 | Commercial | Restaurant (ID) | Existing | Space Heating | Natural Gas | Unit Heater | E1 | RVT BC Ratio | [24 empty] | 1 | 1 | 1 | bar: 2019 to 2042
F4_Commercial_Restaurant (ID)_Existing_Space Heating_Natural Gas_Unit Heater_E2 | F4 | Commercial | Restaurant (ID) | Existing | Space Heating | Natural Gas | Unit Heater | E2 | RVT BC Ratio | 98.4014 | 99.435 | 100.9145 | 102.5462 | 104.3427 | 107.0585 | 109.7478 | 112.5742 | 115.1387 | 117.6673 | 120.5134 | 123.0892 | 125.9135 | 128.7947 | 131.4196 | 133.9677 | 136.28 | 138.6403 | 141.0799 | 143.5532 | 146.0391 | 149.2038 | 152.8673 | 156.1071 | 159.4157 | 162.7945 | 166.245
F4_Commercial_Restaurant (ID)_Existing_Space Heating_Natural Gas_Unit Heater_E3 | F4 | Commercial | Restaurant (ID) | Existing | Space Heating | Natural Gas | Unit Heater | E3 | RVT BC Ratio | 407.3725 | 416.7679 | 425.7736 | 434.0023 | 441.4036 | 447.7014 | 453.7916 | 460.5498 | 468.8082 | 477.9298 | 487.7043 | 498.7466 | 509.8115 | 520.4488 | 531.5776 | 543.0536 | 555.0157 | 567.2326 | 579.6844 | 592.4155 | 605.4504 | 618.238 | 630.9356 | 644.3225 | 657.9936 | 671.9548 | 686.2124
F4_Commercial_Restaurant (ID)_Existing_Space Heating_Natural Gas_Unit Heater_E4 | F4 | Commercial | Restaurant (ID) | Existing | Space Heating | Natural Gas | Unit Heater | E4 | RVT BC Ratio | 0 | 0 | 0 | 0 | 0 | 0 | 0 | 0 | 0 | 0 | 0 | 0 | 0 | 0 | 0 | 0 | 0 | 0 | 0 | 0 | 0 | 0 | 0 | 0 | 0 | 0 | 0
F4_Commercial_Restaurant (ID)_Existing_Space Heating_Natural Gas_Unit Heater_E5 | F4 | Commercial | Restaurant (ID) | Existing | Space Heating | Natural Gas | Unit Heater | E5 | RVT BC Ratio | 0 | 0 | 0 | 0 | 0 | 0 | 0 | 0 | 0 | 0 | 0 | 0 | 0 | 0 | 0 | 0 | 0 | 0 | 0 | 0 | 0 | 0 | 0 | 0 | 0 | 0 | 0
F4_Commercial_Restaurant (ID)_Existing_Space Heating_Natural Gas_Unit Heater_E6 | F4 | Commercial | Restaurant (ID) | Existing | Space Heating | Natural Gas | Unit Heater | E6 | RVT BC Ratio | 0 | 0 | 0 | 0 | 0 | 0 | 0 | 0 | 0 | 0 | 0 | 0 | 0 | 0 | 0 | 0 | 0 | 0 | 0 | 0 | 0 | 0 | 0 | 0 | 0 | 0 | 0
F4_Commercial_Restaurant (ID)_Existing_Space Heating_Natural Gas_Unit Heater_E7 | F4 | Commercial | Restaurant (ID) | Existing | Space Heating | Natural Gas | Unit Heater | E7 | RVT BC Ratio | 0 | 0 | 0 | 0 | 0 | 0 | 0 | 0 | 0 | 0 | 0 | 0 | 0 | 0 | 0 | 0 | 0 | 0 | 0 | 0 | 0 | 0 | 0 | 0 | 0 | 0 | 0
F4_Commercial_Restaurant (ID)_Existing_Space Heating_Natural Gas_Unit Heater_E8 | F4 | Commercial | Restaurant (ID) | Existing | Space Heating | Natural Gas | Unit Heater | E8 | RVT BC Ratio | 0 | 0 | 0 | 0 | 0 | 0 | 0 | 0 | 0 | 0 | 0 | 0 | 0 | 0 | 0 | 0 | 0 | 0 | 0 | 0 | 0 | 0 | 0 | 0 | 0 | 0 | 0
F4_Commercial_Restaurant (ID)_Existing_Space Heating_Natural Gas_Unit Heater_E9 | F4 | Commercial | Restaurant (ID) | Existing | Space Heating | Natural Gas | Unit Heater | E9 | RVT BC Ratio | 0 | 0 | 0 | 0 | 0 | 0 | 0 | 0 | 0 | 0 | 0 | 0 | 0 | 0 | 0 | 0 | 0 | 0 | 0 | 0 | 0 | 0 | 0 | 0 | 0 | 0 | 0
F4_Commercial_Restaurant (ID)_Existing_Space Heating_Natural Gas_Unit Heater_E10 | F4 | Commercial | Restaurant (ID) | Existing | Space Heating | Natural Gas | Unit Heater | E10 | RVT BC Ratio | 0 | 0 | 0 | 0 | 0 | 0 | 0 | 0 | 0 | 0 | 0 | 0 | 0 | 0 | 0 | 0 | 0 | 0 | 0 | 0 | 0 | 0 | 0 | 0 | 0 | 0 | 0
F5_Commercial_Restaurant (ID)_Existing_Space Heating_Natural Gas_Unit Heater_E1 | F5 | Commercial | Restaurant (ID) | Existing | Space Heating | Natural Gas | Unit Heater | E1 | RIM BC Ratio | [24 empty] | 1 | 1 | 1 | bar: 2019 to 2042
F5_Commercial_Restaurant (ID)_Existing_Space Heating_Natural Gas_Unit Heater_E2 | F5 | Commercial | Restaurant (ID) | Existing | Space Heating | Natural Gas | Unit Heater | E2 | RIM BC Ratio | 0.86373 | 0.86882 | 0.87418 | 0.87989 | 0.88598 | 0.89203 | 0.89851 | 0.90521 | 0.91241 | 0.92001 | 0.92206 | 0.92424 | 0.92649 | 0.92883 | 0.93133 | 0.93397 | 0.93679 | 0.93976 | 0.94287 | 0.94614 | 0.94959 | 0.94965 | 0.94972 | 0.94977 | 0.94982 | 0.94988 | 0.94993
F5_Commercial_Restaurant (ID)_Existing_Space Heating_Natural Gas_Unit Heater_E3 | F5 | Commercial | Restaurant (ID) | Existing | Space Heating | Natural Gas | Unit Heater | E3 | RIM BC Ratio | 0.92758 | 0.93058 | 0.93382 | 0.93728 | 0.94098 | 0.94508 | 0.94939 | 0.9528 | 0.95507 | 0.95614 | 0.95712 | 0.9567 | 0.95627 | 0.95582 | 0.95533 | 0.95481 | 0.95424 | 0.95364 | 0.95303 | 0.95238 | 0.95171 | 0.95172 | 0.95173 | 0.95175 | 0.95176 | 0.95177 | 0.95179
F5_Commercial_Restaurant (ID)_Existing_Space Heating_Natural Gas_Unit Heater_E4 | F5 | Commercial | Restaurant (ID) | Existing | Space Heating | Natural Gas | Unit Heater | E4 | RIM BC Ratio | 0 | 0 | 0 | 0 | 0 | 0 | 0 | 0 | 0 | 0 | 0 | 0 | 0 | 0 | 0 | 0 | 0 | 0 | 0 | 0 | 0 | 0 | 0 | 0 | 0 | 0 | 0
F5_Commercial_Restaurant (ID)_Existing_Space Heating_Natural Gas_Unit Heater_E5 | F5 | Commercial | Restaurant (ID) | Existing | Space Heating | Natural Gas | Unit Heater | E5 | RIM BC Ratio | 0 | 0 | 0 | 0 | 0 | 0 | 0 | 0 | 0 | 0 | 0 | 0 | 0 | 0 | 0 | 0 | 0 | 0 | 0 | 0 | 0 | 0 | 0 | 0 | 0 | 0 | 0
F5_Commercial_Restaurant (ID)_Existing_Space Heating_Natural Gas_Unit Heater_E6 | F5 | Commercial | Restaurant (ID) | Existing | Space Heating | Natural Gas | Unit Heater | E6 | RIM BC Ratio | 0 | 0 | 0 | 0 | 0 | 0 | 0 | 0 | 0 | 0 | 0 | 0 | 0 | 0 | 0 | 0 | 0 | 0 | 0 | 0 | 0 | 0 | 0 | 0 | 0 | 0 | 0
F5_Commercial_Restaurant (ID)_Existing_Space Heating_Natural Gas_Unit Heater_E7 | F5 | Commercial | Restaurant (ID) | Existing | Space Heating | Natural Gas | Unit Heater | E7 | RIM BC Ratio | 0 | 0 | 0 | 0 | 0 | 0 | 0 | 0 | 0 | 0 | 0 | 0 | 0 | 0 | 0 | 0 | 0 | 0 | 0 | 0 | 0 | 0 | 0 | 0 | 0 | 0 | 0
F5_Commercial_Restaurant (ID)_Existing_Space Heating_Natural Gas_Unit Heater_E8 | F5 | Commercial | Restaurant (ID) | Existing | Space Heating | Natural Gas | Unit Heater | E8 | RIM BC Ratio | 0 | 0 | 0 | 0 | 0 | 0 | 0 | 0 | 0 | 0 | 0 | 0 | 0 | 0 | 0 | 0 | 0 | 0 | 0 | 0 | 0 | 0 | 0 | 0 | 0 | 0 | 0
F5_Commercial_Restaurant (ID)_Existing_Space Heating_Natural Gas_Unit Heater_E9 | F5 | Commercial | Restaurant (ID) | Existing | Space Heating | Natural Gas | Unit Heater | E9 | RIM BC Ratio | 0 | 0 | 0 | 0 | 0 | 0 | 0 | 0 | 0 | 0 | 0 | 0 | 0 | 0 | 0 | 0 | 0 | 0 | 0 | 0 | 0 | 0 | 0 | 0 | 0 | 0 | 0
F5_Commercial_Restaurant (ID)_Existing_Space Heating_Natural Gas_Unit Heater_E10 | F5 | Commercial | Restaurant (ID) | Existing | Space Heating | Natural Gas | Unit Heater | E10 | RIM BC Ratio | 0 | 0 | 0 | 0 | 0 | 0 | 0 | 0 | 0 | 0 | 0 | 0 | 0 | 0 | 0 | 0 | 0 | 0 | 0 | 0 | 0 | 0 | 0 | 0 | 0 | 0 | 0
F0_Commercial_Restaurant (ID)_Existing_Water Heating_Natural Gas_Water Heater_E0 | F0 | Commercial | Restaurant (ID) | Existing | Water Heating | Natural Gas | Water Heater | E0 | Economic Unit | Gas-Fired Absorption HPWH | Gas-Fired Absorption HPWH | Gas-Fired Absorption HPWH | Gas-Fired Absorption HPWH | Gas-Fired Absorption HPWH | Gas-Fired Absorption HPWH | Gas-Fired Absorption HPWH | Gas-Fired Absorption HPWH | Gas-Fired Absorption HPWH | Gas-Fired Absorption HPWH | Gas-Fired Absorption HPWH | Gas-Fired Absorption HPWH | Gas-Fired Absorption HPWH | Gas-Fired Absorption HPWH | Gas-Fired Absorption HPWH | Gas-Fired Absorption HPWH | Gas-Fired Absorption HPWH | Gas-Fired Absorption HPWH | Gas-Fired Absorption HPWH | Gas-Fired Absorption HPWH | Gas-Fired Absorption HPWH | Gas-Fired Absorption HPWH | Gas-Fired Absorption HPWH | Gas-Fired Absorption HPWH | Gas-Fired Absorption HPWH | Gas-Fired Absorption HPWH | Gas-Fired Absorption HPWH
F1_Commercial_Restaurant (ID)_Existing_Water Heating_Natural Gas_Water Heater_E1 | F1 | Commercial | Restaurant (ID) | Existing | Water Heating | Natural Gas | Water Heater | E1 | CCE | 0 | 0 | 0 | 0 | 0 | 0 | 0 | 0 | 0 | 0 | 0 | 0 | 0 | 0 | 0 | 0 | 0 | 0 | 0 | 0 | 0 | 0 | 0 | 0 | 0 | 0 | 0
F1_Commercial_Restaurant (ID)_Existing_Water Heating_Natural Gas_Water Heater_E2 | F1 | Commercial | Restaurant (ID) | Existing | Water Heating | Natural Gas | Water Heater | E2 | CCE | 0.0013638 | 0.0013638 | 0.0013638 | 0.0013638 | 0.0013638 | 0.0013638 | 0.0013638 | 0.0013638 | 0.0013638 | 0.0013638 | 0.0013638 | 0.0013638 | 0.0013638 | 0.0013638 | 0.0013638 | 0.0013638 | 0.0013638 | 0.0013638 | 0.0013638 | 0.0013638 | 0.0013638 | 0.0013638 | 0.0013638 | 0.0013638 | 0.0013638 | 0.0013638 | 0.0013638
F1_Commercial_Restaurant (ID)_Existing_Water Heating_Natural Gas_Water Heater_E3 | F1 | Commercial | Restaurant (ID) | Existing | Water Heating | Natural Gas | Water Heater | E3 | CCE | 0.002417 | 0.002417 | 0.002417 | 0.002417 | 0.002417 | 0.002417 | 0.002417 | 0.002417 | 0.002417 | 0.002417 | 0.002417 | 0.002417 | 0.002417 | 0.002417 | 0.002417 | 0.002417 | 0.002417 | 0.002417 | 0.002417 | 0.002417 | 0.002417 | 0.002417 | 0.002417 | 0.002417 | 0.002417 | 0.002417 | 0.002417
F1_Commercial_Restaurant (ID)_Existing_Water Heating_Natural Gas_Water Heater_E4 | F1 | Commercial | Restaurant (ID) | Existing | Water Heating | Natural Gas | Water Heater | E4 | CCE | 0.0024614 | 0.0024614 | 0.0024614 | 0.0024614 | 0.0024614 | 0.0024614 | 0.0024614 | 0.0024614 | 0.0024614 | 0.0024614 | 0.0024614 | 0.0024614 | 0.0024614 | 0.0024614 | 0.0024614 | 0.0024614 | 0.0024614 | 0.0024614 | 0.0024614 | 0.0024614 | 0.0024614 | 0.0024614 | 0.0024614 | 0.0024614 | 0.0024614 | 0.0024614 | 0.0024614
F1_Commercial_Restaurant (ID)_Existing_Water Heating_Natural Gas_Water Heater_E5 | F1 | Commercial | Restaurant (ID) | Existing | Water Heating | Natural Gas | Water Heater | E5 | CCE | 0.0035871 | 0.0035871 | 0.0035871 | 0.0035871 | 0.0035871 | 0.0035871 | 0.0035871 | 0.0035871 | 0.0035871 | 0.0035871 | 0.0035871 | 0.0035871 | 0.0035871 | 0.0035871 | 0.0035871 | 0.0035871 | 0.0035871 | 0.0035871 | 0.0035871 | 0.0035871 | 0.0035871 | 0.0035871 | 0.0035871 | 0.0035871 | 0.0035871 | 0.0035871 | 0.0035871
F1_Commercial_Restaurant (ID)_Existing_Water Heating_Natural Gas_Water Heater_E6 | F1 | Commercial | Restaurant (ID) | Existing | Water Heating | Natural Gas | Water Heater | E6 | CCE | 0 | 0 | 0 | 0 | 0 | 0 | 0 | 0 | 0 | 0 | 0 | 0 | 0 | 0 | 0 | 0 | 0 | 0 | 0 | 0 | 0 | 0 | 0 | 0 | 0 | 0 | 0
F1_Commercial_Restaurant (ID)_Existing_Water Heating_Natural Gas_Water Heater_E7 | F1 | Commercial | Restaurant (ID) | Existing | Water Heating | Natural Gas | Water Heater | E7 | CCE | 0 | 0 | 0 | 0 | 0 | 0 | 0 | 0 | 0 | 0 | 0 | 0 | 0 | 0 | 0 | 0 | 0 | 0 | 0 | 0 | 0 | 0 | 0 | 0 | 0 | 0 | 0
F1_Commercial_Restaurant (ID)_Existing_Water Heating_Natural Gas_Water Heater_E8 | F1 | Commercial | Restaurant (ID) | Existing | Water Heating | Natural Gas | Water Heater | E8 | CCE | 0 | 0 | 0 | 0 | 0 | 0 | 0 | 0 | 0 | 0 | 0 | 0 | 0 | 0 | 0 | 0 | 0 | 0 | 0 | 0 | 0 | 0 | 0 | 0 | 0 | 0 | 0
F1_Commercial_Restaurant (ID)_Existing_Water Heating_Natural Gas_Water Heater_E9 | F1 | Commercial | Restaurant (ID) | Existing | Water Heating | Natural Gas | Water Heater | E9 | CCE | 0 | 0 | 0 | 0 | 0 | 0 | 0 | 0 | 0 | 0 | 0 | 0 | 0 | 0 | 0 | 0 | 0 | 0 | 0 | 0 | 0 | 0 | 0 | 0 | 0 | 0 | 0
F1_Commercial_Restaurant (ID)_Existing_Water Heating_Natural Gas_Water Heater_E10 | F1 | Commercial | Restaurant (ID) | Existing | Water Heating | Natural Gas | Water Heater | E10 | CCE | 0 | 0 | 0 | 0 | 0 | 0 | 0 | 0 | 0 | 0 | 0 | 0 | 0 | 0 | 0 | 0 | 0 | 0 | 0 | 0 | 0 | 0 | 0 | 0 | 0 | 0 | 0
F2_Commercial_Restaurant (ID)_Existing_Water Heating_Natural Gas_Water Heater_E1 | F2 | Commercial | Restaurant (ID) | Existing | Water Heating | Natural Gas | Water Heater | E1 | TRC BC Ratio | [24 empty] | 1 | 1 | 1 | bar: 2019 to 2042
F2_Commercial_Restaurant (ID)_Existing_Water Heating_Natural Gas_Water Heater_E2 | F2 | Commercial | Restaurant (ID) | Existing | Water Heating | Natural Gas | Water Heater | E2 | TRC BC Ratio | 2.7187 | 2.7901 | 2.8702 | 2.96 | 3.06 | 3.1782 | 3.2987 | 3.4173 | 3.5314 | 3.6472 | 3.7415 | 3.8304 | 3.9256 | 4.0192 | 4.1041 | 4.1846 | 4.258 | 4.3307 | 4.4079 | 4.4837 | 4.5615 | 4.642 | 4.7235 | 4.8075 | 4.8929 | 4.9798 | 5.0683
F2_Commercial_Restaurant (ID)_Existing_Water Heating_Natural Gas_Water Heater_E3 | F2 | Commercial | Restaurant (ID) | Existing | Water Heating | Natural Gas | Water Heater | E3 | TRC BC Ratio | 1.534 | 1.5743 | 1.6195 | 1.6702 | 1.7266 | 1.7933 | 1.8613 | 1.9282 | 1.9926 | 2.0579 | 2.1111 | 2.1613 | 2.215 | 2.2678 | 2.3158 | 2.3611 | 2.4025 | 2.4436 | 2.4872 | 2.5299 | 2.5738 | 2.6193 | 2.6653 | 2.7126 | 2.7608 | 2.8098 | 2.8598
F2_Commercial_Restaurant (ID)_Existing_Water Heating_Natural Gas_Water Heater_E4 | F2 | Commercial | Restaurant (ID) | Existing | Water Heating | Natural Gas | Water Heater | E4 | TRC BC Ratio | 0.96819 | 0.99766 | 1.0375 | 1.0897 | 1.1541 | 1.2381 | 1.3249 | 1.4092 | 1.4882 | 1.5683 | 1.626 | 1.6775 | 1.7345 | 1.7891 | 1.8345 | 1.8745 | 1.9069 | 1.9379 | 1.9726 | 2.0051 | 2.0388 | 2.0746 | 2.1105 | 2.148 | 2.1862 | 2.225 | 2.2645
F2_Commercial_Restaurant (ID)_Existing_Water Heating_Natural Gas_Water Heater_E5 | F2 | Commercial | Restaurant (ID) | Existing | Water Heating | Natural Gas | Water Heater | E5 | TRC BC Ratio | 1.0604 | 1.0883 | 1.1189 | 1.1525 | 1.1894 | 1.2323 | 1.2759 | 1.319 | 1.3605 | 1.4027 | 1.4376 | 1.4708 | 1.5062 | 1.5411 | 1.5731 | 1.6036 | 1.6318 | 1.6598 | 1.6894 | 1.7185 | 1.7484 | 1.7793 | 1.8106 | 1.8427 | 1.8755 | 1.9088 | 1.9427
F2_Commercial_Restaurant (ID)_Existing_Water Heating_Natural Gas_Water Heater_E6 | F2 | Commercial | Restaurant (ID) | Existing | Water Heating | Natural Gas | Water Heater | E6 | TRC BC Ratio | 0 | 0 | 0 | 0 | 0 | 0 | 0 | 0 | 0 | 0 | 0 | 0 | 0 | 0 | 0 | 0 | 0 | 0 | 0 | 0 | 0 | 0 | 0 | 0 | 0 | 0 | 0
F2_Commercial_Restaurant (ID)_Existing_Water Heating_Natural Gas_Water Heater_E7 | F2 | Commercial | Restaurant (ID) | Existing | Water Heating | Natural Gas | Water Heater | E7 | TRC BC Ratio | 0 | 0 | 0 | 0 | 0 | 0 | 0 | 0 | 0 | 0 | 0 | 0 | 0 | 0 | 0 | 0 | 0 | 0 | 0 | 0 | 0 | 0 | 0 | 0 | 0 | 0 | 0
F2_Commercial_Restaurant (ID)_Existing_Water Heating_Natural Gas_Water Heater_E8 | F2 | Commercial | Restaurant (ID) | Existing | Water Heating | Natural Gas | Water Heater | E8 | TRC BC Ratio | 0 | 0 | 0 | 0 | 0 | 0 | 0 | 0 | 0 | 0 | 0 | 0 | 0 | 0 | 0 | 0 | 0 | 0 | 0 | 0 | 0 | 0 | 0 | 0 | 0 | 0 | 0
F2_Commercial_Restaurant (ID)_Existing_Water Heating_Natural Gas_Water Heater_E9 | F2 | Commercial | Restaurant (ID) | Existing | Water Heating | Natural Gas | Water Heater | E9 | TRC BC Ratio | 0 | 0 | 0 | 0 | 0 | 0 | 0 | 0 | 0 | 0 | 0 | 0 | 0 | 0 | 0 | 0 | 0 | 0 | 0 | 0 | 0 | 0 | 0 | 0 | 0 | 0 | 0
F2_Commercial_Restaurant (ID)_Existing_Water Heating_Natural Gas_Water Heater_E10 | F2 | Commercial | Restaurant (ID) | Existing | Water Heating | Natural Gas | Water Heater | E10 | TRC BC Ratio | 0 | 0 | 0 | 0 | 0 | 0 | 0 | 0 | 0 | 0 | 0 | 0 | 0 | 0 | 0 | 0 | 0 | 0 | 0 | 0 | 0 | 0 | 0 | 0 | 0 | 0 | 0
F3_Commercial_Restaurant (ID)_Existing_Water Heating_Natural Gas_Water Heater_E1 | F3 | Commercial | Restaurant (ID) | Existing | Water Heating | Natural Gas | Water Heater | E1 | PACT BC Ratio | [24 empty] | 1 | 1 | 1 | bar: 2019 to 2042
F3_Commercial_Restaurant (ID)_Existing_Water Heating_Natural Gas_Water Heater_E2 | F3 | Commercial | Restaurant (ID) | Existing | Water Heating | Natural Gas | Water Heater | E2 | PACT BC Ratio | 6.7454 | 6.9226 | 7.1215 | 7.3442 | 7.5923 | 7.8857 | 8.1845 | 8.4789 | 8.762 | 9.0493 | 9.2832 | 9.5039 | 9.7399 | 9.9722 | 10.183 | 10.3825 | 10.5647 | 10.7453 | 10.9368 | 11.1248 | 11.3177 | 11.5176 | 11.7199 | 11.9281 | 12.14 | 12.3557 | 12.5752
F3_Commercial_Restaurant (ID)_Existing_Water Heating_Natural Gas_Water Heater_E3 | F3 | Commercial | Restaurant (ID) | Existing | Water Heating | Natural Gas | Water Heater | E3 | PACT BC Ratio | 3.8061 | 3.9061 | 4.0183 | 4.144 | 4.2839 | 4.4495 | 4.6181 | 4.7842 | 4.944 | 5.1061 | 5.238 | 5.3625 | 5.4957 | 5.6268 | 5.7457 | 5.8583 | 5.9611 | 6.063 | 6.1711 | 6.2772 | 6.386 | 6.4988 | 6.6129 | 6.7304 | 6.85 | 6.9717 | 7.0955
F3_Commercial_Restaurant (ID)_Existing_Water Heating_Natural Gas_Water Heater_E4 | F3 | Commercial | Restaurant (ID) | Existing | Water Heating | Natural Gas | Water Heater | E4 | PACT BC Ratio | 2.4022 | 2.4754 | 2.5743 | 2.7036 | 2.8635 | 3.072 | 3.2872 | 3.4965 | 3.6925 | 3.8912 | 4.0344 | 4.1621 | 4.3035 | 4.4391 | 4.5516 | 4.651 | 4.7313 | 4.8083 | 4.8944 | 4.9751 | 5.0587 | 5.1474 | 5.2365 | 5.3295 | 5.4242 | 5.5206 | 5.6186
F3_Commercial_Restaurant (ID)_Existing_Water Heating_Natural Gas_Water Heater_E5 | F3 | Commercial | Restaurant (ID) | Existing | Water Heating | Natural Gas | Water Heater | E5 | PACT BC Ratio | 2.6311 | 2.7001 | 2.7762 | 2.8596 | 2.951 | 3.0576 | 3.1657 | 3.2725 | 3.3757 | 3.4804 | 3.567 | 3.6494 | 3.7371 | 3.8237 | 3.9031 | 3.9788 | 4.0487 | 4.1182 | 4.1915 | 4.2639 | 4.338 | 4.4147 | 4.4923 | 4.5721 | 4.6533 | 4.736 | 4.8201
F3_Commercial_Restaurant (ID)_Existing_Water Heating_Natural Gas_Water Heater_E6 | F3 | Commercial | Restaurant (ID) | Existing | Water Heating | Natural Gas | Water Heater | E6 | PACT BC Ratio | 0 | 0 | 0 | 0 | 0 | 0 | 0 | 0 | 0 | 0 | 0 | 0 | 0 | 0 | 0 | 0 | 0 | 0 | 0 | 0 | 0 | 0 | 0 | 0 | 0 | 0 | 0
F3_Commercial_Restaurant (ID)_Existing_Water Heating_Natural Gas_Water Heater_E7 | F3 | Commercial | Restaurant (ID) | Existing | Water Heating | Natural Gas | Water Heater | E7 | PACT BC Ratio | 0 | 0 | 0 | 0 | 0 | 0 | 0 | 0 | 0 | 0 | 0 | 0 | 0 | 0 | 0 | 0 | 0 | 0 | 0 | 0 | 0 | 0 | 0 | 0 | 0 | 0 | 0
F3_Commercial_Restaurant (ID)_Existing_Water Heating_Natural Gas_Water Heater_E8 | F3 | Commercial | Restaurant (ID) | Existing | Water Heating | Natural Gas | Water Heater | E8 | PACT BC Ratio | 0 | 0 | 0 | 0 | 0 | 0 | 0 | 0 | 0 | 0 | 0 | 0 | 0 | 0 | 0 | 0 | 0 | 0 | 0 | 0 | 0 | 0 | 0 | 0 | 0 | 0 | 0
F3_Commercial_Restaurant (ID)_Existing_Water Heating_Natural Gas_Water Heater_E9 | F3 | Commercial | Restaurant (ID) | Existing | Water Heating | Natural Gas | Water Heater | E9 | PACT BC Ratio | 0 | 0 | 0 | 0 | 0 | 0 | 0 | 0 | 0 | 0 | 0 | 0 | 0 | 0 | 0 | 0 | 0 | 0 | 0 | 0 | 0 | 0 | 0 | 0 | 0 | 0 | 0
F3_Commercial_Restaurant (ID)_Existing_Water Heating_Natural Gas_Water Heater_E10 | F3 | Commercial | Restaurant (ID) | Existing | Water Heating | Natural Gas | Water Heater | E10 | PACT BC Ratio | 0 | 0 | 0 | 0 | 0 | 0 | 0 | 0 | 0 | 0 | 0 | 0 | 0 | 0 | 0 | 0 | 0 | 0 | 0 | 0 | 0 | 0 | 0 | 0 | 0 | 0 | 0
F4_Commercial_Restaurant (ID)_Existing_Water Heating_Natural Gas_Water Heater_E1 | F4 | Commercial | Restaurant (ID) | Existing | Water Heating | Natural Gas | Water Heater | E1 | RVT BC Ratio | [24 empty] | 1 | 1 | 1 | bar: 2019 to 2042
F4_Commercial_Restaurant (ID)_Existing_Water Heating_Natural Gas_Water Heater_E2 | F4 | Commercial | Restaurant (ID) | Existing | Water Heating | Natural Gas | Water Heater | E2 | RVT BC Ratio | 4.0868 | 4.1632 | 4.2493 | 4.3459 | 4.4536 | 4.5838 | 4.713 | 4.8352 | 4.946 | 5.0539 | 5.1657 | 5.2681 | 5.3775 | 5.4836 | 5.5768 | 5.6625 | 5.7373 | 5.8096 | 5.8859 | 5.9583 | 6.0311 | 6.1326 | 6.2353 | 6.3411 | 6.4487 | 6.5582 | 6.6697
F4_Commercial_Restaurant (ID)_Existing_Water Heating_Natural Gas_Water Heater_E3 | F4 | Commercial | Restaurant (ID) | Existing | Water Heating | Natural Gas | Water Heater | E3 | RVT BC Ratio | 2.4296 | 2.4727 | 2.5212 | 2.5757 | 2.6365 | 2.71 | 2.7829 | 2.8519 | 2.9144 | 2.9753 | 3.0383 | 3.0961 | 3.1579 | 3.2177 | 3.2703 | 3.3187 | 3.3609 | 3.4017 | 3.4447 | 3.4855 | 3.5266 | 3.5839 | 3.6419 | 3.7015 | 3.7622 | 3.824 | 3.8869
F4_Commercial_Restaurant (ID)_Existing_Water Heating_Natural Gas_Water Heater_E4 | F4 | Commercial | Restaurant (ID) | Existing | Water Heating | Natural Gas | Water Heater | E4 | RVT BC Ratio | 1.799 | 1.8293 | 1.8721 | 1.9298 | 2.0024 | 2.1001 | 2.1985 | 2.2875 | 2.3622 | 2.4311 | 2.4999 | 2.5552 | 2.6165 | 2.6735 | 2.7168 | 2.7518 | 2.7749 | 2.7946 | 2.8173 | 2.8352 | 2.8526 | 2.8976 | 2.9429 | 2.9901 | 3.0382 | 3.0871 | 3.1369
F4_Commercial_Restaurant (ID)_Existing_Water Heating_Natural Gas_Water Heater_E5 | F4 | Commercial | Restaurant (ID) | Existing | Water Heating | Natural Gas | Water Heater | E5 | RVT BC Ratio | 1.7566 | 1.7869 | 1.82 | 1.8558 | 1.8946 | 1.941 | 1.9871 | 2.031 | 2.0714 | 2.111 | 2.1523 | 2.1908 | 2.2318 | 2.2717 | 2.3073 | 2.3404 | 2.3699 | 2.3986 | 2.4287 | 2.4575 | 2.4866 | 2.5255 | 2.565 | 2.6055 | 2.6467 | 2.6887 | 2.7314
F4_Commercial_Restaurant (ID)_Existing_Water Heating_Natural Gas_Water Heater_E6 | F4 | Commercial | Restaurant (ID) | Existing | Water Heating | Natural Gas | Water Heater | E6 | RVT BC Ratio | 0 | 0 | 0 | 0 | 0 | 0 | 0 | 0 | 0 | 0 | 0 | 0 | 0 | 0 | 0 | 0 | 0 | 0 | 0 | 0 | 0 | 0 | 0 | 0 | 0 | 0 | 0
F4_Commercial_Restaurant (ID)_Existing_Water Heating_Natural Gas_Water Heater_E7 | F4 | Commercial | Restaurant (ID) | Existing | Water Heating | Natural Gas | Water Heater | E7 | RVT BC Ratio | 0 | 0 | 0 | 0 | 0 | 0 | 0 | 0 | 0 | 0 | 0 | 0 | 0 | 0 | 0 | 0 | 0 | 0 | 0 | 0 | 0 | 0 | 0 | 0 | 0 | 0 | 0
F4_Commercial_Restaurant (ID)_Existing_Water Heating_Natural Gas_Water Heater_E8 | F4 | Commercial | Restaurant (ID) | Existing | Water Heating | Natural Gas | Water Heater | E8 | RVT BC Ratio | 0 | 0 | 0 | 0 | 0 | 0 | 0 | 0 | 0 | 0 | 0 | 0 | 0 | 0 | 0 | 0 | 0 | 0 | 0 | 0 | 0 | 0 | 0 | 0 | 0 | 0 | 0
F4_Commercial_Restaurant (ID)_Existing_Water Heating_Natural Gas_Water Heater_E9 | F4 | Commercial | Restaurant (ID) | Existing | Water Heating | Natural Gas | Water Heater | E9 | RVT BC Ratio | 0 | 0 | 0 | 0 | 0 | 0 | 0 | 0 | 0 | 0 | 0 | 0 | 0 | 0 | 0 | 0 | 0 | 0 | 0 | 0 | 0 | 0 | 0 | 0 | 0 | 0 | 0
F4_Commercial_Restaurant (ID)_Existing_Water Heating_Natural Gas_Water Heater_E10 | F4 | Commercial | Restaurant (ID) | Existing | Water Heating | Natural Gas | Water Heater | E10 | RVT BC Ratio | 0 | 0 | 0 | 0 | 0 | 0 | 0 | 0 | 0 | 0 | 0 | 0 | 0 | 0 | 0 | 0 | 0 | 0 | 0 | 0 | 0 | 0 | 0 | 0 | 0 | 0 | 0
F5_Commercial_Restaurant (ID)_Existing_Water Heating_Natural Gas_Water Heater_E1 | F5 | Commercial | Restaurant (ID) | Existing | Water Heating | Natural Gas | Water Heater | E1 | RIM BC Ratio | [24 empty] | 1 | 1 | 1 | bar: 2019 to 2042
F5_Commercial_Restaurant (ID)_Existing_Water Heating_Natural Gas_Water Heater_E2 | F5 | Commercial | Restaurant (ID) | Existing | Water Heating | Natural Gas | Water Heater | E2 | RIM BC Ratio | 0.76103 | 0.76734 | 0.77412 | 0.78137 | 0.78906 | 0.79724 | 0.80569 | 0.81442 | 0.8235 | 0.83303 | 0.83676 | 0.8406 | 0.84458 | 0.84859 | 0.85254 | 0.85654 | 0.86058 | 0.86476 | 0.86915 | 0.8737 | 0.87846 | 0.87964 | 0.8808 | 0.88196 | 0.8831 | 0.88422 | 0.88533
F5_Commercial_Restaurant (ID)_Existing_Water Heating_Natural Gas_Water Heater_E3 | F5 | Commercial | Restaurant (ID) | Existing | Water Heating | Natural Gas | Water Heater | E3 | RIM BC Ratio | 0.70004 | 0.70683 | 0.71417 | 0.72204 | 0.73043 | 0.73951 | 0.74877 | 0.75818 | 0.76777 | 0.77774 | 0.7823 | 0.78685 | 0.79158 | 0.79626 | 0.80077 | 0.80524 | 0.80964 | 0.81416 | 0.81889 | 0.82374 | 0.82878 | 0.83065 | 0.83249 | 0.83432 | 0.83613 | 0.83792 | 0.83968
F5_Commercial_Restaurant (ID)_Existing_Water Heating_Natural Gas_Water Heater_E4 | F5 | Commercial | Restaurant (ID) | Existing | Water Heating | Natural Gas | Water Heater | E4 | RIM BC Ratio | 0.58121 | 0.58996 | 0.60085 | 0.61393 | 0.62883 | 0.64596 | 0.66286 | 0.67982 | 0.69699 | 0.71529 | 0.72268 | 0.73061 | 0.73898 | 0.74715 | 0.7547 | 0.76207 | 0.7692 | 0.77657 | 0.78452 | 0.79275 | 0.80149 | 0.80368 | 0.80582 | 0.80799 | 0.81014 | 0.81225 | 0.81435
F5_Commercial_Restaurant (ID)_Existing_Water Heating_Natural Gas_Water Heater_E5 | F5 | Commercial | Restaurant (ID) | Existing | Water Heating | Natural Gas | Water Heater | E5 | RIM BC Ratio | 0.65039 | 0.65726 | 0.66472 | 0.67275 | 0.68139 | 0.69068 | 0.70005 | 0.70942 | 0.7188 | 0.72838 | 0.73341 | 0.73824 | 0.74325 | 0.74819 | 0.75288 | 0.75748 | 0.76194 | 0.76647 | 0.7712 | 0.77599 | 0.78093 | 0.78338 | 0.78579 | 0.7882 | 0.79058 | 0.79293 | 0.79525
F5_Commercial_Restaurant (ID)_Existing_Water Heating_Natural Gas_Water Heater_E6 | F5 | Commercial | Restaurant (ID) | Existing | Water Heating | Natural Gas | Water Heater | E6 | RIM BC Ratio | 0 | 0 | 0 | 0 | 0 | 0 | 0 | 0 | 0 | 0 | 0 | 0 | 0 | 0 | 0 | 0 | 0 | 0 | 0 | 0 | 0 | 0 | 0 | 0 | 0 | 0 | 0
F5_Commercial_Restaurant (ID)_Existing_Water Heating_Natural Gas_Water Heater_E7 | F5 | Commercial | Restaurant (ID) | Existing | Water Heating | Natural Gas | Water Heater | E7 | RIM BC Ratio | 0 | 0 | 0 | 0 | 0 | 0 | 0 | 0 | 0 | 0 | 0 | 0 | 0 | 0 | 0 | 0 | 0 | 0 | 0 | 0 | 0 | 0 | 0 | 0 | 0 | 0 | 0
F5_Commercial_Restaurant (ID)_Existing_Water Heating_Natural Gas_Water Heater_E8 | F5 | Commercial | Restaurant (ID) | Existing | Water Heating | Natural Gas | Water Heater | E8 | RIM BC Ratio | 0 | 0 | 0 | 0 | 0 | 0 | 0 | 0 | 0 | 0 | 0 | 0 | 0 | 0 | 0 | 0 | 0 | 0 | 0 | 0 | 0 | 0 | 0 | 0 | 0 | 0 | 0
F5_Commercial_Restaurant (ID)_Existing_Water Heating_Natural Gas_Water Heater_E9 | F5 | Commercial | Restaurant (ID) | Existing | Water Heating | Natural Gas | Water Heater | E9 | RIM BC Ratio | 0 | 0 | 0 | 0 | 0 | 0 | 0 | 0 | 0 | 0 | 0 | 0 | 0 | 0 | 0 | 0 | 0 | 0 | 0 | 0 | 0 | 0 | 0 | 0 | 0 | 0 | 0
F5_Commercial_Restaurant (ID)_Existing_Water Heating_Natural Gas_Water Heater_E10 | F5 | Commercial | Restaurant (ID) | Existing | Water Heating | Natural Gas | Water Heater | E10 | RIM BC Ratio | 0 | 0 | 0 | 0 | 0 | 0 | 0 | 0 | 0 | 0 | 0 | 0 | 0 | 0 | 0 | 0 | 0 | 0 | 0 | 0 | 0 | 0 | 0 | 0 | 0 | 0 | 0
F0_Commercial_Restaurant (ID)_Existing_Food Preparation_Natural Gas_Oven_E0 | F0 | Commercial | Restaurant (ID) | Existing | Food Preparation | Natural Gas | Oven | E0 | Economic Unit | ENERGY STAR (>42% Baking Efficiency) | ENERGY STAR (>42% Baking Efficiency) | ENERGY STAR (>42% Baking Efficiency) | ENERGY STAR (>42% Baking Efficiency) | ENERGY STAR (>42% Baking Efficiency) | ENERGY STAR (>42% Baking Efficiency) | ENERGY STAR (>42% Baking Efficiency) | ENERGY STAR (>42% Baking Efficiency) | ENERGY STAR (>42% Baking Efficiency) | ENERGY STAR (>42% Baking Efficiency) | ENERGY STAR (>42% Baking Efficiency) | ENERGY STAR (>42% Baking Efficiency) | ENERGY STAR (>42% Baking Efficiency) | ENERGY STAR (>42% Baking Efficiency) | ENERGY STAR (>42% Baking Efficiency) | ENERGY STAR (>42% Baking Efficiency) | ENERGY STAR (>42% Baking Efficiency) | ENERGY STAR (>42% Baking Efficiency) | ENERGY STAR (>42% Baking Efficiency) | ENERGY STAR (>42% Baking Efficiency) | ENERGY STAR (>42% Baking Efficiency) | ENERGY STAR (>42% Baking Efficiency) | ENERGY STAR (>42% Baking Efficiency) | ENERGY STAR (>42% Baking Efficiency) | ENERGY STAR (>42% Baking Efficiency) | ENERGY STAR (>42% Baking Efficiency) | ENERGY STAR (>42% Baking Efficiency)
F1_Commercial_Restaurant (ID)_Existing_Food Preparation_Natural Gas_Oven_E1 | F1 | Commercial | Restaurant (ID) | Existing | Food Preparation | Natural Gas | Oven | E1 | CCE | 0 | 0 | 0 | 0 | 0 | 0 | 0 | 0 | 0 | 0 | 0 | 0 | 0 | 0 | 0 | 0 | 0 | 0 | 0 | 0 | 0 | 0 | 0 | 0 | 0 | 0 | 0
F1_Commercial_Restaurant (ID)_Existing_Food Preparation_Natural Gas_Oven_E2 | F1 | Commercial | Restaurant (ID) | Existing | Food Preparation | Natural Gas | Oven | E2 | CCE | 6.8577e-05 | 6.8577e-05 | 6.8577e-05 | 6.8577e-05 | 6.8577e-05 | 6.8577e-05 | 6.8577e-05 | 6.8577e-05 | 6.8577e-05 | 6.8577e-05 | 6.8577e-05 | 6.8577e-05 | 6.8577e-05 | 6.8577e-05 | 6.8577e-05 | 6.8577e-05 | 6.8577e-05 | 6.8577e-05 | 6.8577e-05 | 6.8577e-05 | 6.8577e-05 | 6.8577e-05 | 6.8577e-05 | 6.8577e-05 | 6.8577e-05 | 6.8577e-05 | 6.8577e-05
F1_Commercial_Restaurant (ID)_Existing_Food Preparation_Natural Gas_Oven_E3 | F1 | Commercial | Restaurant (ID) | Existing | Food Preparation | Natural Gas | Oven | E3 | CCE | 0 | 0 | 0 | 0 | 0 | 0 | 0 | 0 | 0 | 0 | 0 | 0 | 0 | 0 | 0 | 0 | 0 | 0 | 0 | 0 | 0 | 0 | 0 | 0 | 0 | 0 | 0
F1_Commercial_Restaurant (ID)_Existing_Food Preparation_Natural Gas_Oven_E4 | F1 | Commercial | Restaurant (ID) | Existing | Food Preparation | Natural Gas | Oven | E4 | CCE | 0 | 0 | 0 | 0 | 0 | 0 | 0 | 0 | 0 | 0 | 0 | 0 | 0 | 0 | 0 | 0 | 0 | 0 | 0 | 0 | 0 | 0 | 0 | 0 | 0 | 0 | 0
F1_Commercial_Restaurant (ID)_Existing_Food Preparation_Natural Gas_Oven_E5 | F1 | Commercial | Restaurant (ID) | Existing | Food Preparation | Natural Gas | Oven | E5 | CCE | 0 | 0 | 0 | 0 | 0 | 0 | 0 | 0 | 0 | 0 | 0 | 0 | 0 | 0 | 0 | 0 | 0 | 0 | 0 | 0 | 0 | 0 | 0 | 0 | 0 | 0 | 0
F1_Commercial_Restaurant (ID)_Existing_Food Preparation_Natural Gas_Oven_E6 | F1 | Commercial | Restaurant (ID) | Existing | Food Preparation | Natural Gas | Oven | E6 | CCE | 0 | 0 | 0 | 0 | 0 | 0 | 0 | 0 | 0 | 0 | 0 | 0 | 0 | 0 | 0 | 0 | 0 | 0 | 0 | 0 | 0 | 0 | 0 | 0 | 0 | 0 | 0
F1_Commercial_Restaurant (ID)_Existing_Food Preparation_Natural Gas_Oven_E7 | F1 | Commercial | Restaurant (ID) | Existing | Food Preparation | Natural Gas | Oven | E7 | CCE | 0 | 0 | 0 | 0 | 0 | 0 | 0 | 0 | 0 | 0 | 0 | 0 | 0 | 0 | 0 | 0 | 0 | 0 | 0 | 0 | 0 | 0 | 0 | 0 | 0 | 0 | 0
F1_Commercial_Restaurant (ID)_Existing_Food Preparation_Natural Gas_Oven_E8 | F1 | Commercial | Restaurant (ID) | Existing | Food Preparation | Natural Gas | Oven | E8 | CCE | 0 | 0 | 0 | 0 | 0 | 0 | 0 | 0 | 0 | 0 | 0 | 0 | 0 | 0 | 0 | 0 | 0 | 0 | 0 | 0 | 0 | 0 | 0 | 0 | 0 | 0 | 0
F1_Commercial_Restaurant (ID)_Existing_Food Preparation_Natural Gas_Oven_E9 | F1 | Commercial | Restaurant (ID) | Existing | Food Preparation | Natural Gas | Oven | E9 | CCE | 0 | 0 | 0 | 0 | 0 | 0 | 0 | 0 | 0 | 0 | 0 | 0 | 0 | 0 | 0 | 0 | 0 | 0 | 0 | 0 | 0 | 0 | 0 | 0 | 0 | 0 | 0
F1_Commercial_Restaurant (ID)_Existing_Food Preparation_Natural Gas_Oven_E10 | F1 | Commercial | Restaurant (ID) | Existing | Food Preparation | Natural Gas | Oven | E10 | CCE | 0 | 0 | 0 | 0 | 0 | 0 | 0 | 0 | 0 | 0 | 0 | 0 | 0 | 0 | 0 | 0 | 0 | 0 | 0 | 0 | 0 | 0 | 0 | 0 | 0 | 0 | 0
F2_Commercial_Restaurant (ID)_Existing_Food Preparation_Natural Gas_Oven_E1 | F2 | Commercial | Restaurant (ID) | Existing | Food Preparation | Natural Gas | Oven | E1 | TRC BC Ratio | [24 empty] | 1 | 1 | 1 | bar: 2019 to 2042
F2_Commercial_Restaurant (ID)_Existing_Food Preparation_Natural Gas_Oven_E2 | F2 | Commercial | Restaurant (ID) | Existing | Food Preparation | Natural Gas | Oven | E2 | TRC BC Ratio | 50.5721 | 51.7397 | 53.2083 | 54.9407 | 56.9553 | 59.4962 | 62.1426 | 64.7814 | 67.3265 | 69.9066 | 71.9204 | 73.7936 | 75.8131 | 77.7805 | 79.5155 | 81.1221 | 82.5389 | 83.9315 | 85.4293 | 86.8817 | 88.3757 | 89.9337 | 91.5067 | 93.1324 | 94.787 | 96.4709 | 98.1848
F2_Commercial_Restaurant (ID)_Existing_Food Preparation_Natural Gas_Oven_E3 | F2 | Commercial | Restaurant (ID) | Existing | Food Preparation | Natural Gas | Oven | E3 | TRC BC Ratio | 0 | 0 | 0 | 0 | 0 | 0 | 0 | 0 | 0 | 0 | 0 | 0 | 0 | 0 | 0 | 0 | 0 | 0 | 0 | 0 | 0 | 0 | 0 | 0 | 0 | 0 | 0
F2_Commercial_Restaurant (ID)_Existing_Food Preparation_Natural Gas_Oven_E4 | F2 | Commercial | Restaurant (ID) | Existing | Food Preparation | Natural Gas | Oven | E4 | TRC BC Ratio | 0 | 0 | 0 | 0 | 0 | 0 | 0 | 0 | 0 | 0 | 0 | 0 | 0 | 0 | 0 | 0 | 0 | 0 | 0 | 0 | 0 | 0 | 0 | 0 | 0 | 0 | 0
F2_Commercial_Restaurant (ID)_Existing_Food Preparation_Natural Gas_Oven_E5 | F2 | Commercial | Restaurant (ID) | Existing | Food Preparation | Natural Gas | Oven | E5 | TRC BC Ratio | 0 | 0 | 0 | 0 | 0 | 0 | 0 | 0 | 0 | 0 | 0 | 0 | 0 | 0 | 0 | 0 | 0 | 0 | 0 | 0 | 0 | 0 | 0 | 0 | 0 | 0 | 0
F2_Commercial_Restaurant (ID)_Existing_Food Preparation_Natural Gas_Oven_E6 | F2 | Commercial | Restaurant (ID) | Existing | Food Preparation | Natural Gas | Oven | E6 | TRC BC Ratio | 0 | 0 | 0 | 0 | 0 | 0 | 0 | 0 | 0 | 0 | 0 | 0 | 0 | 0 | 0 | 0 | 0 | 0 | 0 | 0 | 0 | 0 | 0 | 0 | 0 | 0 | 0
F2_Commercial_Restaurant (ID)_Existing_Food Preparation_Natural Gas_Oven_E7 | F2 | Commercial | Restaurant (ID) | Existing | Food Preparation | Natural Gas | Oven | E7 | TRC BC Ratio | 0 | 0 | 0 | 0 | 0 | 0 | 0 | 0 | 0 | 0 | 0 | 0 | 0 | 0 | 0 | 0 | 0 | 0 | 0 | 0 | 0 | 0 | 0 | 0 | 0 | 0 | 0
F2_Commercial_Restaurant (ID)_Existing_Food Preparation_Natural Gas_Oven_E8 | F2 | Commercial | Restaurant (ID) | Existing | Food Preparation | Natural Gas | Oven | E8 | TRC BC Ratio | 0 | 0 | 0 | 0 | 0 | 0 | 0 | 0 | 0 | 0 | 0 | 0 | 0 | 0 | 0 | 0 | 0 | 0 | 0 | 0 | 0 | 0 | 0 | 0 | 0 | 0 | 0
F2_Commercial_Restaurant (ID)_Existing_Food Preparation_Natural Gas_Oven_E9 | F2 | Commercial | Restaurant (ID) | Existing | Food Preparation | Natural Gas | Oven | E9 | TRC BC Ratio | 0 | 0 | 0 | 0 | 0 | 0 | 0 | 0 | 0 | 0 | 0 | 0 | 0 | 0 | 0 | 0 | 0 | 0 | 0 | 0 | 0 | 0 | 0 | 0 | 0 | 0 | 0
F2_Commercial_Restaurant (ID)_Existing_Food Preparation_Natural Gas_Oven_E10 | F2 | Commercial | Restaurant (ID) | Existing | Food Preparation | Natural Gas | Oven | E10 | TRC BC Ratio | 0 | 0 | 0 | 0 | 0 | 0 | 0 | 0 | 0 | 0 | 0 | 0 | 0 | 0 | 0 | 0 | 0 | 0 | 0 | 0 | 0 | 0 | 0 | 0 | 0 | 0 | 0
F3_Commercial_Restaurant (ID)_Existing_Food Preparation_Natural Gas_Oven_E1 | F3 | Commercial | Restaurant (ID) | Existing | Food Preparation | Natural Gas | Oven | E1 | PACT BC Ratio | [24 empty] | 1 | 1 | 1 | bar: 2019 to 2042
F3_Commercial_Restaurant (ID)_Existing_Food Preparation_Natural Gas_Oven_E2 | F3 | Commercial | Restaurant (ID) | Existing | Food Preparation | Natural Gas | Oven | E2 | PACT BC Ratio | 100.1514 | 102.4635 | 105.3718 | 108.8027 | 112.7924 | 117.8242 | 123.0652 | 128.2908 | 133.3311 | 138.4408 | 142.4287 | 146.1383 | 150.1378 | 154.0338 | 157.4699 | 160.6514 | 163.4572 | 166.2152 | 169.1814 | 172.0575 | 175.0162 | 178.1017 | 181.2167 | 184.4362 | 187.7129 | 191.0478 | 194.4419
F3_Commercial_Restaurant (ID)_Existing_Food Preparation_Natural Gas_Oven_E3 | F3 | Commercial | Restaurant (ID) | Existing | Food Preparation | Natural Gas | Oven | E3 | PACT BC Ratio | 0 | 0 | 0 | 0 | 0 | 0 | 0 | 0 | 0 | 0 | 0 | 0 | 0 | 0 | 0 | 0 | 0 | 0 | 0 | 0 | 0 | 0 | 0 | 0 | 0 | 0 | 0
F3_Commercial_Restaurant (ID)_Existing_Food Preparation_Natural Gas_Oven_E4 | F3 | Commercial | Restaurant (ID) | Existing | Food Preparation | Natural Gas | Oven | E4 | PACT BC Ratio | 0 | 0 | 0 | 0 | 0 | 0 | 0 | 0 | 0 | 0 | 0 | 0 | 0 | 0 | 0 | 0 | 0 | 0 | 0 | 0 | 0 | 0 | 0 | 0 | 0 | 0 | 0
F3_Commercial_Restaurant (ID)_Existing_Food Preparation_Natural Gas_Oven_E5 | F3 | Commercial | Restaurant (ID) | Existing | Food Preparation | Natural Gas | Oven | E5 | PACT BC Ratio | 0 | 0 | 0 | 0 | 0 | 0 | 0 | 0 | 0 | 0 | 0 | 0 | 0 | 0 | 0 | 0 | 0 | 0 | 0 | 0 | 0 | 0 | 0 | 0 | 0 | 0 | 0
F3_Commercial_Restaurant (ID)_Existing_Food Preparation_Natural Gas_Oven_E6 | F3 | Commercial | Restaurant (ID) | Existing | Food Preparation | Natural Gas | Oven | E6 | PACT BC Ratio | 0 | 0 | 0 | 0 | 0 | 0 | 0 | 0 | 0 | 0 | 0 | 0 | 0 | 0 | 0 | 0 | 0 | 0 | 0 | 0 | 0 | 0 | 0 | 0 | 0 | 0 | 0
F3_Commercial_Restaurant (ID)_Existing_Food Preparation_Natural Gas_Oven_E7 | F3 | Commercial | Restaurant (ID) | Existing | Food Preparation | Natural Gas | Oven | E7 | PACT BC Ratio | 0 | 0 | 0 | 0 | 0 | 0 | 0 | 0 | 0 | 0 | 0 | 0 | 0 | 0 | 0 | 0 | 0 | 0 | 0 | 0 | 0 | 0 | 0 | 0 | 0 | 0 | 0
F3_Commercial_Restaurant (ID)_Existing_Food Preparation_Natural Gas_Oven_E8 | F3 | Commercial | Restaurant (ID) | Existing | Food Preparation | Natural Gas | Oven | E8 | PACT BC Ratio | 0 | 0 | 0 | 0 | 0 | 0 | 0 | 0 | 0 | 0 | 0 | 0 | 0 | 0 | 0 | 0 | 0 | 0 | 0 | 0 | 0 | 0 | 0 | 0 | 0 | 0 | 0
F3_Commercial_Restaurant (ID)_Existing_Food Preparation_Natural Gas_Oven_E9 | F3 | Commercial | Restaurant (ID) | Existing | Food Preparation | Natural Gas | Oven | E9 | PACT BC Ratio | 0 | 0 | 0 | 0 | 0 | 0 | 0 | 0 | 0 | 0 | 0 | 0 | 0 | 0 | 0 | 0 | 0 | 0 | 0 | 0 | 0 | 0 | 0 | 0 | 0 | 0 | 0
F3_Commercial_Restaurant (ID)_Existing_Food Preparation_Natural Gas_Oven_E10 | F3 | Commercial | Restaurant (ID) | Existing | Food Preparation | Natural Gas | Oven | E10 | PACT BC Ratio | 0 | 0 | 0 | 0 | 0 | 0 | 0 | 0 | 0 | 0 | 0 | 0 | 0 | 0 | 0 | 0 | 0 | 0 | 0 | 0 | 0 | 0 | 0 | 0 | 0 | 0 | 0
F4_Commercial_Restaurant (ID)_Existing_Food Preparation_Natural Gas_Oven_E1 | F4 | Commercial | Restaurant (ID) | Existing | Food Preparation | Natural Gas | Oven | E1 | RVT BC Ratio | [24 empty] | 1 | 1 | 1 | bar: 2019 to 2042
F4_Commercial_Restaurant (ID)_Existing_Food Preparation_Natural Gas_Oven_E2 | F4 | Commercial | Restaurant (ID) | Existing | Food Preparation | Natural Gas | Oven | E2 | RVT BC Ratio | 72.5975 | 73.7991 | 75.2635 | 77.0434 | 79.1608 | 81.9596 | 84.8307 | 87.6079 | 90.1644 | 92.6196 | 95.1416 | 97.3942 | 99.7442 | 101.9159 | 103.7451 | 105.3662 | 106.6954 | 107.9484 | 109.2926 | 110.5258 | 111.7593 | 113.7224 | 115.7044 | 117.7527 | 119.8375 | 121.9593 | 124.1188
F4_Commercial_Restaurant (ID)_Existing_Food Preparation_Natural Gas_Oven_E3 | F4 | Commercial | Restaurant (ID) | Existing | Food Preparation | Natural Gas | Oven | E3 | RVT BC Ratio | 0 | 0 | 0 | 0 | 0 | 0 | 0 | 0 | 0 | 0 | 0 | 0 | 0 | 0 | 0 | 0 | 0 | 0 | 0 | 0 | 0 | 0 | 0 | 0 | 0 | 0 | 0
F4_Commercial_Restaurant (ID)_Existing_Food Preparation_Natural Gas_Oven_E4 | F4 | Commercial | Restaurant (ID) | Existing | Food Preparation | Natural Gas | Oven | E4 | RVT BC Ratio | 0 | 0 | 0 | 0 | 0 | 0 | 0 | 0 | 0 | 0 | 0 | 0 | 0 | 0 | 0 | 0 | 0 | 0 | 0 | 0 | 0 | 0 | 0 | 0 | 0 | 0 | 0
F4_Commercial_Restaurant (ID)_Existing_Food Preparation_Natural Gas_Oven_E5 | F4 | Commercial | Restaurant (ID) | Existing | Food Preparation | Natural Gas | Oven | E5 | RVT BC Ratio | 0 | 0 | 0 | 0 | 0 | 0 | 0 | 0 | 0 | 0 | 0 | 0 | 0 | 0 | 0 | 0 | 0 | 0 | 0 | 0 | 0 | 0 | 0 | 0 | 0 | 0 | 0
F4_Commercial_Restaurant (ID)_Existing_Food Preparation_Natural Gas_Oven_E6 | F4 | Commercial | Restaurant (ID) | Existing | Food Preparation | Natural Gas | Oven | E6 | RVT BC Ratio | 0 | 0 | 0 | 0 | 0 | 0 | 0 | 0 | 0 | 0 | 0 | 0 | 0 | 0 | 0 | 0 | 0 | 0 | 0 | 0 | 0 | 0 | 0 | 0 | 0 | 0 | 0
F4_Commercial_Restaurant (ID)_Existing_Food Preparation_Natural Gas_Oven_E7 | F4 | Commercial | Restaurant (ID) | Existing | Food Preparation | Natural Gas | Oven | E7 | RVT BC Ratio | 0 | 0 | 0 | 0 | 0 | 0 | 0 | 0 | 0 | 0 | 0 | 0 | 0 | 0 | 0 | 0 | 0 | 0 | 0 | 0 | 0 | 0 | 0 | 0 | 0 | 0 | 0
F4_Commercial_Restaurant (ID)_Existing_Food Preparation_Natural Gas_Oven_E8 | F4 | Commercial | Restaurant (ID) | Existing | Food Preparation | Natural Gas | Oven | E8 | RVT BC Ratio | 0 | 0 | 0 | 0 | 0 | 0 | 0 | 0 | 0 | 0 | 0 | 0 | 0 | 0 | 0 | 0 | 0 | 0 | 0 | 0 | 0 | 0 | 0 | 0 | 0 | 0 | 0
F4_Commercial_Restaurant (ID)_Existing_Food Preparation_Natural Gas_Oven_E9 | F4 | Commercial | Restaurant (ID) | Existing | Food Preparation | Natural Gas | Oven | E9 | RVT BC Ratio | 0 | 0 | 0 | 0 | 0 | 0 | 0 | 0 | 0 | 0 | 0 | 0 | 0 | 0 | 0 | 0 | 0 | 0 | 0 | 0 | 0 | 0 | 0 | 0 | 0 | 0 | 0
F4_Commercial_Restaurant (ID)_Existing_Food Preparation_Natural Gas_Oven_E10 | F4 | Commercial | Restaurant (ID) | Existing | Food Preparation | Natural Gas | Oven | E10 | RVT BC Ratio | 0 | 0 | 0 | 0 | 0 | 0 | 0 | 0 | 0 | 0 | 0 | 0 | 0 | 0 | 0 | 0 | 0 | 0 | 0 | 0 | 0 | 0 | 0 | 0 | 0 | 0 | 0
F5_Commercial_Restaurant (ID)_Existing_Food Preparation_Natural Gas_Oven_E1 | F5 | Commercial | Restaurant (ID) | Existing | Food Preparation | Natural Gas | Oven | E1 | RIM BC Ratio | [24 empty] | 1 | 1 | 1 | bar: 2019 to 2042
F5_Commercial_Restaurant (ID)_Existing_Food Preparation_Natural Gas_Oven_E2 | F5 | Commercial | Restaurant (ID) | Existing | Food Preparation | Natural Gas | Oven | E2 | RIM BC Ratio | 0.83364 | 0.83903 | 0.8461 | 0.85352 | 0.86121 | 0.86898 | 0.87699 | 0.88531 | 0.89407 | 0.90377 | 0.90521 | 0.90735 | 0.91027 | 0.91403 | 0.91797 | 0.92214 | 0.92658 | 0.93129 | 0.93628 | 0.94159 | 0.94723 | 0.94732 | 0.9474 | 0.94749 | 0.94757 | 0.94766 | 0.94774
F5_Commercial_Restaurant (ID)_Existing_Food Preparation_Natural Gas_Oven_E3 | F5 | Commercial | Restaurant (ID) | Existing | Food Preparation | Natural Gas | Oven | E3 | RIM BC Ratio | 0 | 0 | 0 | 0 | 0 | 0 | 0 | 0 | 0 | 0 | 0 | 0 | 0 | 0 | 0 | 0 | 0 | 0 | 0 | 0 | 0 | 0 | 0 | 0 | 0 | 0 | 0
F5_Commercial_Restaurant (ID)_Existing_Food Preparation_Natural Gas_Oven_E4 | F5 | Commercial | Restaurant (ID) | Existing | Food Preparation | Natural Gas | Oven | E4 | RIM BC Ratio | 0 | 0 | 0 | 0 | 0 | 0 | 0 | 0 | 0 | 0 | 0 | 0 | 0 | 0 | 0 | 0 | 0 | 0 | 0 | 0 | 0 | 0 | 0 | 0 | 0 | 0 | 0
F5_Commercial_Restaurant (ID)_Existing_Food Preparation_Natural Gas_Oven_E5 | F5 | Commercial | Restaurant (ID) | Existing | Food Preparation | Natural Gas | Oven | E5 | RIM BC Ratio | 0 | 0 | 0 | 0 | 0 | 0 | 0 | 0 | 0 | 0 | 0 | 0 | 0 | 0 | 0 | 0 | 0 | 0 | 0 | 0 | 0 | 0 | 0 | 0 | 0 | 0 | 0
F5_Commercial_Restaurant (ID)_Existing_Food Preparation_Natural Gas_Oven_E6 | F5 | Commercial | Restaurant (ID) | Existing | Food Preparation | Natural Gas | Oven | E6 | RIM BC Ratio | 0 | 0 | 0 | 0 | 0 | 0 | 0 | 0 | 0 | 0 | 0 | 0 | 0 | 0 | 0 | 0 | 0 | 0 | 0 | 0 | 0 | 0 | 0 | 0 | 0 | 0 | 0
F5_Commercial_Restaurant (ID)_Existing_Food Preparation_Natural Gas_Oven_E7 | F5 | Commercial | Restaurant (ID) | Existing | Food Preparation | Natural Gas | Oven | E7 | RIM BC Ratio | 0 | 0 | 0 | 0 | 0 | 0 | 0 | 0 | 0 | 0 | 0 | 0 | 0 | 0 | 0 | 0 | 0 | 0 | 0 | 0 | 0 | 0 | 0 | 0 | 0 | 0 | 0
F5_Commercial_Restaurant (ID)_Existing_Food Preparation_Natural Gas_Oven_E8 | F5 | Commercial | Restaurant (ID) | Existing | Food Preparation | Natural Gas | Oven | E8 | RIM BC Ratio | 0 | 0 | 0 | 0 | 0 | 0 | 0 | 0 | 0 | 0 | 0 | 0 | 0 | 0 | 0 | 0 | 0 | 0 | 0 | 0 | 0 | 0 | 0 | 0 | 0 | 0 | 0
F5_Commercial_Restaurant (ID)_Existing_Food Preparation_Natural Gas_Oven_E9 | F5 | Commercial | Restaurant (ID) | Existing | Food Preparation | Natural Gas | Oven | E9 | RIM BC Ratio | 0 | 0 | 0 | 0 | 0 | 0 | 0 | 0 | 0 | 0 | 0 | 0 | 0 | 0 | 0 | 0 | 0 | 0 | 0 | 0 | 0 | 0 | 0 | 0 | 0 | 0 | 0
F5_Commercial_Restaurant (ID)_Existing_Food Preparation_Natural Gas_Oven_E10 | F5 | Commercial | Restaurant (ID) | Existing | Food Preparation | Natural Gas | Oven | E10 | RIM BC Ratio | 0 | 0 | 0 | 0 | 0 | 0 | 0 | 0 | 0 | 0 | 0 | 0 | 0 | 0 | 0 | 0 | 0 | 0 | 0 | 0 | 0 | 0 | 0 | 0 | 0 | 0 | 0
F0_Commercial_Restaurant (ID)_Existing_Food Preparation_Natural Gas_Conveyor Oven_E0 | F0 | Commercial | Restaurant (ID) | Existing | Food Preparation | Natural Gas | Conveyor Oven | E0 | Economic Unit | ENERGY STAR (>42% Baking Efficiency) | ENERGY STAR (>42% Baking Efficiency) | ENERGY STAR (>42% Baking Efficiency) | ENERGY STAR (>42% Baking Efficiency) | ENERGY STAR (>42% Baking Efficiency) | ENERGY STAR (>42% Baking Efficiency) | ENERGY STAR (>42% Baking Efficiency) | ENERGY STAR (>42% Baking Efficiency) | ENERGY STAR (>42% Baking Efficiency) | ENERGY STAR (>42% Baking Efficiency) | ENERGY STAR (>42% Baking Efficiency) | ENERGY STAR (>42% Baking Efficiency) | ENERGY STAR (>42% Baking Efficiency) | ENERGY STAR (>42% Baking Efficiency) | ENERGY STAR (>42% Baking Efficiency) | ENERGY STAR (>42% Baking Efficiency) | ENERGY STAR (>42% Baking Efficiency) | ENERGY STAR (>42% Baking Efficiency) | ENERGY STAR (>42% Baking Efficiency) | ENERGY STAR (>42% Baking Efficiency) | ENERGY STAR (>42% Baking Efficiency) | ENERGY STAR (>42% Baking Efficiency) | ENERGY STAR (>42% Baking Efficiency) | ENERGY STAR (>42% Baking Efficiency) | ENERGY STAR (>42% Baking Efficiency) | ENERGY STAR (>42% Baking Efficiency) | ENERGY STAR (>42% Baking Efficiency)
F1_Commercial_Restaurant (ID)_Existing_Food Preparation_Natural Gas_Conveyor Oven_E1 | F1 | Commercial | Restaurant (ID) | Existing | Food Preparation | Natural Gas | Conveyor Oven | E1 | CCE | 0 | 0 | 0 | 0 | 0 | 0 | 0 | 0 | 0 | 0 | 0 | 0 | 0 | 0 | 0 | 0 | 0 | 0 | 0 | 0 | 0 | 0 | 0 | 0 | 0 | 0 | 0
F1_Commercial_Restaurant (ID)_Existing_Food Preparation_Natural Gas_Conveyor Oven_E2 | F1 | Commercial | Restaurant (ID) | Existing | Food Preparation | Natural Gas | Conveyor Oven | E2 | CCE | 0.00010725 | 0.00010725 | 0.00010725 | 0.00010725 | 0.00010725 | 0.00010725 | 0.00010725 | 0.00010725 | 0.00010725 | 0.00010725 | 0.00010725 | 0.00010725 | 0.00010725 | 0.00010725 | 0.00010725 | 0.00010725 | 0.00010725 | 0.00010725 | 0.00010725 | 0.00010725 | 0.00010725 | 0.00010725 | 0.00010725 | 0.00010725 | 0.00010725 | 0.00010725 | 0.00010725
F1_Commercial_Restaurant (ID)_Existing_Food Preparation_Natural Gas_Conveyor Oven_E3 | F1 | Commercial | Restaurant (ID) | Existing | Food Preparation | Natural Gas | Conveyor Oven | E3 | CCE | 0 | 0 | 0 | 0 | 0 | 0 | 0 | 0 | 0 | 0 | 0 | 0 | 0 | 0 | 0 | 0 | 0 | 0 | 0 | 0 | 0 | 0 | 0 | 0 | 0 | 0 | 0
F1_Commercial_Restaurant (ID)_Existing_Food Preparation_Natural Gas_Conveyor Oven_E4 | F1 | Commercial | Restaurant (ID) | Existing | Food Preparation | Natural Gas | Conveyor Oven | E4 | CCE | 0 | 0 | 0 | 0 | 0 | 0 | 0 | 0 | 0 | 0 | 0 | 0 | 0 | 0 | 0 | 0 | 0 | 0 | 0 | 0 | 0 | 0 | 0 | 0 | 0 | 0 | 0
F1_Commercial_Restaurant (ID)_Existing_Food Preparation_Natural Gas_Conveyor Oven_E5 | F1 | Commercial | Restaurant (ID) | Existing | Food Preparation | Natural Gas | Conveyor Oven | E5 | CCE | 0 | 0 | 0 | 0 | 0 | 0 | 0 | 0 | 0 | 0 | 0 | 0 | 0 | 0 | 0 | 0 | 0 | 0 | 0 | 0 | 0 | 0 | 0 | 0 | 0 | 0 | 0
F1_Commercial_Restaurant (ID)_Existing_Food Preparation_Natural Gas_Conveyor Oven_E6 | F1 | Commercial | Restaurant (ID) | Existing | Food Preparation | Natural Gas | Conveyor Oven | E6 | CCE | 0 | 0 | 0 | 0 | 0 | 0 | 0 | 0 | 0 | 0 | 0 | 0 | 0 | 0 | 0 | 0 | 0 | 0 | 0 | 0 | 0 | 0 | 0 | 0 | 0 | 0 | 0
F1_Commercial_Restaurant (ID)_Existing_Food Preparation_Natural Gas_Conveyor Oven_E7 | F1 | Commercial | Restaurant (ID) | Existing | Food Preparation | Natural Gas | Conveyor Oven | E7 | CCE | 0 | 0 | 0 | 0 | 0 | 0 | 0 | 0 | 0 | 0 | 0 | 0 | 0 | 0 | 0 | 0 | 0 | 0 | 0 | 0 | 0 | 0 | 0 | 0 | 0 | 0 | 0
F1_Commercial_Restaurant (ID)_Existing_Food Preparation_Natural Gas_Conveyor Oven_E8 | F1 | Commercial | Restaurant (ID) | Existing | Food Preparation | Natural Gas | Conveyor Oven | E8 | CCE | 0 | 0 | 0 | 0 | 0 | 0 | 0 | 0 | 0 | 0 | 0 | 0 | 0 | 0 | 0 | 0 | 0 | 0 | 0 | 0 | 0 | 0 | 0 | 0 | 0 | 0 | 0
F1_Commercial_Restaurant (ID)_Existing_Food Preparation_Natural Gas_Conveyor Oven_E9 | F1 | Commercial | Restaurant (ID) | Existing | Food Preparation | Natural Gas | Conveyor Oven | E9 | CCE | 0 | 0 | 0 | 0 | 0 | 0 | 0 | 0 | 0 | 0 | 0 | 0 | 0 | 0 | 0 | 0 | 0 | 0 | 0 | 0 | 0 | 0 | 0 | 0 | 0 | 0 | 0
F1_Commercial_Restaurant (ID)_Existing_Food Preparation_Natural Gas_Conveyor Oven_E10 | F1 | Commercial | Restaurant (ID) | Existing | Food Preparation | Natural Gas | Conveyor Oven | E10 | CCE | 0 | 0 | 0 | 0 | 0 | 0 | 0 | 0 | 0 | 0 | 0 | 0 | 0 | 0 | 0 | 0 | 0 | 0 | 0 | 0 | 0 | 0 | 0 | 0 | 0 | 0 | 0
F2_Commercial_Restaurant (ID)_Existing_Food Preparation_Natural Gas_Conveyor Oven_E1 | F2 | Commercial | Restaurant (ID) | Existing | Food Preparation | Natural Gas | Conveyor Oven | E1 | TRC BC Ratio | [24 empty] | 1 | 1 | 1 | bar: 2019 to 2042
F2_Commercial_Restaurant (ID)_Existing_Food Preparation_Natural Gas_Conveyor Oven_E2 | F2 | Commercial | Restaurant (ID) | Existing | Food Preparation | Natural Gas | Conveyor Oven | E2 | TRC BC Ratio | 35.7706 | 36.7304 | 37.7853 | 38.9409 | 40.2069 | 41.6817 | 43.1775 | 44.6532 | 46.0769 | 47.5215 | 48.7132 | 49.8443 | 51.0506 | 52.2405 | 53.3294 | 54.3659 | 55.3205 | 56.2695 | 57.2722 | 58.2597 | 59.272 | 60.3195 | 61.3798 | 62.4702 | 63.5801 | 64.7096 | 65.8592
F2_Commercial_Restaurant (ID)_Existing_Food Preparation_Natural Gas_Conveyor Oven_E3 | F2 | Commercial | Restaurant (ID) | Existing | Food Preparation | Natural Gas | Conveyor Oven | E3 | TRC BC Ratio | 0 | 0 | 0 | 0 | 0 | 0 | 0 | 0 | 0 | 0 | 0 | 0 | 0 | 0 | 0 | 0 | 0 | 0 | 0 | 0 | 0 | 0 | 0 | 0 | 0 | 0 | 0
F2_Commercial_Restaurant (ID)_Existing_Food Preparation_Natural Gas_Conveyor Oven_E4 | F2 | Commercial | Restaurant (ID) | Existing | Food Preparation | Natural Gas | Conveyor Oven | E4 | TRC BC Ratio | 0 | 0 | 0 | 0 | 0 | 0 | 0 | 0 | 0 | 0 | 0 | 0 | 0 | 0 | 0 | 0 | 0 | 0 | 0 | 0 | 0 | 0 | 0 | 0 | 0 | 0 | 0
F2_Commercial_Restaurant (ID)_Existing_Food Preparation_Natural Gas_Conveyor Oven_E5 | F2 | Commercial | Restaurant (ID) | Existing | Food Preparation | Natural Gas | Conveyor Oven | E5 | TRC BC Ratio | 0 | 0 | 0 | 0 | 0 | 0 | 0 | 0 | 0 | 0 | 0 | 0 | 0 | 0 | 0 | 0 | 0 | 0 | 0 | 0 | 0 | 0 | 0 | 0 | 0 | 0 | 0
F2_Commercial_Restaurant (ID)_Existing_Food Preparation_Natural Gas_Conveyor Oven_E6 | F2 | Commercial | Restaurant (ID) | Existing | Food Preparation | Natural Gas | Conveyor Oven | E6 | TRC BC Ratio | 0 | 0 | 0 | 0 | 0 | 0 | 0 | 0 | 0 | 0 | 0 | 0 | 0 | 0 | 0 | 0 | 0 | 0 | 0 | 0 | 0 | 0 | 0 | 0 | 0 | 0 | 0
F2_Commercial_Restaurant (ID)_Existing_Food Preparation_Natural Gas_Conveyor Oven_E7 | F2 | Commercial | Restaurant (ID) | Existing | Food Preparation | Natural Gas | Conveyor Oven | E7 | TRC BC Ratio | 0 | 0 | 0 | 0 | 0 | 0 | 0 | 0 | 0 | 0 | 0 | 0 | 0 | 0 | 0 | 0 | 0 | 0 | 0 | 0 | 0 | 0 | 0 | 0 | 0 | 0 | 0
F2_Commercial_Restaurant (ID)_Existing_Food Preparation_Natural Gas_Conveyor Oven_E8 | F2 | Commercial | Restaurant (ID) | Existing | Food Preparation | Natural Gas | Conveyor Oven | E8 | TRC BC Ratio | 0 | 0 | 0 | 0 | 0 | 0 | 0 | 0 | 0 | 0 | 0 | 0 | 0 | 0 | 0 | 0 | 0 | 0 | 0 | 0 | 0 | 0 | 0 | 0 | 0 | 0 | 0
F2_Commercial_Restaurant (ID)_Existing_Food Preparation_Natural Gas_Conveyor Oven_E9 | F2 | Commercial | Restaurant (ID) | Existing | Food Preparation | Natural Gas | Conveyor Oven | E9 | TRC BC Ratio | 0 | 0 | 0 | 0 | 0 | 0 | 0 | 0 | 0 | 0 | 0 | 0 | 0 | 0 | 0 | 0 | 0 | 0 | 0 | 0 | 0 | 0 | 0 | 0 | 0 | 0 | 0
F2_Commercial_Restaurant (ID)_Existing_Food Preparation_Natural Gas_Conveyor Oven_E10 | F2 | Commercial | Restaurant (ID) | Existing | Food Preparation | Natural Gas | Conveyor Oven | E10 | TRC BC Ratio | 0 | 0 | 0 | 0 | 0 | 0 | 0 | 0 | 0 | 0 | 0 | 0 | 0 | 0 | 0 | 0 | 0 | 0 | 0 | 0 | 0 | 0 | 0 | 0 | 0 | 0 | 0
F3_Commercial_Restaurant (ID)_Existing_Food Preparation_Natural Gas_Conveyor Oven_E1 | F3 | Commercial | Restaurant (ID) | Existing | Food Preparation | Natural Gas | Conveyor Oven | E1 | PACT BC Ratio | [24 empty] | 1 | 1 | 1 | bar: 2019 to 2042
F3_Commercial_Restaurant (ID)_Existing_Food Preparation_Natural Gas_Conveyor Oven_E2 | F3 | Commercial | Restaurant (ID) | Existing | Food Preparation | Natural Gas | Conveyor Oven | E2 | PACT BC Ratio | 70.8388 | 72.7397 | 74.8288 | 77.1173 | 79.6244 | 82.545 | 85.5072 | 88.4297 | 91.2492 | 94.1099 | 96.4699 | 98.7099 | 101.0989 | 103.4553 | 105.6118 | 107.6643 | 109.5549 | 111.4342 | 113.42 | 115.3756 | 117.3803 | 119.4547 | 121.5544 | 123.7139 | 125.9118 | 128.1488 | 130.4254
F3_Commercial_Restaurant (ID)_Existing_Food Preparation_Natural Gas_Conveyor Oven_E3 | F3 | Commercial | Restaurant (ID) | Existing | Food Preparation | Natural Gas | Conveyor Oven | E3 | PACT BC Ratio | 0 | 0 | 0 | 0 | 0 | 0 | 0 | 0 | 0 | 0 | 0 | 0 | 0 | 0 | 0 | 0 | 0 | 0 | 0 | 0 | 0 | 0 | 0 | 0 | 0 | 0 | 0
F3_Commercial_Restaurant (ID)_Existing_Food Preparation_Natural Gas_Conveyor Oven_E4 | F3 | Commercial | Restaurant (ID) | Existing | Food Preparation | Natural Gas | Conveyor Oven | E4 | PACT BC Ratio | 0 | 0 | 0 | 0 | 0 | 0 | 0 | 0 | 0 | 0 | 0 | 0 | 0 | 0 | 0 | 0 | 0 | 0 | 0 | 0 | 0 | 0 | 0 | 0 | 0 | 0 | 0
F3_Commercial_Restaurant (ID)_Existing_Food Preparation_Natural Gas_Conveyor Oven_E5 | F3 | Commercial | Restaurant (ID) | Existing | Food Preparation | Natural Gas | Conveyor Oven | E5 | PACT BC Ratio | 0 | 0 | 0 | 0 | 0 | 0 | 0 | 0 | 0 | 0 | 0 | 0 | 0 | 0 | 0 | 0 | 0 | 0 | 0 | 0 | 0 | 0 | 0 | 0 | 0 | 0 | 0
F3_Commercial_Restaurant (ID)_Existing_Food Preparation_Natural Gas_Conveyor Oven_E6 | F3 | Commercial | Restaurant (ID) | Existing | Food Preparation | Natural Gas | Conveyor Oven | E6 | PACT BC Ratio | 0 | 0 | 0 | 0 | 0 | 0 | 0 | 0 | 0 | 0 | 0 | 0 | 0 | 0 | 0 | 0 | 0 | 0 | 0 | 0 | 0 | 0 | 0 | 0 | 0 | 0 | 0
F3_Commercial_Restaurant (ID)_Existing_Food Preparation_Natural Gas_Conveyor Oven_E7 | F3 | Commercial | Restaurant (ID) | Existing | Food Preparation | Natural Gas | Conveyor Oven | E7 | PACT BC Ratio | 0 | 0 | 0 | 0 | 0 | 0 | 0 | 0 | 0 | 0 | 0 | 0 | 0 | 0 | 0 | 0 | 0 | 0 | 0 | 0 | 0 | 0 | 0 | 0 | 0 | 0 | 0
F3_Commercial_Restaurant (ID)_Existing_Food Preparation_Natural Gas_Conveyor Oven_E8 | F3 | Commercial | Restaurant (ID) | Existing | Food Preparation | Natural Gas | Conveyor Oven | E8 | PACT BC Ratio | 0 | 0 | 0 | 0 | 0 | 0 | 0 | 0 | 0 | 0 | 0 | 0 | 0 | 0 | 0 | 0 | 0 | 0 | 0 | 0 | 0 | 0 | 0 | 0 | 0 | 0 | 0
F3_Commercial_Restaurant (ID)_Existing_Food Preparation_Natural Gas_Conveyor Oven_E9 | F3 | Commercial | Restaurant (ID) | Existing | Food Preparation | Natural Gas | Conveyor Oven | E9 | PACT BC Ratio | 0 | 0 | 0 | 0 | 0 | 0 | 0 | 0 | 0 | 0 | 0 | 0 | 0 | 0 | 0 | 0 | 0 | 0 | 0 | 0 | 0 | 0 | 0 | 0 | 0 | 0 | 0
F3_Commercial_Restaurant (ID)_Existing_Food Preparation_Natural Gas_Conveyor Oven_E10 | F3 | Commercial | Restaurant (ID) | Existing | Food Preparation | Natural Gas | Conveyor Oven | E10 | PACT BC Ratio | 0 | 0 | 0 | 0 | 0 | 0 | 0 | 0 | 0 | 0 | 0 | 0 | 0 | 0 | 0 | 0 | 0 | 0 | 0 | 0 | 0 | 0 | 0 | 0 | 0 | 0 | 0
F4_Commercial_Restaurant (ID)_Existing_Food Preparation_Natural Gas_Conveyor Oven_E1 | F4 | Commercial | Restaurant (ID) | Existing | Food Preparation | Natural Gas | Conveyor Oven | E1 | RVT BC Ratio | [24 empty] | 1 | 1 | 1 | bar: 2019 to 2042
F4_Commercial_Restaurant (ID)_Existing_Food Preparation_Natural Gas_Conveyor Oven_E2 | F4 | Commercial | Restaurant (ID) | Existing | Food Preparation | Natural Gas | Conveyor Oven | E2 | RVT BC Ratio | 50.1663 | 51.2298 | 52.3864 | 53.64 | 54.9991 | 56.6001 | 58.1666 | 59.658 | 61.025 | 62.3688 | 63.7736 | 65.0847 | 66.4804 | 67.8386 | 69.0468 | 70.1676 | 71.1612 | 72.1266 | 73.1408 | 74.1111 | 75.0887 | 76.4085 | 77.7444 | 79.1184 | 80.5168 | 81.9401 | 83.3886
F4_Commercial_Restaurant (ID)_Existing_Food Preparation_Natural Gas_Conveyor Oven_E3 | F4 | Commercial | Restaurant (ID) | Existing | Food Preparation | Natural Gas | Conveyor Oven | E3 | RVT BC Ratio | 0 | 0 | 0 | 0 | 0 | 0 | 0 | 0 | 0 | 0 | 0 | 0 | 0 | 0 | 0 | 0 | 0 | 0 | 0 | 0 | 0 | 0 | 0 | 0 | 0 | 0 | 0
F4_Commercial_Restaurant (ID)_Existing_Food Preparation_Natural Gas_Conveyor Oven_E4 | F4 | Commercial | Restaurant (ID) | Existing | Food Preparation | Natural Gas | Conveyor Oven | E4 | RVT BC Ratio | 0 | 0 | 0 | 0 | 0 | 0 | 0 | 0 | 0 | 0 | 0 | 0 | 0 | 0 | 0 | 0 | 0 | 0 | 0 | 0 | 0 | 0 | 0 | 0 | 0 | 0 | 0
F4_Commercial_Restaurant (ID)_Existing_Food Preparation_Natural Gas_Conveyor Oven_E5 | F4 | Commercial | Restaurant (ID) | Existing | Food Preparation | Natural Gas | Conveyor Oven | E5 | RVT BC Ratio | 0 | 0 | 0 | 0 | 0 | 0 | 0 | 0 | 0 | 0 | 0 | 0 | 0 | 0 | 0 | 0 | 0 | 0 | 0 | 0 | 0 | 0 | 0 | 0 | 0 | 0 | 0
F4_Commercial_Restaurant (ID)_Existing_Food Preparation_Natural Gas_Conveyor Oven_E6 | F4 | Commercial | Restaurant (ID) | Existing | Food Preparation | Natural Gas | Conveyor Oven | E6 | RVT BC Ratio | 0 | 0 | 0 | 0 | 0 | 0 | 0 | 0 | 0 | 0 | 0 | 0 | 0 | 0 | 0 | 0 | 0 | 0 | 0 | 0 | 0 | 0 | 0 | 0 | 0 | 0 | 0
F4_Commercial_Restaurant (ID)_Existing_Food Preparation_Natural Gas_Conveyor Oven_E7 | F4 | Commercial | Restaurant (ID) | Existing | Food Preparation | Natural Gas | Conveyor Oven | E7 | RVT BC Ratio | 0 | 0 | 0 | 0 | 0 | 0 | 0 | 0 | 0 | 0 | 0 | 0 | 0 | 0 | 0 | 0 | 0 | 0 | 0 | 0 | 0 | 0 | 0 | 0 | 0 | 0 | 0
F4_Commercial_Restaurant (ID)_Existing_Food Preparation_Natural Gas_Conveyor Oven_E8 | F4 | Commercial | Restaurant (ID) | Existing | Food Preparation | Natural Gas | Conveyor Oven | E8 | RVT BC Ratio | 0 | 0 | 0 | 0 | 0 | 0 | 0 | 0 | 0 | 0 | 0 | 0 | 0 | 0 | 0 | 0 | 0 | 0 | 0 | 0 | 0 | 0 | 0 | 0 | 0 | 0 | 0
F4_Commercial_Restaurant (ID)_Existing_Food Preparation_Natural Gas_Conveyor Oven_E9 | F4 | Commercial | Restaurant (ID) | Existing | Food Preparation | Natural Gas | Conveyor Oven | E9 | RVT BC Ratio | 0 | 0 | 0 | 0 | 0 | 0 | 0 | 0 | 0 | 0 | 0 | 0 | 0 | 0 | 0 | 0 | 0 | 0 | 0 | 0 | 0 | 0 | 0 | 0 | 0 | 0 | 0
F4_Commercial_Restaurant (ID)_Existing_Food Preparation_Natural Gas_Conveyor Oven_E10 | F4 | Commercial | Restaurant (ID) | Existing | Food Preparation | Natural Gas | Conveyor Oven | E10 | RVT BC Ratio | 0 | 0 | 0 | 0 | 0 | 0 | 0 | 0 | 0 | 0 | 0 | 0 | 0 | 0 | 0 | 0 | 0 | 0 | 0 | 0 | 0 | 0 | 0 | 0 | 0 | 0 | 0
F5_Commercial_Restaurant (ID)_Existing_Food Preparation_Natural Gas_Conveyor Oven_E1 | F5 | Commercial | Restaurant (ID) | Existing | Food Preparation | Natural Gas | Conveyor Oven | E1 | RIM BC Ratio | [24 empty] | 1 | 1 | 1 | bar: 2019 to 2042
F5_Commercial_Restaurant (ID)_Existing_Food Preparation_Natural Gas_Conveyor Oven_E2 | F5 | Commercial | Restaurant (ID) | Existing | Food Preparation | Natural Gas | Conveyor Oven | E2 | RIM BC Ratio | 0.85225 | 0.85702 | 0.86225 | 0.86793 | 0.87408 | 0.8806 | 0.88772 | 0.89518 | 0.9031 | 0.91141 | 0.91375 | 0.91619 | 0.91872 | 0.92137 | 0.92416 | 0.92712 | 0.93026 | 0.93359 | 0.93709 | 0.9408 | 0.94472 | 0.94485 | 0.94498 | 0.94511 | 0.94523 | 0.94536 | 0.94548
F5_Commercial_Restaurant (ID)_Existing_Food Preparation_Natural Gas_Conveyor Oven_E3 | F5 | Commercial | Restaurant (ID) | Existing | Food Preparation | Natural Gas | Conveyor Oven | E3 | RIM BC Ratio | 0 | 0 | 0 | 0 | 0 | 0 | 0 | 0 | 0 | 0 | 0 | 0 | 0 | 0 | 0 | 0 | 0 | 0 | 0 | 0 | 0 | 0 | 0 | 0 | 0 | 0 | 0
F5_Commercial_Restaurant (ID)_Existing_Food Preparation_Natural Gas_Conveyor Oven_E4 | F5 | Commercial | Restaurant (ID) | Existing | Food Preparation | Natural Gas | Conveyor Oven | E4 | RIM BC Ratio | 0 | 0 | 0 | 0 | 0 | 0 | 0 | 0 | 0 | 0 | 0 | 0 | 0 | 0 | 0 | 0 | 0 | 0 | 0 | 0 | 0 | 0 | 0 | 0 | 0 | 0 | 0
F5_Commercial_Restaurant (ID)_Existing_Food Preparation_Natural Gas_Conveyor Oven_E5 | F5 | Commercial | Restaurant (ID) | Existing | Food Preparation | Natural Gas | Conveyor Oven | E5 | RIM BC Ratio | 0 | 0 | 0 | 0 | 0 | 0 | 0 | 0 | 0 | 0 | 0 | 0 | 0 | 0 | 0 | 0 | 0 | 0 | 0 | 0 | 0 | 0 | 0 | 0 | 0 | 0 | 0
F5_Commercial_Restaurant (ID)_Existing_Food Preparation_Natural Gas_Conveyor Oven_E6 | F5 | Commercial | Restaurant (ID) | Existing | Food Preparation | Natural Gas | Conveyor Oven | E6 | RIM BC Ratio | 0 | 0 | 0 | 0 | 0 | 0 | 0 | 0 | 0 | 0 | 0 | 0 | 0 | 0 | 0 | 0 | 0 | 0 | 0 | 0 | 0 | 0 | 0 | 0 | 0 | 0 | 0
F5_Commercial_Restaurant (ID)_Existing_Food Preparation_Natural Gas_Conveyor Oven_E7 | F5 | Commercial | Restaurant (ID) | Existing | Food Preparation | Natural Gas | Conveyor Oven | E7 | RIM BC Ratio | 0 | 0 | 0 | 0 | 0 | 0 | 0 | 0 | 0 | 0 | 0 | 0 | 0 | 0 | 0 | 0 | 0 | 0 | 0 | 0 | 0 | 0 | 0 | 0 | 0 | 0 | 0
F5_Commercial_Restaurant (ID)_Existing_Food Preparation_Natural Gas_Conveyor Oven_E8 | F5 | Commercial | Restaurant (ID) | Existing | Food Preparation | Natural Gas | Conveyor Oven | E8 | RIM BC Ratio | 0 | 0 | 0 | 0 | 0 | 0 | 0 | 0 | 0 | 0 | 0 | 0 | 0 | 0 | 0 | 0 | 0 | 0 | 0 | 0 | 0 | 0 | 0 | 0 | 0 | 0 | 0
F5_Commercial_Restaurant (ID)_Existing_Food Preparation_Natural Gas_Conveyor Oven_E9 | F5 | Commercial | Restaurant (ID) | Existing | Food Preparation | Natural Gas | Conveyor Oven | E9 | RIM BC Ratio | 0 | 0 | 0 | 0 | 0 | 0 | 0 | 0 | 0 | 0 | 0 | 0 | 0 | 0 | 0 | 0 | 0 | 0 | 0 | 0 | 0 | 0 | 0 | 0 | 0 | 0 | 0
F5_Commercial_Restaurant (ID)_Existing_Food Preparation_Natural Gas_Conveyor Oven_E10 | F5 | Commercial | Restaurant (ID) | Existing | Food Preparation | Natural Gas | Conveyor Oven | E10 | RIM BC Ratio | 0 | 0 | 0 | 0 | 0 | 0 | 0 | 0 | 0 | 0 | 0 | 0 | 0 | 0 | 0 | 0 | 0 | 0 | 0 | 0 | 0 | 0 | 0 | 0 | 0 | 0 | 0
F0_Commercial_Restaurant (ID)_Existing_Food Preparation_Natural Gas_Double Rack Oven_E0 | F0 | Commercial | Restaurant (ID) | Existing | Food Preparation | Natural Gas | Double Rack Oven | E0 | Economic Unit | FTSC Qualified (>50% Cooking Efficiency) | FTSC Qualified (>50% Cooking Efficiency) | FTSC Qualified (>50% Cooking Efficiency) | FTSC Qualified (>50% Cooking Efficiency) | FTSC Qualified (>50% Cooking Efficiency) | FTSC Qualified (>50% Cooking Efficiency) | FTSC Qualified (>50% Cooking Efficiency) | FTSC Qualified (>50% Cooking Efficiency) | FTSC Qualified (>50% Cooking Efficiency) | FTSC Qualified (>50% Cooking Efficiency) | FTSC Qualified (>50% Cooking Efficiency) | FTSC Qualified (>50% Cooking Efficiency) | FTSC Qualified (>50% Cooking Efficiency) | FTSC Qualified (>50% Cooking Efficiency) | FTSC Qualified (>50% Cooking Efficiency) | FTSC Qualified (>50% Cooking Efficiency) | FTSC Qualified (>50% Cooking Efficiency) | FTSC Qualified (>50% Cooking Efficiency) | FTSC Qualified (>50% Cooking Efficiency) | FTSC Qualified (>50% Cooking Efficiency) | FTSC Qualified (>50% Cooking Efficiency) | FTSC Qualified (>50% Cooking Efficiency) | FTSC Qualified (>50% Cooking Efficiency) | FTSC Qualified (>50% Cooking Efficiency) | FTSC Qualified (>50% Cooking Efficiency) | FTSC Qualified (>50% Cooking Efficiency) | FTSC Qualified (>50% Cooking Efficiency)
F1_Commercial_Restaurant (ID)_Existing_Food Preparation_Natural Gas_Double Rack Oven_E1 | F1 | Commercial | Restaurant (ID) | Existing | Food Preparation | Natural Gas | Double Rack Oven | E1 | CCE | 0 | 0 | 0 | 0 | 0 | 0 | 0 | 0 | 0 | 0 | 0 | 0 | 0 | 0 | 0 | 0 | 0 | 0 | 0 | 0 | 0 | 0 | 0 | 0 | 0 | 0 | 0
F1_Commercial_Restaurant (ID)_Existing_Food Preparation_Natural Gas_Double Rack Oven_E2 | F1 | Commercial | Restaurant (ID) | Existing | Food Preparation | Natural Gas | Double Rack Oven | E2 | CCE | 0.00022521 | 0.00022521 | 0.00022521 | 0.00022521 | 0.00022521 | 0.00022521 | 0.00022521 | 0.00022521 | 0.00022521 | 0.00022521 | 0.00022521 | 0.00022521 | 0.00022521 | 0.00022521 | 0.00022521 | 0.00022521 | 0.00022521 | 0.00022521 | 0.00022521 | 0.00022521 | 0.00022521 | 0.00022521 | 0.00022521 | 0.00022521 | 0.00022521 | 0.00022521 | 0.00022521
F1_Commercial_Restaurant (ID)_Existing_Food Preparation_Natural Gas_Double Rack Oven_E3 | F1 | Commercial | Restaurant (ID) | Existing | Food Preparation | Natural Gas | Double Rack Oven | E3 | CCE | 0 | 0 | 0 | 0 | 0 | 0 | 0 | 0 | 0 | 0 | 0 | 0 | 0 | 0 | 0 | 0 | 0 | 0 | 0 | 0 | 0 | 0 | 0 | 0 | 0 | 0 | 0
F1_Commercial_Restaurant (ID)_Existing_Food Preparation_Natural Gas_Double Rack Oven_E4 | F1 | Commercial | Restaurant (ID) | Existing | Food Preparation | Natural Gas | Double Rack Oven | E4 | CCE | 0 | 0 | 0 | 0 | 0 | 0 | 0 | 0 | 0 | 0 | 0 | 0 | 0 | 0 | 0 | 0 | 0 | 0 | 0 | 0 | 0 | 0 | 0 | 0 | 0 | 0 | 0
F1_Commercial_Restaurant (ID)_Existing_Food Preparation_Natural Gas_Double Rack Oven_E5 | F1 | Commercial | Restaurant (ID) | Existing | Food Preparation | Natural Gas | Double Rack Oven | E5 | CCE | 0 | 0 | 0 | 0 | 0 | 0 | 0 | 0 | 0 | 0 | 0 | 0 | 0 | 0 | 0 | 0 | 0 | 0 | 0 | 0 | 0 | 0 | 0 | 0 | 0 | 0 | 0
F1_Commercial_Restaurant (ID)_Existing_Food Preparation_Natural Gas_Double Rack Oven_E6 | F1 | Commercial | Restaurant (ID) | Existing | Food Preparation | Natural Gas | Double Rack Oven | E6 | CCE | 0 | 0 | 0 | 0 | 0 | 0 | 0 | 0 | 0 | 0 | 0 | 0 | 0 | 0 | 0 | 0 | 0 | 0 | 0 | 0 | 0 | 0 | 0 | 0 | 0 | 0 | 0
F1_Commercial_Restaurant (ID)_Existing_Food Preparation_Natural Gas_Double Rack Oven_E7 | F1 | Commercial | Restaurant (ID) | Existing | Food Preparation | Natural Gas | Double Rack Oven | E7 | CCE | 0 | 0 | 0 | 0 | 0 | 0 | 0 | 0 | 0 | 0 | 0 | 0 | 0 | 0 | 0 | 0 | 0 | 0 | 0 | 0 | 0 | 0 | 0 | 0 | 0 | 0 | 0
F1_Commercial_Restaurant (ID)_Existing_Food Preparation_Natural Gas_Double Rack Oven_E8 | F1 | Commercial | Restaurant (ID) | Existing | Food Preparation | Natural Gas | Double Rack Oven | E8 | CCE | 0 | 0 | 0 | 0 | 0 | 0 | 0 | 0 | 0 | 0 | 0 | 0 | 0 | 0 | 0 | 0 | 0 | 0 | 0 | 0 | 0 | 0 | 0 | 0 | 0 | 0 | 0
F1_Commercial_Restaurant (ID)_Existing_Food Preparation_Natural Gas_Double Rack Oven_E9 | F1 | Commercial | Restaurant (ID) | Existing | Food Preparation | Natural Gas | Double Rack Oven | E9 | CCE | 0 | 0 | 0 | 0 | 0 | 0 | 0 | 0 | 0 | 0 | 0 | 0 | 0 | 0 | 0 | 0 | 0 | 0 | 0 | 0 | 0 | 0 | 0 | 0 | 0 | 0 | 0
F1_Commercial_Restaurant (ID)_Existing_Food Preparation_Natural Gas_Double Rack Oven_E10 | F1 | Commercial | Restaurant (ID) | Existing | Food Preparation | Natural Gas | Double Rack Oven | E10 | CCE | 0 | 0 | 0 | 0 | 0 | 0 | 0 | 0 | 0 | 0 | 0 | 0 | 0 | 0 | 0 | 0 | 0 | 0 | 0 | 0 | 0 | 0 | 0 | 0 | 0 | 0 | 0
F2_Commercial_Restaurant (ID)_Existing_Food Preparation_Natural Gas_Double Rack Oven_E1 | F2 | Commercial | Restaurant (ID) | Existing | Food Preparation | Natural Gas | Double Rack Oven | E1 | TRC BC Ratio | [24 empty] | 1 | 1 | 1 | bar: 2019 to 2042
F2_Commercial_Restaurant (ID)_Existing_Food Preparation_Natural Gas_Double Rack Oven_E2 | F2 | Commercial | Restaurant (ID) | Existing | Food Preparation | Natural Gas | Double Rack Oven | E2 | TRC BC Ratio | 15.8033 | 16.2016 | 16.6735 | 17.2142 | 17.8257 | 18.5697 | 19.3355 | 20.0939 | 20.824 | 21.5643 | 22.1533 | 22.7051 | 23.298 | 23.8784 | 24.3973 | 24.8829 | 25.3184 | 25.7484 | 26.2077 | 26.6557 | 27.1159 | 27.5944 | 28.078 | 28.5768 | 29.0845 | 29.6012 | 30.1271
F2_Commercial_Restaurant (ID)_Existing_Food Preparation_Natural Gas_Double Rack Oven_E3 | F2 | Commercial | Restaurant (ID) | Existing | Food Preparation | Natural Gas | Double Rack Oven | E3 | TRC BC Ratio | 0 | 0 | 0 | 0 | 0 | 0 | 0 | 0 | 0 | 0 | 0 | 0 | 0 | 0 | 0 | 0 | 0 | 0 | 0 | 0 | 0 | 0 | 0 | 0 | 0 | 0 | 0
F2_Commercial_Restaurant (ID)_Existing_Food Preparation_Natural Gas_Double Rack Oven_E4 | F2 | Commercial | Restaurant (ID) | Existing | Food Preparation | Natural Gas | Double Rack Oven | E4 | TRC BC Ratio | 0 | 0 | 0 | 0 | 0 | 0 | 0 | 0 | 0 | 0 | 0 | 0 | 0 | 0 | 0 | 0 | 0 | 0 | 0 | 0 | 0 | 0 | 0 | 0 | 0 | 0 | 0
F2_Commercial_Restaurant (ID)_Existing_Food Preparation_Natural Gas_Double Rack Oven_E5 | F2 | Commercial | Restaurant (ID) | Existing | Food Preparation | Natural Gas | Double Rack Oven | E5 | TRC BC Ratio | 0 | 0 | 0 | 0 | 0 | 0 | 0 | 0 | 0 | 0 | 0 | 0 | 0 | 0 | 0 | 0 | 0 | 0 | 0 | 0 | 0 | 0 | 0 | 0 | 0 | 0 | 0
F2_Commercial_Restaurant (ID)_Existing_Food Preparation_Natural Gas_Double Rack Oven_E6 | F2 | Commercial | Restaurant (ID) | Existing | Food Preparation | Natural Gas | Double Rack Oven | E6 | TRC BC Ratio | 0 | 0 | 0 | 0 | 0 | 0 | 0 | 0 | 0 | 0 | 0 | 0 | 0 | 0 | 0 | 0 | 0 | 0 | 0 | 0 | 0 | 0 | 0 | 0 | 0 | 0 | 0
F2_Commercial_Restaurant (ID)_Existing_Food Preparation_Natural Gas_Double Rack Oven_E7 | F2 | Commercial | Restaurant (ID) | Existing | Food Preparation | Natural Gas | Double Rack Oven | E7 | TRC BC Ratio | 0 | 0 | 0 | 0 | 0 | 0 | 0 | 0 | 0 | 0 | 0 | 0 | 0 | 0 | 0 | 0 | 0 | 0 | 0 | 0 | 0 | 0 | 0 | 0 | 0 | 0 | 0
F2_Commercial_Restaurant (ID)_Existing_Food Preparation_Natural Gas_Double Rack Oven_E8 | F2 | Commercial | Restaurant (ID) | Existing | Food Preparation | Natural Gas | Double Rack Oven | E8 | TRC BC Ratio | 0 | 0 | 0 | 0 | 0 | 0 | 0 | 0 | 0 | 0 | 0 | 0 | 0 | 0 | 0 | 0 | 0 | 0 | 0 | 0 | 0 | 0 | 0 | 0 | 0 | 0 | 0
F2_Commercial_Restaurant (ID)_Existing_Food Preparation_Natural Gas_Double Rack Oven_E9 | F2 | Commercial | Restaurant (ID) | Existing | Food Preparation | Natural Gas | Double Rack Oven | E9 | TRC BC Ratio | 0 | 0 | 0 | 0 | 0 | 0 | 0 | 0 | 0 | 0 | 0 | 0 | 0 | 0 | 0 | 0 | 0 | 0 | 0 | 0 | 0 | 0 | 0 | 0 | 0 | 0 | 0
F2_Commercial_Restaurant (ID)_Existing_Food Preparation_Natural Gas_Double Rack Oven_E10 | F2 | Commercial | Restaurant (ID) | Existing | Food Preparation | Natural Gas | Double Rack Oven | E10 | TRC BC Ratio | 0 | 0 | 0 | 0 | 0 | 0 | 0 | 0 | 0 | 0 | 0 | 0 | 0 | 0 | 0 | 0 | 0 | 0 | 0 | 0 | 0 | 0 | 0 | 0 | 0 | 0 | 0
F3_Commercial_Restaurant (ID)_Existing_Food Preparation_Natural Gas_Double Rack Oven_E1 | F3 | Commercial | Restaurant (ID) | Existing | Food Preparation | Natural Gas | Double Rack Oven | E1 | PACT BC Ratio | [24 empty] | 1 | 1 | 1 | bar: 2019 to 2042
F3_Commercial_Restaurant (ID)_Existing_Food Preparation_Natural Gas_Double Rack Oven_E2 | F3 | Commercial | Restaurant (ID) | Existing | Food Preparation | Natural Gas | Double Rack Oven | E2 | PACT BC Ratio | 31.2963 | 32.0851 | 33.0195 | 34.0904 | 35.3014 | 36.7748 | 38.2914 | 39.7933 | 41.2392 | 42.7052 | 43.8717 | 44.9645 | 46.1386 | 47.288 | 48.3157 | 49.2773 | 50.1398 | 50.9913 | 51.9008 | 52.788 | 53.6994 | 54.647 | 55.6047 | 56.5925 | 57.5979 | 58.6212 | 59.6627
F3_Commercial_Restaurant (ID)_Existing_Food Preparation_Natural Gas_Double Rack Oven_E3 | F3 | Commercial | Restaurant (ID) | Existing | Food Preparation | Natural Gas | Double Rack Oven | E3 | PACT BC Ratio | 0 | 0 | 0 | 0 | 0 | 0 | 0 | 0 | 0 | 0 | 0 | 0 | 0 | 0 | 0 | 0 | 0 | 0 | 0 | 0 | 0 | 0 | 0 | 0 | 0 | 0 | 0
F3_Commercial_Restaurant (ID)_Existing_Food Preparation_Natural Gas_Double Rack Oven_E4 | F3 | Commercial | Restaurant (ID) | Existing | Food Preparation | Natural Gas | Double Rack Oven | E4 | PACT BC Ratio | 0 | 0 | 0 | 0 | 0 | 0 | 0 | 0 | 0 | 0 | 0 | 0 | 0 | 0 | 0 | 0 | 0 | 0 | 0 | 0 | 0 | 0 | 0 | 0 | 0 | 0 | 0
F3_Commercial_Restaurant (ID)_Existing_Food Preparation_Natural Gas_Double Rack Oven_E5 | F3 | Commercial | Restaurant (ID) | Existing | Food Preparation | Natural Gas | Double Rack Oven | E5 | PACT BC Ratio | 0 | 0 | 0 | 0 | 0 | 0 | 0 | 0 | 0 | 0 | 0 | 0 | 0 | 0 | 0 | 0 | 0 | 0 | 0 | 0 | 0 | 0 | 0 | 0 | 0 | 0 | 0
F3_Commercial_Restaurant (ID)_Existing_Food Preparation_Natural Gas_Double Rack Oven_E6 | F3 | Commercial | Restaurant (ID) | Existing | Food Preparation | Natural Gas | Double Rack Oven | E6 | PACT BC Ratio | 0 | 0 | 0 | 0 | 0 | 0 | 0 | 0 | 0 | 0 | 0 | 0 | 0 | 0 | 0 | 0 | 0 | 0 | 0 | 0 | 0 | 0 | 0 | 0 | 0 | 0 | 0
F3_Commercial_Restaurant (ID)_Existing_Food Preparation_Natural Gas_Double Rack Oven_E7 | F3 | Commercial | Restaurant (ID) | Existing | Food Preparation | Natural Gas | Double Rack Oven | E7 | PACT BC Ratio | 0 | 0 | 0 | 0 | 0 | 0 | 0 | 0 | 0 | 0 | 0 | 0 | 0 | 0 | 0 | 0 | 0 | 0 | 0 | 0 | 0 | 0 | 0 | 0 | 0 | 0 | 0
F3_Commercial_Restaurant (ID)_Existing_Food Preparation_Natural Gas_Double Rack Oven_E8 | F3 | Commercial | Restaurant (ID) | Existing | Food Preparation | Natural Gas | Double Rack Oven | E8 | PACT BC Ratio | 0 | 0 | 0 | 0 | 0 | 0 | 0 | 0 | 0 | 0 | 0 | 0 | 0 | 0 | 0 | 0 | 0 | 0 | 0 | 0 | 0 | 0 | 0 | 0 | 0 | 0 | 0
F3_Commercial_Restaurant (ID)_Existing_Food Preparation_Natural Gas_Double Rack Oven_E9 | F3 | Commercial | Restaurant (ID) | Existing | Food Preparation | Natural Gas | Double Rack Oven | E9 | PACT BC Ratio | 0 | 0 | 0 | 0 | 0 | 0 | 0 | 0 | 0 | 0 | 0 | 0 | 0 | 0 | 0 | 0 | 0 | 0 | 0 | 0 | 0 | 0 | 0 | 0 | 0 | 0 | 0
F3_Commercial_Restaurant (ID)_Existing_Food Preparation_Natural Gas_Double Rack Oven_E10 | F3 | Commercial | Restaurant (ID) | Existing | Food Preparation | Natural Gas | Double Rack Oven | E10 | PACT BC Ratio | 0 | 0 | 0 | 0 | 0 | 0 | 0 | 0 | 0 | 0 | 0 | 0 | 0 | 0 | 0 | 0 | 0 | 0 | 0 | 0 | 0 | 0 | 0 | 0 | 0 | 0 | 0
F4_Commercial_Restaurant (ID)_Existing_Food Preparation_Natural Gas_Double Rack Oven_E1 | F4 | Commercial | Restaurant (ID) | Existing | Food Preparation | Natural Gas | Double Rack Oven | E1 | RVT BC Ratio | [24 empty] | 1 | 1 | 1 | bar: 2019 to 2042
F4_Commercial_Restaurant (ID)_Existing_Food Preparation_Natural Gas_Double Rack Oven_E2 | F4 | Commercial | Restaurant (ID) | Existing | Food Preparation | Natural Gas | Double Rack Oven | E2 | RVT BC Ratio | 22.7417 | 23.1636 | 23.6589 | 24.2362 | 24.8976 | 25.7231 | 26.5509 | 27.3369 | 28.0484 | 28.738 | 29.4527 | 30.1022 | 30.7877 | 31.4364 | 31.9941 | 32.4975 | 32.9236 | 33.3303 | 33.7628 | 34.1667 | 34.572 | 35.1749 | 35.7842 | 36.4127 | 37.0524 | 37.7035 | 38.3661
F4_Commercial_Restaurant (ID)_Existing_Food Preparation_Natural Gas_Double Rack Oven_E3 | F4 | Commercial | Restaurant (ID) | Existing | Food Preparation | Natural Gas | Double Rack Oven | E3 | RVT BC Ratio | 0 | 0 | 0 | 0 | 0 | 0 | 0 | 0 | 0 | 0 | 0 | 0 | 0 | 0 | 0 | 0 | 0 | 0 | 0 | 0 | 0 | 0 | 0 | 0 | 0 | 0 | 0
F4_Commercial_Restaurant (ID)_Existing_Food Preparation_Natural Gas_Double Rack Oven_E4 | F4 | Commercial | Restaurant (ID) | Existing | Food Preparation | Natural Gas | Double Rack Oven | E4 | RVT BC Ratio | 0 | 0 | 0 | 0 | 0 | 0 | 0 | 0 | 0 | 0 | 0 | 0 | 0 | 0 | 0 | 0 | 0 | 0 | 0 | 0 | 0 | 0 | 0 | 0 | 0 | 0 | 0
F4_Commercial_Restaurant (ID)_Existing_Food Preparation_Natural Gas_Double Rack Oven_E5 | F4 | Commercial | Restaurant (ID) | Existing | Food Preparation | Natural Gas | Double Rack Oven | E5 | RVT BC Ratio | 0 | 0 | 0 | 0 | 0 | 0 | 0 | 0 | 0 | 0 | 0 | 0 | 0 | 0 | 0 | 0 | 0 | 0 | 0 | 0 | 0 | 0 | 0 | 0 | 0 | 0 | 0
F4_Commercial_Restaurant (ID)_Existing_Food Preparation_Natural Gas_Double Rack Oven_E6 | F4 | Commercial | Restaurant (ID) | Existing | Food Preparation | Natural Gas | Double Rack Oven | E6 | RVT BC Ratio | 0 | 0 | 0 | 0 | 0 | 0 | 0 | 0 | 0 | 0 | 0 | 0 | 0 | 0 | 0 | 0 | 0 | 0 | 0 | 0 | 0 | 0 | 0 | 0 | 0 | 0 | 0
F4_Commercial_Restaurant (ID)_Existing_Food Preparation_Natural Gas_Double Rack Oven_E7 | F4 | Commercial | Restaurant (ID) | Existing | Food Preparation | Natural Gas | Double Rack Oven | E7 | RVT BC Ratio | 0 | 0 | 0 | 0 | 0 | 0 | 0 | 0 | 0 | 0 | 0 | 0 | 0 | 0 | 0 | 0 | 0 | 0 | 0 | 0 | 0 | 0 | 0 | 0 | 0 | 0 | 0
F4_Commercial_Restaurant (ID)_Existing_Food Preparation_Natural Gas_Double Rack Oven_E8 | F4 | Commercial | Restaurant (ID) | Existing | Food Preparation | Natural Gas | Double Rack Oven | E8 | RVT BC Ratio | 0 | 0 | 0 | 0 | 0 | 0 | 0 | 0 | 0 | 0 | 0 | 0 | 0 | 0 | 0 | 0 | 0 | 0 | 0 | 0 | 0 | 0 | 0 | 0 | 0 | 0 | 0
F4_Commercial_Restaurant (ID)_Existing_Food Preparation_Natural Gas_Double Rack Oven_E9 | F4 | Commercial | Restaurant (ID) | Existing | Food Preparation | Natural Gas | Double Rack Oven | E9 | RVT BC Ratio | 0 | 0 | 0 | 0 | 0 | 0 | 0 | 0 | 0 | 0 | 0 | 0 | 0 | 0 | 0 | 0 | 0 | 0 | 0 | 0 | 0 | 0 | 0 | 0 | 0 | 0 | 0
F4_Commercial_Restaurant (ID)_Existing_Food Preparation_Natural Gas_Double Rack Oven_E10 | F4 | Commercial | Restaurant (ID) | Existing | Food Preparation | Natural Gas | Double Rack Oven | E10 | RVT BC Ratio | 0 | 0 | 0 | 0 | 0 | 0 | 0 | 0 | 0 | 0 | 0 | 0 | 0 | 0 | 0 | 0 | 0 | 0 | 0 | 0 | 0 | 0 | 0 | 0 | 0 | 0 | 0
F5_Commercial_Restaurant (ID)_Existing_Food Preparation_Natural Gas_Double Rack Oven_E1 | F5 | Commercial | Restaurant (ID) | Existing | Food Preparation | Natural Gas | Double Rack Oven | E1 | RIM BC Ratio | [24 empty] | 1 | 1 | 1 | bar: 2019 to 2042
F5_Commercial_Restaurant (ID)_Existing_Food Preparation_Natural Gas_Double Rack Oven_E2 | F5 | Commercial | Restaurant (ID) | Existing | Food Preparation | Natural Gas | Double Rack Oven | E2 | RIM BC Ratio | 0.82662 | 0.83215 | 0.8386 | 0.84534 | 0.85231 | 0.85961 | 0.86736 | 0.87565 | 0.88461 | 0.89423 | 0.89651 | 0.89915 | 0.90222 | 0.90573 | 0.90938 | 0.9132 | 0.91724 | 0.9215 | 0.92599 | 0.93075 | 0.93578 | 0.93607 | 0.93634 | 0.93662 | 0.93689 | 0.93716 | 0.93742
F5_Commercial_Restaurant (ID)_Existing_Food Preparation_Natural Gas_Double Rack Oven_E3 | F5 | Commercial | Restaurant (ID) | Existing | Food Preparation | Natural Gas | Double Rack Oven | E3 | RIM BC Ratio | 0 | 0 | 0 | 0 | 0 | 0 | 0 | 0 | 0 | 0 | 0 | 0 | 0 | 0 | 0 | 0 | 0 | 0 | 0 | 0 | 0 | 0 | 0 | 0 | 0 | 0 | 0
F5_Commercial_Restaurant (ID)_Existing_Food Preparation_Natural Gas_Double Rack Oven_E4 | F5 | Commercial | Restaurant (ID) | Existing | Food Preparation | Natural Gas | Double Rack Oven | E4 | RIM BC Ratio | 0 | 0 | 0 | 0 | 0 | 0 | 0 | 0 | 0 | 0 | 0 | 0 | 0 | 0 | 0 | 0 | 0 | 0 | 0 | 0 | 0 | 0 | 0 | 0 | 0 | 0 | 0
F5_Commercial_Restaurant (ID)_Existing_Food Preparation_Natural Gas_Double Rack Oven_E5 | F5 | Commercial | Restaurant (ID) | Existing | Food Preparation | Natural Gas | Double Rack Oven | E5 | RIM BC Ratio | 0 | 0 | 0 | 0 | 0 | 0 | 0 | 0 | 0 | 0 | 0 | 0 | 0 | 0 | 0 | 0 | 0 | 0 | 0 | 0 | 0 | 0 | 0 | 0 | 0 | 0 | 0
F5_Commercial_Restaurant (ID)_Existing_Food Preparation_Natural Gas_Double Rack Oven_E6 | F5 | Commercial | Restaurant (ID) | Existing | Food Preparation | Natural Gas | Double Rack Oven | E6 | RIM BC Ratio | 0 | 0 | 0 | 0 | 0 | 0 | 0 | 0 | 0 | 0 | 0 | 0 | 0 | 0 | 0 | 0 | 0 | 0 | 0 | 0 | 0 | 0 | 0 | 0 | 0 | 0 | 0
F5_Commercial_Restaurant (ID)_Existing_Food Preparation_Natural Gas_Double Rack Oven_E7 | F5 | Commercial | Restaurant (ID) | Existing | Food Preparation | Natural Gas | Double Rack Oven | E7 | RIM BC Ratio | 0 | 0 | 0 | 0 | 0 | 0 | 0 | 0 | 0 | 0 | 0 | 0 | 0 | 0 | 0 | 0 | 0 | 0 | 0 | 0 | 0 | 0 | 0 | 0 | 0 | 0 | 0
F5_Commercial_Restaurant (ID)_Existing_Food Preparation_Natural Gas_Double Rack Oven_E8 | F5 | Commercial | Restaurant (ID) | Existing | Food Preparation | Natural Gas | Double Rack Oven | E8 | RIM BC Ratio | 0 | 0 | 0 | 0 | 0 | 0 | 0 | 0 | 0 | 0 | 0 | 0 | 0 | 0 | 0 | 0 | 0 | 0 | 0 | 0 | 0 | 0 | 0 | 0 | 0 | 0 | 0
F5_Commercial_Restaurant (ID)_Existing_Food Preparation_Natural Gas_Double Rack Oven_E9 | F5 | Commercial | Restaurant (ID) | Existing | Food Preparation | Natural Gas | Double Rack Oven | E9 | RIM BC Ratio | 0 | 0 | 0 | 0 | 0 | 0 | 0 | 0 | 0 | 0 | 0 | 0 | 0 | 0 | 0 | 0 | 0 | 0 | 0 | 0 | 0 | 0 | 0 | 0 | 0 | 0 | 0
F5_Commercial_Restaurant (ID)_Existing_Food Preparation_Natural Gas_Double Rack Oven_E10 | F5 | Commercial | Restaurant (ID) | Existing | Food Preparation | Natural Gas | Double Rack Oven | E10 | RIM BC Ratio | 0 | 0 | 0 | 0 | 0 | 0 | 0 | 0 | 0 | 0 | 0 | 0 | 0 | 0 | 0 | 0 | 0 | 0 | 0 | 0 | 0 | 0 | 0 | 0 | 0 | 0 | 0
F0_Commercial_Restaurant (ID)_Existing_Food Preparation_Natural Gas_Fryer_E0 | F0 | Commercial | Restaurant (ID) | Existing | Food Preparation | Natural Gas | Fryer | E0 | Economic Unit | ENERGY STAR | ENERGY STAR | ENERGY STAR | ENERGY STAR | ENERGY STAR | ENERGY STAR | ENERGY STAR | ENERGY STAR | ENERGY STAR | ENERGY STAR | ENERGY STAR | ENERGY STAR | ENERGY STAR | ENERGY STAR | ENERGY STAR | ENERGY STAR | ENERGY STAR | ENERGY STAR | ENERGY STAR | ENERGY STAR | ENERGY STAR | ENERGY STAR | ENERGY STAR | ENERGY STAR | ENERGY STAR | ENERGY STAR | ENERGY STAR
F1_Commercial_Restaurant (ID)_Existing_Food Preparation_Natural Gas_Fryer_E1 | F1 | Commercial | Restaurant (ID) | Existing | Food Preparation | Natural Gas | Fryer | E1 | CCE | 0 | 0 | 0 | 0 | 0 | 0 | 0 | 0 | 0 | 0 | 0 | 0 | 0 | 0 | 0 | 0 | 0 | 0 | 0 | 0 | 0 | 0 | 0 | 0 | 0 | 0 | 0
F1_Commercial_Restaurant (ID)_Existing_Food Preparation_Natural Gas_Fryer_E2 | F1 | Commercial | Restaurant (ID) | Existing | Food Preparation | Natural Gas | Fryer | E2 | CCE | 0.0029653 | 0.0029653 | 0.0029653 | 0.0029653 | 0.0029653 | 0.0029653 | 0.0029653 | 0.0029653 | 0.0029653 | 0.0029653 | 0.0029653 | 0.0029653 | 0.0029653 | 0.0029653 | 0.0029653 | 0.0029653 | 0.0029653 | 0.0029653 | 0.0029653 | 0.0029653 | 0.0029653 | 0.0029653 | 0.0029653 | 0.0029653 | 0.0029653 | 0.0029653 | 0.0029653
F1_Commercial_Restaurant (ID)_Existing_Food Preparation_Natural Gas_Fryer_E3 | F1 | Commercial | Restaurant (ID) | Existing | Food Preparation | Natural Gas | Fryer | E3 | CCE | 0 | 0 | 0 | 0 | 0 | 0 | 0 | 0 | 0 | 0 | 0 | 0 | 0 | 0 | 0 | 0 | 0 | 0 | 0 | 0 | 0 | 0 | 0 | 0 | 0 | 0 | 0
F1_Commercial_Restaurant (ID)_Existing_Food Preparation_Natural Gas_Fryer_E4 | F1 | Commercial | Restaurant (ID) | Existing | Food Preparation | Natural Gas | Fryer | E4 | CCE | 0 | 0 | 0 | 0 | 0 | 0 | 0 | 0 | 0 | 0 | 0 | 0 | 0 | 0 | 0 | 0 | 0 | 0 | 0 | 0 | 0 | 0 | 0 | 0 | 0 | 0 | 0
F1_Commercial_Restaurant (ID)_Existing_Food Preparation_Natural Gas_Fryer_E5 | F1 | Commercial | Restaurant (ID) | Existing | Food Preparation | Natural Gas | Fryer | E5 | CCE | 0 | 0 | 0 | 0 | 0 | 0 | 0 | 0 | 0 | 0 | 0 | 0 | 0 | 0 | 0 | 0 | 0 | 0 | 0 | 0 | 0 | 0 | 0 | 0 | 0 | 0 | 0
F1_Commercial_Restaurant (ID)_Existing_Food Preparation_Natural Gas_Fryer_E6 | F1 | Commercial | Restaurant (ID) | Existing | Food Preparation | Natural Gas | Fryer | E6 | CCE | 0 | 0 | 0 | 0 | 0 | 0 | 0 | 0 | 0 | 0 | 0 | 0 | 0 | 0 | 0 | 0 | 0 | 0 | 0 | 0 | 0 | 0 | 0 | 0 | 0 | 0 | 0
F1_Commercial_Restaurant (ID)_Existing_Food Preparation_Natural Gas_Fryer_E7 | F1 | Commercial | Restaurant (ID) | Existing | Food Preparation | Natural Gas | Fryer | E7 | CCE | 0 | 0 | 0 | 0 | 0 | 0 | 0 | 0 | 0 | 0 | 0 | 0 | 0 | 0 | 0 | 0 | 0 | 0 | 0 | 0 | 0 | 0 | 0 | 0 | 0 | 0 | 0
F1_Commercial_Restaurant (ID)_Existing_Food Preparation_Natural Gas_Fryer_E8 | F1 | Commercial | Restaurant (ID) | Existing | Food Preparation | Natural Gas | Fryer | E8 | CCE | 0 | 0 | 0 | 0 | 0 | 0 | 0 | 0 | 0 | 0 | 0 | 0 | 0 | 0 | 0 | 0 | 0 | 0 | 0 | 0 | 0 | 0 | 0 | 0 | 0 | 0 | 0
F1_Commercial_Restaurant (ID)_Existing_Food Preparation_Natural Gas_Fryer_E9 | F1 | Commercial | Restaurant (ID) | Existing | Food Preparation | Natural Gas | Fryer | E9 | CCE | 0 | 0 | 0 | 0 | 0 | 0 | 0 | 0 | 0 | 0 | 0 | 0 | 0 | 0 | 0 | 0 | 0 | 0 | 0 | 0 | 0 | 0 | 0 | 0 | 0 | 0 | 0
F1_Commercial_Restaurant (ID)_Existing_Food Preparation_Natural Gas_Fryer_E10 | F1 | Commercial | Restaurant (ID) | Existing | Food Preparation | Natural Gas | Fryer | E10 | CCE | 0 | 0 | 0 | 0 | 0 | 0 | 0 | 0 | 0 | 0 | 0 | 0 | 0 | 0 | 0 | 0 | 0 | 0 | 0 | 0 | 0 | 0 | 0 | 0 | 0 | 0 | 0
F2_Commercial_Restaurant (ID)_Existing_Food Preparation_Natural Gas_Fryer_E1 | F2 | Commercial | Restaurant (ID) | Existing | Food Preparation | Natural Gas | Fryer | E1 | TRC BC Ratio | [24 empty] | 1 | 1 | 1 | bar: 2019 to 2042
F2_Commercial_Restaurant (ID)_Existing_Food Preparation_Natural Gas_Fryer_E2 | F2 | Commercial | Restaurant (ID) | Existing | Food Preparation | Natural Gas | Fryer | E2 | TRC BC Ratio | 1.2503 | 1.2832 | 1.32 | 1.3613 | 1.4073 | 1.4617 | 1.5171 | 1.5717 | 1.6241 | 1.6774 | 1.7207 | 1.7616 | 1.8054 | 1.8484 | 1.8875 | 1.9245 | 1.9583 | 1.9917 | 2.0273 | 2.0621 | 2.0979 | 2.1349 | 2.1724 | 2.211 | 2.2503 | 2.2903 | 2.3309
F2_Commercial_Restaurant (ID)_Existing_Food Preparation_Natural Gas_Fryer_E3 | F2 | Commercial | Restaurant (ID) | Existing | Food Preparation | Natural Gas | Fryer | E3 | TRC BC Ratio | 0 | 0 | 0 | 0 | 0 | 0 | 0 | 0 | 0 | 0 | 0 | 0 | 0 | 0 | 0 | 0 | 0 | 0 | 0 | 0 | 0 | 0 | 0 | 0 | 0 | 0 | 0
F2_Commercial_Restaurant (ID)_Existing_Food Preparation_Natural Gas_Fryer_E4 | F2 | Commercial | Restaurant (ID) | Existing | Food Preparation | Natural Gas | Fryer | E4 | TRC BC Ratio | 0 | 0 | 0 | 0 | 0 | 0 | 0 | 0 | 0 | 0 | 0 | 0 | 0 | 0 | 0 | 0 | 0 | 0 | 0 | 0 | 0 | 0 | 0 | 0 | 0 | 0 | 0
F2_Commercial_Restaurant (ID)_Existing_Food Preparation_Natural Gas_Fryer_E5 | F2 | Commercial | Restaurant (ID) | Existing | Food Preparation | Natural Gas | Fryer | E5 | TRC BC Ratio | 0 | 0 | 0 | 0 | 0 | 0 | 0 | 0 | 0 | 0 | 0 | 0 | 0 | 0 | 0 | 0 | 0 | 0 | 0 | 0 | 0 | 0 | 0 | 0 | 0 | 0 | 0
F2_Commercial_Restaurant (ID)_Existing_Food Preparation_Natural Gas_Fryer_E6 | F2 | Commercial | Restaurant (ID) | Existing | Food Preparation | Natural Gas | Fryer | E6 | TRC BC Ratio | 0 | 0 | 0 | 0 | 0 | 0 | 0 | 0 | 0 | 0 | 0 | 0 | 0 | 0 | 0 | 0 | 0 | 0 | 0 | 0 | 0 | 0 | 0 | 0 | 0 | 0 | 0
F2_Commercial_Restaurant (ID)_Existing_Food Preparation_Natural Gas_Fryer_E7 | F2 | Commercial | Restaurant (ID) | Existing | Food Preparation | Natural Gas | Fryer | E7 | TRC BC Ratio | 0 | 0 | 0 | 0 | 0 | 0 | 0 | 0 | 0 | 0 | 0 | 0 | 0 | 0 | 0 | 0 | 0 | 0 | 0 | 0 | 0 | 0 | 0 | 0 | 0 | 0 | 0
F2_Commercial_Restaurant (ID)_Existing_Food Preparation_Natural Gas_Fryer_E8 | F2 | Commercial | Restaurant (ID) | Existing | Food Preparation | Natural Gas | Fryer | E8 | TRC BC Ratio | 0 | 0 | 0 | 0 | 0 | 0 | 0 | 0 | 0 | 0 | 0 | 0 | 0 | 0 | 0 | 0 | 0 | 0 | 0 | 0 | 0 | 0 | 0 | 0 | 0 | 0 | 0
F2_Commercial_Restaurant (ID)_Existing_Food Preparation_Natural Gas_Fryer_E9 | F2 | Commercial | Restaurant (ID) | Existing | Food Preparation | Natural Gas | Fryer | E9 | TRC BC Ratio | 0 | 0 | 0 | 0 | 0 | 0 | 0 | 0 | 0 | 0 | 0 | 0 | 0 | 0 | 0 | 0 | 0 | 0 | 0 | 0 | 0 | 0 | 0 | 0 | 0 | 0 | 0
F2_Commercial_Restaurant (ID)_Existing_Food Preparation_Natural Gas_Fryer_E10 | F2 | Commercial | Restaurant (ID) | Existing | Food Preparation | Natural Gas | Fryer | E10 | TRC BC Ratio | 0 | 0 | 0 | 0 | 0 | 0 | 0 | 0 | 0 | 0 | 0 | 0 | 0 | 0 | 0 | 0 | 0 | 0 | 0 | 0 | 0 | 0 | 0 | 0 | 0 | 0 | 0
F3_Commercial_Restaurant (ID)_Existing_Food Preparation_Natural Gas_Fryer_E1 | F3 | Commercial | Restaurant (ID) | Existing | Food Preparation | Natural Gas | Fryer | E1 | PACT BC Ratio | [24 empty] | 1 | 1 | 1 | bar: 2019 to 2042
F3_Commercial_Restaurant (ID)_Existing_Food Preparation_Natural Gas_Fryer_E2 | F3 | Commercial | Restaurant (ID) | Existing | Food Preparation | Natural Gas | Fryer | E2 | PACT BC Ratio | 2.4761 | 2.5412 | 2.6142 | 2.6959 | 2.787 | 2.8947 | 3.0044 | 3.1124 | 3.2164 | 3.3218 | 3.4077 | 3.4887 | 3.5754 | 3.6606 | 3.738 | 3.8112 | 3.8781 | 3.9444 | 4.0147 | 4.0837 | 4.1545 | 4.2279 | 4.3021 | 4.3786 | 4.4564 | 4.5355 | 4.6161
F3_Commercial_Restaurant (ID)_Existing_Food Preparation_Natural Gas_Fryer_E3 | F3 | Commercial | Restaurant (ID) | Existing | Food Preparation | Natural Gas | Fryer | E3 | PACT BC Ratio | 0 | 0 | 0 | 0 | 0 | 0 | 0 | 0 | 0 | 0 | 0 | 0 | 0 | 0 | 0 | 0 | 0 | 0 | 0 | 0 | 0 | 0 | 0 | 0 | 0 | 0 | 0
F3_Commercial_Restaurant (ID)_Existing_Food Preparation_Natural Gas_Fryer_E4 | F3 | Commercial | Restaurant (ID) | Existing | Food Preparation | Natural Gas | Fryer | E4 | PACT BC Ratio | 0 | 0 | 0 | 0 | 0 | 0 | 0 | 0 | 0 | 0 | 0 | 0 | 0 | 0 | 0 | 0 | 0 | 0 | 0 | 0 | 0 | 0 | 0 | 0 | 0 | 0 | 0
F3_Commercial_Restaurant (ID)_Existing_Food Preparation_Natural Gas_Fryer_E5 | F3 | Commercial | Restaurant (ID) | Existing | Food Preparation | Natural Gas | Fryer | E5 | PACT BC Ratio | 0 | 0 | 0 | 0 | 0 | 0 | 0 | 0 | 0 | 0 | 0 | 0 | 0 | 0 | 0 | 0 | 0 | 0 | 0 | 0 | 0 | 0 | 0 | 0 | 0 | 0 | 0
F3_Commercial_Restaurant (ID)_Existing_Food Preparation_Natural Gas_Fryer_E6 | F3 | Commercial | Restaurant (ID) | Existing | Food Preparation | Natural Gas | Fryer | E6 | PACT BC Ratio | 0 | 0 | 0 | 0 | 0 | 0 | 0 | 0 | 0 | 0 | 0 | 0 | 0 | 0 | 0 | 0 | 0 | 0 | 0 | 0 | 0 | 0 | 0 | 0 | 0 | 0 | 0
F3_Commercial_Restaurant (ID)_Existing_Food Preparation_Natural Gas_Fryer_E7 | F3 | Commercial | Restaurant (ID) | Existing | Food Preparation | Natural Gas | Fryer | E7 | PACT BC Ratio | 0 | 0 | 0 | 0 | 0 | 0 | 0 | 0 | 0 | 0 | 0 | 0 | 0 | 0 | 0 | 0 | 0 | 0 | 0 | 0 | 0 | 0 | 0 | 0 | 0 | 0 | 0
F3_Commercial_Restaurant (ID)_Existing_Food Preparation_Natural Gas_Fryer_E8 | F3 | Commercial | Restaurant (ID) | Existing | Food Preparation | Natural Gas | Fryer | E8 | PACT BC Ratio | 0 | 0 | 0 | 0 | 0 | 0 | 0 | 0 | 0 | 0 | 0 | 0 | 0 | 0 | 0 | 0 | 0 | 0 | 0 | 0 | 0 | 0 | 0 | 0 | 0 | 0 | 0
F3_Commercial_Restaurant (ID)_Existing_Food Preparation_Natural Gas_Fryer_E9 | F3 | Commercial | Restaurant (ID) | Existing | Food Preparation | Natural Gas | Fryer | E9 | PACT BC Ratio | 0 | 0 | 0 | 0 | 0 | 0 | 0 | 0 | 0 | 0 | 0 | 0 | 0 | 0 | 0 | 0 | 0 | 0 | 0 | 0 | 0 | 0 | 0 | 0 | 0 | 0 | 0
F3_Commercial_Restaurant (ID)_Existing_Food Preparation_Natural Gas_Fryer_E10 | F3 | Commercial | Restaurant (ID) | Existing | Food Preparation | Natural Gas | Fryer | E10 | PACT BC Ratio | 0 | 0 | 0 | 0 | 0 | 0 | 0 | 0 | 0 | 0 | 0 | 0 | 0 | 0 | 0 | 0 | 0 | 0 | 0 | 0 | 0 | 0 | 0 | 0 | 0 | 0 | 0
F4_Commercial_Restaurant (ID)_Existing_Food Preparation_Natural Gas_Fryer_E1 | F4 | Commercial | Restaurant (ID) | Existing | Food Preparation | Natural Gas | Fryer | E1 | RVT BC Ratio | [24 empty] | 1 | 1 | 1 | bar: 2019 to 2042
F4_Commercial_Restaurant (ID)_Existing_Food Preparation_Natural Gas_Fryer_E2 | F4 | Commercial | Restaurant (ID) | Existing | Food Preparation | Natural Gas | Fryer | E2 | RVT BC Ratio | 2.155 | 2.1902 | 2.2298 | 2.2742 | 2.3237 | 2.3836 | 2.4431 | 2.4993 | 2.5502 | 2.5998 | 2.6512 | 2.6983 | 2.7487 | 2.7974 | 2.8403 | 2.8797 | 2.9142 | 2.9474 | 2.9825 | 3.0158 | 3.0492 | 3.0959 | 3.1432 | 3.1918 | 3.2413 | 3.2917 | 3.3429
F4_Commercial_Restaurant (ID)_Existing_Food Preparation_Natural Gas_Fryer_E3 | F4 | Commercial | Restaurant (ID) | Existing | Food Preparation | Natural Gas | Fryer | E3 | RVT BC Ratio | 0 | 0 | 0 | 0 | 0 | 0 | 0 | 0 | 0 | 0 | 0 | 0 | 0 | 0 | 0 | 0 | 0 | 0 | 0 | 0 | 0 | 0 | 0 | 0 | 0 | 0 | 0
F4_Commercial_Restaurant (ID)_Existing_Food Preparation_Natural Gas_Fryer_E4 | F4 | Commercial | Restaurant (ID) | Existing | Food Preparation | Natural Gas | Fryer | E4 | RVT BC Ratio | 0 | 0 | 0 | 0 | 0 | 0 | 0 | 0 | 0 | 0 | 0 | 0 | 0 | 0 | 0 | 0 | 0 | 0 | 0 | 0 | 0 | 0 | 0 | 0 | 0 | 0 | 0
F4_Commercial_Restaurant (ID)_Existing_Food Preparation_Natural Gas_Fryer_E5 | F4 | Commercial | Restaurant (ID) | Existing | Food Preparation | Natural Gas | Fryer | E5 | RVT BC Ratio | 0 | 0 | 0 | 0 | 0 | 0 | 0 | 0 | 0 | 0 | 0 | 0 | 0 | 0 | 0 | 0 | 0 | 0 | 0 | 0 | 0 | 0 | 0 | 0 | 0 | 0 | 0
F4_Commercial_Restaurant (ID)_Existing_Food Preparation_Natural Gas_Fryer_E6 | F4 | Commercial | Restaurant (ID) | Existing | Food Preparation | Natural Gas | Fryer | E6 | RVT BC Ratio | 0 | 0 | 0 | 0 | 0 | 0 | 0 | 0 | 0 | 0 | 0 | 0 | 0 | 0 | 0 | 0 | 0 | 0 | 0 | 0 | 0 | 0 | 0 | 0 | 0 | 0 | 0
F4_Commercial_Restaurant (ID)_Existing_Food Preparation_Natural Gas_Fryer_E7 | F4 | Commercial | Restaurant (ID) | Existing | Food Preparation | Natural Gas | Fryer | E7 | RVT BC Ratio | 0 | 0 | 0 | 0 | 0 | 0 | 0 | 0 | 0 | 0 | 0 | 0 | 0 | 0 | 0 | 0 | 0 | 0 | 0 | 0 | 0 | 0 | 0 | 0 | 0 | 0 | 0
F4_Commercial_Restaurant (ID)_Existing_Food Preparation_Natural Gas_Fryer_E8 | F4 | Commercial | Restaurant (ID) | Existing | Food Preparation | Natural Gas | Fryer | E8 | RVT BC Ratio | 0 | 0 | 0 | 0 | 0 | 0 | 0 | 0 | 0 | 0 | 0 | 0 | 0 | 0 | 0 | 0 | 0 | 0 | 0 | 0 | 0 | 0 | 0 | 0 | 0 | 0 | 0
F4_Commercial_Restaurant (ID)_Existing_Food Preparation_Natural Gas_Fryer_E9 | F4 | Commercial | Restaurant (ID) | Existing | Food Preparation | Natural Gas | Fryer | E9 | RVT BC Ratio | 0 | 0 | 0 | 0 | 0 | 0 | 0 | 0 | 0 | 0 | 0 | 0 | 0 | 0 | 0 | 0 | 0 | 0 | 0 | 0 | 0 | 0 | 0 | 0 | 0 | 0 | 0
F4_Commercial_Restaurant (ID)_Existing_Food Preparation_Natural Gas_Fryer_E10 | F4 | Commercial | Restaurant (ID) | Existing | Food Preparation | Natural Gas | Fryer | E10 | RVT BC Ratio | 0 | 0 | 0 | 0 | 0 | 0 | 0 | 0 | 0 | 0 | 0 | 0 | 0 | 0 | 0 | 0 | 0 | 0 | 0 | 0 | 0 | 0 | 0 | 0 | 0 | 0 | 0
F5_Commercial_Restaurant (ID)_Existing_Food Preparation_Natural Gas_Fryer_E1 | F5 | Commercial | Restaurant (ID) | Existing | Food Preparation | Natural Gas | Fryer | E1 | RIM BC Ratio | [24 empty] | 1 | 1 | 1 | bar: 2019 to 2042
F5_Commercial_Restaurant (ID)_Existing_Food Preparation_Natural Gas_Fryer_E2 | F5 | Commercial | Restaurant (ID) | Existing | Food Preparation | Natural Gas | Fryer | E2 | RIM BC Ratio | 0.6371 | 0.64422 | 0.65193 | 0.66025 | 0.66915 | 0.6789 | 0.68878 | 0.6987 | 0.70866 | 0.71892 | 0.72421 | 0.72937 | 0.73473 | 0.74001 | 0.745 | 0.74987 | 0.75459 | 0.75939 | 0.76441 | 0.7695 | 0.77477 | 0.77729 | 0.77976 | 0.78224 | 0.78468 | 0.7871 | 0.7895
F5_Commercial_Restaurant (ID)_Existing_Food Preparation_Natural Gas_Fryer_E3 | F5 | Commercial | Restaurant (ID) | Existing | Food Preparation | Natural Gas | Fryer | E3 | RIM BC Ratio | 0 | 0 | 0 | 0 | 0 | 0 | 0 | 0 | 0 | 0 | 0 | 0 | 0 | 0 | 0 | 0 | 0 | 0 | 0 | 0 | 0 | 0 | 0 | 0 | 0 | 0 | 0
F5_Commercial_Restaurant (ID)_Existing_Food Preparation_Natural Gas_Fryer_E4 | F5 | Commercial | Restaurant (ID) | Existing | Food Preparation | Natural Gas | Fryer | E4 | RIM BC Ratio | 0 | 0 | 0 | 0 | 0 | 0 | 0 | 0 | 0 | 0 | 0 | 0 | 0 | 0 | 0 | 0 | 0 | 0 | 0 | 0 | 0 | 0 | 0 | 0 | 0 | 0 | 0
F5_Commercial_Restaurant (ID)_Existing_Food Preparation_Natural Gas_Fryer_E5 | F5 | Commercial | Restaurant (ID) | Existing | Food Preparation | Natural Gas | Fryer | E5 | RIM BC Ratio | 0 | 0 | 0 | 0 | 0 | 0 | 0 | 0 | 0 | 0 | 0 | 0 | 0 | 0 | 0 | 0 | 0 | 0 | 0 | 0 | 0 | 0 | 0 | 0 | 0 | 0 | 0
F5_Commercial_Restaurant (ID)_Existing_Food Preparation_Natural Gas_Fryer_E6 | F5 | Commercial | Restaurant (ID) | Existing | Food Preparation | Natural Gas | Fryer | E6 | RIM BC Ratio | 0 | 0 | 0 | 0 | 0 | 0 | 0 | 0 | 0 | 0 | 0 | 0 | 0 | 0 | 0 | 0 | 0 | 0 | 0 | 0 | 0 | 0 | 0 | 0 | 0 | 0 | 0
F5_Commercial_Restaurant (ID)_Existing_Food Preparation_Natural Gas_Fryer_E7 | F5 | Commercial | Restaurant (ID) | Existing | Food Preparation | Natural Gas | Fryer | E7 | RIM BC Ratio | 0 | 0 | 0 | 0 | 0 | 0 | 0 | 0 | 0 | 0 | 0 | 0 | 0 | 0 | 0 | 0 | 0 | 0 | 0 | 0 | 0 | 0 | 0 | 0 | 0 | 0 | 0
F5_Commercial_Restaurant (ID)_Existing_Food Preparation_Natural Gas_Fryer_E8 | F5 | Commercial | Restaurant (ID) | Existing | Food Preparation | Natural Gas | Fryer | E8 | RIM BC Ratio | 0 | 0 | 0 | 0 | 0 | 0 | 0 | 0 | 0 | 0 | 0 | 0 | 0 | 0 | 0 | 0 | 0 | 0 | 0 | 0 | 0 | 0 | 0 | 0 | 0 | 0 | 0
F5_Commercial_Restaurant (ID)_Existing_Food Preparation_Natural Gas_Fryer_E9 | F5 | Commercial | Restaurant (ID) | Existing | Food Preparation | Natural Gas | Fryer | E9 | RIM BC Ratio | 0 | 0 | 0 | 0 | 0 | 0 | 0 | 0 | 0 | 0 | 0 | 0 | 0 | 0 | 0 | 0 | 0 | 0 | 0 | 0 | 0 | 0 | 0 | 0 | 0 | 0 | 0
F5_Commercial_Restaurant (ID)_Existing_Food Preparation_Natural Gas_Fryer_E10 | F5 | Commercial | Restaurant (ID) | Existing | Food Preparation | Natural Gas | Fryer | E10 | RIM BC Ratio | 0 | 0 | 0 | 0 | 0 | 0 | 0 | 0 | 0 | 0 | 0 | 0 | 0 | 0 | 0 | 0 | 0 | 0 | 0 | 0 | 0 | 0 | 0 | 0 | 0 | 0 | 0
F0_Commercial_Restaurant (ID)_Existing_Food Preparation_Natural Gas_Broiler_E0 | F0 | Commercial | Restaurant (ID) | Existing | Food Preparation | Natural Gas | Broiler | E0 | Economic Unit | Standard | Standard | Standard | Standard | Standard | Standard | Standard | Standard | Standard | Standard | Standard | Standard | Standard | Infrared Burners | Infrared Burners | Infrared Burners | Infrared Burners | Infrared Burners | Infrared Burners | Infrared Burners | Infrared Burners | Infrared Burners | Infrared Burners | Infrared Burners | Infrared Burners | Infrared Burners | Infrared Burners
F1_Commercial_Restaurant (ID)_Existing_Food Preparation_Natural Gas_Broiler_E1 | F1 | Commercial | Restaurant (ID) | Existing | Food Preparation | Natural Gas | Broiler | E1 | CCE | 0 | 0 | 0 | 0 | 0 | 0 | 0 | 0 | 0 | 0 | 0 | 0 | 0 | 0 | 0 | 0 | 0 | 0 | 0 | 0 | 0 | 0 | 0 | 0 | 0 | 0 | 0
F1_Commercial_Restaurant (ID)_Existing_Food Preparation_Natural Gas_Broiler_E2 | F1 | Commercial | Restaurant (ID) | Existing | Food Preparation | Natural Gas | Broiler | E2 | CCE | 0.0053075 | 0.0053075 | 0.0053075 | 0.0053075 | 0.0053075 | 0.0053075 | 0.0053075 | 0.0053075 | 0.0053075 | 0.0053075 | 0.0053075 | 0.0053075 | 0.0053075 | 0.0053075 | 0.0053075 | 0.0053075 | 0.0053075 | 0.0053075 | 0.0053075 | 0.0053075 | 0.0053075 | 0.0053075 | 0.0053075 | 0.0053075 | 0.0053075 | 0.0053075 | 0.0053075
F1_Commercial_Restaurant (ID)_Existing_Food Preparation_Natural Gas_Broiler_E3 | F1 | Commercial | Restaurant (ID) | Existing | Food Preparation | Natural Gas | Broiler | E3 | CCE | 0 | 0 | 0 | 0 | 0 | 0 | 0 | 0 | 0 | 0 | 0 | 0 | 0 | 0 | 0 | 0 | 0 | 0 | 0 | 0 | 0 | 0 | 0 | 0 | 0 | 0 | 0
F1_Commercial_Restaurant (ID)_Existing_Food Preparation_Natural Gas_Broiler_E4 | F1 | Commercial | Restaurant (ID) | Existing | Food Preparation | Natural Gas | Broiler | E4 | CCE | 0 | 0 | 0 | 0 | 0 | 0 | 0 | 0 | 0 | 0 | 0 | 0 | 0 | 0 | 0 | 0 | 0 | 0 | 0 | 0 | 0 | 0 | 0 | 0 | 0 | 0 | 0
F1_Commercial_Restaurant (ID)_Existing_Food Preparation_Natural Gas_Broiler_E5 | F1 | Commercial | Restaurant (ID) | Existing | Food Preparation | Natural Gas | Broiler | E5 | CCE | 0 | 0 | 0 | 0 | 0 | 0 | 0 | 0 | 0 | 0 | 0 | 0 | 0 | 0 | 0 | 0 | 0 | 0 | 0 | 0 | 0 | 0 | 0 | 0 | 0 | 0 | 0
F1_Commercial_Restaurant (ID)_Existing_Food Preparation_Natural Gas_Broiler_E6 | F1 | Commercial | Restaurant (ID) | Existing | Food Preparation | Natural Gas | Broiler | E6 | CCE | 0 | 0 | 0 | 0 | 0 | 0 | 0 | 0 | 0 | 0 | 0 | 0 | 0 | 0 | 0 | 0 | 0 | 0 | 0 | 0 | 0 | 0 | 0 | 0 | 0 | 0 | 0
F1_Commercial_Restaurant (ID)_Existing_Food Preparation_Natural Gas_Broiler_E7 | F1 | Commercial | Restaurant (ID) | Existing | Food Preparation | Natural Gas | Broiler | E7 | CCE | 0 | 0 | 0 | 0 | 0 | 0 | 0 | 0 | 0 | 0 | 0 | 0 | 0 | 0 | 0 | 0 | 0 | 0 | 0 | 0 | 0 | 0 | 0 | 0 | 0 | 0 | 0
F1_Commercial_Restaurant (ID)_Existing_Food Preparation_Natural Gas_Broiler_E8 | F1 | Commercial | Restaurant (ID) | Existing | Food Preparation | Natural Gas | Broiler | E8 | CCE | 0 | 0 | 0 | 0 | 0 | 0 | 0 | 0 | 0 | 0 | 0 | 0 | 0 | 0 | 0 | 0 | 0 | 0 | 0 | 0 | 0 | 0 | 0 | 0 | 0 | 0 | 0
F1_Commercial_Restaurant (ID)_Existing_Food Preparation_Natural Gas_Broiler_E9 | F1 | Commercial | Restaurant (ID) | Existing | Food Preparation | Natural Gas | Broiler | E9 | CCE | 0 | 0 | 0 | 0 | 0 | 0 | 0 | 0 | 0 | 0 | 0 | 0 | 0 | 0 | 0 | 0 | 0 | 0 | 0 | 0 | 0 | 0 | 0 | 0 | 0 | 0 | 0
F1_Commercial_Restaurant (ID)_Existing_Food Preparation_Natural Gas_Broiler_E10 | F1 | Commercial | Restaurant (ID) | Existing | Food Preparation | Natural Gas | Broiler | E10 | CCE | 0 | 0 | 0 | 0 | 0 | 0 | 0 | 0 | 0 | 0 | 0 | 0 | 0 | 0 | 0 | 0 | 0 | 0 | 0 | 0 | 0 | 0 | 0 | 0 | 0 | 0 | 0
F2_Commercial_Restaurant (ID)_Existing_Food Preparation_Natural Gas_Broiler_E1 | F2 | Commercial | Restaurant (ID) | Existing | Food Preparation | Natural Gas | Broiler | E1 | TRC BC Ratio | [24 empty] | 1 | 1 | 1 | bar: 2019 to 2042
F2_Commercial_Restaurant (ID)_Existing_Food Preparation_Natural Gas_Broiler_E2 | F2 | Commercial | Restaurant (ID) | Existing | Food Preparation | Natural Gas | Broiler | E2 | TRC BC Ratio | 0.67056 | 0.68746 | 0.70748 | 0.73043 | 0.75637 | 0.78794 | 0.82044 | 0.85262 | 0.8836 | 0.91501 | 0.94 | 0.96342 | 0.98857 | 1.0132 | 1.0352 | 1.0558 | 1.0743 | 1.0925 | 1.112 | 1.131 | 1.1506 | 1.1709 | 1.1914 | 1.2126 | 1.2341 | 1.256 | 1.2783
F2_Commercial_Restaurant (ID)_Existing_Food Preparation_Natural Gas_Broiler_E3 | F2 | Commercial | Restaurant (ID) | Existing | Food Preparation | Natural Gas | Broiler | E3 | TRC BC Ratio | 0 | 0 | 0 | 0 | 0 | 0 | 0 | 0 | 0 | 0 | 0 | 0 | 0 | 0 | 0 | 0 | 0 | 0 | 0 | 0 | 0 | 0 | 0 | 0 | 0 | 0 | 0
F2_Commercial_Restaurant (ID)_Existing_Food Preparation_Natural Gas_Broiler_E4 | F2 | Commercial | Restaurant (ID) | Existing | Food Preparation | Natural Gas | Broiler | E4 | TRC BC Ratio | 0 | 0 | 0 | 0 | 0 | 0 | 0 | 0 | 0 | 0 | 0 | 0 | 0 | 0 | 0 | 0 | 0 | 0 | 0 | 0 | 0 | 0 | 0 | 0 | 0 | 0 | 0
F2_Commercial_Restaurant (ID)_Existing_Food Preparation_Natural Gas_Broiler_E5 | F2 | Commercial | Restaurant (ID) | Existing | Food Preparation | Natural Gas | Broiler | E5 | TRC BC Ratio | 0 | 0 | 0 | 0 | 0 | 0 | 0 | 0 | 0 | 0 | 0 | 0 | 0 | 0 | 0 | 0 | 0 | 0 | 0 | 0 | 0 | 0 | 0 | 0 | 0 | 0 | 0
F2_Commercial_Restaurant (ID)_Existing_Food Preparation_Natural Gas_Broiler_E6 | F2 | Commercial | Restaurant (ID) | Existing | Food Preparation | Natural Gas | Broiler | E6 | TRC BC Ratio | 0 | 0 | 0 | 0 | 0 | 0 | 0 | 0 | 0 | 0 | 0 | 0 | 0 | 0 | 0 | 0 | 0 | 0 | 0 | 0 | 0 | 0 | 0 | 0 | 0 | 0 | 0
F2_Commercial_Restaurant (ID)_Existing_Food Preparation_Natural Gas_Broiler_E7 | F2 | Commercial | Restaurant (ID) | Existing | Food Preparation | Natural Gas | Broiler | E7 | TRC BC Ratio | 0 | 0 | 0 | 0 | 0 | 0 | 0 | 0 | 0 | 0 | 0 | 0 | 0 | 0 | 0 | 0 | 0 | 0 | 0 | 0 | 0 | 0 | 0 | 0 | 0 | 0 | 0
F2_Commercial_Restaurant (ID)_Existing_Food Preparation_Natural Gas_Broiler_E8 | F2 | Commercial | Restaurant (ID) | Existing | Food Preparation | Natural Gas | Broiler | E8 | TRC BC Ratio | 0 | 0 | 0 | 0 | 0 | 0 | 0 | 0 | 0 | 0 | 0 | 0 | 0 | 0 | 0 | 0 | 0 | 0 | 0 | 0 | 0 | 0 | 0 | 0 | 0 | 0 | 0
F2_Commercial_Restaurant (ID)_Existing_Food Preparation_Natural Gas_Broiler_E9 | F2 | Commercial | Restaurant (ID) | Existing | Food Preparation | Natural Gas | Broiler | E9 | TRC BC Ratio | 0 | 0 | 0 | 0 | 0 | 0 | 0 | 0 | 0 | 0 | 0 | 0 | 0 | 0 | 0 | 0 | 0 | 0 | 0 | 0 | 0 | 0 | 0 | 0 | 0 | 0 | 0
F2_Commercial_Restaurant (ID)_Existing_Food Preparation_Natural Gas_Broiler_E10 | F2 | Commercial | Restaurant (ID) | Existing | Food Preparation | Natural Gas | Broiler | E10 | TRC BC Ratio | 0 | 0 | 0 | 0 | 0 | 0 | 0 | 0 | 0 | 0 | 0 | 0 | 0 | 0 | 0 | 0 | 0 | 0 | 0 | 0 | 0 | 0 | 0 | 0 | 0 | 0 | 0
F3_Commercial_Restaurant (ID)_Existing_Food Preparation_Natural Gas_Broiler_E1 | F3 | Commercial | Restaurant (ID) | Existing | Food Preparation | Natural Gas | Broiler | E1 | PACT BC Ratio | [24 empty] | 1 | 1 | 1 | bar: 2019 to 2042
F3_Commercial_Restaurant (ID)_Existing_Food Preparation_Natural Gas_Broiler_E2 | F3 | Commercial | Restaurant (ID) | Existing | Food Preparation | Natural Gas | Broiler | E2 | PACT BC Ratio | 1.328 | 1.3614 | 1.4011 | 1.4465 | 1.4979 | 1.5604 | 1.6248 | 1.6885 | 1.7498 | 1.8121 | 1.8615 | 1.9079 | 1.9577 | 2.0065 | 2.0501 | 2.0909 | 2.1275 | 2.1636 | 2.2022 | 2.2399 | 2.2786 | 2.3188 | 2.3594 | 2.4013 | 2.444 | 2.4874 | 2.5316
F3_Commercial_Restaurant (ID)_Existing_Food Preparation_Natural Gas_Broiler_E3 | F3 | Commercial | Restaurant (ID) | Existing | Food Preparation | Natural Gas | Broiler | E3 | PACT BC Ratio | 0 | 0 | 0 | 0 | 0 | 0 | 0 | 0 | 0 | 0 | 0 | 0 | 0 | 0 | 0 | 0 | 0 | 0 | 0 | 0 | 0 | 0 | 0 | 0 | 0 | 0 | 0
F3_Commercial_Restaurant (ID)_Existing_Food Preparation_Natural Gas_Broiler_E4 | F3 | Commercial | Restaurant (ID) | Existing | Food Preparation | Natural Gas | Broiler | E4 | PACT BC Ratio | 0 | 0 | 0 | 0 | 0 | 0 | 0 | 0 | 0 | 0 | 0 | 0 | 0 | 0 | 0 | 0 | 0 | 0 | 0 | 0 | 0 | 0 | 0 | 0 | 0 | 0 | 0
F3_Commercial_Restaurant (ID)_Existing_Food Preparation_Natural Gas_Broiler_E5 | F3 | Commercial | Restaurant (ID) | Existing | Food Preparation | Natural Gas | Broiler | E5 | PACT BC Ratio | 0 | 0 | 0 | 0 | 0 | 0 | 0 | 0 | 0 | 0 | 0 | 0 | 0 | 0 | 0 | 0 | 0 | 0 | 0 | 0 | 0 | 0 | 0 | 0 | 0 | 0 | 0
F3_Commercial_Restaurant (ID)_Existing_Food Preparation_Natural Gas_Broiler_E6 | F3 | Commercial | Restaurant (ID) | Existing | Food Preparation | Natural Gas | Broiler | E6 | PACT BC Ratio | 0 | 0 | 0 | 0 | 0 | 0 | 0 | 0 | 0 | 0 | 0 | 0 | 0 | 0 | 0 | 0 | 0 | 0 | 0 | 0 | 0 | 0 | 0 | 0 | 0 | 0 | 0
F3_Commercial_Restaurant (ID)_Existing_Food Preparation_Natural Gas_Broiler_E7 | F3 | Commercial | Restaurant (ID) | Existing | Food Preparation | Natural Gas | Broiler | E7 | PACT BC Ratio | 0 | 0 | 0 | 0 | 0 | 0 | 0 | 0 | 0 | 0 | 0 | 0 | 0 | 0 | 0 | 0 | 0 | 0 | 0 | 0 | 0 | 0 | 0 | 0 | 0 | 0 | 0
F3_Commercial_Restaurant (ID)_Existing_Food Preparation_Natural Gas_Broiler_E8 | F3 | Commercial | Restaurant (ID) | Existing | Food Preparation | Natural Gas | Broiler | E8 | PACT BC Ratio | 0 | 0 | 0 | 0 | 0 | 0 | 0 | 0 | 0 | 0 | 0 | 0 | 0 | 0 | 0 | 0 | 0 | 0 | 0 | 0 | 0 | 0 | 0 | 0 | 0 | 0 | 0
F3_Commercial_Restaurant (ID)_Existing_Food Preparation_Natural Gas_Broiler_E9 | F3 | Commercial | Restaurant (ID) | Existing | Food Preparation | Natural Gas | Broiler | E9 | PACT BC Ratio | 0 | 0 | 0 | 0 | 0 | 0 | 0 | 0 | 0 | 0 | 0 | 0 | 0 | 0 | 0 | 0 | 0 | 0 | 0 | 0 | 0 | 0 | 0 | 0 | 0 | 0 | 0
F3_Commercial_Restaurant (ID)_Existing_Food Preparation_Natural Gas_Broiler_E10 | F3 | Commercial | Restaurant (ID) | Existing | Food Preparation | Natural Gas | Broiler | E10 | PACT BC Ratio | 0 | 0 | 0 | 0 | 0 | 0 | 0 | 0 | 0 | 0 | 0 | 0 | 0 | 0 | 0 | 0 | 0 | 0 | 0 | 0 | 0 | 0 | 0 | 0 | 0 | 0 | 0
F4_Commercial_Restaurant (ID)_Existing_Food Preparation_Natural Gas_Broiler_E1 | F4 | Commercial | Restaurant (ID) | Existing | Food Preparation | Natural Gas | Broiler | E1 | RVT BC Ratio | [24 empty] | 1 | 1 | 1 | bar: 2019 to 2042
F4_Commercial_Restaurant (ID)_Existing_Food Preparation_Natural Gas_Broiler_E2 | F4 | Commercial | Restaurant (ID) | Existing | Food Preparation | Natural Gas | Broiler | E2 | RVT BC Ratio | 1.3537 | 1.3716 | 1.3926 | 1.4171 | 1.4452 | 1.4802 | 1.5153 | 1.5487 | 1.5789 | 1.6081 | 1.6384 | 1.666 | 1.6951 | 1.7226 | 1.7463 | 1.7676 | 1.7857 | 1.803 | 1.8213 | 1.8385 | 1.8557 | 1.8813 | 1.9071 | 1.9338 | 1.9609 | 1.9885 | 2.0167
F4_Commercial_Restaurant (ID)_Existing_Food Preparation_Natural Gas_Broiler_E3 | F4 | Commercial | Restaurant (ID) | Existing | Food Preparation | Natural Gas | Broiler | E3 | RVT BC Ratio | 0 | 0 | 0 | 0 | 0 | 0 | 0 | 0 | 0 | 0 | 0 | 0 | 0 | 0 | 0 | 0 | 0 | 0 | 0 | 0 | 0 | 0 | 0 | 0 | 0 | 0 | 0
F4_Commercial_Restaurant (ID)_Existing_Food Preparation_Natural Gas_Broiler_E4 | F4 | Commercial | Restaurant (ID) | Existing | Food Preparation | Natural Gas | Broiler | E4 | RVT BC Ratio | 0 | 0 | 0 | 0 | 0 | 0 | 0 | 0 | 0 | 0 | 0 | 0 | 0 | 0 | 0 | 0 | 0 | 0 | 0 | 0 | 0 | 0 | 0 | 0 | 0 | 0 | 0
F4_Commercial_Restaurant (ID)_Existing_Food Preparation_Natural Gas_Broiler_E5 | F4 | Commercial | Restaurant (ID) | Existing | Food Preparation | Natural Gas | Broiler | E5 | RVT BC Ratio | 0 | 0 | 0 | 0 | 0 | 0 | 0 | 0 | 0 | 0 | 0 | 0 | 0 | 0 | 0 | 0 | 0 | 0 | 0 | 0 | 0 | 0 | 0 | 0 | 0 | 0 | 0
F4_Commercial_Restaurant (ID)_Existing_Food Preparation_Natural Gas_Broiler_E6 | F4 | Commercial | Restaurant (ID) | Existing | Food Preparation | Natural Gas | Broiler | E6 | RVT BC Ratio | 0 | 0 | 0 | 0 | 0 | 0 | 0 | 0 | 0 | 0 | 0 | 0 | 0 | 0 | 0 | 0 | 0 | 0 | 0 | 0 | 0 | 0 | 0 | 0 | 0 | 0 | 0
F4_Commercial_Restaurant (ID)_Existing_Food Preparation_Natural Gas_Broiler_E7 | F4 | Commercial | Restaurant (ID) | Existing | Food Preparation | Natural Gas | Broiler | E7 | RVT BC Ratio | 0 | 0 | 0 | 0 | 0 | 0 | 0 | 0 | 0 | 0 | 0 | 0 | 0 | 0 | 0 | 0 | 0 | 0 | 0 | 0 | 0 | 0 | 0 | 0 | 0 | 0 | 0
F4_Commercial_Restaurant (ID)_Existing_Food Preparation_Natural Gas_Broiler_E8 | F4 | Commercial | Restaurant (ID) | Existing | Food Preparation | Natural Gas | Broiler | E8 | RVT BC Ratio | 0 | 0 | 0 | 0 | 0 | 0 | 0 | 0 | 0 | 0 | 0 | 0 | 0 | 0 | 0 | 0 | 0 | 0 | 0 | 0 | 0 | 0 | 0 | 0 | 0 | 0 | 0
F4_Commercial_Restaurant (ID)_Existing_Food Preparation_Natural Gas_Broiler_E9 | F4 | Commercial | Restaurant (ID) | Existing | Food Preparation | Natural Gas | Broiler | E9 | RVT BC Ratio | 0 | 0 | 0 | 0 | 0 | 0 | 0 | 0 | 0 | 0 | 0 | 0 | 0 | 0 | 0 | 0 | 0 | 0 | 0 | 0 | 0 | 0 | 0 | 0 | 0 | 0 | 0
F4_Commercial_Restaurant (ID)_Existing_Food Preparation_Natural Gas_Broiler_E10 | F4 | Commercial | Restaurant (ID) | Existing | Food Preparation | Natural Gas | Broiler | E10 | RVT BC Ratio | 0 | 0 | 0 | 0 | 0 | 0 | 0 | 0 | 0 | 0 | 0 | 0 | 0 | 0 | 0 | 0 | 0 | 0 | 0 | 0 | 0 | 0 | 0 | 0 | 0 | 0 | 0
F5_Commercial_Restaurant (ID)_Existing_Food Preparation_Natural Gas_Broiler_E1 | F5 | Commercial | Restaurant (ID) | Existing | Food Preparation | Natural Gas | Broiler | E1 | RIM BC Ratio | [24 empty] | 1 | 1 | 1 | bar: 2019 to 2042
F5_Commercial_Restaurant (ID)_Existing_Food Preparation_Natural Gas_Broiler_E2 | F5 | Commercial | Restaurant (ID) | Existing | Food Preparation | Natural Gas | Broiler | E2 | RIM BC Ratio | 0.51791 | 0.52491 | 0.53307 | 0.54202 | 0.5517 | 0.56275 | 0.57396 | 0.5851 | 0.59606 | 0.60726 | 0.61356 | 0.61956 | 0.62598 | 0.63239 | 0.63827 | 0.64391 | 0.64922 | 0.65455 | 0.66018 | 0.66582 | 0.67165 | 0.6751 | 0.6785 | 0.68192 | 0.68532 | 0.68869 | 0.69204
F5_Commercial_Restaurant (ID)_Existing_Food Preparation_Natural Gas_Broiler_E3 | F5 | Commercial | Restaurant (ID) | Existing | Food Preparation | Natural Gas | Broiler | E3 | RIM BC Ratio | 0 | 0 | 0 | 0 | 0 | 0 | 0 | 0 | 0 | 0 | 0 | 0 | 0 | 0 | 0 | 0 | 0 | 0 | 0 | 0 | 0 | 0 | 0 | 0 | 0 | 0 | 0
F5_Commercial_Restaurant (ID)_Existing_Food Preparation_Natural Gas_Broiler_E4 | F5 | Commercial | Restaurant (ID) | Existing | Food Preparation | Natural Gas | Broiler | E4 | RIM BC Ratio | 0 | 0 | 0 | 0 | 0 | 0 | 0 | 0 | 0 | 0 | 0 | 0 | 0 | 0 | 0 | 0 | 0 | 0 | 0 | 0 | 0 | 0 | 0 | 0 | 0 | 0 | 0
F5_Commercial_Restaurant (ID)_Existing_Food Preparation_Natural Gas_Broiler_E5 | F5 | Commercial | Restaurant (ID) | Existing | Food Preparation | Natural Gas | Broiler | E5 | RIM BC Ratio | 0 | 0 | 0 | 0 | 0 | 0 | 0 | 0 | 0 | 0 | 0 | 0 | 0 | 0 | 0 | 0 | 0 | 0 | 0 | 0 | 0 | 0 | 0 | 0 | 0 | 0 | 0
F5_Commercial_Restaurant (ID)_Existing_Food Preparation_Natural Gas_Broiler_E6 | F5 | Commercial | Restaurant (ID) | Existing | Food Preparation | Natural Gas | Broiler | E6 | RIM BC Ratio | 0 | 0 | 0 | 0 | 0 | 0 | 0 | 0 | 0 | 0 | 0 | 0 | 0 | 0 | 0 | 0 | 0 | 0 | 0 | 0 | 0 | 0 | 0 | 0 | 0 | 0 | 0
F5_Commercial_Restaurant (ID)_Existing_Food Preparation_Natural Gas_Broiler_E7 | F5 | Commercial | Restaurant (ID) | Existing | Food Preparation | Natural Gas | Broiler | E7 | RIM BC Ratio | 0 | 0 | 0 | 0 | 0 | 0 | 0 | 0 | 0 | 0 | 0 | 0 | 0 | 0 | 0 | 0 | 0 | 0 | 0 | 0 | 0 | 0 | 0 | 0 | 0 | 0 | 0
F5_Commercial_Restaurant (ID)_Existing_Food Preparation_Natural Gas_Broiler_E8 | F5 | Commercial | Restaurant (ID) | Existing | Food Preparation | Natural Gas | Broiler | E8 | RIM BC Ratio | 0 | 0 | 0 | 0 | 0 | 0 | 0 | 0 | 0 | 0 | 0 | 0 | 0 | 0 | 0 | 0 | 0 | 0 | 0 | 0 | 0 | 0 | 0 | 0 | 0 | 0 | 0
F5_Commercial_Restaurant (ID)_Existing_Food Preparation_Natural Gas_Broiler_E9 | F5 | Commercial | Restaurant (ID) | Existing | Food Preparation | Natural Gas | Broiler | E9 | RIM BC Ratio | 0 | 0 | 0 | 0 | 0 | 0 | 0 | 0 | 0 | 0 | 0 | 0 | 0 | 0 | 0 | 0 | 0 | 0 | 0 | 0 | 0 | 0 | 0 | 0 | 0 | 0 | 0
F5_Commercial_Restaurant (ID)_Existing_Food Preparation_Natural Gas_Broiler_E10 | F5 | Commercial | Restaurant (ID) | Existing | Food Preparation | Natural Gas | Broiler | E10 | RIM BC Ratio | 0 | 0 | 0 | 0 | 0 | 0 | 0 | 0 | 0 | 0 | 0 | 0 | 0 | 0 | 0 | 0 | 0 | 0 | 0 | 0 | 0 | 0 | 0 | 0 | 0 | 0 | 0
F0_Commercial_Restaurant (ID)_Existing_Food Preparation_Natural Gas_Griddle_E0 | F0 | Commercial | Restaurant (ID) | Existing | Food Preparation | Natural Gas | Griddle | E0 | Economic Unit | ENERGY STAR | ENERGY STAR | ENERGY STAR | ENERGY STAR | ENERGY STAR | ENERGY STAR | ENERGY STAR | ENERGY STAR | ENERGY STAR | ENERGY STAR | ENERGY STAR | ENERGY STAR | ENERGY STAR | ENERGY STAR | ENERGY STAR | ENERGY STAR | ENERGY STAR | ENERGY STAR | ENERGY STAR | ENERGY STAR | ENERGY STAR | ENERGY STAR | ENERGY STAR | ENERGY STAR | ENERGY STAR | ENERGY STAR | ENERGY STAR
F1_Commercial_Restaurant (ID)_Existing_Food Preparation_Natural Gas_Griddle_E1 | F1 | Commercial | Restaurant (ID) | Existing | Food Preparation | Natural Gas | Griddle | E1 | CCE | 0 | 0 | 0 | 0 | 0 | 0 | 0 | 0 | 0 | 0 | 0 | 0 | 0 | 0 | 0 | 0 | 0 | 0 | 0 | 0 | 0 | 0 | 0 | 0 | 0 | 0 | 0
F1_Commercial_Restaurant (ID)_Existing_Food Preparation_Natural Gas_Griddle_E2 | F1 | Commercial | Restaurant (ID) | Existing | Food Preparation | Natural Gas | Griddle | E2 | CCE | 0.0033971 | 0.0033971 | 0.0033971 | 0.0033971 | 0.0033971 | 0.0033971 | 0.0033971 | 0.0033971 | 0.0033971 | 0.0033971 | 0.0033971 | 0.0033971 | 0.0033971 | 0.0033971 | 0.0033971 | 0.0033971 | 0.0033971 | 0.0033971 | 0.0033971 | 0.0033971 | 0.0033971 | 0.0033971 | 0.0033971 | 0.0033971 | 0.0033971 | 0.0033971 | 0.0033971
F1_Commercial_Restaurant (ID)_Existing_Food Preparation_Natural Gas_Griddle_E3 | F1 | Commercial | Restaurant (ID) | Existing | Food Preparation | Natural Gas | Griddle | E3 | CCE | 0 | 0 | 0 | 0 | 0 | 0 | 0 | 0 | 0 | 0 | 0 | 0 | 0 | 0 | 0 | 0 | 0 | 0 | 0 | 0 | 0 | 0 | 0 | 0 | 0 | 0 | 0
F1_Commercial_Restaurant (ID)_Existing_Food Preparation_Natural Gas_Griddle_E4 | F1 | Commercial | Restaurant (ID) | Existing | Food Preparation | Natural Gas | Griddle | E4 | CCE | 0 | 0 | 0 | 0 | 0 | 0 | 0 | 0 | 0 | 0 | 0 | 0 | 0 | 0 | 0 | 0 | 0 | 0 | 0 | 0 | 0 | 0 | 0 | 0 | 0 | 0 | 0
F1_Commercial_Restaurant (ID)_Existing_Food Preparation_Natural Gas_Griddle_E5 | F1 | Commercial | Restaurant (ID) | Existing | Food Preparation | Natural Gas | Griddle | E5 | CCE | 0 | 0 | 0 | 0 | 0 | 0 | 0 | 0 | 0 | 0 | 0 | 0 | 0 | 0 | 0 | 0 | 0 | 0 | 0 | 0 | 0 | 0 | 0 | 0 | 0 | 0 | 0
F1_Commercial_Restaurant (ID)_Existing_Food Preparation_Natural Gas_Griddle_E6 | F1 | Commercial | Restaurant (ID) | Existing | Food Preparation | Natural Gas | Griddle | E6 | CCE | 0 | 0 | 0 | 0 | 0 | 0 | 0 | 0 | 0 | 0 | 0 | 0 | 0 | 0 | 0 | 0 | 0 | 0 | 0 | 0 | 0 | 0 | 0 | 0 | 0 | 0 | 0
F1_Commercial_Restaurant (ID)_Existing_Food Preparation_Natural Gas_Griddle_E7 | F1 | Commercial | Restaurant (ID) | Existing | Food Preparation | Natural Gas | Griddle | E7 | CCE | 0 | 0 | 0 | 0 | 0 | 0 | 0 | 0 | 0 | 0 | 0 | 0 | 0 | 0 | 0 | 0 | 0 | 0 | 0 | 0 | 0 | 0 | 0 | 0 | 0 | 0 | 0
F1_Commercial_Restaurant (ID)_Existing_Food Preparation_Natural Gas_Griddle_E8 | F1 | Commercial | Restaurant (ID) | Existing | Food Preparation | Natural Gas | Griddle | E8 | CCE | 0 | 0 | 0 | 0 | 0 | 0 | 0 | 0 | 0 | 0 | 0 | 0 | 0 | 0 | 0 | 0 | 0 | 0 | 0 | 0 | 0 | 0 | 0 | 0 | 0 | 0 | 0
F1_Commercial_Restaurant (ID)_Existing_Food Preparation_Natural Gas_Griddle_E9 | F1 | Commercial | Restaurant (ID) | Existing | Food Preparation | Natural Gas | Griddle | E9 | CCE | 0 | 0 | 0 | 0 | 0 | 0 | 0 | 0 | 0 | 0 | 0 | 0 | 0 | 0 | 0 | 0 | 0 | 0 | 0 | 0 | 0 | 0 | 0 | 0 | 0 | 0 | 0
F1_Commercial_Restaurant (ID)_Existing_Food Preparation_Natural Gas_Griddle_E10 | F1 | Commercial | Restaurant (ID) | Existing | Food Preparation | Natural Gas | Griddle | E10 | CCE | 0 | 0 | 0 | 0 | 0 | 0 | 0 | 0 | 0 | 0 | 0 | 0 | 0 | 0 | 0 | 0 | 0 | 0 | 0 | 0 | 0 | 0 | 0 | 0 | 0 | 0 | 0
F2_Commercial_Restaurant (ID)_Existing_Food Preparation_Natural Gas_Griddle_E1 | F2 | Commercial | Restaurant (ID) | Existing | Food Preparation | Natural Gas | Griddle | E1 | TRC BC Ratio | [24 empty] | 1 | 1 | 1 | bar: 2019 to 2042
F2_Commercial_Restaurant (ID)_Existing_Food Preparation_Natural Gas_Griddle_E2 | F2 | Commercial | Restaurant (ID) | Existing | Food Preparation | Natural Gas | Griddle | E2 | TRC BC Ratio | 1.0477 | 1.0741 | 1.1053 | 1.1412 | 1.1817 | 1.2311 | 1.2818 | 1.3321 | 1.3805 | 1.4296 | 1.4686 | 1.5052 | 1.5445 | 1.583 | 1.6174 | 1.6496 | 1.6785 | 1.707 | 1.7374 | 1.7671 | 1.7976 | 1.8293 | 1.8614 | 1.8945 | 1.9281 | 1.9624 | 1.9972
F2_Commercial_Restaurant (ID)_Existing_Food Preparation_Natural Gas_Griddle_E3 | F2 | Commercial | Restaurant (ID) | Existing | Food Preparation | Natural Gas | Griddle | E3 | TRC BC Ratio | 0 | 0 | 0 | 0 | 0 | 0 | 0 | 0 | 0 | 0 | 0 | 0 | 0 | 0 | 0 | 0 | 0 | 0 | 0 | 0 | 0 | 0 | 0 | 0 | 0 | 0 | 0
F2_Commercial_Restaurant (ID)_Existing_Food Preparation_Natural Gas_Griddle_E4 | F2 | Commercial | Restaurant (ID) | Existing | Food Preparation | Natural Gas | Griddle | E4 | TRC BC Ratio | 0 | 0 | 0 | 0 | 0 | 0 | 0 | 0 | 0 | 0 | 0 | 0 | 0 | 0 | 0 | 0 | 0 | 0 | 0 | 0 | 0 | 0 | 0 | 0 | 0 | 0 | 0
F2_Commercial_Restaurant (ID)_Existing_Food Preparation_Natural Gas_Griddle_E5 | F2 | Commercial | Restaurant (ID) | Existing | Food Preparation | Natural Gas | Griddle | E5 | TRC BC Ratio | 0 | 0 | 0 | 0 | 0 | 0 | 0 | 0 | 0 | 0 | 0 | 0 | 0 | 0 | 0 | 0 | 0 | 0 | 0 | 0 | 0 | 0 | 0 | 0 | 0 | 0 | 0
F2_Commercial_Restaurant (ID)_Existing_Food Preparation_Natural Gas_Griddle_E6 | F2 | Commercial | Restaurant (ID) | Existing | Food Preparation | Natural Gas | Griddle | E6 | TRC BC Ratio | 0 | 0 | 0 | 0 | 0 | 0 | 0 | 0 | 0 | 0 | 0 | 0 | 0 | 0 | 0 | 0 | 0 | 0 | 0 | 0 | 0 | 0 | 0 | 0 | 0 | 0 | 0
F2_Commercial_Restaurant (ID)_Existing_Food Preparation_Natural Gas_Griddle_E7 | F2 | Commercial | Restaurant (ID) | Existing | Food Preparation | Natural Gas | Griddle | E7 | TRC BC Ratio | 0 | 0 | 0 | 0 | 0 | 0 | 0 | 0 | 0 | 0 | 0 | 0 | 0 | 0 | 0 | 0 | 0 | 0 | 0 | 0 | 0 | 0 | 0 | 0 | 0 | 0 | 0
F2_Commercial_Restaurant (ID)_Existing_Food Preparation_Natural Gas_Griddle_E8 | F2 | Commercial | Restaurant (ID) | Existing | Food Preparation | Natural Gas | Griddle | E8 | TRC BC Ratio | 0 | 0 | 0 | 0 | 0 | 0 | 0 | 0 | 0 | 0 | 0 | 0 | 0 | 0 | 0 | 0 | 0 | 0 | 0 | 0 | 0 | 0 | 0 | 0 | 0 | 0 | 0
F2_Commercial_Restaurant (ID)_Existing_Food Preparation_Natural Gas_Griddle_E9 | F2 | Commercial | Restaurant (ID) | Existing | Food Preparation | Natural Gas | Griddle | E9 | TRC BC Ratio | 0 | 0 | 0 | 0 | 0 | 0 | 0 | 0 | 0 | 0 | 0 | 0 | 0 | 0 | 0 | 0 | 0 | 0 | 0 | 0 | 0 | 0 | 0 | 0 | 0 | 0 | 0
F2_Commercial_Restaurant (ID)_Existing_Food Preparation_Natural Gas_Griddle_E10 | F2 | Commercial | Restaurant (ID) | Existing | Food Preparation | Natural Gas | Griddle | E10 | TRC BC Ratio | 0 | 0 | 0 | 0 | 0 | 0 | 0 | 0 | 0 | 0 | 0 | 0 | 0 | 0 | 0 | 0 | 0 | 0 | 0 | 0 | 0 | 0 | 0 | 0 | 0 | 0 | 0
F3_Commercial_Restaurant (ID)_Existing_Food Preparation_Natural Gas_Griddle_E1 | F3 | Commercial | Restaurant (ID) | Existing | Food Preparation | Natural Gas | Griddle | E1 | PACT BC Ratio | [24 empty] | 1 | 1 | 1 | bar: 2019 to 2042
F3_Commercial_Restaurant (ID)_Existing_Food Preparation_Natural Gas_Griddle_E2 | F3 | Commercial | Restaurant (ID) | Existing | Food Preparation | Natural Gas | Griddle | E2 | PACT BC Ratio | 2.0747 | 2.127 | 2.189 | 2.26 | 2.3403 | 2.4379 | 2.5385 | 2.638 | 2.7339 | 2.8311 | 2.9084 | 2.9809 | 3.0587 | 3.1349 | 3.203 | 3.2668 | 3.3239 | 3.3804 | 3.4407 | 3.4995 | 3.5599 | 3.6227 | 3.6862 | 3.7517 | 3.8184 | 3.8862 | 3.9553
F3_Commercial_Restaurant (ID)_Existing_Food Preparation_Natural Gas_Griddle_E3 | F3 | Commercial | Restaurant (ID) | Existing | Food Preparation | Natural Gas | Griddle | E3 | PACT BC Ratio | 0 | 0 | 0 | 0 | 0 | 0 | 0 | 0 | 0 | 0 | 0 | 0 | 0 | 0 | 0 | 0 | 0 | 0 | 0 | 0 | 0 | 0 | 0 | 0 | 0 | 0 | 0
F3_Commercial_Restaurant (ID)_Existing_Food Preparation_Natural Gas_Griddle_E4 | F3 | Commercial | Restaurant (ID) | Existing | Food Preparation | Natural Gas | Griddle | E4 | PACT BC Ratio | 0 | 0 | 0 | 0 | 0 | 0 | 0 | 0 | 0 | 0 | 0 | 0 | 0 | 0 | 0 | 0 | 0 | 0 | 0 | 0 | 0 | 0 | 0 | 0 | 0 | 0 | 0
F3_Commercial_Restaurant (ID)_Existing_Food Preparation_Natural Gas_Griddle_E5 | F3 | Commercial | Restaurant (ID) | Existing | Food Preparation | Natural Gas | Griddle | E5 | PACT BC Ratio | 0 | 0 | 0 | 0 | 0 | 0 | 0 | 0 | 0 | 0 | 0 | 0 | 0 | 0 | 0 | 0 | 0 | 0 | 0 | 0 | 0 | 0 | 0 | 0 | 0 | 0 | 0
F3_Commercial_Restaurant (ID)_Existing_Food Preparation_Natural Gas_Griddle_E6 | F3 | Commercial | Restaurant (ID) | Existing | Food Preparation | Natural Gas | Griddle | E6 | PACT BC Ratio | 0 | 0 | 0 | 0 | 0 | 0 | 0 | 0 | 0 | 0 | 0 | 0 | 0 | 0 | 0 | 0 | 0 | 0 | 0 | 0 | 0 | 0 | 0 | 0 | 0 | 0 | 0
F3_Commercial_Restaurant (ID)_Existing_Food Preparation_Natural Gas_Griddle_E7 | F3 | Commercial | Restaurant (ID) | Existing | Food Preparation | Natural Gas | Griddle | E7 | PACT BC Ratio | 0 | 0 | 0 | 0 | 0 | 0 | 0 | 0 | 0 | 0 | 0 | 0 | 0 | 0 | 0 | 0 | 0 | 0 | 0 | 0 | 0 | 0 | 0 | 0 | 0 | 0 | 0
F3_Commercial_Restaurant (ID)_Existing_Food Preparation_Natural Gas_Griddle_E8 | F3 | Commercial | Restaurant (ID) | Existing | Food Preparation | Natural Gas | Griddle | E8 | PACT BC Ratio | 0 | 0 | 0 | 0 | 0 | 0 | 0 | 0 | 0 | 0 | 0 | 0 | 0 | 0 | 0 | 0 | 0 | 0 | 0 | 0 | 0 | 0 | 0 | 0 | 0 | 0 | 0
F3_Commercial_Restaurant (ID)_Existing_Food Preparation_Natural Gas_Griddle_E9 | F3 | Commercial | Restaurant (ID) | Existing | Food Preparation | Natural Gas | Griddle | E9 | PACT BC Ratio | 0 | 0 | 0 | 0 | 0 | 0 | 0 | 0 | 0 | 0 | 0 | 0 | 0 | 0 | 0 | 0 | 0 | 0 | 0 | 0 | 0 | 0 | 0 | 0 | 0 | 0 | 0
F3_Commercial_Restaurant (ID)_Existing_Food Preparation_Natural Gas_Griddle_E10 | F3 | Commercial | Restaurant (ID) | Existing | Food Preparation | Natural Gas | Griddle | E10 | PACT BC Ratio | 0 | 0 | 0 | 0 | 0 | 0 | 0 | 0 | 0 | 0 | 0 | 0 | 0 | 0 | 0 | 0 | 0 | 0 | 0 | 0 | 0 | 0 | 0 | 0 | 0 | 0 | 0
F4_Commercial_Restaurant (ID)_Existing_Food Preparation_Natural Gas_Griddle_E1 | F4 | Commercial | Restaurant (ID) | Existing | Food Preparation | Natural Gas | Griddle | E1 | RVT BC Ratio | [24 empty] | 1 | 1 | 1 | bar: 2019 to 2042
F4_Commercial_Restaurant (ID)_Existing_Food Preparation_Natural Gas_Griddle_E2 | F4 | Commercial | Restaurant (ID) | Existing | Food Preparation | Natural Gas | Griddle | E2 | RVT BC Ratio | 1.8867 | 1.9146 | 1.9475 | 1.9857 | 2.0296 | 2.0843 | 2.1392 | 2.1913 | 2.2385 | 2.2842 | 2.3316 | 2.3746 | 2.4201 | 2.4631 | 2.5 | 2.5334 | 2.5617 | 2.5886 | 2.6173 | 2.6441 | 2.6709 | 2.7109 | 2.7513 | 2.793 | 2.8354 | 2.8785 | 2.9225
F4_Commercial_Restaurant (ID)_Existing_Food Preparation_Natural Gas_Griddle_E3 | F4 | Commercial | Restaurant (ID) | Existing | Food Preparation | Natural Gas | Griddle | E3 | RVT BC Ratio | 0 | 0 | 0 | 0 | 0 | 0 | 0 | 0 | 0 | 0 | 0 | 0 | 0 | 0 | 0 | 0 | 0 | 0 | 0 | 0 | 0 | 0 | 0 | 0 | 0 | 0 | 0
F4_Commercial_Restaurant (ID)_Existing_Food Preparation_Natural Gas_Griddle_E4 | F4 | Commercial | Restaurant (ID) | Existing | Food Preparation | Natural Gas | Griddle | E4 | RVT BC Ratio | 0 | 0 | 0 | 0 | 0 | 0 | 0 | 0 | 0 | 0 | 0 | 0 | 0 | 0 | 0 | 0 | 0 | 0 | 0 | 0 | 0 | 0 | 0 | 0 | 0 | 0 | 0
F4_Commercial_Restaurant (ID)_Existing_Food Preparation_Natural Gas_Griddle_E5 | F4 | Commercial | Restaurant (ID) | Existing | Food Preparation | Natural Gas | Griddle | E5 | RVT BC Ratio | 0 | 0 | 0 | 0 | 0 | 0 | 0 | 0 | 0 | 0 | 0 | 0 | 0 | 0 | 0 | 0 | 0 | 0 | 0 | 0 | 0 | 0 | 0 | 0 | 0 | 0 | 0
F4_Commercial_Restaurant (ID)_Existing_Food Preparation_Natural Gas_Griddle_E6 | F4 | Commercial | Restaurant (ID) | Existing | Food Preparation | Natural Gas | Griddle | E6 | RVT BC Ratio | 0 | 0 | 0 | 0 | 0 | 0 | 0 | 0 | 0 | 0 | 0 | 0 | 0 | 0 | 0 | 0 | 0 | 0 | 0 | 0 | 0 | 0 | 0 | 0 | 0 | 0 | 0
F4_Commercial_Restaurant (ID)_Existing_Food Preparation_Natural Gas_Griddle_E7 | F4 | Commercial | Restaurant (ID) | Existing | Food Preparation | Natural Gas | Griddle | E7 | RVT BC Ratio | 0 | 0 | 0 | 0 | 0 | 0 | 0 | 0 | 0 | 0 | 0 | 0 | 0 | 0 | 0 | 0 | 0 | 0 | 0 | 0 | 0 | 0 | 0 | 0 | 0 | 0 | 0
F4_Commercial_Restaurant (ID)_Existing_Food Preparation_Natural Gas_Griddle_E8 | F4 | Commercial | Restaurant (ID) | Existing | Food Preparation | Natural Gas | Griddle | E8 | RVT BC Ratio | 0 | 0 | 0 | 0 | 0 | 0 | 0 | 0 | 0 | 0 | 0 | 0 | 0 | 0 | 0 | 0 | 0 | 0 | 0 | 0 | 0 | 0 | 0 | 0 | 0 | 0 | 0
F4_Commercial_Restaurant (ID)_Existing_Food Preparation_Natural Gas_Griddle_E9 | F4 | Commercial | Restaurant (ID) | Existing | Food Preparation | Natural Gas | Griddle | E9 | RVT BC Ratio | 0 | 0 | 0 | 0 | 0 | 0 | 0 | 0 | 0 | 0 | 0 | 0 | 0 | 0 | 0 | 0 | 0 | 0 | 0 | 0 | 0 | 0 | 0 | 0 | 0 | 0 | 0
F4_Commercial_Restaurant (ID)_Existing_Food Preparation_Natural Gas_Griddle_E10 | F4 | Commercial | Restaurant (ID) | Existing | Food Preparation | Natural Gas | Griddle | E10 | RVT BC Ratio | 0 | 0 | 0 | 0 | 0 | 0 | 0 | 0 | 0 | 0 | 0 | 0 | 0 | 0 | 0 | 0 | 0 | 0 | 0 | 0 | 0 | 0 | 0 | 0 | 0 | 0 | 0
F5_Commercial_Restaurant (ID)_Existing_Food Preparation_Natural Gas_Griddle_E1 | F5 | Commercial | Restaurant (ID) | Existing | Food Preparation | Natural Gas | Griddle | E1 | RIM BC Ratio | [24 empty] | 1 | 1 | 1 | bar: 2019 to 2042
F5_Commercial_Restaurant (ID)_Existing_Food Preparation_Natural Gas_Griddle_E2 | F5 | Commercial | Restaurant (ID) | Existing | Food Preparation | Natural Gas | Griddle | E2 | RIM BC Ratio | 0.60249 | 0.6095 | 0.61766 | 0.62653 | 0.63603 | 0.6467 | 0.65757 | 0.66847 | 0.67936 | 0.69056 | 0.69615 | 0.70156 | 0.70739 | 0.71331 | 0.71883 | 0.72418 | 0.72932 | 0.73454 | 0.74003 | 0.74559 | 0.75137 | 0.75413 | 0.75684 | 0.75956 | 0.76226 | 0.76492 | 0.76756
F5_Commercial_Restaurant (ID)_Existing_Food Preparation_Natural Gas_Griddle_E3 | F5 | Commercial | Restaurant (ID) | Existing | Food Preparation | Natural Gas | Griddle | E3 | RIM BC Ratio | 0 | 0 | 0 | 0 | 0 | 0 | 0 | 0 | 0 | 0 | 0 | 0 | 0 | 0 | 0 | 0 | 0 | 0 | 0 | 0 | 0 | 0 | 0 | 0 | 0 | 0 | 0
F5_Commercial_Restaurant (ID)_Existing_Food Preparation_Natural Gas_Griddle_E4 | F5 | Commercial | Restaurant (ID) | Existing | Food Preparation | Natural Gas | Griddle | E4 | RIM BC Ratio | 0 | 0 | 0 | 0 | 0 | 0 | 0 | 0 | 0 | 0 | 0 | 0 | 0 | 0 | 0 | 0 | 0 | 0 | 0 | 0 | 0 | 0 | 0 | 0 | 0 | 0 | 0
F5_Commercial_Restaurant (ID)_Existing_Food Preparation_Natural Gas_Griddle_E5 | F5 | Commercial | Restaurant (ID) | Existing | Food Preparation | Natural Gas | Griddle | E5 | RIM BC Ratio | 0 | 0 | 0 | 0 | 0 | 0 | 0 | 0 | 0 | 0 | 0 | 0 | 0 | 0 | 0 | 0 | 0 | 0 | 0 | 0 | 0 | 0 | 0 | 0 | 0 | 0 | 0
F5_Commercial_Restaurant (ID)_Existing_Food Preparation_Natural Gas_Griddle_E6 | F5 | Commercial | Restaurant (ID) | Existing | Food Preparation | Natural Gas | Griddle | E6 | RIM BC Ratio | 0 | 0 | 0 | 0 | 0 | 0 | 0 | 0 | 0 | 0 | 0 | 0 | 0 | 0 | 0 | 0 | 0 | 0 | 0 | 0 | 0 | 0 | 0 | 0 | 0 | 0 | 0
F5_Commercial_Restaurant (ID)_Existing_Food Preparation_Natural Gas_Griddle_E7 | F5 | Commercial | Restaurant (ID) | Existing | Food Preparation | Natural Gas | Griddle | E7 | RIM BC Ratio | 0 | 0 | 0 | 0 | 0 | 0 | 0 | 0 | 0 | 0 | 0 | 0 | 0 | 0 | 0 | 0 | 0 | 0 | 0 | 0 | 0 | 0 | 0 | 0 | 0 | 0 | 0
F5_Commercial_Restaurant (ID)_Existing_Food Preparation_Natural Gas_Griddle_E8 | F5 | Commercial | Restaurant (ID) | Existing | Food Preparation | Natural Gas | Griddle | E8 | RIM BC Ratio | 0 | 0 | 0 | 0 | 0 | 0 | 0 | 0 | 0 | 0 | 0 | 0 | 0 | 0 | 0 | 0 | 0 | 0 | 0 | 0 | 0 | 0 | 0 | 0 | 0 | 0 | 0
F5_Commercial_Restaurant (ID)_Existing_Food Preparation_Natural Gas_Griddle_E9 | F5 | Commercial | Restaurant (ID) | Existing | Food Preparation | Natural Gas | Griddle | E9 | RIM BC Ratio | 0 | 0 | 0 | 0 | 0 | 0 | 0 | 0 | 0 | 0 | 0 | 0 | 0 | 0 | 0 | 0 | 0 | 0 | 0 | 0 | 0 | 0 | 0 | 0 | 0 | 0 | 0
F5_Commercial_Restaurant (ID)_Existing_Food Preparation_Natural Gas_Griddle_E10 | F5 | Commercial | Restaurant (ID) | Existing | Food Preparation | Natural Gas | Griddle | E10 | RIM BC Ratio | 0 | 0 | 0 | 0 | 0 | 0 | 0 | 0 | 0 | 0 | 0 | 0 | 0 | 0 | 0 | 0 | 0 | 0 | 0 | 0 | 0 | 0 | 0 | 0 | 0 | 0 | 0
F0_Commercial_Restaurant (ID)_Existing_Food Preparation_Natural Gas_Range_E0 | F0 | Commercial | Restaurant (ID) | Existing | Food Preparation | Natural Gas | Range | E0 | Economic Unit | High Efficiency | High Efficiency | High Efficiency | High Efficiency | High Efficiency | High Efficiency | High Efficiency | High Efficiency | High Efficiency | High Efficiency | High Efficiency | High Efficiency | High Efficiency | High Efficiency | High Efficiency | High Efficiency | High Efficiency | High Efficiency | High Efficiency | High Efficiency | High Efficiency | High Efficiency | High Efficiency | High Efficiency | High Efficiency | High Efficiency | High Efficiency
F1_Commercial_Restaurant (ID)_Existing_Food Preparation_Natural Gas_Range_E1 | F1 | Commercial | Restaurant (ID) | Existing | Food Preparation | Natural Gas | Range | E1 | CCE | 0 | 0 | 0 | 0 | 0 | 0 | 0 | 0 | 0 | 0 | 0 | 0 | 0 | 0 | 0 | 0 | 0 | 0 | 0 | 0 | 0 | 0 | 0 | 0 | 0 | 0 | 0
F1_Commercial_Restaurant (ID)_Existing_Food Preparation_Natural Gas_Range_E2 | F1 | Commercial | Restaurant (ID) | Existing | Food Preparation | Natural Gas | Range | E2 | CCE | 0.0008444 | 0.0008444 | 0.0008444 | 0.0008444 | 0.0008444 | 0.0008444 | 0.0008444 | 0.0008444 | 0.0008444 | 0.0008444 | 0.0008444 | 0.0008444 | 0.0008444 | 0.0008444 | 0.0008444 | 0.0008444 | 0.0008444 | 0.0008444 | 0.0008444 | 0.0008444 | 0.0008444 | 0.0008444 | 0.0008444 | 0.0008444 | 0.0008444 | 0.0008444 | 0.0008444
F1_Commercial_Restaurant (ID)_Existing_Food Preparation_Natural Gas_Range_E3 | F1 | Commercial | Restaurant (ID) | Existing | Food Preparation | Natural Gas | Range | E3 | CCE | 0 | 0 | 0 | 0 | 0 | 0 | 0 | 0 | 0 | 0 | 0 | 0 | 0 | 0 | 0 | 0 | 0 | 0 | 0 | 0 | 0 | 0 | 0 | 0 | 0 | 0 | 0
F1_Commercial_Restaurant (ID)_Existing_Food Preparation_Natural Gas_Range_E4 | F1 | Commercial | Restaurant (ID) | Existing | Food Preparation | Natural Gas | Range | E4 | CCE | 0 | 0 | 0 | 0 | 0 | 0 | 0 | 0 | 0 | 0 | 0 | 0 | 0 | 0 | 0 | 0 | 0 | 0 | 0 | 0 | 0 | 0 | 0 | 0 | 0 | 0 | 0
F1_Commercial_Restaurant (ID)_Existing_Food Preparation_Natural Gas_Range_E5 | F1 | Commercial | Restaurant (ID) | Existing | Food Preparation | Natural Gas | Range | E5 | CCE | 0 | 0 | 0 | 0 | 0 | 0 | 0 | 0 | 0 | 0 | 0 | 0 | 0 | 0 | 0 | 0 | 0 | 0 | 0 | 0 | 0 | 0 | 0 | 0 | 0 | 0 | 0
F1_Commercial_Restaurant (ID)_Existing_Food Preparation_Natural Gas_Range_E6 | F1 | Commercial | Restaurant (ID) | Existing | Food Preparation | Natural Gas | Range | E6 | CCE | 0 | 0 | 0 | 0 | 0 | 0 | 0 | 0 | 0 | 0 | 0 | 0 | 0 | 0 | 0 | 0 | 0 | 0 | 0 | 0 | 0 | 0 | 0 | 0 | 0 | 0 | 0
F1_Commercial_Restaurant (ID)_Existing_Food Preparation_Natural Gas_Range_E7 | F1 | Commercial | Restaurant (ID) | Existing | Food Preparation | Natural Gas | Range | E7 | CCE | 0 | 0 | 0 | 0 | 0 | 0 | 0 | 0 | 0 | 0 | 0 | 0 | 0 | 0 | 0 | 0 | 0 | 0 | 0 | 0 | 0 | 0 | 0 | 0 | 0 | 0 | 0
F1_Commercial_Restaurant (ID)_Existing_Food Preparation_Natural Gas_Range_E8 | F1 | Commercial | Restaurant (ID) | Existing | Food Preparation | Natural Gas | Range | E8 | CCE | 0 | 0 | 0 | 0 | 0 | 0 | 0 | 0 | 0 | 0 | 0 | 0 | 0 | 0 | 0 | 0 | 0 | 0 | 0 | 0 | 0 | 0 | 0 | 0 | 0 | 0 | 0
F1_Commercial_Restaurant (ID)_Existing_Food Preparation_Natural Gas_Range_E9 | F1 | Commercial | Restaurant (ID) | Existing | Food Preparation | Natural Gas | Range | E9 | CCE | 0 | 0 | 0 | 0 | 0 | 0 | 0 | 0 | 0 | 0 | 0 | 0 | 0 | 0 | 0 | 0 | 0 | 0 | 0 | 0 | 0 | 0 | 0 | 0 | 0 | 0 | 0
F1_Commercial_Restaurant (ID)_Existing_Food Preparation_Natural Gas_Range_E10 | F1 | Commercial | Restaurant (ID) | Existing | Food Preparation | Natural Gas | Range | E10 | CCE | 0 | 0 | 0 | 0 | 0 | 0 | 0 | 0 | 0 | 0 | 0 | 0 | 0 | 0 | 0 | 0 | 0 | 0 | 0 | 0 | 0 | 0 | 0 | 0 | 0 | 0 | 0
F2_Commercial_Restaurant (ID)_Existing_Food Preparation_Natural Gas_Range_E1 | F2 | Commercial | Restaurant (ID) | Existing | Food Preparation | Natural Gas | Range | E1 | TRC BC Ratio | [24 empty] | 1 | 1 | 1 | bar: 2019 to 2042
F2_Commercial_Restaurant (ID)_Existing_Food Preparation_Natural Gas_Range_E2 | F2 | Commercial | Restaurant (ID) | Existing | Food Preparation | Natural Gas | Range | E2 | TRC BC Ratio | 4.1072 | 4.202 | 4.3212 | 4.4619 | 4.6256 | 4.8319 | 5.0468 | 5.2611 | 5.4678 | 5.6774 | 5.8409 | 5.9931 | 6.1571 | 6.3168 | 6.4578 | 6.5882 | 6.7033 | 6.8164 | 6.938 | 7.056 | 7.1773 | 7.3039 | 7.4316 | 7.5636 | 7.698 | 7.8348 | 7.974
F2_Commercial_Restaurant (ID)_Existing_Food Preparation_Natural Gas_Range_E3 | F2 | Commercial | Restaurant (ID) | Existing | Food Preparation | Natural Gas | Range | E3 | TRC BC Ratio | 0 | 0 | 0 | 0 | 0 | 0 | 0 | 0 | 0 | 0 | 0 | 0 | 0 | 0 | 0 | 0 | 0 | 0 | 0 | 0 | 0 | 0 | 0 | 0 | 0 | 0 | 0
F2_Commercial_Restaurant (ID)_Existing_Food Preparation_Natural Gas_Range_E4 | F2 | Commercial | Restaurant (ID) | Existing | Food Preparation | Natural Gas | Range | E4 | TRC BC Ratio | 0 | 0 | 0 | 0 | 0 | 0 | 0 | 0 | 0 | 0 | 0 | 0 | 0 | 0 | 0 | 0 | 0 | 0 | 0 | 0 | 0 | 0 | 0 | 0 | 0 | 0 | 0
F2_Commercial_Restaurant (ID)_Existing_Food Preparation_Natural Gas_Range_E5 | F2 | Commercial | Restaurant (ID) | Existing | Food Preparation | Natural Gas | Range | E5 | TRC BC Ratio | 0 | 0 | 0 | 0 | 0 | 0 | 0 | 0 | 0 | 0 | 0 | 0 | 0 | 0 | 0 | 0 | 0 | 0 | 0 | 0 | 0 | 0 | 0 | 0 | 0 | 0 | 0
F2_Commercial_Restaurant (ID)_Existing_Food Preparation_Natural Gas_Range_E6 | F2 | Commercial | Restaurant (ID) | Existing | Food Preparation | Natural Gas | Range | E6 | TRC BC Ratio | 0 | 0 | 0 | 0 | 0 | 0 | 0 | 0 | 0 | 0 | 0 | 0 | 0 | 0 | 0 | 0 | 0 | 0 | 0 | 0 | 0 | 0 | 0 | 0 | 0 | 0 | 0
F2_Commercial_Restaurant (ID)_Existing_Food Preparation_Natural Gas_Range_E7 | F2 | Commercial | Restaurant (ID) | Existing | Food Preparation | Natural Gas | Range | E7 | TRC BC Ratio | 0 | 0 | 0 | 0 | 0 | 0 | 0 | 0 | 0 | 0 | 0 | 0 | 0 | 0 | 0 | 0 | 0 | 0 | 0 | 0 | 0 | 0 | 0 | 0 | 0 | 0 | 0
F2_Commercial_Restaurant (ID)_Existing_Food Preparation_Natural Gas_Range_E8 | F2 | Commercial | Restaurant (ID) | Existing | Food Preparation | Natural Gas | Range | E8 | TRC BC Ratio | 0 | 0 | 0 | 0 | 0 | 0 | 0 | 0 | 0 | 0 | 0 | 0 | 0 | 0 | 0 | 0 | 0 | 0 | 0 | 0 | 0 | 0 | 0 | 0 | 0 | 0 | 0
F2_Commercial_Restaurant (ID)_Existing_Food Preparation_Natural Gas_Range_E9 | F2 | Commercial | Restaurant (ID) | Existing | Food Preparation | Natural Gas | Range | E9 | TRC BC Ratio | 0 | 0 | 0 | 0 | 0 | 0 | 0 | 0 | 0 | 0 | 0 | 0 | 0 | 0 | 0 | 0 | 0 | 0 | 0 | 0 | 0 | 0 | 0 | 0 | 0 | 0 | 0
F2_Commercial_Restaurant (ID)_Existing_Food Preparation_Natural Gas_Range_E10 | F2 | Commercial | Restaurant (ID) | Existing | Food Preparation | Natural Gas | Range | E10 | TRC BC Ratio | 0 | 0 | 0 | 0 | 0 | 0 | 0 | 0 | 0 | 0 | 0 | 0 | 0 | 0 | 0 | 0 | 0 | 0 | 0 | 0 | 0 | 0 | 0 | 0 | 0 | 0 | 0
F3_Commercial_Restaurant (ID)_Existing_Food Preparation_Natural Gas_Range_E1 | F3 | Commercial | Restaurant (ID) | Existing | Food Preparation | Natural Gas | Range | E1 | PACT BC Ratio | [24 empty] | 1 | 1 | 1 | bar: 2019 to 2042
F3_Commercial_Restaurant (ID)_Existing_Food Preparation_Natural Gas_Range_E2 | F3 | Commercial | Restaurant (ID) | Existing | Food Preparation | Natural Gas | Range | E2 | PACT BC Ratio | 8.1337 | 8.3214 | 8.5576 | 8.8363 | 9.1603 | 9.5689 | 9.9946 | 10.419 | 10.8283 | 11.2433 | 11.5672 | 11.8684 | 12.1933 | 12.5097 | 12.7887 | 13.0471 | 13.275 | 13.499 | 13.7399 | 13.9734 | 14.2137 | 14.4643 | 14.7173 | 14.9788 | 15.2449 | 15.5157 | 15.7914
F3_Commercial_Restaurant (ID)_Existing_Food Preparation_Natural Gas_Range_E3 | F3 | Commercial | Restaurant (ID) | Existing | Food Preparation | Natural Gas | Range | E3 | PACT BC Ratio | 0 | 0 | 0 | 0 | 0 | 0 | 0 | 0 | 0 | 0 | 0 | 0 | 0 | 0 | 0 | 0 | 0 | 0 | 0 | 0 | 0 | 0 | 0 | 0 | 0 | 0 | 0
F3_Commercial_Restaurant (ID)_Existing_Food Preparation_Natural Gas_Range_E4 | F3 | Commercial | Restaurant (ID) | Existing | Food Preparation | Natural Gas | Range | E4 | PACT BC Ratio | 0 | 0 | 0 | 0 | 0 | 0 | 0 | 0 | 0 | 0 | 0 | 0 | 0 | 0 | 0 | 0 | 0 | 0 | 0 | 0 | 0 | 0 | 0 | 0 | 0 | 0 | 0
F3_Commercial_Restaurant (ID)_Existing_Food Preparation_Natural Gas_Range_E5 | F3 | Commercial | Restaurant (ID) | Existing | Food Preparation | Natural Gas | Range | E5 | PACT BC Ratio | 0 | 0 | 0 | 0 | 0 | 0 | 0 | 0 | 0 | 0 | 0 | 0 | 0 | 0 | 0 | 0 | 0 | 0 | 0 | 0 | 0 | 0 | 0 | 0 | 0 | 0 | 0
F3_Commercial_Restaurant (ID)_Existing_Food Preparation_Natural Gas_Range_E6 | F3 | Commercial | Restaurant (ID) | Existing | Food Preparation | Natural Gas | Range | E6 | PACT BC Ratio | 0 | 0 | 0 | 0 | 0 | 0 | 0 | 0 | 0 | 0 | 0 | 0 | 0 | 0 | 0 | 0 | 0 | 0 | 0 | 0 | 0 | 0 | 0 | 0 | 0 | 0 | 0
F3_Commercial_Restaurant (ID)_Existing_Food Preparation_Natural Gas_Range_E7 | F3 | Commercial | Restaurant (ID) | Existing | Food Preparation | Natural Gas | Range | E7 | PACT BC Ratio | 0 | 0 | 0 | 0 | 0 | 0 | 0 | 0 | 0 | 0 | 0 | 0 | 0 | 0 | 0 | 0 | 0 | 0 | 0 | 0 | 0 | 0 | 0 | 0 | 0 | 0 | 0
F3_Commercial_Restaurant (ID)_Existing_Food Preparation_Natural Gas_Range_E8 | F3 | Commercial | Restaurant (ID) | Existing | Food Preparation | Natural Gas | Range | E8 | PACT BC Ratio | 0 | 0 | 0 | 0 | 0 | 0 | 0 | 0 | 0 | 0 | 0 | 0 | 0 | 0 | 0 | 0 | 0 | 0 | 0 | 0 | 0 | 0 | 0 | 0 | 0 | 0 | 0
F3_Commercial_Restaurant (ID)_Existing_Food Preparation_Natural Gas_Range_E9 | F3 | Commercial | Restaurant (ID) | Existing | Food Preparation | Natural Gas | Range | E9 | PACT BC Ratio | 0 | 0 | 0 | 0 | 0 | 0 | 0 | 0 | 0 | 0 | 0 | 0 | 0 | 0 | 0 | 0 | 0 | 0 | 0 | 0 | 0 | 0 | 0 | 0 | 0 | 0 | 0
F3_Commercial_Restaurant (ID)_Existing_Food Preparation_Natural Gas_Range_E10 | F3 | Commercial | Restaurant (ID) | Existing | Food Preparation | Natural Gas | Range | E10 | PACT BC Ratio | 0 | 0 | 0 | 0 | 0 | 0 | 0 | 0 | 0 | 0 | 0 | 0 | 0 | 0 | 0 | 0 | 0 | 0 | 0 | 0 | 0 | 0 | 0 | 0 | 0 | 0 | 0
F4_Commercial_Restaurant (ID)_Existing_Food Preparation_Natural Gas_Range_E1 | F4 | Commercial | Restaurant (ID) | Existing | Food Preparation | Natural Gas | Range | E1 | RVT BC Ratio | [24 empty] | 1 | 1 | 1 | bar: 2019 to 2042
F4_Commercial_Restaurant (ID)_Existing_Food Preparation_Natural Gas_Range_E2 | F4 | Commercial | Restaurant (ID) | Existing | Food Preparation | Natural Gas | Range | E2 | RVT BC Ratio | 6.2689 | 6.3665 | 6.4854 | 6.63 | 6.8019 | 7.0292 | 7.2624 | 7.488 | 7.6956 | 7.895 | 8.0998 | 8.2827 | 8.4736 | 8.65 | 8.7985 | 8.9302 | 9.0381 | 9.1399 | 9.249 | 9.3492 | 9.4494 | 9.6088 | 9.7698 | 9.9361 | 10.1054 | 10.2778 | 10.4531
F4_Commercial_Restaurant (ID)_Existing_Food Preparation_Natural Gas_Range_E3 | F4 | Commercial | Restaurant (ID) | Existing | Food Preparation | Natural Gas | Range | E3 | RVT BC Ratio | 0 | 0 | 0 | 0 | 0 | 0 | 0 | 0 | 0 | 0 | 0 | 0 | 0 | 0 | 0 | 0 | 0 | 0 | 0 | 0 | 0 | 0 | 0 | 0 | 0 | 0 | 0
F4_Commercial_Restaurant (ID)_Existing_Food Preparation_Natural Gas_Range_E4 | F4 | Commercial | Restaurant (ID) | Existing | Food Preparation | Natural Gas | Range | E4 | RVT BC Ratio | 0 | 0 | 0 | 0 | 0 | 0 | 0 | 0 | 0 | 0 | 0 | 0 | 0 | 0 | 0 | 0 | 0 | 0 | 0 | 0 | 0 | 0 | 0 | 0 | 0 | 0 | 0
F4_Commercial_Restaurant (ID)_Existing_Food Preparation_Natural Gas_Range_E5 | F4 | Commercial | Restaurant (ID) | Existing | Food Preparation | Natural Gas | Range | E5 | RVT BC Ratio | 0 | 0 | 0 | 0 | 0 | 0 | 0 | 0 | 0 | 0 | 0 | 0 | 0 | 0 | 0 | 0 | 0 | 0 | 0 | 0 | 0 | 0 | 0 | 0 | 0 | 0 | 0
F4_Commercial_Restaurant (ID)_Existing_Food Preparation_Natural Gas_Range_E6 | F4 | Commercial | Restaurant (ID) | Existing | Food Preparation | Natural Gas | Range | E6 | RVT BC Ratio | 0 | 0 | 0 | 0 | 0 | 0 | 0 | 0 | 0 | 0 | 0 | 0 | 0 | 0 | 0 | 0 | 0 | 0 | 0 | 0 | 0 | 0 | 0 | 0 | 0 | 0 | 0
F4_Commercial_Restaurant (ID)_Existing_Food Preparation_Natural Gas_Range_E7 | F4 | Commercial | Restaurant (ID) | Existing | Food Preparation | Natural Gas | Range | E7 | RVT BC Ratio | 0 | 0 | 0 | 0 | 0 | 0 | 0 | 0 | 0 | 0 | 0 | 0 | 0 | 0 | 0 | 0 | 0 | 0 | 0 | 0 | 0 | 0 | 0 | 0 | 0 | 0 | 0
F4_Commercial_Restaurant (ID)_Existing_Food Preparation_Natural Gas_Range_E8 | F4 | Commercial | Restaurant (ID) | Existing | Food Preparation | Natural Gas | Range | E8 | RVT BC Ratio | 0 | 0 | 0 | 0 | 0 | 0 | 0 | 0 | 0 | 0 | 0 | 0 | 0 | 0 | 0 | 0 | 0 | 0 | 0 | 0 | 0 | 0 | 0 | 0 | 0 | 0 | 0
F4_Commercial_Restaurant (ID)_Existing_Food Preparation_Natural Gas_Range_E9 | F4 | Commercial | Restaurant (ID) | Existing | Food Preparation | Natural Gas | Range | E9 | RVT BC Ratio | 0 | 0 | 0 | 0 | 0 | 0 | 0 | 0 | 0 | 0 | 0 | 0 | 0 | 0 | 0 | 0 | 0 | 0 | 0 | 0 | 0 | 0 | 0 | 0 | 0 | 0 | 0
F4_Commercial_Restaurant (ID)_Existing_Food Preparation_Natural Gas_Range_E10 | F4 | Commercial | Restaurant (ID) | Existing | Food Preparation | Natural Gas | Range | E10 | RVT BC Ratio | 0 | 0 | 0 | 0 | 0 | 0 | 0 | 0 | 0 | 0 | 0 | 0 | 0 | 0 | 0 | 0 | 0 | 0 | 0 | 0 | 0 | 0 | 0 | 0 | 0 | 0 | 0
F5_Commercial_Restaurant (ID)_Existing_Food Preparation_Natural Gas_Range_E1 | F5 | Commercial | Restaurant (ID) | Existing | Food Preparation | Natural Gas | Range | E1 | RIM BC Ratio | [24 empty] | 1 | 1 | 1 | bar: 2019 to 2042
F5_Commercial_Restaurant (ID)_Existing_Food Preparation_Natural Gas_Range_E2 | F5 | Commercial | Restaurant (ID) | Existing | Food Preparation | Natural Gas | Range | E2 | RIM BC Ratio | 0.76189 | 0.76789 | 0.77564 | 0.78395 | 0.79273 | 0.80206 | 0.81156 | 0.8212 | 0.83102 | 0.84162 | 0.84449 | 0.8478 | 0.85184 | 0.85653 | 0.86118 | 0.86591 | 0.87073 | 0.87578 | 0.88111 | 0.88669 | 0.89257 | 0.89355 | 0.8945 | 0.89545 | 0.89638 | 0.8973 | 0.89821
F5_Commercial_Restaurant (ID)_Existing_Food Preparation_Natural Gas_Range_E3 | F5 | Commercial | Restaurant (ID) | Existing | Food Preparation | Natural Gas | Range | E3 | RIM BC Ratio | 0 | 0 | 0 | 0 | 0 | 0 | 0 | 0 | 0 | 0 | 0 | 0 | 0 | 0 | 0 | 0 | 0 | 0 | 0 | 0 | 0 | 0 | 0 | 0 | 0 | 0 | 0
F5_Commercial_Restaurant (ID)_Existing_Food Preparation_Natural Gas_Range_E4 | F5 | Commercial | Restaurant (ID) | Existing | Food Preparation | Natural Gas | Range | E4 | RIM BC Ratio | 0 | 0 | 0 | 0 | 0 | 0 | 0 | 0 | 0 | 0 | 0 | 0 | 0 | 0 | 0 | 0 | 0 | 0 | 0 | 0 | 0 | 0 | 0 | 0 | 0 | 0 | 0
F5_Commercial_Restaurant (ID)_Existing_Food Preparation_Natural Gas_Range_E5 | F5 | Commercial | Restaurant (ID) | Existing | Food Preparation | Natural Gas | Range | E5 | RIM BC Ratio | 0 | 0 | 0 | 0 | 0 | 0 | 0 | 0 | 0 | 0 | 0 | 0 | 0 | 0 | 0 | 0 | 0 | 0 | 0 | 0 | 0 | 0 | 0 | 0 | 0 | 0 | 0
F5_Commercial_Restaurant (ID)_Existing_Food Preparation_Natural Gas_Range_E6 | F5 | Commercial | Restaurant (ID) | Existing | Food Preparation | Natural Gas | Range | E6 | RIM BC Ratio | 0 | 0 | 0 | 0 | 0 | 0 | 0 | 0 | 0 | 0 | 0 | 0 | 0 | 0 | 0 | 0 | 0 | 0 | 0 | 0 | 0 | 0 | 0 | 0 | 0 | 0 | 0
F5_Commercial_Restaurant (ID)_Existing_Food Preparation_Natural Gas_Range_E7 | F5 | Commercial | Restaurant (ID) | Existing | Food Preparation | Natural Gas | Range | E7 | RIM BC Ratio | 0 | 0 | 0 | 0 | 0 | 0 | 0 | 0 | 0 | 0 | 0 | 0 | 0 | 0 | 0 | 0 | 0 | 0 | 0 | 0 | 0 | 0 | 0 | 0 | 0 | 0 | 0
F5_Commercial_Restaurant (ID)_Existing_Food Preparation_Natural Gas_Range_E8 | F5 | Commercial | Restaurant (ID) | Existing | Food Preparation | Natural Gas | Range | E8 | RIM BC Ratio | 0 | 0 | 0 | 0 | 0 | 0 | 0 | 0 | 0 | 0 | 0 | 0 | 0 | 0 | 0 | 0 | 0 | 0 | 0 | 0 | 0 | 0 | 0 | 0 | 0 | 0 | 0
F5_Commercial_Restaurant (ID)_Existing_Food Preparation_Natural Gas_Range_E9 | F5 | Commercial | Restaurant (ID) | Existing | Food Preparation | Natural Gas | Range | E9 | RIM BC Ratio | 0 | 0 | 0 | 0 | 0 | 0 | 0 | 0 | 0 | 0 | 0 | 0 | 0 | 0 | 0 | 0 | 0 | 0 | 0 | 0 | 0 | 0 | 0 | 0 | 0 | 0 | 0
F5_Commercial_Restaurant (ID)_Existing_Food Preparation_Natural Gas_Range_E10 | F5 | Commercial | Restaurant (ID) | Existing | Food Preparation | Natural Gas | Range | E10 | RIM BC Ratio | 0 | 0 | 0 | 0 | 0 | 0 | 0 | 0 | 0 | 0 | 0 | 0 | 0 | 0 | 0 | 0 | 0 | 0 | 0 | 0 | 0 | 0 | 0 | 0 | 0 | 0 | 0
F0_Commercial_Restaurant (ID)_Existing_Food Preparation_Natural Gas_Steamer_E0 | F0 | Commercial | Restaurant (ID) | Existing | Food Preparation | Natural Gas | Steamer | E0 | Economic Unit | ENERGY STAR | ENERGY STAR | ENERGY STAR | ENERGY STAR | ENERGY STAR | ENERGY STAR | ENERGY STAR | ENERGY STAR | ENERGY STAR | ENERGY STAR | ENERGY STAR | ENERGY STAR | ENERGY STAR | ENERGY STAR | ENERGY STAR | ENERGY STAR | ENERGY STAR | ENERGY STAR | ENERGY STAR | ENERGY STAR | ENERGY STAR | ENERGY STAR | ENERGY STAR | ENERGY STAR | ENERGY STAR | ENERGY STAR | ENERGY STAR
F1_Commercial_Restaurant (ID)_Existing_Food Preparation_Natural Gas_Steamer_E1 | F1 | Commercial | Restaurant (ID) | Existing | Food Preparation | Natural Gas | Steamer | E1 | CCE | 0 | 0 | 0 | 0 | 0 | 0 | 0 | 0 | 0 | 0 | 0 | 0 | 0 | 0 | 0 | 0 | 0 | 0 | 0 | 0 | 0 | 0 | 0 | 0 | 0 | 0 | 0
F1_Commercial_Restaurant (ID)_Existing_Food Preparation_Natural Gas_Steamer_E2 | F1 | Commercial | Restaurant (ID) | Existing | Food Preparation | Natural Gas | Steamer | E2 | CCE | 8.8373e-05 | 8.8373e-05 | 8.8373e-05 | 8.8373e-05 | 8.8373e-05 | 8.8373e-05 | 8.8373e-05 | 8.8373e-05 | 8.8373e-05 | 8.8373e-05 | 8.8373e-05 | 8.8373e-05 | 8.8373e-05 | 8.8373e-05 | 8.8373e-05 | 8.8373e-05 | 8.8373e-05 | 8.8373e-05 | 8.8373e-05 | 8.8373e-05 | 8.8373e-05 | 8.8373e-05 | 8.8373e-05 | 8.8373e-05 | 8.8373e-05 | 8.8373e-05 | 8.8373e-05
F1_Commercial_Restaurant (ID)_Existing_Food Preparation_Natural Gas_Steamer_E3 | F1 | Commercial | Restaurant (ID) | Existing | Food Preparation | Natural Gas | Steamer | E3 | CCE | 0 | 0 | 0 | 0 | 0 | 0 | 0 | 0 | 0 | 0 | 0 | 0 | 0 | 0 | 0 | 0 | 0 | 0 | 0 | 0 | 0 | 0 | 0 | 0 | 0 | 0 | 0
F1_Commercial_Restaurant (ID)_Existing_Food Preparation_Natural Gas_Steamer_E4 | F1 | Commercial | Restaurant (ID) | Existing | Food Preparation | Natural Gas | Steamer | E4 | CCE | 0 | 0 | 0 | 0 | 0 | 0 | 0 | 0 | 0 | 0 | 0 | 0 | 0 | 0 | 0 | 0 | 0 | 0 | 0 | 0 | 0 | 0 | 0 | 0 | 0 | 0 | 0
F1_Commercial_Restaurant (ID)_Existing_Food Preparation_Natural Gas_Steamer_E5 | F1 | Commercial | Restaurant (ID) | Existing | Food Preparation | Natural Gas | Steamer | E5 | CCE | 0 | 0 | 0 | 0 | 0 | 0 | 0 | 0 | 0 | 0 | 0 | 0 | 0 | 0 | 0 | 0 | 0 | 0 | 0 | 0 | 0 | 0 | 0 | 0 | 0 | 0 | 0
F1_Commercial_Restaurant (ID)_Existing_Food Preparation_Natural Gas_Steamer_E6 | F1 | Commercial | Restaurant (ID) | Existing | Food Preparation | Natural Gas | Steamer | E6 | CCE | 0 | 0 | 0 | 0 | 0 | 0 | 0 | 0 | 0 | 0 | 0 | 0 | 0 | 0 | 0 | 0 | 0 | 0 | 0 | 0 | 0 | 0 | 0 | 0 | 0 | 0 | 0
F1_Commercial_Restaurant (ID)_Existing_Food Preparation_Natural Gas_Steamer_E7 | F1 | Commercial | Restaurant (ID) | Existing | Food Preparation | Natural Gas | Steamer | E7 | CCE | 0 | 0 | 0 | 0 | 0 | 0 | 0 | 0 | 0 | 0 | 0 | 0 | 0 | 0 | 0 | 0 | 0 | 0 | 0 | 0 | 0 | 0 | 0 | 0 | 0 | 0 | 0
F1_Commercial_Restaurant (ID)_Existing_Food Preparation_Natural Gas_Steamer_E8 | F1 | Commercial | Restaurant (ID) | Existing | Food Preparation | Natural Gas | Steamer | E8 | CCE | 0 | 0 | 0 | 0 | 0 | 0 | 0 | 0 | 0 | 0 | 0 | 0 | 0 | 0 | 0 | 0 | 0 | 0 | 0 | 0 | 0 | 0 | 0 | 0 | 0 | 0 | 0
F1_Commercial_Restaurant (ID)_Existing_Food Preparation_Natural Gas_Steamer_E9 | F1 | Commercial | Restaurant (ID) | Existing | Food Preparation | Natural Gas | Steamer | E9 | CCE | 0 | 0 | 0 | 0 | 0 | 0 | 0 | 0 | 0 | 0 | 0 | 0 | 0 | 0 | 0 | 0 | 0 | 0 | 0 | 0 | 0 | 0 | 0 | 0 | 0 | 0 | 0
F1_Commercial_Restaurant (ID)_Existing_Food Preparation_Natural Gas_Steamer_E10 | F1 | Commercial | Restaurant (ID) | Existing | Food Preparation | Natural Gas | Steamer | E10 | CCE | 0 | 0 | 0 | 0 | 0 | 0 | 0 | 0 | 0 | 0 | 0 | 0 | 0 | 0 | 0 | 0 | 0 | 0 | 0 | 0 | 0 | 0 | 0 | 0 | 0 | 0 | 0
F2_Commercial_Restaurant (ID)_Existing_Food Preparation_Natural Gas_Steamer_E1 | F2 | Commercial | Restaurant (ID) | Existing | Food Preparation | Natural Gas | Steamer | E1 | TRC BC Ratio | [24 empty] | 1 | 1 | 1 | bar: 2019 to 2042
F2_Commercial_Restaurant (ID)_Existing_Food Preparation_Natural Gas_Steamer_E2 | F2 | Commercial | Restaurant (ID) | Existing | Food Preparation | Natural Gas | Steamer | E2 | TRC BC Ratio | 40.2724 | 41.2873 | 42.4898 | 43.8678 | 45.4261 | 47.3221 | 49.2737 | 51.2063 | 53.0669 | 54.9534 | 56.4544 | 57.8606 | 59.3715 | 60.8505 | 62.1729 | 63.4104 | 64.5202 | 65.6159 | 66.7863 | 67.9279 | 69.1008 | 70.3201 | 71.5524 | 72.8236 | 74.1174 | 75.4342 | 76.7743
F2_Commercial_Restaurant (ID)_Existing_Food Preparation_Natural Gas_Steamer_E3 | F2 | Commercial | Restaurant (ID) | Existing | Food Preparation | Natural Gas | Steamer | E3 | TRC BC Ratio | 0 | 0 | 0 | 0 | 0 | 0 | 0 | 0 | 0 | 0 | 0 | 0 | 0 | 0 | 0 | 0 | 0 | 0 | 0 | 0 | 0 | 0 | 0 | 0 | 0 | 0 | 0
F2_Commercial_Restaurant (ID)_Existing_Food Preparation_Natural Gas_Steamer_E4 | F2 | Commercial | Restaurant (ID) | Existing | Food Preparation | Natural Gas | Steamer | E4 | TRC BC Ratio | 0 | 0 | 0 | 0 | 0 | 0 | 0 | 0 | 0 | 0 | 0 | 0 | 0 | 0 | 0 | 0 | 0 | 0 | 0 | 0 | 0 | 0 | 0 | 0 | 0 | 0 | 0
F2_Commercial_Restaurant (ID)_Existing_Food Preparation_Natural Gas_Steamer_E5 | F2 | Commercial | Restaurant (ID) | Existing | Food Preparation | Natural Gas | Steamer | E5 | TRC BC Ratio | 0 | 0 | 0 | 0 | 0 | 0 | 0 | 0 | 0 | 0 | 0 | 0 | 0 | 0 | 0 | 0 | 0 | 0 | 0 | 0 | 0 | 0 | 0 | 0 | 0 | 0 | 0
F2_Commercial_Restaurant (ID)_Existing_Food Preparation_Natural Gas_Steamer_E6 | F2 | Commercial | Restaurant (ID) | Existing | Food Preparation | Natural Gas | Steamer | E6 | TRC BC Ratio | 0 | 0 | 0 | 0 | 0 | 0 | 0 | 0 | 0 | 0 | 0 | 0 | 0 | 0 | 0 | 0 | 0 | 0 | 0 | 0 | 0 | 0 | 0 | 0 | 0 | 0 | 0
F2_Commercial_Restaurant (ID)_Existing_Food Preparation_Natural Gas_Steamer_E7 | F2 | Commercial | Restaurant (ID) | Existing | Food Preparation | Natural Gas | Steamer | E7 | TRC BC Ratio | 0 | 0 | 0 | 0 | 0 | 0 | 0 | 0 | 0 | 0 | 0 | 0 | 0 | 0 | 0 | 0 | 0 | 0 | 0 | 0 | 0 | 0 | 0 | 0 | 0 | 0 | 0
F2_Commercial_Restaurant (ID)_Existing_Food Preparation_Natural Gas_Steamer_E8 | F2 | Commercial | Restaurant (ID) | Existing | Food Preparation | Natural Gas | Steamer | E8 | TRC BC Ratio | 0 | 0 | 0 | 0 | 0 | 0 | 0 | 0 | 0 | 0 | 0 | 0 | 0 | 0 | 0 | 0 | 0 | 0 | 0 | 0 | 0 | 0 | 0 | 0 | 0 | 0 | 0
F2_Commercial_Restaurant (ID)_Existing_Food Preparation_Natural Gas_Steamer_E9 | F2 | Commercial | Restaurant (ID) | Existing | Food Preparation | Natural Gas | Steamer | E9 | TRC BC Ratio | 0 | 0 | 0 | 0 | 0 | 0 | 0 | 0 | 0 | 0 | 0 | 0 | 0 | 0 | 0 | 0 | 0 | 0 | 0 | 0 | 0 | 0 | 0 | 0 | 0 | 0 | 0
F2_Commercial_Restaurant (ID)_Existing_Food Preparation_Natural Gas_Steamer_E10 | F2 | Commercial | Restaurant (ID) | Existing | Food Preparation | Natural Gas | Steamer | E10 | TRC BC Ratio | 0 | 0 | 0 | 0 | 0 | 0 | 0 | 0 | 0 | 0 | 0 | 0 | 0 | 0 | 0 | 0 | 0 | 0 | 0 | 0 | 0 | 0 | 0 | 0 | 0 | 0 | 0
F3_Commercial_Restaurant (ID)_Existing_Food Preparation_Natural Gas_Steamer_E1 | F3 | Commercial | Restaurant (ID) | Existing | Food Preparation | Natural Gas | Steamer | E1 | PACT BC Ratio | [24 empty] | 1 | 1 | 1 | bar: 2019 to 2042
F3_Commercial_Restaurant (ID)_Existing_Food Preparation_Natural Gas_Steamer_E2 | F3 | Commercial | Restaurant (ID) | Existing | Food Preparation | Natural Gas | Steamer | E2 | PACT BC Ratio | 79.754 | 81.764 | 84.1453 | 86.8742 | 89.9603 | 93.7152 | 97.5799 | 101.4073 | 105.0919 | 108.8278 | 111.8004 | 114.5852 | 117.5773 | 120.5063 | 123.1252 | 125.5759 | 127.7737 | 129.9436 | 132.2613 | 134.5222 | 136.8449 | 139.2597 | 141.7001 | 144.2175 | 146.7796 | 149.3873 | 152.0413
F3_Commercial_Restaurant (ID)_Existing_Food Preparation_Natural Gas_Steamer_E3 | F3 | Commercial | Restaurant (ID) | Existing | Food Preparation | Natural Gas | Steamer | E3 | PACT BC Ratio | 0 | 0 | 0 | 0 | 0 | 0 | 0 | 0 | 0 | 0 | 0 | 0 | 0 | 0 | 0 | 0 | 0 | 0 | 0 | 0 | 0 | 0 | 0 | 0 | 0 | 0 | 0
F3_Commercial_Restaurant (ID)_Existing_Food Preparation_Natural Gas_Steamer_E4 | F3 | Commercial | Restaurant (ID) | Existing | Food Preparation | Natural Gas | Steamer | E4 | PACT BC Ratio | 0 | 0 | 0 | 0 | 0 | 0 | 0 | 0 | 0 | 0 | 0 | 0 | 0 | 0 | 0 | 0 | 0 | 0 | 0 | 0 | 0 | 0 | 0 | 0 | 0 | 0 | 0
F3_Commercial_Restaurant (ID)_Existing_Food Preparation_Natural Gas_Steamer_E5 | F3 | Commercial | Restaurant (ID) | Existing | Food Preparation | Natural Gas | Steamer | E5 | PACT BC Ratio | 0 | 0 | 0 | 0 | 0 | 0 | 0 | 0 | 0 | 0 | 0 | 0 | 0 | 0 | 0 | 0 | 0 | 0 | 0 | 0 | 0 | 0 | 0 | 0 | 0 | 0 | 0
F3_Commercial_Restaurant (ID)_Existing_Food Preparation_Natural Gas_Steamer_E6 | F3 | Commercial | Restaurant (ID) | Existing | Food Preparation | Natural Gas | Steamer | E6 | PACT BC Ratio | 0 | 0 | 0 | 0 | 0 | 0 | 0 | 0 | 0 | 0 | 0 | 0 | 0 | 0 | 0 | 0 | 0 | 0 | 0 | 0 | 0 | 0 | 0 | 0 | 0 | 0 | 0
F3_Commercial_Restaurant (ID)_Existing_Food Preparation_Natural Gas_Steamer_E7 | F3 | Commercial | Restaurant (ID) | Existing | Food Preparation | Natural Gas | Steamer | E7 | PACT BC Ratio | 0 | 0 | 0 | 0 | 0 | 0 | 0 | 0 | 0 | 0 | 0 | 0 | 0 | 0 | 0 | 0 | 0 | 0 | 0 | 0 | 0 | 0 | 0 | 0 | 0 | 0 | 0
F3_Commercial_Restaurant (ID)_Existing_Food Preparation_Natural Gas_Steamer_E8 | F3 | Commercial | Restaurant (ID) | Existing | Food Preparation | Natural Gas | Steamer | E8 | PACT BC Ratio | 0 | 0 | 0 | 0 | 0 | 0 | 0 | 0 | 0 | 0 | 0 | 0 | 0 | 0 | 0 | 0 | 0 | 0 | 0 | 0 | 0 | 0 | 0 | 0 | 0 | 0 | 0
F3_Commercial_Restaurant (ID)_Existing_Food Preparation_Natural Gas_Steamer_E9 | F3 | Commercial | Restaurant (ID) | Existing | Food Preparation | Natural Gas | Steamer | E9 | PACT BC Ratio | 0 | 0 | 0 | 0 | 0 | 0 | 0 | 0 | 0 | 0 | 0 | 0 | 0 | 0 | 0 | 0 | 0 | 0 | 0 | 0 | 0 | 0 | 0 | 0 | 0 | 0 | 0
F3_Commercial_Restaurant (ID)_Existing_Food Preparation_Natural Gas_Steamer_E10 | F3 | Commercial | Restaurant (ID) | Existing | Food Preparation | Natural Gas | Steamer | E10 | PACT BC Ratio | 0 | 0 | 0 | 0 | 0 | 0 | 0 | 0 | 0 | 0 | 0 | 0 | 0 | 0 | 0 | 0 | 0 | 0 | 0 | 0 | 0 | 0 | 0 | 0 | 0 | 0 | 0
F4_Commercial_Restaurant (ID)_Existing_Food Preparation_Natural Gas_Steamer_E1 | F4 | Commercial | Restaurant (ID) | Existing | Food Preparation | Natural Gas | Steamer | E1 | RVT BC Ratio | [24 empty] | 1 | 1 | 1 | bar: 2019 to 2042
F4_Commercial_Restaurant (ID)_Existing_Food Preparation_Natural Gas_Steamer_E2 | F4 | Commercial | Restaurant (ID) | Existing | Food Preparation | Natural Gas | Steamer | E2 | RVT BC Ratio | 57.3252 | 58.4004 | 59.6625 | 61.1338 | 62.8192 | 64.9229 | 67.0324 | 69.0354 | 70.8485 | 72.606 | 74.4272 | 76.0823 | 77.8293 | 79.4823 | 80.9037 | 82.1865 | 83.2722 | 84.3087 | 85.4109 | 86.4401 | 87.4729 | 89.0093 | 90.562 | 92.1637 | 93.7939 | 95.453 | 97.1416
F4_Commercial_Restaurant (ID)_Existing_Food Preparation_Natural Gas_Steamer_E3 | F4 | Commercial | Restaurant (ID) | Existing | Food Preparation | Natural Gas | Steamer | E3 | RVT BC Ratio | 0 | 0 | 0 | 0 | 0 | 0 | 0 | 0 | 0 | 0 | 0 | 0 | 0 | 0 | 0 | 0 | 0 | 0 | 0 | 0 | 0 | 0 | 0 | 0 | 0 | 0 | 0
F4_Commercial_Restaurant (ID)_Existing_Food Preparation_Natural Gas_Steamer_E4 | F4 | Commercial | Restaurant (ID) | Existing | Food Preparation | Natural Gas | Steamer | E4 | RVT BC Ratio | 0 | 0 | 0 | 0 | 0 | 0 | 0 | 0 | 0 | 0 | 0 | 0 | 0 | 0 | 0 | 0 | 0 | 0 | 0 | 0 | 0 | 0 | 0 | 0 | 0 | 0 | 0
F4_Commercial_Restaurant (ID)_Existing_Food Preparation_Natural Gas_Steamer_E5 | F4 | Commercial | Restaurant (ID) | Existing | Food Preparation | Natural Gas | Steamer | E5 | RVT BC Ratio | 0 | 0 | 0 | 0 | 0 | 0 | 0 | 0 | 0 | 0 | 0 | 0 | 0 | 0 | 0 | 0 | 0 | 0 | 0 | 0 | 0 | 0 | 0 | 0 | 0 | 0 | 0
F4_Commercial_Restaurant (ID)_Existing_Food Preparation_Natural Gas_Steamer_E6 | F4 | Commercial | Restaurant (ID) | Existing | Food Preparation | Natural Gas | Steamer | E6 | RVT BC Ratio | 0 | 0 | 0 | 0 | 0 | 0 | 0 | 0 | 0 | 0 | 0 | 0 | 0 | 0 | 0 | 0 | 0 | 0 | 0 | 0 | 0 | 0 | 0 | 0 | 0 | 0 | 0
F4_Commercial_Restaurant (ID)_Existing_Food Preparation_Natural Gas_Steamer_E7 | F4 | Commercial | Restaurant (ID) | Existing | Food Preparation | Natural Gas | Steamer | E7 | RVT BC Ratio | 0 | 0 | 0 | 0 | 0 | 0 | 0 | 0 | 0 | 0 | 0 | 0 | 0 | 0 | 0 | 0 | 0 | 0 | 0 | 0 | 0 | 0 | 0 | 0 | 0 | 0 | 0
F4_Commercial_Restaurant (ID)_Existing_Food Preparation_Natural Gas_Steamer_E8 | F4 | Commercial | Restaurant (ID) | Existing | Food Preparation | Natural Gas | Steamer | E8 | RVT BC Ratio | 0 | 0 | 0 | 0 | 0 | 0 | 0 | 0 | 0 | 0 | 0 | 0 | 0 | 0 | 0 | 0 | 0 | 0 | 0 | 0 | 0 | 0 | 0 | 0 | 0 | 0 | 0
F4_Commercial_Restaurant (ID)_Existing_Food Preparation_Natural Gas_Steamer_E9 | F4 | Commercial | Restaurant (ID) | Existing | Food Preparation | Natural Gas | Steamer | E9 | RVT BC Ratio | 0 | 0 | 0 | 0 | 0 | 0 | 0 | 0 | 0 | 0 | 0 | 0 | 0 | 0 | 0 | 0 | 0 | 0 | 0 | 0 | 0 | 0 | 0 | 0 | 0 | 0 | 0
F4_Commercial_Restaurant (ID)_Existing_Food Preparation_Natural Gas_Steamer_E10 | F4 | Commercial | Restaurant (ID) | Existing | Food Preparation | Natural Gas | Steamer | E10 | RVT BC Ratio | 0 | 0 | 0 | 0 | 0 | 0 | 0 | 0 | 0 | 0 | 0 | 0 | 0 | 0 | 0 | 0 | 0 | 0 | 0 | 0 | 0 | 0 | 0 | 0 | 0 | 0 | 0
F5_Commercial_Restaurant (ID)_Existing_Food Preparation_Natural Gas_Steamer_E1 | F5 | Commercial | Restaurant (ID) | Existing | Food Preparation | Natural Gas | Steamer | E1 | RIM BC Ratio | [24 empty] | 1 | 1 | 1 | bar: 2019 to 2042
F5_Commercial_Restaurant (ID)_Existing_Food Preparation_Natural Gas_Steamer_E2 | F5 | Commercial | Restaurant (ID) | Existing | Food Preparation | Natural Gas | Steamer | E2 | RIM BC Ratio | 0.8401 | 0.84547 | 0.85175 | 0.85828 | 0.865 | 0.87199 | 0.87946 | 0.88752 | 0.89629 | 0.90575 | 0.90778 | 0.91021 | 0.91306 | 0.9164 | 0.9199 | 0.9236 | 0.92755 | 0.93173 | 0.93614 | 0.94083 | 0.9458 | 0.94591 | 0.94602 | 0.94613 | 0.94624 | 0.94635 | 0.94645
F5_Commercial_Restaurant (ID)_Existing_Food Preparation_Natural Gas_Steamer_E3 | F5 | Commercial | Restaurant (ID) | Existing | Food Preparation | Natural Gas | Steamer | E3 | RIM BC Ratio | 0 | 0 | 0 | 0 | 0 | 0 | 0 | 0 | 0 | 0 | 0 | 0 | 0 | 0 | 0 | 0 | 0 | 0 | 0 | 0 | 0 | 0 | 0 | 0 | 0 | 0 | 0
F5_Commercial_Restaurant (ID)_Existing_Food Preparation_Natural Gas_Steamer_E4 | F5 | Commercial | Restaurant (ID) | Existing | Food Preparation | Natural Gas | Steamer | E4 | RIM BC Ratio | 0 | 0 | 0 | 0 | 0 | 0 | 0 | 0 | 0 | 0 | 0 | 0 | 0 | 0 | 0 | 0 | 0 | 0 | 0 | 0 | 0 | 0 | 0 | 0 | 0 | 0 | 0
F5_Commercial_Restaurant (ID)_Existing_Food Preparation_Natural Gas_Steamer_E5 | F5 | Commercial | Restaurant (ID) | Existing | Food Preparation | Natural Gas | Steamer | E5 | RIM BC Ratio | 0 | 0 | 0 | 0 | 0 | 0 | 0 | 0 | 0 | 0 | 0 | 0 | 0 | 0 | 0 | 0 | 0 | 0 | 0 | 0 | 0 | 0 | 0 | 0 | 0 | 0 | 0
F5_Commercial_Restaurant (ID)_Existing_Food Preparation_Natural Gas_Steamer_E6 | F5 | Commercial | Restaurant (ID) | Existing | Food Preparation | Natural Gas | Steamer | E6 | RIM BC Ratio | 0 | 0 | 0 | 0 | 0 | 0 | 0 | 0 | 0 | 0 | 0 | 0 | 0 | 0 | 0 | 0 | 0 | 0 | 0 | 0 | 0 | 0 | 0 | 0 | 0 | 0 | 0
F5_Commercial_Restaurant (ID)_Existing_Food Preparation_Natural Gas_Steamer_E7 | F5 | Commercial | Restaurant (ID) | Existing | Food Preparation | Natural Gas | Steamer | E7 | RIM BC Ratio | 0 | 0 | 0 | 0 | 0 | 0 | 0 | 0 | 0 | 0 | 0 | 0 | 0 | 0 | 0 | 0 | 0 | 0 | 0 | 0 | 0 | 0 | 0 | 0 | 0 | 0 | 0
F5_Commercial_Restaurant (ID)_Existing_Food Preparation_Natural Gas_Steamer_E8 | F5 | Commercial | Restaurant (ID) | Existing | Food Preparation | Natural Gas | Steamer | E8 | RIM BC Ratio | 0 | 0 | 0 | 0 | 0 | 0 | 0 | 0 | 0 | 0 | 0 | 0 | 0 | 0 | 0 | 0 | 0 | 0 | 0 | 0 | 0 | 0 | 0 | 0 | 0 | 0 | 0
F5_Commercial_Restaurant (ID)_Existing_Food Preparation_Natural Gas_Steamer_E9 | F5 | Commercial | Restaurant (ID) | Existing | Food Preparation | Natural Gas | Steamer | E9 | RIM BC Ratio | 0 | 0 | 0 | 0 | 0 | 0 | 0 | 0 | 0 | 0 | 0 | 0 | 0 | 0 | 0 | 0 | 0 | 0 | 0 | 0 | 0 | 0 | 0 | 0 | 0 | 0 | 0
F5_Commercial_Restaurant (ID)_Existing_Food Preparation_Natural Gas_Steamer_E10 | F5 | Commercial | Restaurant (ID) | Existing | Food Preparation | Natural Gas | Steamer | E10 | RIM BC Ratio | 0 | 0 | 0 | 0 | 0 | 0 | 0 | 0 | 0 | 0 | 0 | 0 | 0 | 0 | 0 | 0 | 0 | 0 | 0 | 0 | 0 | 0 | 0 | 0 | 0 | 0 | 0
F0_Commercial_Restaurant (ID)_Existing_Food Preparation_Natural Gas_Food Prep Other_E0 | F0 | Commercial | Restaurant (ID) | Existing | Food Preparation | Natural Gas | Food Prep Other | E0 | Economic Unit | ENERGY STAR | ENERGY STAR | ENERGY STAR | ENERGY STAR | ENERGY STAR | ENERGY STAR | ENERGY STAR | ENERGY STAR | ENERGY STAR | ENERGY STAR | ENERGY STAR | ENERGY STAR | ENERGY STAR | ENERGY STAR | ENERGY STAR | ENERGY STAR | ENERGY STAR | ENERGY STAR | ENERGY STAR | ENERGY STAR | ENERGY STAR | ENERGY STAR | ENERGY STAR | ENERGY STAR | ENERGY STAR | ENERGY STAR | ENERGY STAR
F1_Commercial_Restaurant (ID)_Existing_Food Preparation_Natural Gas_Food Prep Other_E1 | F1 | Commercial | Restaurant (ID) | Existing | Food Preparation | Natural Gas | Food Prep Other | E1 | CCE | 0 | 0 | 0 | 0 | 0 | 0 | 0 | 0 | 0 | 0 | 0 | 0 | 0 | 0 | 0 | 0 | 0 | 0 | 0 | 0 | 0 | 0 | 0 | 0 | 0 | 0 | 0
F1_Commercial_Restaurant (ID)_Existing_Food Preparation_Natural Gas_Food Prep Other_E2 | F1 | Commercial | Restaurant (ID) | Existing | Food Preparation | Natural Gas | Food Prep Other | E2 | CCE | 0.00060384 | 0.00060384 | 0.00060384 | 0.00060384 | 0.00060384 | 0.00060384 | 0.00060384 | 0.00060384 | 0.00060384 | 0.00060384 | 0.00060384 | 0.00060384 | 0.00060384 | 0.00060384 | 0.00060384 | 0.00060384 | 0.00060384 | 0.00060384 | 0.00060384 | 0.00060384 | 0.00060384 | 0.00060384 | 0.00060384 | 0.00060384 | 0.00060384 | 0.00060384 | 0.00060384
F1_Commercial_Restaurant (ID)_Existing_Food Preparation_Natural Gas_Food Prep Other_E3 | F1 | Commercial | Restaurant (ID) | Existing | Food Preparation | Natural Gas | Food Prep Other | E3 | CCE | 0 | 0 | 0 | 0 | 0 | 0 | 0 | 0 | 0 | 0 | 0 | 0 | 0 | 0 | 0 | 0 | 0 | 0 | 0 | 0 | 0 | 0 | 0 | 0 | 0 | 0 | 0
F1_Commercial_Restaurant (ID)_Existing_Food Preparation_Natural Gas_Food Prep Other_E4 | F1 | Commercial | Restaurant (ID) | Existing | Food Preparation | Natural Gas | Food Prep Other | E4 | CCE | 0 | 0 | 0 | 0 | 0 | 0 | 0 | 0 | 0 | 0 | 0 | 0 | 0 | 0 | 0 | 0 | 0 | 0 | 0 | 0 | 0 | 0 | 0 | 0 | 0 | 0 | 0
F1_Commercial_Restaurant (ID)_Existing_Food Preparation_Natural Gas_Food Prep Other_E5 | F1 | Commercial | Restaurant (ID) | Existing | Food Preparation | Natural Gas | Food Prep Other | E5 | CCE | 0 | 0 | 0 | 0 | 0 | 0 | 0 | 0 | 0 | 0 | 0 | 0 | 0 | 0 | 0 | 0 | 0 | 0 | 0 | 0 | 0 | 0 | 0 | 0 | 0 | 0 | 0
F1_Commercial_Restaurant (ID)_Existing_Food Preparation_Natural Gas_Food Prep Other_E6 | F1 | Commercial | Restaurant (ID) | Existing | Food Preparation | Natural Gas | Food Prep Other | E6 | CCE | 0 | 0 | 0 | 0 | 0 | 0 | 0 | 0 | 0 | 0 | 0 | 0 | 0 | 0 | 0 | 0 | 0 | 0 | 0 | 0 | 0 | 0 | 0 | 0 | 0 | 0 | 0
F1_Commercial_Restaurant (ID)_Existing_Food Preparation_Natural Gas_Food Prep Other_E7 | F1 | Commercial | Restaurant (ID) | Existing | Food Preparation | Natural Gas | Food Prep Other | E7 | CCE | 0 | 0 | 0 | 0 | 0 | 0 | 0 | 0 | 0 | 0 | 0 | 0 | 0 | 0 | 0 | 0 | 0 | 0 | 0 | 0 | 0 | 0 | 0 | 0 | 0 | 0 | 0
F1_Commercial_Restaurant (ID)_Existing_Food Preparation_Natural Gas_Food Prep Other_E8 | F1 | Commercial | Restaurant (ID) | Existing | Food Preparation | Natural Gas | Food Prep Other | E8 | CCE | 0 | 0 | 0 | 0 | 0 | 0 | 0 | 0 | 0 | 0 | 0 | 0 | 0 | 0 | 0 | 0 | 0 | 0 | 0 | 0 | 0 | 0 | 0 | 0 | 0 | 0 | 0
F1_Commercial_Restaurant (ID)_Existing_Food Preparation_Natural Gas_Food Prep Other_E9 | F1 | Commercial | Restaurant (ID) | Existing | Food Preparation | Natural Gas | Food Prep Other | E9 | CCE | 0 | 0 | 0 | 0 | 0 | 0 | 0 | 0 | 0 | 0 | 0 | 0 | 0 | 0 | 0 | 0 | 0 | 0 | 0 | 0 | 0 | 0 | 0 | 0 | 0 | 0 | 0
F1_Commercial_Restaurant (ID)_Existing_Food Preparation_Natural Gas_Food Prep Other_E10 | F1 | Commercial | Restaurant (ID) | Existing | Food Preparation | Natural Gas | Food Prep Other | E10 | CCE | 0 | 0 | 0 | 0 | 0 | 0 | 0 | 0 | 0 | 0 | 0 | 0 | 0 | 0 | 0 | 0 | 0 | 0 | 0 | 0 | 0 | 0 | 0 | 0 | 0 | 0 | 0
F2_Commercial_Restaurant (ID)_Existing_Food Preparation_Natural Gas_Food Prep Other_E1 | F2 | Commercial | Restaurant (ID) | Existing | Food Preparation | Natural Gas | Food Prep Other | E1 | TRC BC Ratio | [24 empty] | 1 | 1 | 1 | bar: 2019 to 2042
F2_Commercial_Restaurant (ID)_Existing_Food Preparation_Natural Gas_Food Prep Other_E2 | F2 | Commercial | Restaurant (ID) | Existing | Food Preparation | Natural Gas | Food Prep Other | E2 | TRC BC Ratio | 5.7434 | 5.876 | 6.0428 | 6.2395 | 6.4683 | 6.7569 | 7.0574 | 7.3571 | 7.6462 | 7.9392 | 8.1679 | 8.3806 | 8.61 | 8.8334 | 9.0304 | 9.2129 | 9.3738 | 9.532 | 9.7021 | 9.867 | 10.0367 | 10.2136 | 10.3923 | 10.5769 | 10.7648 | 10.956 | 11.1507
F2_Commercial_Restaurant (ID)_Existing_Food Preparation_Natural Gas_Food Prep Other_E3 | F2 | Commercial | Restaurant (ID) | Existing | Food Preparation | Natural Gas | Food Prep Other | E3 | TRC BC Ratio | 0 | 0 | 0 | 0 | 0 | 0 | 0 | 0 | 0 | 0 | 0 | 0 | 0 | 0 | 0 | 0 | 0 | 0 | 0 | 0 | 0 | 0 | 0 | 0 | 0 | 0 | 0
F2_Commercial_Restaurant (ID)_Existing_Food Preparation_Natural Gas_Food Prep Other_E4 | F2 | Commercial | Restaurant (ID) | Existing | Food Preparation | Natural Gas | Food Prep Other | E4 | TRC BC Ratio | 0 | 0 | 0 | 0 | 0 | 0 | 0 | 0 | 0 | 0 | 0 | 0 | 0 | 0 | 0 | 0 | 0 | 0 | 0 | 0 | 0 | 0 | 0 | 0 | 0 | 0 | 0
F2_Commercial_Restaurant (ID)_Existing_Food Preparation_Natural Gas_Food Prep Other_E5 | F2 | Commercial | Restaurant (ID) | Existing | Food Preparation | Natural Gas | Food Prep Other | E5 | TRC BC Ratio | 0 | 0 | 0 | 0 | 0 | 0 | 0 | 0 | 0 | 0 | 0 | 0 | 0 | 0 | 0 | 0 | 0 | 0 | 0 | 0 | 0 | 0 | 0 | 0 | 0 | 0 | 0
F2_Commercial_Restaurant (ID)_Existing_Food Preparation_Natural Gas_Food Prep Other_E6 | F2 | Commercial | Restaurant (ID) | Existing | Food Preparation | Natural Gas | Food Prep Other | E6 | TRC BC Ratio | 0 | 0 | 0 | 0 | 0 | 0 | 0 | 0 | 0 | 0 | 0 | 0 | 0 | 0 | 0 | 0 | 0 | 0 | 0 | 0 | 0 | 0 | 0 | 0 | 0 | 0 | 0
F2_Commercial_Restaurant (ID)_Existing_Food Preparation_Natural Gas_Food Prep Other_E7 | F2 | Commercial | Restaurant (ID) | Existing | Food Preparation | Natural Gas | Food Prep Other | E7 | TRC BC Ratio | 0 | 0 | 0 | 0 | 0 | 0 | 0 | 0 | 0 | 0 | 0 | 0 | 0 | 0 | 0 | 0 | 0 | 0 | 0 | 0 | 0 | 0 | 0 | 0 | 0 | 0 | 0
F2_Commercial_Restaurant (ID)_Existing_Food Preparation_Natural Gas_Food Prep Other_E8 | F2 | Commercial | Restaurant (ID) | Existing | Food Preparation | Natural Gas | Food Prep Other | E8 | TRC BC Ratio | 0 | 0 | 0 | 0 | 0 | 0 | 0 | 0 | 0 | 0 | 0 | 0 | 0 | 0 | 0 | 0 | 0 | 0 | 0 | 0 | 0 | 0 | 0 | 0 | 0 | 0 | 0
F2_Commercial_Restaurant (ID)_Existing_Food Preparation_Natural Gas_Food Prep Other_E9 | F2 | Commercial | Restaurant (ID) | Existing | Food Preparation | Natural Gas | Food Prep Other | E9 | TRC BC Ratio | 0 | 0 | 0 | 0 | 0 | 0 | 0 | 0 | 0 | 0 | 0 | 0 | 0 | 0 | 0 | 0 | 0 | 0 | 0 | 0 | 0 | 0 | 0 | 0 | 0 | 0 | 0
F2_Commercial_Restaurant (ID)_Existing_Food Preparation_Natural Gas_Food Prep Other_E10 | F2 | Commercial | Restaurant (ID) | Existing | Food Preparation | Natural Gas | Food Prep Other | E10 | TRC BC Ratio | 0 | 0 | 0 | 0 | 0 | 0 | 0 | 0 | 0 | 0 | 0 | 0 | 0 | 0 | 0 | 0 | 0 | 0 | 0 | 0 | 0 | 0 | 0 | 0 | 0 | 0 | 0
F3_Commercial_Restaurant (ID)_Existing_Food Preparation_Natural Gas_Food Prep Other_E1 | F3 | Commercial | Restaurant (ID) | Existing | Food Preparation | Natural Gas | Food Prep Other | E1 | PACT BC Ratio | [24 empty] | 1 | 1 | 1 | bar: 2019 to 2042
F3_Commercial_Restaurant (ID)_Existing_Food Preparation_Natural Gas_Food Prep Other_E2 | F3 | Commercial | Restaurant (ID) | Existing | Food Preparation | Natural Gas | Food Prep Other | E2 | PACT BC Ratio | 11.374 | 11.6366 | 11.9669 | 12.3565 | 12.8096 | 13.3811 | 13.9763 | 14.5698 | 15.1422 | 15.7225 | 16.1754 | 16.5967 | 17.0509 | 17.4933 | 17.8836 | 18.2449 | 18.5635 | 18.8768 | 19.2136 | 19.5403 | 19.8763 | 20.2267 | 20.5805 | 20.9461 | 21.3182 | 21.697 | 22.0824
F3_Commercial_Restaurant (ID)_Existing_Food Preparation_Natural Gas_Food Prep Other_E3 | F3 | Commercial | Restaurant (ID) | Existing | Food Preparation | Natural Gas | Food Prep Other | E3 | PACT BC Ratio | 0 | 0 | 0 | 0 | 0 | 0 | 0 | 0 | 0 | 0 | 0 | 0 | 0 | 0 | 0 | 0 | 0 | 0 | 0 | 0 | 0 | 0 | 0 | 0 | 0 | 0 | 0
F3_Commercial_Restaurant (ID)_Existing_Food Preparation_Natural Gas_Food Prep Other_E4 | F3 | Commercial | Restaurant (ID) | Existing | Food Preparation | Natural Gas | Food Prep Other | E4 | PACT BC Ratio | 0 | 0 | 0 | 0 | 0 | 0 | 0 | 0 | 0 | 0 | 0 | 0 | 0 | 0 | 0 | 0 | 0 | 0 | 0 | 0 | 0 | 0 | 0 | 0 | 0 | 0 | 0
F3_Commercial_Restaurant (ID)_Existing_Food Preparation_Natural Gas_Food Prep Other_E5 | F3 | Commercial | Restaurant (ID) | Existing | Food Preparation | Natural Gas | Food Prep Other | E5 | PACT BC Ratio | 0 | 0 | 0 | 0 | 0 | 0 | 0 | 0 | 0 | 0 | 0 | 0 | 0 | 0 | 0 | 0 | 0 | 0 | 0 | 0 | 0 | 0 | 0 | 0 | 0 | 0 | 0
F3_Commercial_Restaurant (ID)_Existing_Food Preparation_Natural Gas_Food Prep Other_E6 | F3 | Commercial | Restaurant (ID) | Existing | Food Preparation | Natural Gas | Food Prep Other | E6 | PACT BC Ratio | 0 | 0 | 0 | 0 | 0 | 0 | 0 | 0 | 0 | 0 | 0 | 0 | 0 | 0 | 0 | 0 | 0 | 0 | 0 | 0 | 0 | 0 | 0 | 0 | 0 | 0 | 0
F3_Commercial_Restaurant (ID)_Existing_Food Preparation_Natural Gas_Food Prep Other_E7 | F3 | Commercial | Restaurant (ID) | Existing | Food Preparation | Natural Gas | Food Prep Other | E7 | PACT BC Ratio | 0 | 0 | 0 | 0 | 0 | 0 | 0 | 0 | 0 | 0 | 0 | 0 | 0 | 0 | 0 | 0 | 0 | 0 | 0 | 0 | 0 | 0 | 0 | 0 | 0 | 0 | 0
F3_Commercial_Restaurant (ID)_Existing_Food Preparation_Natural Gas_Food Prep Other_E8 | F3 | Commercial | Restaurant (ID) | Existing | Food Preparation | Natural Gas | Food Prep Other | E8 | PACT BC Ratio | 0 | 0 | 0 | 0 | 0 | 0 | 0 | 0 | 0 | 0 | 0 | 0 | 0 | 0 | 0 | 0 | 0 | 0 | 0 | 0 | 0 | 0 | 0 | 0 | 0 | 0 | 0
F3_Commercial_Restaurant (ID)_Existing_Food Preparation_Natural Gas_Food Prep Other_E9 | F3 | Commercial | Restaurant (ID) | Existing | Food Preparation | Natural Gas | Food Prep Other | E9 | PACT BC Ratio | 0 | 0 | 0 | 0 | 0 | 0 | 0 | 0 | 0 | 0 | 0 | 0 | 0 | 0 | 0 | 0 | 0 | 0 | 0 | 0 | 0 | 0 | 0 | 0 | 0 | 0 | 0
F3_Commercial_Restaurant (ID)_Existing_Food Preparation_Natural Gas_Food Prep Other_E10 | F3 | Commercial | Restaurant (ID) | Existing | Food Preparation | Natural Gas | Food Prep Other | E10 | PACT BC Ratio | 0 | 0 | 0 | 0 | 0 | 0 | 0 | 0 | 0 | 0 | 0 | 0 | 0 | 0 | 0 | 0 | 0 | 0 | 0 | 0 | 0 | 0 | 0 | 0 | 0 | 0 | 0
F4_Commercial_Restaurant (ID)_Existing_Food Preparation_Natural Gas_Food Prep Other_E1 | F4 | Commercial | Restaurant (ID) | Existing | Food Preparation | Natural Gas | Food Prep Other | E1 | RVT BC Ratio | [24 empty] | 1 | 1 | 1 | bar: 2019 to 2042
F4_Commercial_Restaurant (ID)_Existing_Food Preparation_Natural Gas_Food Prep Other_E2 | F4 | Commercial | Restaurant (ID) | Existing | Food Preparation | Natural Gas | Food Prep Other | E2 | RVT BC Ratio | 8.6046 | 8.7411 | 8.9074 | 9.1095 | 9.35 | 9.6679 | 9.9939 | 10.3093 | 10.5997 | 10.8785 | 11.1649 | 11.4207 | 11.6876 | 11.9343 | 12.142 | 12.3261 | 12.4771 | 12.6194 | 12.772 | 12.9121 | 13.0522 | 13.2751 | 13.5002 | 13.7328 | 13.9696 | 14.2105 | 14.4558
F4_Commercial_Restaurant (ID)_Existing_Food Preparation_Natural Gas_Food Prep Other_E3 | F4 | Commercial | Restaurant (ID) | Existing | Food Preparation | Natural Gas | Food Prep Other | E3 | RVT BC Ratio | 0 | 0 | 0 | 0 | 0 | 0 | 0 | 0 | 0 | 0 | 0 | 0 | 0 | 0 | 0 | 0 | 0 | 0 | 0 | 0 | 0 | 0 | 0 | 0 | 0 | 0 | 0
F4_Commercial_Restaurant (ID)_Existing_Food Preparation_Natural Gas_Food Prep Other_E4 | F4 | Commercial | Restaurant (ID) | Existing | Food Preparation | Natural Gas | Food Prep Other | E4 | RVT BC Ratio | 0 | 0 | 0 | 0 | 0 | 0 | 0 | 0 | 0 | 0 | 0 | 0 | 0 | 0 | 0 | 0 | 0 | 0 | 0 | 0 | 0 | 0 | 0 | 0 | 0 | 0 | 0
F4_Commercial_Restaurant (ID)_Existing_Food Preparation_Natural Gas_Food Prep Other_E5 | F4 | Commercial | Restaurant (ID) | Existing | Food Preparation | Natural Gas | Food Prep Other | E5 | RVT BC Ratio | 0 | 0 | 0 | 0 | 0 | 0 | 0 | 0 | 0 | 0 | 0 | 0 | 0 | 0 | 0 | 0 | 0 | 0 | 0 | 0 | 0 | 0 | 0 | 0 | 0 | 0 | 0
F4_Commercial_Restaurant (ID)_Existing_Food Preparation_Natural Gas_Food Prep Other_E6 | F4 | Commercial | Restaurant (ID) | Existing | Food Preparation | Natural Gas | Food Prep Other | E6 | RVT BC Ratio | 0 | 0 | 0 | 0 | 0 | 0 | 0 | 0 | 0 | 0 | 0 | 0 | 0 | 0 | 0 | 0 | 0 | 0 | 0 | 0 | 0 | 0 | 0 | 0 | 0 | 0 | 0
F4_Commercial_Restaurant (ID)_Existing_Food Preparation_Natural Gas_Food Prep Other_E7 | F4 | Commercial | Restaurant (ID) | Existing | Food Preparation | Natural Gas | Food Prep Other | E7 | RVT BC Ratio | 0 | 0 | 0 | 0 | 0 | 0 | 0 | 0 | 0 | 0 | 0 | 0 | 0 | 0 | 0 | 0 | 0 | 0 | 0 | 0 | 0 | 0 | 0 | 0 | 0 | 0 | 0
F4_Commercial_Restaurant (ID)_Existing_Food Preparation_Natural Gas_Food Prep Other_E8 | F4 | Commercial | Restaurant (ID) | Existing | Food Preparation | Natural Gas | Food Prep Other | E8 | RVT BC Ratio | 0 | 0 | 0 | 0 | 0 | 0 | 0 | 0 | 0 | 0 | 0 | 0 | 0 | 0 | 0 | 0 | 0 | 0 | 0 | 0 | 0 | 0 | 0 | 0 | 0 | 0 | 0
F4_Commercial_Restaurant (ID)_Existing_Food Preparation_Natural Gas_Food Prep Other_E9 | F4 | Commercial | Restaurant (ID) | Existing | Food Preparation | Natural Gas | Food Prep Other | E9 | RVT BC Ratio | 0 | 0 | 0 | 0 | 0 | 0 | 0 | 0 | 0 | 0 | 0 | 0 | 0 | 0 | 0 | 0 | 0 | 0 | 0 | 0 | 0 | 0 | 0 | 0 | 0 | 0 | 0
F4_Commercial_Restaurant (ID)_Existing_Food Preparation_Natural Gas_Food Prep Other_E10 | F4 | Commercial | Restaurant (ID) | Existing | Food Preparation | Natural Gas | Food Prep Other | E10 | RVT BC Ratio | 0 | 0 | 0 | 0 | 0 | 0 | 0 | 0 | 0 | 0 | 0 | 0 | 0 | 0 | 0 | 0 | 0 | 0 | 0 | 0 | 0 | 0 | 0 | 0 | 0 | 0 | 0
F5_Commercial_Restaurant (ID)_Existing_Food Preparation_Natural Gas_Food Prep Other_E1 | F5 | Commercial | Restaurant (ID) | Existing | Food Preparation | Natural Gas | Food Prep Other | E1 | RIM BC Ratio | [24 empty] | 1 | 1 | 1 | bar: 2019 to 2042
F5_Commercial_Restaurant (ID)_Existing_Food Preparation_Natural Gas_Food Prep Other_E2 | F5 | Commercial | Restaurant (ID) | Existing | Food Preparation | Natural Gas | Food Prep Other | E2 | RIM BC Ratio | 0.78278 | 0.78863 | 0.7962 | 0.80427 | 0.81277 | 0.82168 | 0.83078 | 0.84007 | 0.8496 | 0.85996 | 0.86243 | 0.86541 | 0.86914 | 0.87357 | 0.87802 | 0.88259 | 0.88732 | 0.89227 | 0.89751 | 0.90302 | 0.90883 | 0.90955 | 0.91026 | 0.91096 | 0.91165 | 0.91233 | 0.913
F5_Commercial_Restaurant (ID)_Existing_Food Preparation_Natural Gas_Food Prep Other_E3 | F5 | Commercial | Restaurant (ID) | Existing | Food Preparation | Natural Gas | Food Prep Other | E3 | RIM BC Ratio | 0 | 0 | 0 | 0 | 0 | 0 | 0 | 0 | 0 | 0 | 0 | 0 | 0 | 0 | 0 | 0 | 0 | 0 | 0 | 0 | 0 | 0 | 0 | 0 | 0 | 0 | 0
F5_Commercial_Restaurant (ID)_Existing_Food Preparation_Natural Gas_Food Prep Other_E4 | F5 | Commercial | Restaurant (ID) | Existing | Food Preparation | Natural Gas | Food Prep Other | E4 | RIM BC Ratio | 0 | 0 | 0 | 0 | 0 | 0 | 0 | 0 | 0 | 0 | 0 | 0 | 0 | 0 | 0 | 0 | 0 | 0 | 0 | 0 | 0 | 0 | 0 | 0 | 0 | 0 | 0
F5_Commercial_Restaurant (ID)_Existing_Food Preparation_Natural Gas_Food Prep Other_E5 | F5 | Commercial | Restaurant (ID) | Existing | Food Preparation | Natural Gas | Food Prep Other | E5 | RIM BC Ratio | 0 | 0 | 0 | 0 | 0 | 0 | 0 | 0 | 0 | 0 | 0 | 0 | 0 | 0 | 0 | 0 | 0 | 0 | 0 | 0 | 0 | 0 | 0 | 0 | 0 | 0 | 0
F5_Commercial_Restaurant (ID)_Existing_Food Preparation_Natural Gas_Food Prep Other_E6 | F5 | Commercial | Restaurant (ID) | Existing | Food Preparation | Natural Gas | Food Prep Other | E6 | RIM BC Ratio | 0 | 0 | 0 | 0 | 0 | 0 | 0 | 0 | 0 | 0 | 0 | 0 | 0 | 0 | 0 | 0 | 0 | 0 | 0 | 0 | 0 | 0 | 0 | 0 | 0 | 0 | 0
F5_Commercial_Restaurant (ID)_Existing_Food Preparation_Natural Gas_Food Prep Other_E7 | F5 | Commercial | Restaurant (ID) | Existing | Food Preparation | Natural Gas | Food Prep Other | E7 | RIM BC Ratio | 0 | 0 | 0 | 0 | 0 | 0 | 0 | 0 | 0 | 0 | 0 | 0 | 0 | 0 | 0 | 0 | 0 | 0 | 0 | 0 | 0 | 0 | 0 | 0 | 0 | 0 | 0
F5_Commercial_Restaurant (ID)_Existing_Food Preparation_Natural Gas_Food Prep Other_E8 | F5 | Commercial | Restaurant (ID) | Existing | Food Preparation | Natural Gas | Food Prep Other | E8 | RIM BC Ratio | 0 | 0 | 0 | 0 | 0 | 0 | 0 | 0 | 0 | 0 | 0 | 0 | 0 | 0 | 0 | 0 | 0 | 0 | 0 | 0 | 0 | 0 | 0 | 0 | 0 | 0 | 0
F5_Commercial_Restaurant (ID)_Existing_Food Preparation_Natural Gas_Food Prep Other_E9 | F5 | Commercial | Restaurant (ID) | Existing | Food Preparation | Natural Gas | Food Prep Other | E9 | RIM BC Ratio | 0 | 0 | 0 | 0 | 0 | 0 | 0 | 0 | 0 | 0 | 0 | 0 | 0 | 0 | 0 | 0 | 0 | 0 | 0 | 0 | 0 | 0 | 0 | 0 | 0 | 0 | 0
F5_Commercial_Restaurant (ID)_Existing_Food Preparation_Natural Gas_Food Prep Other_E10 | F5 | Commercial | Restaurant (ID) | Existing | Food Preparation | Natural Gas | Food Prep Other | E10 | RIM BC Ratio | 0 | 0 | 0 | 0 | 0 | 0 | 0 | 0 | 0 | 0 | 0 | 0 | 0 | 0 | 0 | 0 | 0 | 0 | 0 | 0 | 0 | 0 | 0 | 0 | 0 | 0 | 0
F0_Commercial_Restaurant (ID)_Existing_Miscellaneous_Natural Gas_Pool Heater_E0 | F0 | Commercial | Restaurant (ID) | Existing | Miscellaneous | Natural Gas | Pool Heater | E0 | Economic Unit | Standard (EF .82) | Standard (EF .82) | Standard (EF .82) | Standard (EF .82) | Standard (EF .82) | Standard (EF .82) | Standard (EF .82) | Standard (EF .82) | Standard (EF .82) | Standard (EF .82) | Standard (EF .82) | Standard (EF .82) | Standard (EF .82) | Standard (EF .82) | Standard (EF .82) | Standard (EF .82) | Standard (EF .82) | Standard (EF .82) | Standard (EF .82) | Standard (EF .82) | Standard (EF .82) | Standard (EF .82) | Standard (EF .82) | Standard (EF .82) | Standard (EF .82) | Standard (EF .82) | Standard (EF .82)
F1_Commercial_Restaurant (ID)_Existing_Miscellaneous_Natural Gas_Pool Heater_E1 | F1 | Commercial | Restaurant (ID) | Existing | Miscellaneous | Natural Gas | Pool Heater | E1 | CCE | 0 | 0 | 0 | 0 | 0 | 0 | 0 | 0 | 0 | 0 | 0 | 0 | 0 | 0 | 0 | 0 | 0 | 0 | 0 | 0 | 0 | 0 | 0 | 0 | 0 | 0 | 0
F1_Commercial_Restaurant (ID)_Existing_Miscellaneous_Natural Gas_Pool Heater_E2 | F1 | Commercial | Restaurant (ID) | Existing | Miscellaneous | Natural Gas | Pool Heater | E2 | CCE | 0.013474 | 0.013474 | 0.013474 | 0.013474 | 0.013474 | 0.013474 | 0.013474 | 0.013474 | 0.013474 | 0.013474 | 0.013474 | 0.013474 | 0.013474 | 0.013474 | 0.013474 | 0.013474 | 0.013474 | 0.013474 | 0.013474 | 0.013474 | 0.013474 | 0.013474 | 0.013474 | 0.013474 | 0.013474 | 0.013474 | 0.013474
F1_Commercial_Restaurant (ID)_Existing_Miscellaneous_Natural Gas_Pool Heater_E3 | F1 | Commercial | Restaurant (ID) | Existing | Miscellaneous | Natural Gas | Pool Heater | E3 | CCE | 0 | 0 | 0 | 0 | 0 | 0 | 0 | 0 | 0 | 0 | 0 | 0 | 0 | 0 | 0 | 0 | 0 | 0 | 0 | 0 | 0 | 0 | 0 | 0 | 0 | 0 | 0
F1_Commercial_Restaurant (ID)_Existing_Miscellaneous_Natural Gas_Pool Heater_E4 | F1 | Commercial | Restaurant (ID) | Existing | Miscellaneous | Natural Gas | Pool Heater | E4 | CCE | 0 | 0 | 0 | 0 | 0 | 0 | 0 | 0 | 0 | 0 | 0 | 0 | 0 | 0 | 0 | 0 | 0 | 0 | 0 | 0 | 0 | 0 | 0 | 0 | 0 | 0 | 0
F1_Commercial_Restaurant (ID)_Existing_Miscellaneous_Natural Gas_Pool Heater_E5 | F1 | Commercial | Restaurant (ID) | Existing | Miscellaneous | Natural Gas | Pool Heater | E5 | CCE | 0 | 0 | 0 | 0 | 0 | 0 | 0 | 0 | 0 | 0 | 0 | 0 | 0 | 0 | 0 | 0 | 0 | 0 | 0 | 0 | 0 | 0 | 0 | 0 | 0 | 0 | 0
F1_Commercial_Restaurant (ID)_Existing_Miscellaneous_Natural Gas_Pool Heater_E6 | F1 | Commercial | Restaurant (ID) | Existing | Miscellaneous | Natural Gas | Pool Heater | E6 | CCE | 0 | 0 | 0 | 0 | 0 | 0 | 0 | 0 | 0 | 0 | 0 | 0 | 0 | 0 | 0 | 0 | 0 | 0 | 0 | 0 | 0 | 0 | 0 | 0 | 0 | 0 | 0
F1_Commercial_Restaurant (ID)_Existing_Miscellaneous_Natural Gas_Pool Heater_E7 | F1 | Commercial | Restaurant (ID) | Existing | Miscellaneous | Natural Gas | Pool Heater | E7 | CCE | 0 | 0 | 0 | 0 | 0 | 0 | 0 | 0 | 0 | 0 | 0 | 0 | 0 | 0 | 0 | 0 | 0 | 0 | 0 | 0 | 0 | 0 | 0 | 0 | 0 | 0 | 0
F1_Commercial_Restaurant (ID)_Existing_Miscellaneous_Natural Gas_Pool Heater_E8 | F1 | Commercial | Restaurant (ID) | Existing | Miscellaneous | Natural Gas | Pool Heater | E8 | CCE | 0 | 0 | 0 | 0 | 0 | 0 | 0 | 0 | 0 | 0 | 0 | 0 | 0 | 0 | 0 | 0 | 0 | 0 | 0 | 0 | 0 | 0 | 0 | 0 | 0 | 0 | 0
F1_Commercial_Restaurant (ID)_Existing_Miscellaneous_Natural Gas_Pool Heater_E9 | F1 | Commercial | Restaurant (ID) | Existing | Miscellaneous | Natural Gas | Pool Heater | E9 | CCE | 0 | 0 | 0 | 0 | 0 | 0 | 0 | 0 | 0 | 0 | 0 | 0 | 0 | 0 | 0 | 0 | 0 | 0 | 0 | 0 | 0 | 0 | 0 | 0 | 0 | 0 | 0
F1_Commercial_Restaurant (ID)_Existing_Miscellaneous_Natural Gas_Pool Heater_E10 | F1 | Commercial | Restaurant (ID) | Existing | Miscellaneous | Natural Gas | Pool Heater | E10 | CCE | 0 | 0 | 0 | 0 | 0 | 0 | 0 | 0 | 0 | 0 | 0 | 0 | 0 | 0 | 0 | 0 | 0 | 0 | 0 | 0 | 0 | 0 | 0 | 0 | 0 | 0 | 0
F2_Commercial_Restaurant (ID)_Existing_Miscellaneous_Natural Gas_Pool Heater_E1 | F2 | Commercial | Restaurant (ID) | Existing | Miscellaneous | Natural Gas | Pool Heater | E1 | TRC BC Ratio | [24 empty] | 1 | 1 | 1 | bar: 2019 to 2042
F2_Commercial_Restaurant (ID)_Existing_Miscellaneous_Natural Gas_Pool Heater_E2 | F2 | Commercial | Restaurant (ID) | Existing | Miscellaneous | Natural Gas | Pool Heater | E2 | TRC BC Ratio | 0.24558 | 0.24744 | 0.25144 | 0.25792 | 0.26685 | 0.27983 | 0.29405 | 0.30832 | 0.32213 | 0.3369 | 0.34804 | 0.3585 | 0.37033 | 0.38173 | 0.39129 | 0.39986 | 0.40688 | 0.4136 | 0.42102 | 0.42801 | 0.43524 | 0.44289 | 0.45057 | 0.45857 | 0.46672 | 0.47501 | 0.48345
F2_Commercial_Restaurant (ID)_Existing_Miscellaneous_Natural Gas_Pool Heater_E3 | F2 | Commercial | Restaurant (ID) | Existing | Miscellaneous | Natural Gas | Pool Heater | E3 | TRC BC Ratio | 0 | 0 | 0 | 0 | 0 | 0 | 0 | 0 | 0 | 0 | 0 | 0 | 0 | 0 | 0 | 0 | 0 | 0 | 0 | 0 | 0 | 0 | 0 | 0 | 0 | 0 | 0
F2_Commercial_Restaurant (ID)_Existing_Miscellaneous_Natural Gas_Pool Heater_E4 | F2 | Commercial | Restaurant (ID) | Existing | Miscellaneous | Natural Gas | Pool Heater | E4 | TRC BC Ratio | 0 | 0 | 0 | 0 | 0 | 0 | 0 | 0 | 0 | 0 | 0 | 0 | 0 | 0 | 0 | 0 | 0 | 0 | 0 | 0 | 0 | 0 | 0 | 0 | 0 | 0 | 0
F2_Commercial_Restaurant (ID)_Existing_Miscellaneous_Natural Gas_Pool Heater_E5 | F2 | Commercial | Restaurant (ID) | Existing | Miscellaneous | Natural Gas | Pool Heater | E5 | TRC BC Ratio | 0 | 0 | 0 | 0 | 0 | 0 | 0 | 0 | 0 | 0 | 0 | 0 | 0 | 0 | 0 | 0 | 0 | 0 | 0 | 0 | 0 | 0 | 0 | 0 | 0 | 0 | 0
F2_Commercial_Restaurant (ID)_Existing_Miscellaneous_Natural Gas_Pool Heater_E6 | F2 | Commercial | Restaurant (ID) | Existing | Miscellaneous | Natural Gas | Pool Heater | E6 | TRC BC Ratio | 0 | 0 | 0 | 0 | 0 | 0 | 0 | 0 | 0 | 0 | 0 | 0 | 0 | 0 | 0 | 0 | 0 | 0 | 0 | 0 | 0 | 0 | 0 | 0 | 0 | 0 | 0
F2_Commercial_Restaurant (ID)_Existing_Miscellaneous_Natural Gas_Pool Heater_E7 | F2 | Commercial | Restaurant (ID) | Existing | Miscellaneous | Natural Gas | Pool Heater | E7 | TRC BC Ratio | 0 | 0 | 0 | 0 | 0 | 0 | 0 | 0 | 0 | 0 | 0 | 0 | 0 | 0 | 0 | 0 | 0 | 0 | 0 | 0 | 0 | 0 | 0 | 0 | 0 | 0 | 0
F2_Commercial_Restaurant (ID)_Existing_Miscellaneous_Natural Gas_Pool Heater_E8 | F2 | Commercial | Restaurant (ID) | Existing | Miscellaneous | Natural Gas | Pool Heater | E8 | TRC BC Ratio | 0 | 0 | 0 | 0 | 0 | 0 | 0 | 0 | 0 | 0 | 0 | 0 | 0 | 0 | 0 | 0 | 0 | 0 | 0 | 0 | 0 | 0 | 0 | 0 | 0 | 0 | 0
F2_Commercial_Restaurant (ID)_Existing_Miscellaneous_Natural Gas_Pool Heater_E9 | F2 | Commercial | Restaurant (ID) | Existing | Miscellaneous | Natural Gas | Pool Heater | E9 | TRC BC Ratio | 0 | 0 | 0 | 0 | 0 | 0 | 0 | 0 | 0 | 0 | 0 | 0 | 0 | 0 | 0 | 0 | 0 | 0 | 0 | 0 | 0 | 0 | 0 | 0 | 0 | 0 | 0
F2_Commercial_Restaurant (ID)_Existing_Miscellaneous_Natural Gas_Pool Heater_E10 | F2 | Commercial | Restaurant (ID) | Existing | Miscellaneous | Natural Gas | Pool Heater | E10 | TRC BC Ratio | 0 | 0 | 0 | 0 | 0 | 0 | 0 | 0 | 0 | 0 | 0 | 0 | 0 | 0 | 0 | 0 | 0 | 0 | 0 | 0 | 0 | 0 | 0 | 0 | 0 | 0 | 0
F3_Commercial_Restaurant (ID)_Existing_Miscellaneous_Natural Gas_Pool Heater_E1 | F3 | Commercial | Restaurant (ID) | Existing | Miscellaneous | Natural Gas | Pool Heater | E1 | PACT BC Ratio | [24 empty] | 1 | 1 | 1 | bar: 2019 to 2042
F3_Commercial_Restaurant (ID)_Existing_Miscellaneous_Natural Gas_Pool Heater_E2 | F3 | Commercial | Restaurant (ID) | Existing | Miscellaneous | Natural Gas | Pool Heater | E2 | PACT BC Ratio | 0.60931 | 0.61394 | 0.62387 | 0.63995 | 0.66211 | 0.69429 | 0.72958 | 0.76498 | 0.79925 | 0.8359 | 0.86355 | 0.8895 | 0.91884 | 0.94714 | 0.97086 | 0.99213 | 1.0095 | 1.0262 | 1.0446 | 1.062 | 1.0799 | 1.0989 | 1.1179 | 1.1378 | 1.158 | 1.1786 | 1.1995
F3_Commercial_Restaurant (ID)_Existing_Miscellaneous_Natural Gas_Pool Heater_E3 | F3 | Commercial | Restaurant (ID) | Existing | Miscellaneous | Natural Gas | Pool Heater | E3 | PACT BC Ratio | 0 | 0 | 0 | 0 | 0 | 0 | 0 | 0 | 0 | 0 | 0 | 0 | 0 | 0 | 0 | 0 | 0 | 0 | 0 | 0 | 0 | 0 | 0 | 0 | 0 | 0 | 0
F3_Commercial_Restaurant (ID)_Existing_Miscellaneous_Natural Gas_Pool Heater_E4 | F3 | Commercial | Restaurant (ID) | Existing | Miscellaneous | Natural Gas | Pool Heater | E4 | PACT BC Ratio | 0 | 0 | 0 | 0 | 0 | 0 | 0 | 0 | 0 | 0 | 0 | 0 | 0 | 0 | 0 | 0 | 0 | 0 | 0 | 0 | 0 | 0 | 0 | 0 | 0 | 0 | 0
F3_Commercial_Restaurant (ID)_Existing_Miscellaneous_Natural Gas_Pool Heater_E5 | F3 | Commercial | Restaurant (ID) | Existing | Miscellaneous | Natural Gas | Pool Heater | E5 | PACT BC Ratio | 0 | 0 | 0 | 0 | 0 | 0 | 0 | 0 | 0 | 0 | 0 | 0 | 0 | 0 | 0 | 0 | 0 | 0 | 0 | 0 | 0 | 0 | 0 | 0 | 0 | 0 | 0
F3_Commercial_Restaurant (ID)_Existing_Miscellaneous_Natural Gas_Pool Heater_E6 | F3 | Commercial | Restaurant (ID) | Existing | Miscellaneous | Natural Gas | Pool Heater | E6 | PACT BC Ratio | 0 | 0 | 0 | 0 | 0 | 0 | 0 | 0 | 0 | 0 | 0 | 0 | 0 | 0 | 0 | 0 | 0 | 0 | 0 | 0 | 0 | 0 | 0 | 0 | 0 | 0 | 0
F3_Commercial_Restaurant (ID)_Existing_Miscellaneous_Natural Gas_Pool Heater_E7 | F3 | Commercial | Restaurant (ID) | Existing | Miscellaneous | Natural Gas | Pool Heater | E7 | PACT BC Ratio | 0 | 0 | 0 | 0 | 0 | 0 | 0 | 0 | 0 | 0 | 0 | 0 | 0 | 0 | 0 | 0 | 0 | 0 | 0 | 0 | 0 | 0 | 0 | 0 | 0 | 0 | 0
F3_Commercial_Restaurant (ID)_Existing_Miscellaneous_Natural Gas_Pool Heater_E8 | F3 | Commercial | Restaurant (ID) | Existing | Miscellaneous | Natural Gas | Pool Heater | E8 | PACT BC Ratio | 0 | 0 | 0 | 0 | 0 | 0 | 0 | 0 | 0 | 0 | 0 | 0 | 0 | 0 | 0 | 0 | 0 | 0 | 0 | 0 | 0 | 0 | 0 | 0 | 0 | 0 | 0
F3_Commercial_Restaurant (ID)_Existing_Miscellaneous_Natural Gas_Pool Heater_E9 | F3 | Commercial | Restaurant (ID) | Existing | Miscellaneous | Natural Gas | Pool Heater | E9 | PACT BC Ratio | 0 | 0 | 0 | 0 | 0 | 0 | 0 | 0 | 0 | 0 | 0 | 0 | 0 | 0 | 0 | 0 | 0 | 0 | 0 | 0 | 0 | 0 | 0 | 0 | 0 | 0 | 0
F3_Commercial_Restaurant (ID)_Existing_Miscellaneous_Natural Gas_Pool Heater_E10 | F3 | Commercial | Restaurant (ID) | Existing | Miscellaneous | Natural Gas | Pool Heater | E10 | PACT BC Ratio | 0 | 0 | 0 | 0 | 0 | 0 | 0 | 0 | 0 | 0 | 0 | 0 | 0 | 0 | 0 | 0 | 0 | 0 | 0 | 0 | 0 | 0 | 0 | 0 | 0 | 0 | 0
F4_Commercial_Restaurant (ID)_Existing_Miscellaneous_Natural Gas_Pool Heater_E1 | F4 | Commercial | Restaurant (ID) | Existing | Miscellaneous | Natural Gas | Pool Heater | E1 | RVT BC Ratio | [24 empty] | 1 | 1 | 1 | bar: 2019 to 2042
F4_Commercial_Restaurant (ID)_Existing_Miscellaneous_Natural Gas_Pool Heater_E2 | F4 | Commercial | Restaurant (ID) | Existing | Miscellaneous | Natural Gas | Pool Heater | E2 | RVT BC Ratio | 0.63728 | 0.63996 | 0.6448 | 0.65211 | 0.66171 | 0.67568 | 0.68979 | 0.70332 | 0.71552 | 0.72835 | 0.74306 | 0.75687 | 0.77248 | 0.78692 | 0.7982 | 0.80735 | 0.81352 | 0.81821 | 0.82349 | 0.82781 | 0.83205 | 0.84168 | 0.85136 | 0.86145 | 0.87171 | 0.88216 | 0.89279
F4_Commercial_Restaurant (ID)_Existing_Miscellaneous_Natural Gas_Pool Heater_E3 | F4 | Commercial | Restaurant (ID) | Existing | Miscellaneous | Natural Gas | Pool Heater | E3 | RVT BC Ratio | 0 | 0 | 0 | 0 | 0 | 0 | 0 | 0 | 0 | 0 | 0 | 0 | 0 | 0 | 0 | 0 | 0 | 0 | 0 | 0 | 0 | 0 | 0 | 0 | 0 | 0 | 0
F4_Commercial_Restaurant (ID)_Existing_Miscellaneous_Natural Gas_Pool Heater_E4 | F4 | Commercial | Restaurant (ID) | Existing | Miscellaneous | Natural Gas | Pool Heater | E4 | RVT BC Ratio | 0 | 0 | 0 | 0 | 0 | 0 | 0 | 0 | 0 | 0 | 0 | 0 | 0 | 0 | 0 | 0 | 0 | 0 | 0 | 0 | 0 | 0 | 0 | 0 | 0 | 0 | 0
F4_Commercial_Restaurant (ID)_Existing_Miscellaneous_Natural Gas_Pool Heater_E5 | F4 | Commercial | Restaurant (ID) | Existing | Miscellaneous | Natural Gas | Pool Heater | E5 | RVT BC Ratio | 0 | 0 | 0 | 0 | 0 | 0 | 0 | 0 | 0 | 0 | 0 | 0 | 0 | 0 | 0 | 0 | 0 | 0 | 0 | 0 | 0 | 0 | 0 | 0 | 0 | 0 | 0
F4_Commercial_Restaurant (ID)_Existing_Miscellaneous_Natural Gas_Pool Heater_E6 | F4 | Commercial | Restaurant (ID) | Existing | Miscellaneous | Natural Gas | Pool Heater | E6 | RVT BC Ratio | 0 | 0 | 0 | 0 | 0 | 0 | 0 | 0 | 0 | 0 | 0 | 0 | 0 | 0 | 0 | 0 | 0 | 0 | 0 | 0 | 0 | 0 | 0 | 0 | 0 | 0 | 0
F4_Commercial_Restaurant (ID)_Existing_Miscellaneous_Natural Gas_Pool Heater_E7 | F4 | Commercial | Restaurant (ID) | Existing | Miscellaneous | Natural Gas | Pool Heater | E7 | RVT BC Ratio | 0 | 0 | 0 | 0 | 0 | 0 | 0 | 0 | 0 | 0 | 0 | 0 | 0 | 0 | 0 | 0 | 0 | 0 | 0 | 0 | 0 | 0 | 0 | 0 | 0 | 0 | 0
F4_Commercial_Restaurant (ID)_Existing_Miscellaneous_Natural Gas_Pool Heater_E8 | F4 | Commercial | Restaurant (ID) | Existing | Miscellaneous | Natural Gas | Pool Heater | E8 | RVT BC Ratio | 0 | 0 | 0 | 0 | 0 | 0 | 0 | 0 | 0 | 0 | 0 | 0 | 0 | 0 | 0 | 0 | 0 | 0 | 0 | 0 | 0 | 0 | 0 | 0 | 0 | 0 | 0
F4_Commercial_Restaurant (ID)_Existing_Miscellaneous_Natural Gas_Pool Heater_E9 | F4 | Commercial | Restaurant (ID) | Existing | Miscellaneous | Natural Gas | Pool Heater | E9 | RVT BC Ratio | 0 | 0 | 0 | 0 | 0 | 0 | 0 | 0 | 0 | 0 | 0 | 0 | 0 | 0 | 0 | 0 | 0 | 0 | 0 | 0 | 0 | 0 | 0 | 0 | 0 | 0 | 0
F4_Commercial_Restaurant (ID)_Existing_Miscellaneous_Natural Gas_Pool Heater_E10 | F4 | Commercial | Restaurant (ID) | Existing | Miscellaneous | Natural Gas | Pool Heater | E10 | RVT BC Ratio | 0 | 0 | 0 | 0 | 0 | 0 | 0 | 0 | 0 | 0 | 0 | 0 | 0 | 0 | 0 | 0 | 0 | 0 | 0 | 0 | 0 | 0 | 0 | 0 | 0 | 0 | 0
F5_Commercial_Restaurant (ID)_Existing_Miscellaneous_Natural Gas_Pool Heater_E1 | F5 | Commercial | Restaurant (ID) | Existing | Miscellaneous | Natural Gas | Pool Heater | E1 | RIM BC Ratio | [24 empty] | 1 | 1 | 1 | bar: 2019 to 2042
F5_Commercial_Restaurant (ID)_Existing_Miscellaneous_Natural Gas_Pool Heater_E2 | F5 | Commercial | Restaurant (ID) | Existing | Miscellaneous | Natural Gas | Pool Heater | E2 | RIM BC Ratio | 0.35197 | 0.3535 | 0.35717 | 0.36322 | 0.37161 | 0.38346 | 0.39657 | 0.40958 | 0.42222 | 0.43548 | 0.44287 | 0.4496 | 0.45697 | 0.46415 | 0.4704 | 0.47633 | 0.48175 | 0.48744 | 0.49363 | 0.49972 | 0.50607 | 0.5102 | 0.51427 | 0.51843 | 0.52259 | 0.52674 | 0.53088
F5_Commercial_Restaurant (ID)_Existing_Miscellaneous_Natural Gas_Pool Heater_E3 | F5 | Commercial | Restaurant (ID) | Existing | Miscellaneous | Natural Gas | Pool Heater | E3 | RIM BC Ratio | 0 | 0 | 0 | 0 | 0 | 0 | 0 | 0 | 0 | 0 | 0 | 0 | 0 | 0 | 0 | 0 | 0 | 0 | 0 | 0 | 0 | 0 | 0 | 0 | 0 | 0 | 0
F5_Commercial_Restaurant (ID)_Existing_Miscellaneous_Natural Gas_Pool Heater_E4 | F5 | Commercial | Restaurant (ID) | Existing | Miscellaneous | Natural Gas | Pool Heater | E4 | RIM BC Ratio | 0 | 0 | 0 | 0 | 0 | 0 | 0 | 0 | 0 | 0 | 0 | 0 | 0 | 0 | 0 | 0 | 0 | 0 | 0 | 0 | 0 | 0 | 0 | 0 | 0 | 0 | 0
F5_Commercial_Restaurant (ID)_Existing_Miscellaneous_Natural Gas_Pool Heater_E5 | F5 | Commercial | Restaurant (ID) | Existing | Miscellaneous | Natural Gas | Pool Heater | E5 | RIM BC Ratio | 0 | 0 | 0 | 0 | 0 | 0 | 0 | 0 | 0 | 0 | 0 | 0 | 0 | 0 | 0 | 0 | 0 | 0 | 0 | 0 | 0 | 0 | 0 | 0 | 0 | 0 | 0
F5_Commercial_Restaurant (ID)_Existing_Miscellaneous_Natural Gas_Pool Heater_E6 | F5 | Commercial | Restaurant (ID) | Existing | Miscellaneous | Natural Gas | Pool Heater | E6 | RIM BC Ratio | 0 | 0 | 0 | 0 | 0 | 0 | 0 | 0 | 0 | 0 | 0 | 0 | 0 | 0 | 0 | 0 | 0 | 0 | 0 | 0 | 0 | 0 | 0 | 0 | 0 | 0 | 0
F5_Commercial_Restaurant (ID)_Existing_Miscellaneous_Natural Gas_Pool Heater_E7 | F5 | Commercial | Restaurant (ID) | Existing | Miscellaneous | Natural Gas | Pool Heater | E7 | RIM BC Ratio | 0 | 0 | 0 | 0 | 0 | 0 | 0 | 0 | 0 | 0 | 0 | 0 | 0 | 0 | 0 | 0 | 0 | 0 | 0 | 0 | 0 | 0 | 0 | 0 | 0 | 0 | 0
F5_Commercial_Restaurant (ID)_Existing_Miscellaneous_Natural Gas_Pool Heater_E8 | F5 | Commercial | Restaurant (ID) | Existing | Miscellaneous | Natural Gas | Pool Heater | E8 | RIM BC Ratio | 0 | 0 | 0 | 0 | 0 | 0 | 0 | 0 | 0 | 0 | 0 | 0 | 0 | 0 | 0 | 0 | 0 | 0 | 0 | 0 | 0 | 0 | 0 | 0 | 0 | 0 | 0
F5_Commercial_Restaurant (ID)_Existing_Miscellaneous_Natural Gas_Pool Heater_E9 | F5 | Commercial | Restaurant (ID) | Existing | Miscellaneous | Natural Gas | Pool Heater | E9 | RIM BC Ratio | 0 | 0 | 0 | 0 | 0 | 0 | 0 | 0 | 0 | 0 | 0 | 0 | 0 | 0 | 0 | 0 | 0 | 0 | 0 | 0 | 0 | 0 | 0 | 0 | 0 | 0 | 0
F5_Commercial_Restaurant (ID)_Existing_Miscellaneous_Natural Gas_Pool Heater_E10 | F5 | Commercial | Restaurant (ID) | Existing | Miscellaneous | Natural Gas | Pool Heater | E10 | RIM BC Ratio | 0 | 0 | 0 | 0 | 0 | 0 | 0 | 0 | 0 | 0 | 0 | 0 | 0 | 0 | 0 | 0 | 0 | 0 | 0 | 0 | 0 | 0 | 0 | 0 | 0 | 0 | 0
F0_Commercial_Restaurant (ID)_Existing_Miscellaneous_Natural Gas_Miscellaneous_E0 | F0 | Commercial | Restaurant (ID) | Existing | Miscellaneous | Natural Gas | Miscellaneous | E0 | Economic Unit | Standard | Standard | Standard | Standard | Standard | Standard | Standard | Standard | Standard | Standard | Standard | Standard | Standard | Standard | Standard | Standard | Standard | Standard | Standard | Standard | Standard | Standard | Standard | Standard | Standard | Standard | Standard
F1_Commercial_Restaurant (ID)_Existing_Miscellaneous_Natural Gas_Miscellaneous_E1 | F1 | Commercial | Restaurant (ID) | Existing | Miscellaneous | Natural Gas | Miscellaneous | E1 | CCE | 0 | 0 | 0 | 0 | 0 | 0 | 0 | 0 | 0 | 0 | 0 | 0 | 0 | 0 | 0 | 0 | 0 | 0 | 0 | 0 | 0 | 0 | 0 | 0 | 0 | 0 | 0
F1_Commercial_Restaurant (ID)_Existing_Miscellaneous_Natural Gas_Miscellaneous_E2 | F1 | Commercial | Restaurant (ID) | Existing | Miscellaneous | Natural Gas | Miscellaneous | E2 | CCE | 0 | 0 | 0 | 0 | 0 | 0 | 0 | 0 | 0 | 0 | 0 | 0 | 0 | 0 | 0 | 0 | 0 | 0 | 0 | 0 | 0 | 0 | 0 | 0 | 0 | 0 | 0
F1_Commercial_Restaurant (ID)_Existing_Miscellaneous_Natural Gas_Miscellaneous_E3 | F1 | Commercial | Restaurant (ID) | Existing | Miscellaneous | Natural Gas | Miscellaneous | E3 | CCE | 0 | 0 | 0 | 0 | 0 | 0 | 0 | 0 | 0 | 0 | 0 | 0 | 0 | 0 | 0 | 0 | 0 | 0 | 0 | 0 | 0 | 0 | 0 | 0 | 0 | 0 | 0
F1_Commercial_Restaurant (ID)_Existing_Miscellaneous_Natural Gas_Miscellaneous_E4 | F1 | Commercial | Restaurant (ID) | Existing | Miscellaneous | Natural Gas | Miscellaneous | E4 | CCE | 0 | 0 | 0 | 0 | 0 | 0 | 0 | 0 | 0 | 0 | 0 | 0 | 0 | 0 | 0 | 0 | 0 | 0 | 0 | 0 | 0 | 0 | 0 | 0 | 0 | 0 | 0
F1_Commercial_Restaurant (ID)_Existing_Miscellaneous_Natural Gas_Miscellaneous_E5 | F1 | Commercial | Restaurant (ID) | Existing | Miscellaneous | Natural Gas | Miscellaneous | E5 | CCE | 0 | 0 | 0 | 0 | 0 | 0 | 0 | 0 | 0 | 0 | 0 | 0 | 0 | 0 | 0 | 0 | 0 | 0 | 0 | 0 | 0 | 0 | 0 | 0 | 0 | 0 | 0
F1_Commercial_Restaurant (ID)_Existing_Miscellaneous_Natural Gas_Miscellaneous_E6 | F1 | Commercial | Restaurant (ID) | Existing | Miscellaneous | Natural Gas | Miscellaneous | E6 | CCE | 0 | 0 | 0 | 0 | 0 | 0 | 0 | 0 | 0 | 0 | 0 | 0 | 0 | 0 | 0 | 0 | 0 | 0 | 0 | 0 | 0 | 0 | 0 | 0 | 0 | 0 | 0
F1_Commercial_Restaurant (ID)_Existing_Miscellaneous_Natural Gas_Miscellaneous_E7 | F1 | Commercial | Restaurant (ID) | Existing | Miscellaneous | Natural Gas | Miscellaneous | E7 | CCE | 0 | 0 | 0 | 0 | 0 | 0 | 0 | 0 | 0 | 0 | 0 | 0 | 0 | 0 | 0 | 0 | 0 | 0 | 0 | 0 | 0 | 0 | 0 | 0 | 0 | 0 | 0
F1_Commercial_Restaurant (ID)_Existing_Miscellaneous_Natural Gas_Miscellaneous_E8 | F1 | Commercial | Restaurant (ID) | Existing | Miscellaneous | Natural Gas | Miscellaneous | E8 | CCE | 0 | 0 | 0 | 0 | 0 | 0 | 0 | 0 | 0 | 0 | 0 | 0 | 0 | 0 | 0 | 0 | 0 | 0 | 0 | 0 | 0 | 0 | 0 | 0 | 0 | 0 | 0
F1_Commercial_Restaurant (ID)_Existing_Miscellaneous_Natural Gas_Miscellaneous_E9 | F1 | Commercial | Restaurant (ID) | Existing | Miscellaneous | Natural Gas | Miscellaneous | E9 | CCE | 0 | 0 | 0 | 0 | 0 | 0 | 0 | 0 | 0 | 0 | 0 | 0 | 0 | 0 | 0 | 0 | 0 | 0 | 0 | 0 | 0 | 0 | 0 | 0 | 0 | 0 | 0
F1_Commercial_Restaurant (ID)_Existing_Miscellaneous_Natural Gas_Miscellaneous_E10 | F1 | Commercial | Restaurant (ID) | Existing | Miscellaneous | Natural Gas | Miscellaneous | E10 | CCE | 0 | 0 | 0 | 0 | 0 | 0 | 0 | 0 | 0 | 0 | 0 | 0 | 0 | 0 | 0 | 0 | 0 | 0 | 0 | 0 | 0 | 0 | 0 | 0 | 0 | 0 | 0
F2_Commercial_Restaurant (ID)_Existing_Miscellaneous_Natural Gas_Miscellaneous_E1 | F2 | Commercial | Restaurant (ID) | Existing | Miscellaneous | Natural Gas | Miscellaneous | E1 | TRC BC Ratio | [24 empty] | 1 | 1 | 1 | bar: 2019 to 2042
F2_Commercial_Restaurant (ID)_Existing_Miscellaneous_Natural Gas_Miscellaneous_E2 | F2 | Commercial | Restaurant (ID) | Existing | Miscellaneous | Natural Gas | Miscellaneous | E2 | TRC BC Ratio | 0 | 0 | 0 | 0 | 0 | 0 | 0 | 0 | 0 | 0 | 0 | 0 | 0 | 0 | 0 | 0 | 0 | 0 | 0 | 0 | 0 | 0 | 0 | 0 | 0 | 0 | 0
F2_Commercial_Restaurant (ID)_Existing_Miscellaneous_Natural Gas_Miscellaneous_E3 | F2 | Commercial | Restaurant (ID) | Existing | Miscellaneous | Natural Gas | Miscellaneous | E3 | TRC BC Ratio | 0 | 0 | 0 | 0 | 0 | 0 | 0 | 0 | 0 | 0 | 0 | 0 | 0 | 0 | 0 | 0 | 0 | 0 | 0 | 0 | 0 | 0 | 0 | 0 | 0 | 0 | 0
F2_Commercial_Restaurant (ID)_Existing_Miscellaneous_Natural Gas_Miscellaneous_E4 | F2 | Commercial | Restaurant (ID) | Existing | Miscellaneous | Natural Gas | Miscellaneous | E4 | TRC BC Ratio | 0 | 0 | 0 | 0 | 0 | 0 | 0 | 0 | 0 | 0 | 0 | 0 | 0 | 0 | 0 | 0 | 0 | 0 | 0 | 0 | 0 | 0 | 0 | 0 | 0 | 0 | 0
F2_Commercial_Restaurant (ID)_Existing_Miscellaneous_Natural Gas_Miscellaneous_E5 | F2 | Commercial | Restaurant (ID) | Existing | Miscellaneous | Natural Gas | Miscellaneous | E5 | TRC BC Ratio | 0 | 0 | 0 | 0 | 0 | 0 | 0 | 0 | 0 | 0 | 0 | 0 | 0 | 0 | 0 | 0 | 0 | 0 | 0 | 0 | 0 | 0 | 0 | 0 | 0 | 0 | 0
F2_Commercial_Restaurant (ID)_Existing_Miscellaneous_Natural Gas_Miscellaneous_E6 | F2 | Commercial | Restaurant (ID) | Existing | Miscellaneous | Natural Gas | Miscellaneous | E6 | TRC BC Ratio | 0 | 0 | 0 | 0 | 0 | 0 | 0 | 0 | 0 | 0 | 0 | 0 | 0 | 0 | 0 | 0 | 0 | 0 | 0 | 0 | 0 | 0 | 0 | 0 | 0 | 0 | 0
F2_Commercial_Restaurant (ID)_Existing_Miscellaneous_Natural Gas_Miscellaneous_E7 | F2 | Commercial | Restaurant (ID) | Existing | Miscellaneous | Natural Gas | Miscellaneous | E7 | TRC BC Ratio | 0 | 0 | 0 | 0 | 0 | 0 | 0 | 0 | 0 | 0 | 0 | 0 | 0 | 0 | 0 | 0 | 0 | 0 | 0 | 0 | 0 | 0 | 0 | 0 | 0 | 0 | 0
F2_Commercial_Restaurant (ID)_Existing_Miscellaneous_Natural Gas_Miscellaneous_E8 | F2 | Commercial | Restaurant (ID) | Existing | Miscellaneous | Natural Gas | Miscellaneous | E8 | TRC BC Ratio | 0 | 0 | 0 | 0 | 0 | 0 | 0 | 0 | 0 | 0 | 0 | 0 | 0 | 0 | 0 | 0 | 0 | 0 | 0 | 0 | 0 | 0 | 0 | 0 | 0 | 0 | 0
F2_Commercial_Restaurant (ID)_Existing_Miscellaneous_Natural Gas_Miscellaneous_E9 | F2 | Commercial | Restaurant (ID) | Existing | Miscellaneous | Natural Gas | Miscellaneous | E9 | TRC BC Ratio | 0 | 0 | 0 | 0 | 0 | 0 | 0 | 0 | 0 | 0 | 0 | 0 | 0 | 0 | 0 | 0 | 0 | 0 | 0 | 0 | 0 | 0 | 0 | 0 | 0 | 0 | 0
F2_Commercial_Restaurant (ID)_Existing_Miscellaneous_Natural Gas_Miscellaneous_E10 | F2 | Commercial | Restaurant (ID) | Existing | Miscellaneous | Natural Gas | Miscellaneous | E10 | TRC BC Ratio | 0 | 0 | 0 | 0 | 0 | 0 | 0 | 0 | 0 | 0 | 0 | 0 | 0 | 0 | 0 | 0 | 0 | 0 | 0 | 0 | 0 | 0 | 0 | 0 | 0 | 0 | 0
F3_Commercial_Restaurant (ID)_Existing_Miscellaneous_Natural Gas_Miscellaneous_E1 | F3 | Commercial | Restaurant (ID) | Existing | Miscellaneous | Natural Gas | Miscellaneous | E1 | PACT BC Ratio | [24 empty] | 1 | 1 | 1 | bar: 2019 to 2042
F3_Commercial_Restaurant (ID)_Existing_Miscellaneous_Natural Gas_Miscellaneous_E2 | F3 | Commercial | Restaurant (ID) | Existing | Miscellaneous | Natural Gas | Miscellaneous | E2 | PACT BC Ratio | 0 | 0 | 0 | 0 | 0 | 0 | 0 | 0 | 0 | 0 | 0 | 0 | 0 | 0 | 0 | 0 | 0 | 0 | 0 | 0 | 0 | 0 | 0 | 0 | 0 | 0 | 0
F3_Commercial_Restaurant (ID)_Existing_Miscellaneous_Natural Gas_Miscellaneous_E3 | F3 | Commercial | Restaurant (ID) | Existing | Miscellaneous | Natural Gas | Miscellaneous | E3 | PACT BC Ratio | 0 | 0 | 0 | 0 | 0 | 0 | 0 | 0 | 0 | 0 | 0 | 0 | 0 | 0 | 0 | 0 | 0 | 0 | 0 | 0 | 0 | 0 | 0 | 0 | 0 | 0 | 0
F3_Commercial_Restaurant (ID)_Existing_Miscellaneous_Natural Gas_Miscellaneous_E4 | F3 | Commercial | Restaurant (ID) | Existing | Miscellaneous | Natural Gas | Miscellaneous | E4 | PACT BC Ratio | 0 | 0 | 0 | 0 | 0 | 0 | 0 | 0 | 0 | 0 | 0 | 0 | 0 | 0 | 0 | 0 | 0 | 0 | 0 | 0 | 0 | 0 | 0 | 0 | 0 | 0 | 0
F3_Commercial_Restaurant (ID)_Existing_Miscellaneous_Natural Gas_Miscellaneous_E5 | F3 | Commercial | Restaurant (ID) | Existing | Miscellaneous | Natural Gas | Miscellaneous | E5 | PACT BC Ratio | 0 | 0 | 0 | 0 | 0 | 0 | 0 | 0 | 0 | 0 | 0 | 0 | 0 | 0 | 0 | 0 | 0 | 0 | 0 | 0 | 0 | 0 | 0 | 0 | 0 | 0 | 0
F3_Commercial_Restaurant (ID)_Existing_Miscellaneous_Natural Gas_Miscellaneous_E6 | F3 | Commercial | Restaurant (ID) | Existing | Miscellaneous | Natural Gas | Miscellaneous | E6 | PACT BC Ratio | 0 | 0 | 0 | 0 | 0 | 0 | 0 | 0 | 0 | 0 | 0 | 0 | 0 | 0 | 0 | 0 | 0 | 0 | 0 | 0 | 0 | 0 | 0 | 0 | 0 | 0 | 0
F3_Commercial_Restaurant (ID)_Existing_Miscellaneous_Natural Gas_Miscellaneous_E7 | F3 | Commercial | Restaurant (ID) | Existing | Miscellaneous | Natural Gas | Miscellaneous | E7 | PACT BC Ratio | 0 | 0 | 0 | 0 | 0 | 0 | 0 | 0 | 0 | 0 | 0 | 0 | 0 | 0 | 0 | 0 | 0 | 0 | 0 | 0 | 0 | 0 | 0 | 0 | 0 | 0 | 0
F3_Commercial_Restaurant (ID)_Existing_Miscellaneous_Natural Gas_Miscellaneous_E8 | F3 | Commercial | Restaurant (ID) | Existing | Miscellaneous | Natural Gas | Miscellaneous | E8 | PACT BC Ratio | 0 | 0 | 0 | 0 | 0 | 0 | 0 | 0 | 0 | 0 | 0 | 0 | 0 | 0 | 0 | 0 | 0 | 0 | 0 | 0 | 0 | 0 | 0 | 0 | 0 | 0 | 0
F3_Commercial_Restaurant (ID)_Existing_Miscellaneous_Natural Gas_Miscellaneous_E9 | F3 | Commercial | Restaurant (ID) | Existing | Miscellaneous | Natural Gas | Miscellaneous | E9 | PACT BC Ratio | 0 | 0 | 0 | 0 | 0 | 0 | 0 | 0 | 0 | 0 | 0 | 0 | 0 | 0 | 0 | 0 | 0 | 0 | 0 | 0 | 0 | 0 | 0 | 0 | 0 | 0 | 0
F3_Commercial_Restaurant (ID)_Existing_Miscellaneous_Natural Gas_Miscellaneous_E10 | F3 | Commercial | Restaurant (ID) | Existing | Miscellaneous | Natural Gas | Miscellaneous | E10 | PACT BC Ratio | 0 | 0 | 0 | 0 | 0 | 0 | 0 | 0 | 0 | 0 | 0 | 0 | 0 | 0 | 0 | 0 | 0 | 0 | 0 | 0 | 0 | 0 | 0 | 0 | 0 | 0 | 0
F4_Commercial_Restaurant (ID)_Existing_Miscellaneous_Natural Gas_Miscellaneous_E1 | F4 | Commercial | Restaurant (ID) | Existing | Miscellaneous | Natural Gas | Miscellaneous | E1 | RVT BC Ratio | [24 empty] | 1 | 1 | 1 | bar: 2019 to 2042
F4_Commercial_Restaurant (ID)_Existing_Miscellaneous_Natural Gas_Miscellaneous_E2 | F4 | Commercial | Restaurant (ID) | Existing | Miscellaneous | Natural Gas | Miscellaneous | E2 | RVT BC Ratio | 0 | 0 | 0 | 0 | 0 | 0 | 0 | 0 | 0 | 0 | 0 | 0 | 0 | 0 | 0 | 0 | 0 | 0 | 0 | 0 | 0 | 0 | 0 | 0 | 0 | 0 | 0
F4_Commercial_Restaurant (ID)_Existing_Miscellaneous_Natural Gas_Miscellaneous_E3 | F4 | Commercial | Restaurant (ID) | Existing | Miscellaneous | Natural Gas | Miscellaneous | E3 | RVT BC Ratio | 0 | 0 | 0 | 0 | 0 | 0 | 0 | 0 | 0 | 0 | 0 | 0 | 0 | 0 | 0 | 0 | 0 | 0 | 0 | 0 | 0 | 0 | 0 | 0 | 0 | 0 | 0
F4_Commercial_Restaurant (ID)_Existing_Miscellaneous_Natural Gas_Miscellaneous_E4 | F4 | Commercial | Restaurant (ID) | Existing | Miscellaneous | Natural Gas | Miscellaneous | E4 | RVT BC Ratio | 0 | 0 | 0 | 0 | 0 | 0 | 0 | 0 | 0 | 0 | 0 | 0 | 0 | 0 | 0 | 0 | 0 | 0 | 0 | 0 | 0 | 0 | 0 | 0 | 0 | 0 | 0
F4_Commercial_Restaurant (ID)_Existing_Miscellaneous_Natural Gas_Miscellaneous_E5 | F4 | Commercial | Restaurant (ID) | Existing | Miscellaneous | Natural Gas | Miscellaneous | E5 | RVT BC Ratio | 0 | 0 | 0 | 0 | 0 | 0 | 0 | 0 | 0 | 0 | 0 | 0 | 0 | 0 | 0 | 0 | 0 | 0 | 0 | 0 | 0 | 0 | 0 | 0 | 0 | 0 | 0
F4_Commercial_Restaurant (ID)_Existing_Miscellaneous_Natural Gas_Miscellaneous_E6 | F4 | Commercial | Restaurant (ID) | Existing | Miscellaneous | Natural Gas | Miscellaneous | E6 | RVT BC Ratio | 0 | 0 | 0 | 0 | 0 | 0 | 0 | 0 | 0 | 0 | 0 | 0 | 0 | 0 | 0 | 0 | 0 | 0 | 0 | 0 | 0 | 0 | 0 | 0 | 0 | 0 | 0
F4_Commercial_Restaurant (ID)_Existing_Miscellaneous_Natural Gas_Miscellaneous_E7 | F4 | Commercial | Restaurant (ID) | Existing | Miscellaneous | Natural Gas | Miscellaneous | E7 | RVT BC Ratio | 0 | 0 | 0 | 0 | 0 | 0 | 0 | 0 | 0 | 0 | 0 | 0 | 0 | 0 | 0 | 0 | 0 | 0 | 0 | 0 | 0 | 0 | 0 | 0 | 0 | 0 | 0
F4_Commercial_Restaurant (ID)_Existing_Miscellaneous_Natural Gas_Miscellaneous_E8 | F4 | Commercial | Restaurant (ID) | Existing | Miscellaneous | Natural Gas | Miscellaneous | E8 | RVT BC Ratio | 0 | 0 | 0 | 0 | 0 | 0 | 0 | 0 | 0 | 0 | 0 | 0 | 0 | 0 | 0 | 0 | 0 | 0 | 0 | 0 | 0 | 0 | 0 | 0 | 0 | 0 | 0
F4_Commercial_Restaurant (ID)_Existing_Miscellaneous_Natural Gas_Miscellaneous_E9 | F4 | Commercial | Restaurant (ID) | Existing | Miscellaneous | Natural Gas | Miscellaneous | E9 | RVT BC Ratio | 0 | 0 | 0 | 0 | 0 | 0 | 0 | 0 | 0 | 0 | 0 | 0 | 0 | 0 | 0 | 0 | 0 | 0 | 0 | 0 | 0 | 0 | 0 | 0 | 0 | 0 | 0
F4_Commercial_Restaurant (ID)_Existing_Miscellaneous_Natural Gas_Miscellaneous_E10 | F4 | Commercial | Restaurant (ID) | Existing | Miscellaneous | Natural Gas | Miscellaneous | E10 | RVT BC Ratio | 0 | 0 | 0 | 0 | 0 | 0 | 0 | 0 | 0 | 0 | 0 | 0 | 0 | 0 | 0 | 0 | 0 | 0 | 0 | 0 | 0 | 0 | 0 | 0 | 0 | 0 | 0
F5_Commercial_Restaurant (ID)_Existing_Miscellaneous_Natural Gas_Miscellaneous_E1 | F5 | Commercial | Restaurant (ID) | Existing | Miscellaneous | Natural Gas | Miscellaneous | E1 | RIM BC Ratio | [24 empty] | 1 | 1 | 1 | bar: 2019 to 2042
F5_Commercial_Restaurant (ID)_Existing_Miscellaneous_Natural Gas_Miscellaneous_E2 | F5 | Commercial | Restaurant (ID) | Existing | Miscellaneous | Natural Gas | Miscellaneous | E2 | RIM BC Ratio | 0 | 0 | 0 | 0 | 0 | 0 | 0 | 0 | 0 | 0 | 0 | 0 | 0 | 0 | 0 | 0 | 0 | 0 | 0 | 0 | 0 | 0 | 0 | 0 | 0 | 0 | 0
F5_Commercial_Restaurant (ID)_Existing_Miscellaneous_Natural Gas_Miscellaneous_E3 | F5 | Commercial | Restaurant (ID) | Existing | Miscellaneous | Natural Gas | Miscellaneous | E3 | RIM BC Ratio | 0 | 0 | 0 | 0 | 0 | 0 | 0 | 0 | 0 | 0 | 0 | 0 | 0 | 0 | 0 | 0 | 0 | 0 | 0 | 0 | 0 | 0 | 0 | 0 | 0 | 0 | 0
F5_Commercial_Restaurant (ID)_Existing_Miscellaneous_Natural Gas_Miscellaneous_E4 | F5 | Commercial | Restaurant (ID) | Existing | Miscellaneous | Natural Gas | Miscellaneous | E4 | RIM BC Ratio | 0 | 0 | 0 | 0 | 0 | 0 | 0 | 0 | 0 | 0 | 0 | 0 | 0 | 0 | 0 | 0 | 0 | 0 | 0 | 0 | 0 | 0 | 0 | 0 | 0 | 0 | 0
F5_Commercial_Restaurant (ID)_Existing_Miscellaneous_Natural Gas_Miscellaneous_E5 | F5 | Commercial | Restaurant (ID) | Existing | Miscellaneous | Natural Gas | Miscellaneous | E5 | RIM BC Ratio | 0 | 0 | 0 | 0 | 0 | 0 | 0 | 0 | 0 | 0 | 0 | 0 | 0 | 0 | 0 | 0 | 0 | 0 | 0 | 0 | 0 | 0 | 0 | 0 | 0 | 0 | 0
F5_Commercial_Restaurant (ID)_Existing_Miscellaneous_Natural Gas_Miscellaneous_E6 | F5 | Commercial | Restaurant (ID) | Existing | Miscellaneous | Natural Gas | Miscellaneous | E6 | RIM BC Ratio | 0 | 0 | 0 | 0 | 0 | 0 | 0 | 0 | 0 | 0 | 0 | 0 | 0 | 0 | 0 | 0 | 0 | 0 | 0 | 0 | 0 | 0 | 0 | 0 | 0 | 0 | 0
F5_Commercial_Restaurant (ID)_Existing_Miscellaneous_Natural Gas_Miscellaneous_E7 | F5 | Commercial | Restaurant (ID) | Existing | Miscellaneous | Natural Gas | Miscellaneous | E7 | RIM BC Ratio | 0 | 0 | 0 | 0 | 0 | 0 | 0 | 0 | 0 | 0 | 0 | 0 | 0 | 0 | 0 | 0 | 0 | 0 | 0 | 0 | 0 | 0 | 0 | 0 | 0 | 0 | 0
F5_Commercial_Restaurant (ID)_Existing_Miscellaneous_Natural Gas_Miscellaneous_E8 | F5 | Commercial | Restaurant (ID) | Existing | Miscellaneous | Natural Gas | Miscellaneous | E8 | RIM BC Ratio | 0 | 0 | 0 | 0 | 0 | 0 | 0 | 0 | 0 | 0 | 0 | 0 | 0 | 0 | 0 | 0 | 0 | 0 | 0 | 0 | 0 | 0 | 0 | 0 | 0 | 0 | 0
F5_Commercial_Restaurant (ID)_Existing_Miscellaneous_Natural Gas_Miscellaneous_E9 | F5 | Commercial | Restaurant (ID) | Existing | Miscellaneous | Natural Gas | Miscellaneous | E9 | RIM BC Ratio | 0 | 0 | 0 | 0 | 0 | 0 | 0 | 0 | 0 | 0 | 0 | 0 | 0 | 0 | 0 | 0 | 0 | 0 | 0 | 0 | 0 | 0 | 0 | 0 | 0 | 0 | 0
F5_Commercial_Restaurant (ID)_Existing_Miscellaneous_Natural Gas_Miscellaneous_E10 | F5 | Commercial | Restaurant (ID) | Existing | Miscellaneous | Natural Gas | Miscellaneous | E10 | RIM BC Ratio | 0 | 0 | 0 | 0 | 0 | 0 | 0 | 0 | 0 | 0 | 0 | 0 | 0 | 0 | 0 | 0 | 0 | 0 | 0 | 0 | 0 | 0 | 0 | 0 | 0 | 0 | 0
F0_Commercial_Restaurant (ID)_New_Space Heating_Natural Gas_Furnace_E0 | F0 | Commercial | Restaurant (ID) | New | Space Heating | Natural Gas | Furnace | E0 | Economic Unit | AFUE 80% (Standard) | AFUE 80% (Standard) | AFUE 80% (Standard) | AFUE 96% | AFUE 96% | AFUE 96% | AFUE 96% | AFUE 96% | AFUE 96% | AFUE 96% | AFUE 96% | AFUE 96% | AFUE 96% | AFUE 96% | AFUE 96% | AFUE 96% | AFUE 96% | AFUE 96% | AFUE 96% | AFUE 96% | AFUE 96% | AFUE 96% | AFUE 96% | AFUE 96% | AFUE 96% | AFUE 96% | AFUE 96%
F1_Commercial_Restaurant (ID)_New_Space Heating_Natural Gas_Furnace_E1 | F1 | Commercial | Restaurant (ID) | New | Space Heating | Natural Gas | Furnace | E1 | CCE | 0 | 0 | 0 | 0 | 0 | 0 | 0 | 0 | 0 | 0 | 0 | 0 | 0 | 0 | 0 | 0 | 0 | 0 | 0 | 0 | 0 | 0 | 0 | 0 | 0 | 0 | 0
F1_Commercial_Restaurant (ID)_New_Space Heating_Natural Gas_Furnace_E2 | F1 | Commercial | Restaurant (ID) | New | Space Heating | Natural Gas | Furnace | E2 | CCE | 0.02616 | 0.027148 | 0.027148 | 0.027148 | 0.027148 | 0.027148 | 0.027148 | 0.027148 | 0.027148 | 0.027148 | 0.027148 | 0.027148 | 0.027148 | 0.027148 | 0.027148 | 0.027148 | 0.027148 | 0.027148 | 0.027148 | 0.027148 | 0.027148 | 0.027148 | 0.027148 | 0.027148 | 0.027148 | 0.027148 | 0.027148
F1_Commercial_Restaurant (ID)_New_Space Heating_Natural Gas_Furnace_E3 | F1 | Commercial | Restaurant (ID) | New | Space Heating | Natural Gas | Furnace | E3 | CCE | 0.0039058 | 0.0040533 | 0.0040533 | 0.0040533 | 0.0040533 | 0.0040533 | 0.0040533 | 0.0040533 | 0.0040533 | 0.0040533 | 0.0040533 | 0.0040533 | 0.0040533 | 0.0040533 | 0.0040533 | 0.0040533 | 0.0040533 | 0.0040533 | 0.0040533 | 0.0040533 | 0.0040533 | 0.0040533 | 0.0040533 | 0.0040533 | 0.0040533 | 0.0040533 | 0.0040533
F1_Commercial_Restaurant (ID)_New_Space Heating_Natural Gas_Furnace_E4 | F1 | Commercial | Restaurant (ID) | New | Space Heating | Natural Gas | Furnace | E4 | CCE | 0 | 0 | 0 | 0 | 0 | 0 | 0 | 0 | 0 | 0 | 0 | 0 | 0 | 0 | 0 | 0 | 0 | 0 | 0 | 0 | 0 | 0 | 0 | 0 | 0 | 0 | 0
F1_Commercial_Restaurant (ID)_New_Space Heating_Natural Gas_Furnace_E5 | F1 | Commercial | Restaurant (ID) | New | Space Heating | Natural Gas | Furnace | E5 | CCE | 0 | 0 | 0 | 0 | 0 | 0 | 0 | 0 | 0 | 0 | 0 | 0 | 0 | 0 | 0 | 0 | 0 | 0 | 0 | 0 | 0 | 0 | 0 | 0 | 0 | 0 | 0
F1_Commercial_Restaurant (ID)_New_Space Heating_Natural Gas_Furnace_E6 | F1 | Commercial | Restaurant (ID) | New | Space Heating | Natural Gas | Furnace | E6 | CCE | 0 | 0 | 0 | 0 | 0 | 0 | 0 | 0 | 0 | 0 | 0 | 0 | 0 | 0 | 0 | 0 | 0 | 0 | 0 | 0 | 0 | 0 | 0 | 0 | 0 | 0 | 0
F1_Commercial_Restaurant (ID)_New_Space Heating_Natural Gas_Furnace_E7 | F1 | Commercial | Restaurant (ID) | New | Space Heating | Natural Gas | Furnace | E7 | CCE | 0 | 0 | 0 | 0 | 0 | 0 | 0 | 0 | 0 | 0 | 0 | 0 | 0 | 0 | 0 | 0 | 0 | 0 | 0 | 0 | 0 | 0 | 0 | 0 | 0 | 0 | 0
F1_Commercial_Restaurant (ID)_New_Space Heating_Natural Gas_Furnace_E8 | F1 | Commercial | Restaurant (ID) | New | Space Heating | Natural Gas | Furnace | E8 | CCE | 0 | 0 | 0 | 0 | 0 | 0 | 0 | 0 | 0 | 0 | 0 | 0 | 0 | 0 | 0 | 0 | 0 | 0 | 0 | 0 | 0 | 0 | 0 | 0 | 0 | 0 | 0
F1_Commercial_Restaurant (ID)_New_Space Heating_Natural Gas_Furnace_E9 | F1 | Commercial | Restaurant (ID) | New | Space Heating | Natural Gas | Furnace | E9 | CCE | 0 | 0 | 0 | 0 | 0 | 0 | 0 | 0 | 0 | 0 | 0 | 0 | 0 | 0 | 0 | 0 | 0 | 0 | 0 | 0 | 0 | 0 | 0 | 0 | 0 | 0 | 0
F1_Commercial_Restaurant (ID)_New_Space Heating_Natural Gas_Furnace_E10 | F1 | Commercial | Restaurant (ID) | New | Space Heating | Natural Gas | Furnace | E10 | CCE | 0 | 0 | 0 | 0 | 0 | 0 | 0 | 0 | 0 | 0 | 0 | 0 | 0 | 0 | 0 | 0 | 0 | 0 | 0 | 0 | 0 | 0 | 0 | 0 | 0 | 0 | 0
F2_Commercial_Restaurant (ID)_New_Space Heating_Natural Gas_Furnace_E1 | F2 | Commercial | Restaurant (ID) | New | Space Heating | Natural Gas | Furnace | E1 | TRC BC Ratio | [24 empty] | 1 | 1 | 1 | bar: 2019 to 2042
F2_Commercial_Restaurant (ID)_New_Space Heating_Natural Gas_Furnace_E2 | F2 | Commercial | Restaurant (ID) | New | Space Heating | Natural Gas | Furnace | E2 | TRC BC Ratio | 0.14376 | 0.14585 | 0.14881 | 0.15219 | 0.15603 | 0.16161 | 0.1673 | 0.17335 | 0.17904 | 0.18481 | 0.18986 | 0.19442 | 0.19949 | 0.20474 | 0.20955 | 0.21426 | 0.21857 | 0.22302 | 0.22767 | 0.23246 | 0.23733 | 0.2425 | 0.24864 | 0.25392 | 0.25931 | 0.26481 | 0.27043
F2_Commercial_Restaurant (ID)_New_Space Heating_Natural Gas_Furnace_E3 | F2 | Commercial | Restaurant (ID) | New | Space Heating | Natural Gas | Furnace | E3 | TRC BC Ratio | 0.96287 | 0.97686 | 0.99671 | 1.0194 | 1.045 | 1.0824 | 1.1206 | 1.1611 | 1.1992 | 1.2378 | 1.2716 | 1.3022 | 1.3361 | 1.3713 | 1.4035 | 1.435 | 1.4639 | 1.4937 | 1.5249 | 1.5569 | 1.5895 | 1.6242 | 1.6653 | 1.7007 | 1.7368 | 1.7736 | 1.8113
F2_Commercial_Restaurant (ID)_New_Space Heating_Natural Gas_Furnace_E4 | F2 | Commercial | Restaurant (ID) | New | Space Heating | Natural Gas | Furnace | E4 | TRC BC Ratio | 0 | 0 | 0 | 0 | 0 | 0 | 0 | 0 | 0 | 0 | 0 | 0 | 0 | 0 | 0 | 0 | 0 | 0 | 0 | 0 | 0 | 0 | 0 | 0 | 0 | 0 | 0
F2_Commercial_Restaurant (ID)_New_Space Heating_Natural Gas_Furnace_E5 | F2 | Commercial | Restaurant (ID) | New | Space Heating | Natural Gas | Furnace | E5 | TRC BC Ratio | 0 | 0 | 0 | 0 | 0 | 0 | 0 | 0 | 0 | 0 | 0 | 0 | 0 | 0 | 0 | 0 | 0 | 0 | 0 | 0 | 0 | 0 | 0 | 0 | 0 | 0 | 0
F2_Commercial_Restaurant (ID)_New_Space Heating_Natural Gas_Furnace_E6 | F2 | Commercial | Restaurant (ID) | New | Space Heating | Natural Gas | Furnace | E6 | TRC BC Ratio | 0 | 0 | 0 | 0 | 0 | 0 | 0 | 0 | 0 | 0 | 0 | 0 | 0 | 0 | 0 | 0 | 0 | 0 | 0 | 0 | 0 | 0 | 0 | 0 | 0 | 0 | 0
F2_Commercial_Restaurant (ID)_New_Space Heating_Natural Gas_Furnace_E7 | F2 | Commercial | Restaurant (ID) | New | Space Heating | Natural Gas | Furnace | E7 | TRC BC Ratio | 0 | 0 | 0 | 0 | 0 | 0 | 0 | 0 | 0 | 0 | 0 | 0 | 0 | 0 | 0 | 0 | 0 | 0 | 0 | 0 | 0 | 0 | 0 | 0 | 0 | 0 | 0
F2_Commercial_Restaurant (ID)_New_Space Heating_Natural Gas_Furnace_E8 | F2 | Commercial | Restaurant (ID) | New | Space Heating | Natural Gas | Furnace | E8 | TRC BC Ratio | 0 | 0 | 0 | 0 | 0 | 0 | 0 | 0 | 0 | 0 | 0 | 0 | 0 | 0 | 0 | 0 | 0 | 0 | 0 | 0 | 0 | 0 | 0 | 0 | 0 | 0 | 0
F2_Commercial_Restaurant (ID)_New_Space Heating_Natural Gas_Furnace_E9 | F2 | Commercial | Restaurant (ID) | New | Space Heating | Natural Gas | Furnace | E9 | TRC BC Ratio | 0 | 0 | 0 | 0 | 0 | 0 | 0 | 0 | 0 | 0 | 0 | 0 | 0 | 0 | 0 | 0 | 0 | 0 | 0 | 0 | 0 | 0 | 0 | 0 | 0 | 0 | 0
F2_Commercial_Restaurant (ID)_New_Space Heating_Natural Gas_Furnace_E10 | F2 | Commercial | Restaurant (ID) | New | Space Heating | Natural Gas | Furnace | E10 | TRC BC Ratio | 0 | 0 | 0 | 0 | 0 | 0 | 0 | 0 | 0 | 0 | 0 | 0 | 0 | 0 | 0 | 0 | 0 | 0 | 0 | 0 | 0 | 0 | 0 | 0 | 0 | 0 | 0
F3_Commercial_Restaurant (ID)_New_Space Heating_Natural Gas_Furnace_E1 | F3 | Commercial | Restaurant (ID) | New | Space Heating | Natural Gas | Furnace | E1 | PACT BC Ratio | [24 empty] | 1 | 1 | 1 | bar: 2019 to 2042
F3_Commercial_Restaurant (ID)_New_Space Heating_Natural Gas_Furnace_E2 | F3 | Commercial | Restaurant (ID) | New | Space Heating | Natural Gas | Furnace | E2 | PACT BC Ratio | 0.40266 | 0.40851 | 0.41681 | 0.42628 | 0.43702 | 0.45265 | 0.46861 | 0.48554 | 0.50148 | 0.51763 | 0.53178 | 0.54456 | 0.55875 | 0.57346 | 0.58693 | 0.60011 | 0.61219 | 0.62465 | 0.6377 | 0.65109 | 0.66473 | 0.67922 | 0.69641 | 0.71119 | 0.72629 | 0.74171 | 0.75745
F3_Commercial_Restaurant (ID)_New_Space Heating_Natural Gas_Furnace_E3 | F3 | Commercial | Restaurant (ID) | New | Space Heating | Natural Gas | Furnace | E3 | PACT BC Ratio | 2.6969 | 2.7361 | 2.7917 | 2.8551 | 2.9271 | 3.0317 | 3.1386 | 3.252 | 3.3588 | 3.467 | 3.5617 | 3.6473 | 3.7423 | 3.8409 | 3.9311 | 4.0194 | 4.1003 | 4.1838 | 4.2711 | 4.3608 | 4.4522 | 4.5493 | 4.6644 | 4.7634 | 4.8645 | 4.9677 | 5.0732
F3_Commercial_Restaurant (ID)_New_Space Heating_Natural Gas_Furnace_E4 | F3 | Commercial | Restaurant (ID) | New | Space Heating | Natural Gas | Furnace | E4 | PACT BC Ratio | 0 | 0 | 0 | 0 | 0 | 0 | 0 | 0 | 0 | 0 | 0 | 0 | 0 | 0 | 0 | 0 | 0 | 0 | 0 | 0 | 0 | 0 | 0 | 0 | 0 | 0 | 0
F3_Commercial_Restaurant (ID)_New_Space Heating_Natural Gas_Furnace_E5 | F3 | Commercial | Restaurant (ID) | New | Space Heating | Natural Gas | Furnace | E5 | PACT BC Ratio | 0 | 0 | 0 | 0 | 0 | 0 | 0 | 0 | 0 | 0 | 0 | 0 | 0 | 0 | 0 | 0 | 0 | 0 | 0 | 0 | 0 | 0 | 0 | 0 | 0 | 0 | 0
F3_Commercial_Restaurant (ID)_New_Space Heating_Natural Gas_Furnace_E6 | F3 | Commercial | Restaurant (ID) | New | Space Heating | Natural Gas | Furnace | E6 | PACT BC Ratio | 0 | 0 | 0 | 0 | 0 | 0 | 0 | 0 | 0 | 0 | 0 | 0 | 0 | 0 | 0 | 0 | 0 | 0 | 0 | 0 | 0 | 0 | 0 | 0 | 0 | 0 | 0
F3_Commercial_Restaurant (ID)_New_Space Heating_Natural Gas_Furnace_E7 | F3 | Commercial | Restaurant (ID) | New | Space Heating | Natural Gas | Furnace | E7 | PACT BC Ratio | 0 | 0 | 0 | 0 | 0 | 0 | 0 | 0 | 0 | 0 | 0 | 0 | 0 | 0 | 0 | 0 | 0 | 0 | 0 | 0 | 0 | 0 | 0 | 0 | 0 | 0 | 0
F3_Commercial_Restaurant (ID)_New_Space Heating_Natural Gas_Furnace_E8 | F3 | Commercial | Restaurant (ID) | New | Space Heating | Natural Gas | Furnace | E8 | PACT BC Ratio | 0 | 0 | 0 | 0 | 0 | 0 | 0 | 0 | 0 | 0 | 0 | 0 | 0 | 0 | 0 | 0 | 0 | 0 | 0 | 0 | 0 | 0 | 0 | 0 | 0 | 0 | 0
F3_Commercial_Restaurant (ID)_New_Space Heating_Natural Gas_Furnace_E9 | F3 | Commercial | Restaurant (ID) | New | Space Heating | Natural Gas | Furnace | E9 | PACT BC Ratio | 0 | 0 | 0 | 0 | 0 | 0 | 0 | 0 | 0 | 0 | 0 | 0 | 0 | 0 | 0 | 0 | 0 | 0 | 0 | 0 | 0 | 0 | 0 | 0 | 0 | 0 | 0
F3_Commercial_Restaurant (ID)_New_Space Heating_Natural Gas_Furnace_E10 | F3 | Commercial | Restaurant (ID) | New | Space Heating | Natural Gas | Furnace | E10 | PACT BC Ratio | 0 | 0 | 0 | 0 | 0 | 0 | 0 | 0 | 0 | 0 | 0 | 0 | 0 | 0 | 0 | 0 | 0 | 0 | 0 | 0 | 0 | 0 | 0 | 0 | 0 | 0 | 0
F4_Commercial_Restaurant (ID)_New_Space Heating_Natural Gas_Furnace_E1 | F4 | Commercial | Restaurant (ID) | New | Space Heating | Natural Gas | Furnace | E1 | RVT BC Ratio | [24 empty] | 1 | 1 | 1 | bar: 2019 to 2042
F4_Commercial_Restaurant (ID)_New_Space Heating_Natural Gas_Furnace_E2 | F4 | Commercial | Restaurant (ID) | New | Space Heating | Natural Gas | Furnace | E2 | RVT BC Ratio | 0.4298 | 0.43147 | 0.43425 | 0.43747 | 0.44116 | 0.44717 | 0.45313 | 0.45936 | 0.46483 | 0.47013 | 0.47615 | 0.4814 | 0.48725 | 0.49327 | 0.49863 | 0.50378 | 0.50832 | 0.51295 | 0.51775 | 0.5226 | 0.52746 | 0.53398 | 0.54172 | 0.54837 | 0.55516 | 0.56209 | 0.56917
F4_Commercial_Restaurant (ID)_New_Space Heating_Natural Gas_Furnace_E3 | F4 | Commercial | Restaurant (ID) | New | Space Heating | Natural Gas | Furnace | E3 | RVT BC Ratio | 1.5771 | 1.5883 | 1.607 | 1.6285 | 1.6532 | 1.6935 | 1.7334 | 1.7751 | 1.8117 | 1.8473 | 1.8876 | 1.9227 | 1.9619 | 2.0023 | 2.0382 | 2.0726 | 2.103 | 2.134 | 2.1662 | 2.1987 | 2.2313 | 2.2749 | 2.3267 | 2.3713 | 2.4167 | 2.4632 | 2.5106
F4_Commercial_Restaurant (ID)_New_Space Heating_Natural Gas_Furnace_E4 | F4 | Commercial | Restaurant (ID) | New | Space Heating | Natural Gas | Furnace | E4 | RVT BC Ratio | 0 | 0 | 0 | 0 | 0 | 0 | 0 | 0 | 0 | 0 | 0 | 0 | 0 | 0 | 0 | 0 | 0 | 0 | 0 | 0 | 0 | 0 | 0 | 0 | 0 | 0 | 0
F4_Commercial_Restaurant (ID)_New_Space Heating_Natural Gas_Furnace_E5 | F4 | Commercial | Restaurant (ID) | New | Space Heating | Natural Gas | Furnace | E5 | RVT BC Ratio | 0 | 0 | 0 | 0 | 0 | 0 | 0 | 0 | 0 | 0 | 0 | 0 | 0 | 0 | 0 | 0 | 0 | 0 | 0 | 0 | 0 | 0 | 0 | 0 | 0 | 0 | 0
F4_Commercial_Restaurant (ID)_New_Space Heating_Natural Gas_Furnace_E6 | F4 | Commercial | Restaurant (ID) | New | Space Heating | Natural Gas | Furnace | E6 | RVT BC Ratio | 0 | 0 | 0 | 0 | 0 | 0 | 0 | 0 | 0 | 0 | 0 | 0 | 0 | 0 | 0 | 0 | 0 | 0 | 0 | 0 | 0 | 0 | 0 | 0 | 0 | 0 | 0
F4_Commercial_Restaurant (ID)_New_Space Heating_Natural Gas_Furnace_E7 | F4 | Commercial | Restaurant (ID) | New | Space Heating | Natural Gas | Furnace | E7 | RVT BC Ratio | 0 | 0 | 0 | 0 | 0 | 0 | 0 | 0 | 0 | 0 | 0 | 0 | 0 | 0 | 0 | 0 | 0 | 0 | 0 | 0 | 0 | 0 | 0 | 0 | 0 | 0 | 0
F4_Commercial_Restaurant (ID)_New_Space Heating_Natural Gas_Furnace_E8 | F4 | Commercial | Restaurant (ID) | New | Space Heating | Natural Gas | Furnace | E8 | RVT BC Ratio | 0 | 0 | 0 | 0 | 0 | 0 | 0 | 0 | 0 | 0 | 0 | 0 | 0 | 0 | 0 | 0 | 0 | 0 | 0 | 0 | 0 | 0 | 0 | 0 | 0 | 0 | 0
F4_Commercial_Restaurant (ID)_New_Space Heating_Natural Gas_Furnace_E9 | F4 | Commercial | Restaurant (ID) | New | Space Heating | Natural Gas | Furnace | E9 | RVT BC Ratio | 0 | 0 | 0 | 0 | 0 | 0 | 0 | 0 | 0 | 0 | 0 | 0 | 0 | 0 | 0 | 0 | 0 | 0 | 0 | 0 | 0 | 0 | 0 | 0 | 0 | 0 | 0
F4_Commercial_Restaurant (ID)_New_Space Heating_Natural Gas_Furnace_E10 | F4 | Commercial | Restaurant (ID) | New | Space Heating | Natural Gas | Furnace | E10 | RVT BC Ratio | 0 | 0 | 0 | 0 | 0 | 0 | 0 | 0 | 0 | 0 | 0 | 0 | 0 | 0 | 0 | 0 | 0 | 0 | 0 | 0 | 0 | 0 | 0 | 0 | 0 | 0 | 0
F5_Commercial_Restaurant (ID)_New_Space Heating_Natural Gas_Furnace_E1 | F5 | Commercial | Restaurant (ID) | New | Space Heating | Natural Gas | Furnace | E1 | RIM BC Ratio | [24 empty] | 1 | 1 | 1 | bar: 2019 to 2042
F5_Commercial_Restaurant (ID)_New_Space Heating_Natural Gas_Furnace_E2 | F5 | Commercial | Restaurant (ID) | New | Space Heating | Natural Gas | Furnace | E2 | RIM BC Ratio | 0.27392 | 0.27716 | 0.28155 | 0.28649 | 0.29202 | 0.29966 | 0.30739 | 0.31549 | 0.32317 | 0.33094 | 0.33696 | 0.34239 | 0.34832 | 0.35439 | 0.35993 | 0.36532 | 0.37029 | 0.37537 | 0.38065 | 0.38603 | 0.39149 | 0.39647 | 0.40226 | 0.40715 | 0.41206 | 0.41697 | 0.4219
F5_Commercial_Restaurant (ID)_New_Space Heating_Natural Gas_Furnace_E3 | F5 | Commercial | Restaurant (ID) | New | Space Heating | Natural Gas | Furnace | E3 | RIM BC Ratio | 0.65018 | 0.65549 | 0.66191 | 0.66896 | 0.67668 | 0.68599 | 0.69551 | 0.70541 | 0.71531 | 0.72554 | 0.73098 | 0.73614 | 0.74163 | 0.74721 | 0.75249 | 0.75773 | 0.76277 | 0.76797 | 0.77335 | 0.77888 | 0.78455 | 0.78752 | 0.7909 | 0.79369 | 0.79645 | 0.79917 | 0.80185
F5_Commercial_Restaurant (ID)_New_Space Heating_Natural Gas_Furnace_E4 | F5 | Commercial | Restaurant (ID) | New | Space Heating | Natural Gas | Furnace | E4 | RIM BC Ratio | 0 | 0 | 0 | 0 | 0 | 0 | 0 | 0 | 0 | 0 | 0 | 0 | 0 | 0 | 0 | 0 | 0 | 0 | 0 | 0 | 0 | 0 | 0 | 0 | 0 | 0 | 0
F5_Commercial_Restaurant (ID)_New_Space Heating_Natural Gas_Furnace_E5 | F5 | Commercial | Restaurant (ID) | New | Space Heating | Natural Gas | Furnace | E5 | RIM BC Ratio | 0 | 0 | 0 | 0 | 0 | 0 | 0 | 0 | 0 | 0 | 0 | 0 | 0 | 0 | 0 | 0 | 0 | 0 | 0 | 0 | 0 | 0 | 0 | 0 | 0 | 0 | 0
F5_Commercial_Restaurant (ID)_New_Space Heating_Natural Gas_Furnace_E6 | F5 | Commercial | Restaurant (ID) | New | Space Heating | Natural Gas | Furnace | E6 | RIM BC Ratio | 0 | 0 | 0 | 0 | 0 | 0 | 0 | 0 | 0 | 0 | 0 | 0 | 0 | 0 | 0 | 0 | 0 | 0 | 0 | 0 | 0 | 0 | 0 | 0 | 0 | 0 | 0
F5_Commercial_Restaurant (ID)_New_Space Heating_Natural Gas_Furnace_E7 | F5 | Commercial | Restaurant (ID) | New | Space Heating | Natural Gas | Furnace | E7 | RIM BC Ratio | 0 | 0 | 0 | 0 | 0 | 0 | 0 | 0 | 0 | 0 | 0 | 0 | 0 | 0 | 0 | 0 | 0 | 0 | 0 | 0 | 0 | 0 | 0 | 0 | 0 | 0 | 0
F5_Commercial_Restaurant (ID)_New_Space Heating_Natural Gas_Furnace_E8 | F5 | Commercial | Restaurant (ID) | New | Space Heating | Natural Gas | Furnace | E8 | RIM BC Ratio | 0 | 0 | 0 | 0 | 0 | 0 | 0 | 0 | 0 | 0 | 0 | 0 | 0 | 0 | 0 | 0 | 0 | 0 | 0 | 0 | 0 | 0 | 0 | 0 | 0 | 0 | 0
F5_Commercial_Restaurant (ID)_New_Space Heating_Natural Gas_Furnace_E9 | F5 | Commercial | Restaurant (ID) | New | Space Heating | Natural Gas | Furnace | E9 | RIM BC Ratio | 0 | 0 | 0 | 0 | 0 | 0 | 0 | 0 | 0 | 0 | 0 | 0 | 0 | 0 | 0 | 0 | 0 | 0 | 0 | 0 | 0 | 0 | 0 | 0 | 0 | 0 | 0
F5_Commercial_Restaurant (ID)_New_Space Heating_Natural Gas_Furnace_E10 | F5 | Commercial | Restaurant (ID) | New | Space Heating | Natural Gas | Furnace | E10 | RIM BC Ratio | 0 | 0 | 0 | 0 | 0 | 0 | 0 | 0 | 0 | 0 | 0 | 0 | 0 | 0 | 0 | 0 | 0 | 0 | 0 | 0 | 0 | 0 | 0 | 0 | 0 | 0 | 0
F0_Commercial_Restaurant (ID)_New_Space Heating_Natural Gas_Boiler_E0 | F0 | Commercial | Restaurant (ID) | New | Space Heating | Natural Gas | Boiler | E0 | Economic Unit | AFUE 97% | AFUE 97% | AFUE 97% | AFUE 97% | AFUE 97% | AFUE 97% | AFUE 97% | AFUE 97% | AFUE 97% | AFUE 97% | AFUE 97% | AFUE 97% | AFUE 97% | AFUE 97% | AFUE 97% | AFUE 97% | AFUE 97% | AFUE 97% | AFUE 97% | AFUE 97% | AFUE 97% | AFUE 97% | AFUE 97% | AFUE 97% | AFUE 97% | AFUE 97% | AFUE 97%
F1_Commercial_Restaurant (ID)_New_Space Heating_Natural Gas_Boiler_E1 | F1 | Commercial | Restaurant (ID) | New | Space Heating | Natural Gas | Boiler | E1 | CCE | 0 | 0 | 0 | 0 | 0 | 0 | 0 | 0 | 0 | 0 | 0 | 0 | 0 | 0 | 0 | 0 | 0 | 0 | 0 | 0 | 0 | 0 | 0 | 0 | 0 | 0 | 0
F1_Commercial_Restaurant (ID)_New_Space Heating_Natural Gas_Boiler_E2 | F1 | Commercial | Restaurant (ID) | New | Space Heating | Natural Gas | Boiler | E2 | CCE | 0.0010993 | 0.0011408 | 0.0011408 | 0.0011408 | 0.0011408 | 0.0011408 | 0.0011408 | 0.0011408 | 0.0011408 | 0.0011408 | 0.0011408 | 0.0011408 | 0.0011408 | 0.0011408 | 0.0011408 | 0.0011408 | 0.0011408 | 0.0011408 | 0.0011408 | 0.0011408 | 0.0011408 | 0.0011408 | 0.0011408 | 0.0011408 | 0.0011408 | 0.0011408 | 0.0011408
F1_Commercial_Restaurant (ID)_New_Space Heating_Natural Gas_Boiler_E3 | F1 | Commercial | Restaurant (ID) | New | Space Heating | Natural Gas | Boiler | E3 | CCE | -0.00023995 | -0.00024901 | -0.00024901 | -0.00024901 | -0.00024901 | -0.00024901 | -0.00024901 | -0.00024901 | -0.00024901 | -0.00024901 | -0.00024901 | -0.00024901 | -0.00024901 | -0.00024901 | -0.00024901 | -0.00024901 | -0.00024901 | -0.00024901 | -0.00024901 | -0.00024901 | -0.00024901 | -0.00024901 | -0.00024901 | -0.00024901 | -0.00024901 | -0.00024901 | -0.00024901
F1_Commercial_Restaurant (ID)_New_Space Heating_Natural Gas_Boiler_E4 | F1 | Commercial | Restaurant (ID) | New | Space Heating | Natural Gas | Boiler | E4 | CCE | 0.025252 | 0.026206 | 0.026206 | 0.026206 | 0.026206 | 0.026206 | 0.026206 | 0.026206 | 0.026206 | 0.026206 | 0.026206 | 0.026206 | 0.026206 | 0.026206 | 0.026206 | 0.026206 | 0.026206 | 0.026206 | 0.026206 | 0.026206 | 0.026206 | 0.026206 | 0.026206 | 0.026206 | 0.026206 | 0.026206 | 0.026206
F1_Commercial_Restaurant (ID)_New_Space Heating_Natural Gas_Boiler_E5 | F1 | Commercial | Restaurant (ID) | New | Space Heating | Natural Gas | Boiler | E5 | CCE | 0 | 0 | 0 | 0 | 0 | 0 | 0 | 0 | 0 | 0 | 0 | 0 | 0 | 0 | 0 | 0 | 0 | 0 | 0 | 0 | 0 | 0 | 0 | 0 | 0 | 0 | 0
F1_Commercial_Restaurant (ID)_New_Space Heating_Natural Gas_Boiler_E6 | F1 | Commercial | Restaurant (ID) | New | Space Heating | Natural Gas | Boiler | E6 | CCE | 0 | 0 | 0 | 0 | 0 | 0 | 0 | 0 | 0 | 0 | 0 | 0 | 0 | 0 | 0 | 0 | 0 | 0 | 0 | 0 | 0 | 0 | 0 | 0 | 0 | 0 | 0
F1_Commercial_Restaurant (ID)_New_Space Heating_Natural Gas_Boiler_E7 | F1 | Commercial | Restaurant (ID) | New | Space Heating | Natural Gas | Boiler | E7 | CCE | 0 | 0 | 0 | 0 | 0 | 0 | 0 | 0 | 0 | 0 | 0 | 0 | 0 | 0 | 0 | 0 | 0 | 0 | 0 | 0 | 0 | 0 | 0 | 0 | 0 | 0 | 0
F1_Commercial_Restaurant (ID)_New_Space Heating_Natural Gas_Boiler_E8 | F1 | Commercial | Restaurant (ID) | New | Space Heating | Natural Gas | Boiler | E8 | CCE | 0 | 0 | 0 | 0 | 0 | 0 | 0 | 0 | 0 | 0 | 0 | 0 | 0 | 0 | 0 | 0 | 0 | 0 | 0 | 0 | 0 | 0 | 0 | 0 | 0 | 0 | 0
F1_Commercial_Restaurant (ID)_New_Space Heating_Natural Gas_Boiler_E9 | F1 | Commercial | Restaurant (ID) | New | Space Heating | Natural Gas | Boiler | E9 | CCE | 0 | 0 | 0 | 0 | 0 | 0 | 0 | 0 | 0 | 0 | 0 | 0 | 0 | 0 | 0 | 0 | 0 | 0 | 0 | 0 | 0 | 0 | 0 | 0 | 0 | 0 | 0
F1_Commercial_Restaurant (ID)_New_Space Heating_Natural Gas_Boiler_E10 | F1 | Commercial | Restaurant (ID) | New | Space Heating | Natural Gas | Boiler | E10 | CCE | 0 | 0 | 0 | 0 | 0 | 0 | 0 | 0 | 0 | 0 | 0 | 0 | 0 | 0 | 0 | 0 | 0 | 0 | 0 | 0 | 0 | 0 | 0 | 0 | 0 | 0 | 0
F2_Commercial_Restaurant (ID)_New_Space Heating_Natural Gas_Boiler_E1 | F2 | Commercial | Restaurant (ID) | New | Space Heating | Natural Gas | Boiler | E1 | TRC BC Ratio | [24 empty] | 1 | 1 | 1 | bar: 2019 to 2042
F2_Commercial_Restaurant (ID)_New_Space Heating_Natural Gas_Boiler_E2 | F2 | Commercial | Restaurant (ID) | New | Space Heating | Natural Gas | Boiler | E2 | TRC BC Ratio | 3.8632 | 3.9306 | 4.0139 | 4.1045 | 4.2028 | 4.3319 | 4.4634 | 4.6019 | 4.7352 | 4.8706 | 4.9944 | 5.1105 | 5.2361 | 5.365 | 5.487 | 5.6079 | 5.7228 | 5.841 | 5.9637 | 6.0894 | 6.2175 | 6.3512 | 6.5016 | 6.6367 | 6.7732 | 6.8775 | 6.9714
F2_Commercial_Restaurant (ID)_New_Space Heating_Natural Gas_Boiler_E3 | F2 | Commercial | Restaurant (ID) | New | Space Heating | Natural Gas | Boiler | E3 | TRC BC Ratio | [24 empty] | 1 | 1 | 1 | bar: 2019 to 2042
F2_Commercial_Restaurant (ID)_New_Space Heating_Natural Gas_Boiler_E4 | F2 | Commercial | Restaurant (ID) | New | Space Heating | Natural Gas | Boiler | E4 | TRC BC Ratio | 0.19382 | 0.19778 | 0.20215 | 0.20668 | 0.21137 | 0.21677 | 0.22226 | 0.22798 | 0.23366 | 0.23945 | 0.24504 | 0.25054 | 0.2563 | 0.26213 | 0.26788 | 0.27366 | 0.27938 | 0.28524 | 0.29126 | 0.29742 | 0.30371 | 0.31014 | 0.31694 | 0.32338 | 0.3298 | 0.33279 | 0.33456
F2_Commercial_Restaurant (ID)_New_Space Heating_Natural Gas_Boiler_E5 | F2 | Commercial | Restaurant (ID) | New | Space Heating | Natural Gas | Boiler | E5 | TRC BC Ratio | 0 | 0 | 0 | 0 | 0 | 0 | 0 | 0 | 0 | 0 | 0 | 0 | 0 | 0 | 0 | 0 | 0 | 0 | 0 | 0 | 0 | 0 | 0 | 0 | 0 | 0 | 0
F2_Commercial_Restaurant (ID)_New_Space Heating_Natural Gas_Boiler_E6 | F2 | Commercial | Restaurant (ID) | New | Space Heating | Natural Gas | Boiler | E6 | TRC BC Ratio | 0 | 0 | 0 | 0 | 0 | 0 | 0 | 0 | 0 | 0 | 0 | 0 | 0 | 0 | 0 | 0 | 0 | 0 | 0 | 0 | 0 | 0 | 0 | 0 | 0 | 0 | 0
F2_Commercial_Restaurant (ID)_New_Space Heating_Natural Gas_Boiler_E7 | F2 | Commercial | Restaurant (ID) | New | Space Heating | Natural Gas | Boiler | E7 | TRC BC Ratio | 0 | 0 | 0 | 0 | 0 | 0 | 0 | 0 | 0 | 0 | 0 | 0 | 0 | 0 | 0 | 0 | 0 | 0 | 0 | 0 | 0 | 0 | 0 | 0 | 0 | 0 | 0
F2_Commercial_Restaurant (ID)_New_Space Heating_Natural Gas_Boiler_E8 | F2 | Commercial | Restaurant (ID) | New | Space Heating | Natural Gas | Boiler | E8 | TRC BC Ratio | 0 | 0 | 0 | 0 | 0 | 0 | 0 | 0 | 0 | 0 | 0 | 0 | 0 | 0 | 0 | 0 | 0 | 0 | 0 | 0 | 0 | 0 | 0 | 0 | 0 | 0 | 0
F2_Commercial_Restaurant (ID)_New_Space Heating_Natural Gas_Boiler_E9 | F2 | Commercial | Restaurant (ID) | New | Space Heating | Natural Gas | Boiler | E9 | TRC BC Ratio | 0 | 0 | 0 | 0 | 0 | 0 | 0 | 0 | 0 | 0 | 0 | 0 | 0 | 0 | 0 | 0 | 0 | 0 | 0 | 0 | 0 | 0 | 0 | 0 | 0 | 0 | 0
F2_Commercial_Restaurant (ID)_New_Space Heating_Natural Gas_Boiler_E10 | F2 | Commercial | Restaurant (ID) | New | Space Heating | Natural Gas | Boiler | E10 | TRC BC Ratio | 0 | 0 | 0 | 0 | 0 | 0 | 0 | 0 | 0 | 0 | 0 | 0 | 0 | 0 | 0 | 0 | 0 | 0 | 0 | 0 | 0 | 0 | 0 | 0 | 0 | 0 | 0
F3_Commercial_Restaurant (ID)_New_Space Heating_Natural Gas_Boiler_E1 | F3 | Commercial | Restaurant (ID) | New | Space Heating | Natural Gas | Boiler | E1 | PACT BC Ratio | [24 empty] | 1 | 1 | 1 | bar: 2019 to 2042
F3_Commercial_Restaurant (ID)_New_Space Heating_Natural Gas_Boiler_E2 | F3 | Commercial | Restaurant (ID) | New | Space Heating | Natural Gas | Boiler | E2 | PACT BC Ratio | 10.8205 | 11.0093 | 11.2426 | 11.4962 | 11.7717 | 12.1332 | 12.5016 | 12.8896 | 13.2628 | 13.6422 | 13.9888 | 14.3141 | 14.666 | 15.027 | 15.3685 | 15.7074 | 16.0292 | 16.3602 | 16.7037 | 17.0557 | 17.4147 | 17.789 | 18.2103 | 18.5888 | 18.9711 | 19.2634 | 19.5263
F3_Commercial_Restaurant (ID)_New_Space Heating_Natural Gas_Boiler_E3 | F3 | Commercial | Restaurant (ID) | New | Space Heating | Natural Gas | Boiler | E3 | PACT BC Ratio | [24 empty] | 1 | 1 | 1 | bar: 2019 to 2042
F3_Commercial_Restaurant (ID)_New_Space Heating_Natural Gas_Boiler_E4 | F3 | Commercial | Restaurant (ID) | New | Space Heating | Natural Gas | Boiler | E4 | PACT BC Ratio | 0.54288 | 0.55397 | 0.5662 | 0.57889 | 0.59203 | 0.60715 | 0.62254 | 0.63856 | 0.65446 | 0.67067 | 0.68634 | 0.70173 | 0.71787 | 0.73421 | 0.7503 | 0.76651 | 0.78252 | 0.79892 | 0.8158 | 0.83306 | 0.85067 | 0.86867 | 0.88772 | 0.90575 | 0.92373 | 0.93212 | 0.93708
F3_Commercial_Restaurant (ID)_New_Space Heating_Natural Gas_Boiler_E5 | F3 | Commercial | Restaurant (ID) | New | Space Heating | Natural Gas | Boiler | E5 | PACT BC Ratio | 0 | 0 | 0 | 0 | 0 | 0 | 0 | 0 | 0 | 0 | 0 | 0 | 0 | 0 | 0 | 0 | 0 | 0 | 0 | 0 | 0 | 0 | 0 | 0 | 0 | 0 | 0
F3_Commercial_Restaurant (ID)_New_Space Heating_Natural Gas_Boiler_E6 | F3 | Commercial | Restaurant (ID) | New | Space Heating | Natural Gas | Boiler | E6 | PACT BC Ratio | 0 | 0 | 0 | 0 | 0 | 0 | 0 | 0 | 0 | 0 | 0 | 0 | 0 | 0 | 0 | 0 | 0 | 0 | 0 | 0 | 0 | 0 | 0 | 0 | 0 | 0 | 0
F3_Commercial_Restaurant (ID)_New_Space Heating_Natural Gas_Boiler_E7 | F3 | Commercial | Restaurant (ID) | New | Space Heating | Natural Gas | Boiler | E7 | PACT BC Ratio | 0 | 0 | 0 | 0 | 0 | 0 | 0 | 0 | 0 | 0 | 0 | 0 | 0 | 0 | 0 | 0 | 0 | 0 | 0 | 0 | 0 | 0 | 0 | 0 | 0 | 0 | 0
F3_Commercial_Restaurant (ID)_New_Space Heating_Natural Gas_Boiler_E8 | F3 | Commercial | Restaurant (ID) | New | Space Heating | Natural Gas | Boiler | E8 | PACT BC Ratio | 0 | 0 | 0 | 0 | 0 | 0 | 0 | 0 | 0 | 0 | 0 | 0 | 0 | 0 | 0 | 0 | 0 | 0 | 0 | 0 | 0 | 0 | 0 | 0 | 0 | 0 | 0
F3_Commercial_Restaurant (ID)_New_Space Heating_Natural Gas_Boiler_E9 | F3 | Commercial | Restaurant (ID) | New | Space Heating | Natural Gas | Boiler | E9 | PACT BC Ratio | 0 | 0 | 0 | 0 | 0 | 0 | 0 | 0 | 0 | 0 | 0 | 0 | 0 | 0 | 0 | 0 | 0 | 0 | 0 | 0 | 0 | 0 | 0 | 0 | 0 | 0 | 0
F3_Commercial_Restaurant (ID)_New_Space Heating_Natural Gas_Boiler_E10 | F3 | Commercial | Restaurant (ID) | New | Space Heating | Natural Gas | Boiler | E10 | PACT BC Ratio | 0 | 0 | 0 | 0 | 0 | 0 | 0 | 0 | 0 | 0 | 0 | 0 | 0 | 0 | 0 | 0 | 0 | 0 | 0 | 0 | 0 | 0 | 0 | 0 | 0 | 0 | 0
F4_Commercial_Restaurant (ID)_New_Space Heating_Natural Gas_Boiler_E1 | F4 | Commercial | Restaurant (ID) | New | Space Heating | Natural Gas | Boiler | E1 | RVT BC Ratio | [24 empty] | 1 | 1 | 1 | bar: 2019 to 2042
F4_Commercial_Restaurant (ID)_New_Space Heating_Natural Gas_Boiler_E2 | F4 | Commercial | Restaurant (ID) | New | Space Heating | Natural Gas | Boiler | E2 | RVT BC Ratio | 5.4839 | 5.5472 | 5.6309 | 5.7222 | 5.8217 | 5.9623 | 6.103 | 6.2502 | 6.3858 | 6.5203 | 6.6692 | 6.8069 | 6.9559 | 7.1079 | 7.2494 | 7.3882 | 7.5174 | 7.6493 | 7.7852 | 7.9232 | 8.0625 | 8.2309 | 8.4204 | 8.5907 | 8.7627 | 8.8941 | 9.0124
F4_Commercial_Restaurant (ID)_New_Space Heating_Natural Gas_Boiler_E3 | F4 | Commercial | Restaurant (ID) | New | Space Heating | Natural Gas | Boiler | E3 | RVT BC Ratio | [24 empty] | 1 | 1 | 1 | bar: 2019 to 2042
F4_Commercial_Restaurant (ID)_New_Space Heating_Natural Gas_Boiler_E4 | F4 | Commercial | Restaurant (ID) | New | Space Heating | Natural Gas | Boiler | E4 | RVT BC Ratio | 0.4841 | 0.48822 | 0.49287 | 0.4977 | 0.50272 | 0.5087 | 0.51476 | 0.5211 | 0.52732 | 0.53366 | 0.54047 | 0.5472 | 0.55426 | 0.56138 | 0.56834 | 0.57533 | 0.58219 | 0.58919 | 0.59637 | 0.60368 | 0.61111 | 0.61921 | 0.62778 | 0.63589 | 0.64398 | 0.64775 | 0.64998
F4_Commercial_Restaurant (ID)_New_Space Heating_Natural Gas_Boiler_E5 | F4 | Commercial | Restaurant (ID) | New | Space Heating | Natural Gas | Boiler | E5 | RVT BC Ratio | 0 | 0 | 0 | 0 | 0 | 0 | 0 | 0 | 0 | 0 | 0 | 0 | 0 | 0 | 0 | 0 | 0 | 0 | 0 | 0 | 0 | 0 | 0 | 0 | 0 | 0 | 0
F4_Commercial_Restaurant (ID)_New_Space Heating_Natural Gas_Boiler_E6 | F4 | Commercial | Restaurant (ID) | New | Space Heating | Natural Gas | Boiler | E6 | RVT BC Ratio | 0 | 0 | 0 | 0 | 0 | 0 | 0 | 0 | 0 | 0 | 0 | 0 | 0 | 0 | 0 | 0 | 0 | 0 | 0 | 0 | 0 | 0 | 0 | 0 | 0 | 0 | 0
F4_Commercial_Restaurant (ID)_New_Space Heating_Natural Gas_Boiler_E7 | F4 | Commercial | Restaurant (ID) | New | Space Heating | Natural Gas | Boiler | E7 | RVT BC Ratio | 0 | 0 | 0 | 0 | 0 | 0 | 0 | 0 | 0 | 0 | 0 | 0 | 0 | 0 | 0 | 0 | 0 | 0 | 0 | 0 | 0 | 0 | 0 | 0 | 0 | 0 | 0
F4_Commercial_Restaurant (ID)_New_Space Heating_Natural Gas_Boiler_E8 | F4 | Commercial | Restaurant (ID) | New | Space Heating | Natural Gas | Boiler | E8 | RVT BC Ratio | 0 | 0 | 0 | 0 | 0 | 0 | 0 | 0 | 0 | 0 | 0 | 0 | 0 | 0 | 0 | 0 | 0 | 0 | 0 | 0 | 0 | 0 | 0 | 0 | 0 | 0 | 0
F4_Commercial_Restaurant (ID)_New_Space Heating_Natural Gas_Boiler_E9 | F4 | Commercial | Restaurant (ID) | New | Space Heating | Natural Gas | Boiler | E9 | RVT BC Ratio | 0 | 0 | 0 | 0 | 0 | 0 | 0 | 0 | 0 | 0 | 0 | 0 | 0 | 0 | 0 | 0 | 0 | 0 | 0 | 0 | 0 | 0 | 0 | 0 | 0 | 0 | 0
F4_Commercial_Restaurant (ID)_New_Space Heating_Natural Gas_Boiler_E10 | F4 | Commercial | Restaurant (ID) | New | Space Heating | Natural Gas | Boiler | E10 | RVT BC Ratio | 0 | 0 | 0 | 0 | 0 | 0 | 0 | 0 | 0 | 0 | 0 | 0 | 0 | 0 | 0 | 0 | 0 | 0 | 0 | 0 | 0 | 0 | 0 | 0 | 0 | 0 | 0
F5_Commercial_Restaurant (ID)_New_Space Heating_Natural Gas_Boiler_E1 | F5 | Commercial | Restaurant (ID) | New | Space Heating | Natural Gas | Boiler | E1 | RIM BC Ratio | [24 empty] | 1 | 1 | 1 | bar: 2019 to 2042
F5_Commercial_Restaurant (ID)_New_Space Heating_Natural Gas_Boiler_E2 | F5 | Commercial | Restaurant (ID) | New | Space Heating | Natural Gas | Boiler | E2 | RIM BC Ratio | 0.81561 | 0.82069 | 0.82607 | 0.83168 | 0.83753 | 0.84356 | 0.84977 | 0.85616 | 0.86281 | 0.86971 | 0.87249 | 0.87523 | 0.87807 | 0.88097 | 0.88388 | 0.88684 | 0.88986 | 0.89298 | 0.89621 | 0.89955 | 0.903 | 0.90398 | 0.90505 | 0.90596 | 0.90686 | 0.90751 | 0.90809
F5_Commercial_Restaurant (ID)_New_Space Heating_Natural Gas_Boiler_E3 | F5 | Commercial | Restaurant (ID) | New | Space Heating | Natural Gas | Boiler | E3 | RIM BC Ratio | [24 empty] | 1 | 1 | 1 | bar: 2019 to 2042
F5_Commercial_Restaurant (ID)_New_Space Heating_Natural Gas_Boiler_E4 | F5 | Commercial | Restaurant (ID) | New | Space Heating | Natural Gas | Boiler | E4 | RIM BC Ratio | 0.33999 | 0.34485 | 0.35011 | 0.35547 | 0.36095 | 0.36705 | 0.37315 | 0.37939 | 0.38551 | 0.39165 | 0.39711 | 0.40236 | 0.40777 | 0.41315 | 0.41837 | 0.42356 | 0.42861 | 0.43372 | 0.43889 | 0.44409 | 0.44933 | 0.4543 | 0.45946 | 0.46424 | 0.46892 | 0.47107 | 0.47234
F5_Commercial_Restaurant (ID)_New_Space Heating_Natural Gas_Boiler_E5 | F5 | Commercial | Restaurant (ID) | New | Space Heating | Natural Gas | Boiler | E5 | RIM BC Ratio | 0 | 0 | 0 | 0 | 0 | 0 | 0 | 0 | 0 | 0 | 0 | 0 | 0 | 0 | 0 | 0 | 0 | 0 | 0 | 0 | 0 | 0 | 0 | 0 | 0 | 0 | 0
F5_Commercial_Restaurant (ID)_New_Space Heating_Natural Gas_Boiler_E6 | F5 | Commercial | Restaurant (ID) | New | Space Heating | Natural Gas | Boiler | E6 | RIM BC Ratio | 0 | 0 | 0 | 0 | 0 | 0 | 0 | 0 | 0 | 0 | 0 | 0 | 0 | 0 | 0 | 0 | 0 | 0 | 0 | 0 | 0 | 0 | 0 | 0 | 0 | 0 | 0
F5_Commercial_Restaurant (ID)_New_Space Heating_Natural Gas_Boiler_E7 | F5 | Commercial | Restaurant (ID) | New | Space Heating | Natural Gas | Boiler | E7 | RIM BC Ratio | 0 | 0 | 0 | 0 | 0 | 0 | 0 | 0 | 0 | 0 | 0 | 0 | 0 | 0 | 0 | 0 | 0 | 0 | 0 | 0 | 0 | 0 | 0 | 0 | 0 | 0 | 0
F5_Commercial_Restaurant (ID)_New_Space Heating_Natural Gas_Boiler_E8 | F5 | Commercial | Restaurant (ID) | New | Space Heating | Natural Gas | Boiler | E8 | RIM BC Ratio | 0 | 0 | 0 | 0 | 0 | 0 | 0 | 0 | 0 | 0 | 0 | 0 | 0 | 0 | 0 | 0 | 0 | 0 | 0 | 0 | 0 | 0 | 0 | 0 | 0 | 0 | 0
F5_Commercial_Restaurant (ID)_New_Space Heating_Natural Gas_Boiler_E9 | F5 | Commercial | Restaurant (ID) | New | Space Heating | Natural Gas | Boiler | E9 | RIM BC Ratio | 0 | 0 | 0 | 0 | 0 | 0 | 0 | 0 | 0 | 0 | 0 | 0 | 0 | 0 | 0 | 0 | 0 | 0 | 0 | 0 | 0 | 0 | 0 | 0 | 0 | 0 | 0
F5_Commercial_Restaurant (ID)_New_Space Heating_Natural Gas_Boiler_E10 | F5 | Commercial | Restaurant (ID) | New | Space Heating | Natural Gas | Boiler | E10 | RIM BC Ratio | 0 | 0 | 0 | 0 | 0 | 0 | 0 | 0 | 0 | 0 | 0 | 0 | 0 | 0 | 0 | 0 | 0 | 0 | 0 | 0 | 0 | 0 | 0 | 0 | 0 | 0 | 0
F0_Commercial_Restaurant (ID)_New_Space Heating_Natural Gas_Unit Heater_E0 | F0 | Commercial | Restaurant (ID) | New | Space Heating | Natural Gas | Unit Heater | E0 | Economic Unit | Infrared Radiant | Infrared Radiant | Infrared Radiant | Infrared Radiant | Infrared Radiant | Infrared Radiant | Infrared Radiant | Infrared Radiant | Infrared Radiant | Infrared Radiant | Infrared Radiant | Infrared Radiant | Infrared Radiant | Infrared Radiant | Infrared Radiant | Infrared Radiant | Infrared Radiant | Infrared Radiant | Infrared Radiant | Infrared Radiant | Infrared Radiant | Infrared Radiant | Infrared Radiant | Infrared Radiant | Infrared Radiant | Infrared Radiant | Infrared Radiant
F1_Commercial_Restaurant (ID)_New_Space Heating_Natural Gas_Unit Heater_E1 | F1 | Commercial | Restaurant (ID) | New | Space Heating | Natural Gas | Unit Heater | E1 | CCE | 0 | 0 | 0 | 0 | 0 | 0 | 0 | 0 | 0 | 0 | 0 | 0 | 0 | 0 | 0 | 0 | 0 | 0 | 0 | 0 | 0 | 0 | 0 | 0 | 0 | 0 | 0
F1_Commercial_Restaurant (ID)_New_Space Heating_Natural Gas_Unit Heater_E2 | F1 | Commercial | Restaurant (ID) | New | Space Heating | Natural Gas | Unit Heater | E2 | CCE | 5.5856e-05 | 5.7965e-05 | 5.7965e-05 | 5.7965e-05 | 5.7965e-05 | 5.7965e-05 | 5.7965e-05 | 5.7965e-05 | 5.7965e-05 | 5.7965e-05 | 5.7965e-05 | 5.7965e-05 | 5.7965e-05 | 5.7965e-05 | 5.7965e-05 | 5.7965e-05 | 5.7965e-05 | 5.7965e-05 | 5.7965e-05 | 5.7965e-05 | 5.7965e-05 | 5.7965e-05 | 5.7965e-05 | 5.7965e-05 | 5.7965e-05 | 5.7965e-05 | 5.7965e-05
F1_Commercial_Restaurant (ID)_New_Space Heating_Natural Gas_Unit Heater_E3 | F1 | Commercial | Restaurant (ID) | New | Space Heating | Natural Gas | Unit Heater | E3 | CCE | 1.7531e-05 | 1.8193e-05 | 1.8193e-05 | 1.8193e-05 | 1.8193e-05 | 1.8193e-05 | 1.8193e-05 | 1.8193e-05 | 1.8193e-05 | 1.8193e-05 | 1.8193e-05 | 1.8193e-05 | 1.8193e-05 | 1.8193e-05 | 1.8193e-05 | 1.8193e-05 | 1.8193e-05 | 1.8193e-05 | 1.8193e-05 | 1.8193e-05 | 1.8193e-05 | 1.8193e-05 | 1.8193e-05 | 1.8193e-05 | 1.8193e-05 | 1.8193e-05 | 1.8193e-05
F1_Commercial_Restaurant (ID)_New_Space Heating_Natural Gas_Unit Heater_E4 | F1 | Commercial | Restaurant (ID) | New | Space Heating | Natural Gas | Unit Heater | E4 | CCE | 0 | 0 | 0 | 0 | 0 | 0 | 0 | 0 | 0 | 0 | 0 | 0 | 0 | 0 | 0 | 0 | 0 | 0 | 0 | 0 | 0 | 0 | 0 | 0 | 0 | 0 | 0
F1_Commercial_Restaurant (ID)_New_Space Heating_Natural Gas_Unit Heater_E5 | F1 | Commercial | Restaurant (ID) | New | Space Heating | Natural Gas | Unit Heater | E5 | CCE | 0 | 0 | 0 | 0 | 0 | 0 | 0 | 0 | 0 | 0 | 0 | 0 | 0 | 0 | 0 | 0 | 0 | 0 | 0 | 0 | 0 | 0 | 0 | 0 | 0 | 0 | 0
F1_Commercial_Restaurant (ID)_New_Space Heating_Natural Gas_Unit Heater_E6 | F1 | Commercial | Restaurant (ID) | New | Space Heating | Natural Gas | Unit Heater | E6 | CCE | 0 | 0 | 0 | 0 | 0 | 0 | 0 | 0 | 0 | 0 | 0 | 0 | 0 | 0 | 0 | 0 | 0 | 0 | 0 | 0 | 0 | 0 | 0 | 0 | 0 | 0 | 0
F1_Commercial_Restaurant (ID)_New_Space Heating_Natural Gas_Unit Heater_E7 | F1 | Commercial | Restaurant (ID) | New | Space Heating | Natural Gas | Unit Heater | E7 | CCE | 0 | 0 | 0 | 0 | 0 | 0 | 0 | 0 | 0 | 0 | 0 | 0 | 0 | 0 | 0 | 0 | 0 | 0 | 0 | 0 | 0 | 0 | 0 | 0 | 0 | 0 | 0
F1_Commercial_Restaurant (ID)_New_Space Heating_Natural Gas_Unit Heater_E8 | F1 | Commercial | Restaurant (ID) | New | Space Heating | Natural Gas | Unit Heater | E8 | CCE | 0 | 0 | 0 | 0 | 0 | 0 | 0 | 0 | 0 | 0 | 0 | 0 | 0 | 0 | 0 | 0 | 0 | 0 | 0 | 0 | 0 | 0 | 0 | 0 | 0 | 0 | 0
F1_Commercial_Restaurant (ID)_New_Space Heating_Natural Gas_Unit Heater_E9 | F1 | Commercial | Restaurant (ID) | New | Space Heating | Natural Gas | Unit Heater | E9 | CCE | 0 | 0 | 0 | 0 | 0 | 0 | 0 | 0 | 0 | 0 | 0 | 0 | 0 | 0 | 0 | 0 | 0 | 0 | 0 | 0 | 0 | 0 | 0 | 0 | 0 | 0 | 0
F1_Commercial_Restaurant (ID)_New_Space Heating_Natural Gas_Unit Heater_E10 | F1 | Commercial | Restaurant (ID) | New | Space Heating | Natural Gas | Unit Heater | E10 | CCE | 0 | 0 | 0 | 0 | 0 | 0 | 0 | 0 | 0 | 0 | 0 | 0 | 0 | 0 | 0 | 0 | 0 | 0 | 0 | 0 | 0 | 0 | 0 | 0 | 0 | 0 | 0
F2_Commercial_Restaurant (ID)_New_Space Heating_Natural Gas_Unit Heater_E1 | F2 | Commercial | Restaurant (ID) | New | Space Heating | Natural Gas | Unit Heater | E1 | TRC BC Ratio | [24 empty] | 1 | 1 | 1 | bar: 2019 to 2042
F2_Commercial_Restaurant (ID)_New_Space Heating_Natural Gas_Unit Heater_E2 | F2 | Commercial | Restaurant (ID) | New | Space Heating | Natural Gas | Unit Heater | E2 | TRC BC Ratio | 70.9712 | 72.1377 | 73.6598 | 75.338 | 77.1856 | 79.7316 | 82.3244 | 85.0701 | 87.6973 | 90.3656 | 92.7543 | 94.9573 | 97.3689 | 99.8454 | 102.151 | 104.4235 | 106.5443 | 108.7303 | 111.007 | 113.3425 | 115.7228 | 118.2344 | 121.142 | 123.7133 | 126.3391 | 129.0207 | 131.7592
F2_Commercial_Restaurant (ID)_New_Space Heating_Natural Gas_Unit Heater_E3 | F2 | Commercial | Restaurant (ID) | New | Space Heating | Natural Gas | Unit Heater | E3 | TRC BC Ratio | 315.0464 | 323.3501 | 331.4866 | 339.1416 | 346.2841 | 352.7518 | 359.1806 | 365.8348 | 373.2799 | 380.9647 | 389.1536 | 397.7845 | 406.4238 | 414.7073 | 423.3535 | 432.252 | 441.5067 | 450.941 | 460.5383 | 470.3307 | 480.3349 | 490.4838 | 500.5613 | 511.1858 | 522.0358 | 533.1162 | 544.4317
F2_Commercial_Restaurant (ID)_New_Space Heating_Natural Gas_Unit Heater_E4 | F2 | Commercial | Restaurant (ID) | New | Space Heating | Natural Gas | Unit Heater | E4 | TRC BC Ratio | 0 | 0 | 0 | 0 | 0 | 0 | 0 | 0 | 0 | 0 | 0 | 0 | 0 | 0 | 0 | 0 | 0 | 0 | 0 | 0 | 0 | 0 | 0 | 0 | 0 | 0 | 0
F2_Commercial_Restaurant (ID)_New_Space Heating_Natural Gas_Unit Heater_E5 | F2 | Commercial | Restaurant (ID) | New | Space Heating | Natural Gas | Unit Heater | E5 | TRC BC Ratio | 0 | 0 | 0 | 0 | 0 | 0 | 0 | 0 | 0 | 0 | 0 | 0 | 0 | 0 | 0 | 0 | 0 | 0 | 0 | 0 | 0 | 0 | 0 | 0 | 0 | 0 | 0
F2_Commercial_Restaurant (ID)_New_Space Heating_Natural Gas_Unit Heater_E6 | F2 | Commercial | Restaurant (ID) | New | Space Heating | Natural Gas | Unit Heater | E6 | TRC BC Ratio | 0 | 0 | 0 | 0 | 0 | 0 | 0 | 0 | 0 | 0 | 0 | 0 | 0 | 0 | 0 | 0 | 0 | 0 | 0 | 0 | 0 | 0 | 0 | 0 | 0 | 0 | 0
F2_Commercial_Restaurant (ID)_New_Space Heating_Natural Gas_Unit Heater_E7 | F2 | Commercial | Restaurant (ID) | New | Space Heating | Natural Gas | Unit Heater | E7 | TRC BC Ratio | 0 | 0 | 0 | 0 | 0 | 0 | 0 | 0 | 0 | 0 | 0 | 0 | 0 | 0 | 0 | 0 | 0 | 0 | 0 | 0 | 0 | 0 | 0 | 0 | 0 | 0 | 0
F2_Commercial_Restaurant (ID)_New_Space Heating_Natural Gas_Unit Heater_E8 | F2 | Commercial | Restaurant (ID) | New | Space Heating | Natural Gas | Unit Heater | E8 | TRC BC Ratio | 0 | 0 | 0 | 0 | 0 | 0 | 0 | 0 | 0 | 0 | 0 | 0 | 0 | 0 | 0 | 0 | 0 | 0 | 0 | 0 | 0 | 0 | 0 | 0 | 0 | 0 | 0
F2_Commercial_Restaurant (ID)_New_Space Heating_Natural Gas_Unit Heater_E9 | F2 | Commercial | Restaurant (ID) | New | Space Heating | Natural Gas | Unit Heater | E9 | TRC BC Ratio | 0 | 0 | 0 | 0 | 0 | 0 | 0 | 0 | 0 | 0 | 0 | 0 | 0 | 0 | 0 | 0 | 0 | 0 | 0 | 0 | 0 | 0 | 0 | 0 | 0 | 0 | 0
F2_Commercial_Restaurant (ID)_New_Space Heating_Natural Gas_Unit Heater_E10 | F2 | Commercial | Restaurant (ID) | New | Space Heating | Natural Gas | Unit Heater | E10 | TRC BC Ratio | 0 | 0 | 0 | 0 | 0 | 0 | 0 | 0 | 0 | 0 | 0 | 0 | 0 | 0 | 0 | 0 | 0 | 0 | 0 | 0 | 0 | 0 | 0 | 0 | 0 | 0 | 0
F3_Commercial_Restaurant (ID)_New_Space Heating_Natural Gas_Unit Heater_E1 | F3 | Commercial | Restaurant (ID) | New | Space Heating | Natural Gas | Unit Heater | E1 | PACT BC Ratio | [24 empty] | 1 | 1 | 1 | bar: 2019 to 2042
F3_Commercial_Restaurant (ID)_New_Space Heating_Natural Gas_Unit Heater_E2 | F3 | Commercial | Restaurant (ID) | New | Space Heating | Natural Gas | Unit Heater | E2 | PACT BC Ratio | 198.7839 | 202.051 | 206.3144 | 211.0148 | 216.1898 | 223.3209 | 230.5831 | 238.2737 | 245.6322 | 253.1058 | 259.7965 | 265.9668 | 272.7215 | 279.6578 | 286.1158 | 292.4808 | 298.4209 | 304.5436 | 310.9206 | 317.4619 | 324.1289 | 331.1638 | 339.3077 | 346.5096 | 353.8644 | 361.3752 | 369.0455
F3_Commercial_Restaurant (ID)_New_Space Heating_Natural Gas_Unit Heater_E3 | F3 | Commercial | Restaurant (ID) | New | Space Heating | Natural Gas | Unit Heater | E3 | PACT BC Ratio | 882.4163 | 905.6742 | 928.4638 | 949.9048 | 969.9103 | 988.0257 | 1006.0324 | 1024.67 | 1045.523 | 1067.0475 | 1089.9838 | 1114.1582 | 1138.3562 | 1161.5575 | 1185.7749 | 1210.6987 | 1236.6203 | 1263.0448 | 1289.9261 | 1317.3537 | 1345.3744 | 1373.8005 | 1402.0266 | 1431.785 | 1462.175 | 1493.21 | 1524.9038
F3_Commercial_Restaurant (ID)_New_Space Heating_Natural Gas_Unit Heater_E4 | F3 | Commercial | Restaurant (ID) | New | Space Heating | Natural Gas | Unit Heater | E4 | PACT BC Ratio | 0 | 0 | 0 | 0 | 0 | 0 | 0 | 0 | 0 | 0 | 0 | 0 | 0 | 0 | 0 | 0 | 0 | 0 | 0 | 0 | 0 | 0 | 0 | 0 | 0 | 0 | 0
F3_Commercial_Restaurant (ID)_New_Space Heating_Natural Gas_Unit Heater_E5 | F3 | Commercial | Restaurant (ID) | New | Space Heating | Natural Gas | Unit Heater | E5 | PACT BC Ratio | 0 | 0 | 0 | 0 | 0 | 0 | 0 | 0 | 0 | 0 | 0 | 0 | 0 | 0 | 0 | 0 | 0 | 0 | 0 | 0 | 0 | 0 | 0 | 0 | 0 | 0 | 0
F3_Commercial_Restaurant (ID)_New_Space Heating_Natural Gas_Unit Heater_E6 | F3 | Commercial | Restaurant (ID) | New | Space Heating | Natural Gas | Unit Heater | E6 | PACT BC Ratio | 0 | 0 | 0 | 0 | 0 | 0 | 0 | 0 | 0 | 0 | 0 | 0 | 0 | 0 | 0 | 0 | 0 | 0 | 0 | 0 | 0 | 0 | 0 | 0 | 0 | 0 | 0
F3_Commercial_Restaurant (ID)_New_Space Heating_Natural Gas_Unit Heater_E7 | F3 | Commercial | Restaurant (ID) | New | Space Heating | Natural Gas | Unit Heater | E7 | PACT BC Ratio | 0 | 0 | 0 | 0 | 0 | 0 | 0 | 0 | 0 | 0 | 0 | 0 | 0 | 0 | 0 | 0 | 0 | 0 | 0 | 0 | 0 | 0 | 0 | 0 | 0 | 0 | 0
F3_Commercial_Restaurant (ID)_New_Space Heating_Natural Gas_Unit Heater_E8 | F3 | Commercial | Restaurant (ID) | New | Space Heating | Natural Gas | Unit Heater | E8 | PACT BC Ratio | 0 | 0 | 0 | 0 | 0 | 0 | 0 | 0 | 0 | 0 | 0 | 0 | 0 | 0 | 0 | 0 | 0 | 0 | 0 | 0 | 0 | 0 | 0 | 0 | 0 | 0 | 0
F3_Commercial_Restaurant (ID)_New_Space Heating_Natural Gas_Unit Heater_E9 | F3 | Commercial | Restaurant (ID) | New | Space Heating | Natural Gas | Unit Heater | E9 | PACT BC Ratio | 0 | 0 | 0 | 0 | 0 | 0 | 0 | 0 | 0 | 0 | 0 | 0 | 0 | 0 | 0 | 0 | 0 | 0 | 0 | 0 | 0 | 0 | 0 | 0 | 0 | 0 | 0
F3_Commercial_Restaurant (ID)_New_Space Heating_Natural Gas_Unit Heater_E10 | F3 | Commercial | Restaurant (ID) | New | Space Heating | Natural Gas | Unit Heater | E10 | PACT BC Ratio | 0 | 0 | 0 | 0 | 0 | 0 | 0 | 0 | 0 | 0 | 0 | 0 | 0 | 0 | 0 | 0 | 0 | 0 | 0 | 0 | 0 | 0 | 0 | 0 | 0 | 0 | 0
F4_Commercial_Restaurant (ID)_New_Space Heating_Natural Gas_Unit Heater_E1 | F4 | Commercial | Restaurant (ID) | New | Space Heating | Natural Gas | Unit Heater | E1 | RVT BC Ratio | [24 empty] | 1 | 1 | 1 | bar: 2019 to 2042
F4_Commercial_Restaurant (ID)_New_Space Heating_Natural Gas_Unit Heater_E2 | F4 | Commercial | Restaurant (ID) | New | Space Heating | Natural Gas | Unit Heater | E2 | RVT BC Ratio | 98.4014 | 99.435 | 100.9145 | 102.5462 | 104.3427 | 107.0585 | 109.7478 | 112.5742 | 115.1387 | 117.6673 | 120.5134 | 123.0892 | 125.9135 | 128.7947 | 131.4196 | 133.9677 | 136.28 | 138.6403 | 141.0799 | 143.5532 | 146.0391 | 149.2038 | 152.8673 | 156.1071 | 159.4157 | 162.7945 | 166.245
F4_Commercial_Restaurant (ID)_New_Space Heating_Natural Gas_Unit Heater_E3 | F4 | Commercial | Restaurant (ID) | New | Space Heating | Natural Gas | Unit Heater | E3 | RVT BC Ratio | 407.3725 | 416.7679 | 425.7736 | 434.0023 | 441.4036 | 447.7014 | 453.7916 | 460.5498 | 468.8082 | 477.9298 | 487.7043 | 498.7466 | 509.8115 | 520.4488 | 531.5776 | 543.0536 | 555.0157 | 567.2326 | 579.6844 | 592.4155 | 605.4504 | 618.238 | 630.9356 | 644.3225 | 657.9936 | 671.9548 | 686.2124
F4_Commercial_Restaurant (ID)_New_Space Heating_Natural Gas_Unit Heater_E4 | F4 | Commercial | Restaurant (ID) | New | Space Heating | Natural Gas | Unit Heater | E4 | RVT BC Ratio | 0 | 0 | 0 | 0 | 0 | 0 | 0 | 0 | 0 | 0 | 0 | 0 | 0 | 0 | 0 | 0 | 0 | 0 | 0 | 0 | 0 | 0 | 0 | 0 | 0 | 0 | 0
F4_Commercial_Restaurant (ID)_New_Space Heating_Natural Gas_Unit Heater_E5 | F4 | Commercial | Restaurant (ID) | New | Space Heating | Natural Gas | Unit Heater | E5 | RVT BC Ratio | 0 | 0 | 0 | 0 | 0 | 0 | 0 | 0 | 0 | 0 | 0 | 0 | 0 | 0 | 0 | 0 | 0 | 0 | 0 | 0 | 0 | 0 | 0 | 0 | 0 | 0 | 0
F4_Commercial_Restaurant (ID)_New_Space Heating_Natural Gas_Unit Heater_E6 | F4 | Commercial | Restaurant (ID) | New | Space Heating | Natural Gas | Unit Heater | E6 | RVT BC Ratio | 0 | 0 | 0 | 0 | 0 | 0 | 0 | 0 | 0 | 0 | 0 | 0 | 0 | 0 | 0 | 0 | 0 | 0 | 0 | 0 | 0 | 0 | 0 | 0 | 0 | 0 | 0
F4_Commercial_Restaurant (ID)_New_Space Heating_Natural Gas_Unit Heater_E7 | F4 | Commercial | Restaurant (ID) | New | Space Heating | Natural Gas | Unit Heater | E7 | RVT BC Ratio | 0 | 0 | 0 | 0 | 0 | 0 | 0 | 0 | 0 | 0 | 0 | 0 | 0 | 0 | 0 | 0 | 0 | 0 | 0 | 0 | 0 | 0 | 0 | 0 | 0 | 0 | 0
F4_Commercial_Restaurant (ID)_New_Space Heating_Natural Gas_Unit Heater_E8 | F4 | Commercial | Restaurant (ID) | New | Space Heating | Natural Gas | Unit Heater | E8 | RVT BC Ratio | 0 | 0 | 0 | 0 | 0 | 0 | 0 | 0 | 0 | 0 | 0 | 0 | 0 | 0 | 0 | 0 | 0 | 0 | 0 | 0 | 0 | 0 | 0 | 0 | 0 | 0 | 0
F4_Commercial_Restaurant (ID)_New_Space Heating_Natural Gas_Unit Heater_E9 | F4 | Commercial | Restaurant (ID) | New | Space Heating | Natural Gas | Unit Heater | E9 | RVT BC Ratio | 0 | 0 | 0 | 0 | 0 | 0 | 0 | 0 | 0 | 0 | 0 | 0 | 0 | 0 | 0 | 0 | 0 | 0 | 0 | 0 | 0 | 0 | 0 | 0 | 0 | 0 | 0
F4_Commercial_Restaurant (ID)_New_Space Heating_Natural Gas_Unit Heater_E10 | F4 | Commercial | Restaurant (ID) | New | Space Heating | Natural Gas | Unit Heater | E10 | RVT BC Ratio | 0 | 0 | 0 | 0 | 0 | 0 | 0 | 0 | 0 | 0 | 0 | 0 | 0 | 0 | 0 | 0 | 0 | 0 | 0 | 0 | 0 | 0 | 0 | 0 | 0 | 0 | 0
F5_Commercial_Restaurant (ID)_New_Space Heating_Natural Gas_Unit Heater_E1 | F5 | Commercial | Restaurant (ID) | New | Space Heating | Natural Gas | Unit Heater | E1 | RIM BC Ratio | [24 empty] | 1 | 1 | 1 | bar: 2019 to 2042
F5_Commercial_Restaurant (ID)_New_Space Heating_Natural Gas_Unit Heater_E2 | F5 | Commercial | Restaurant (ID) | New | Space Heating | Natural Gas | Unit Heater | E2 | RIM BC Ratio | 0.86373 | 0.86882 | 0.87418 | 0.87989 | 0.88598 | 0.89203 | 0.89851 | 0.90521 | 0.91241 | 0.92001 | 0.92206 | 0.92424 | 0.92649 | 0.92883 | 0.93133 | 0.93397 | 0.93679 | 0.93976 | 0.94287 | 0.94614 | 0.94959 | 0.94965 | 0.94972 | 0.94977 | 0.94982 | 0.94988 | 0.94993
F5_Commercial_Restaurant (ID)_New_Space Heating_Natural Gas_Unit Heater_E3 | F5 | Commercial | Restaurant (ID) | New | Space Heating | Natural Gas | Unit Heater | E3 | RIM BC Ratio | 0.92758 | 0.93058 | 0.93382 | 0.93728 | 0.94098 | 0.94508 | 0.94939 | 0.9528 | 0.95507 | 0.95614 | 0.95712 | 0.9567 | 0.95627 | 0.95582 | 0.95533 | 0.95481 | 0.95424 | 0.95364 | 0.95303 | 0.95238 | 0.95171 | 0.95172 | 0.95173 | 0.95175 | 0.95176 | 0.95177 | 0.95179
F5_Commercial_Restaurant (ID)_New_Space Heating_Natural Gas_Unit Heater_E4 | F5 | Commercial | Restaurant (ID) | New | Space Heating | Natural Gas | Unit Heater | E4 | RIM BC Ratio | 0 | 0 | 0 | 0 | 0 | 0 | 0 | 0 | 0 | 0 | 0 | 0 | 0 | 0 | 0 | 0 | 0 | 0 | 0 | 0 | 0 | 0 | 0 | 0 | 0 | 0 | 0
F5_Commercial_Restaurant (ID)_New_Space Heating_Natural Gas_Unit Heater_E5 | F5 | Commercial | Restaurant (ID) | New | Space Heating | Natural Gas | Unit Heater | E5 | RIM BC Ratio | 0 | 0 | 0 | 0 | 0 | 0 | 0 | 0 | 0 | 0 | 0 | 0 | 0 | 0 | 0 | 0 | 0 | 0 | 0 | 0 | 0 | 0 | 0 | 0 | 0 | 0 | 0
F5_Commercial_Restaurant (ID)_New_Space Heating_Natural Gas_Unit Heater_E6 | F5 | Commercial | Restaurant (ID) | New | Space Heating | Natural Gas | Unit Heater | E6 | RIM BC Ratio | 0 | 0 | 0 | 0 | 0 | 0 | 0 | 0 | 0 | 0 | 0 | 0 | 0 | 0 | 0 | 0 | 0 | 0 | 0 | 0 | 0 | 0 | 0 | 0 | 0 | 0 | 0
F5_Commercial_Restaurant (ID)_New_Space Heating_Natural Gas_Unit Heater_E7 | F5 | Commercial | Restaurant (ID) | New | Space Heating | Natural Gas | Unit Heater | E7 | RIM BC Ratio | 0 | 0 | 0 | 0 | 0 | 0 | 0 | 0 | 0 | 0 | 0 | 0 | 0 | 0 | 0 | 0 | 0 | 0 | 0 | 0 | 0 | 0 | 0 | 0 | 0 | 0 | 0
F5_Commercial_Restaurant (ID)_New_Space Heating_Natural Gas_Unit Heater_E8 | F5 | Commercial | Restaurant (ID) | New | Space Heating | Natural Gas | Unit Heater | E8 | RIM BC Ratio | 0 | 0 | 0 | 0 | 0 | 0 | 0 | 0 | 0 | 0 | 0 | 0 | 0 | 0 | 0 | 0 | 0 | 0 | 0 | 0 | 0 | 0 | 0 | 0 | 0 | 0 | 0
F5_Commercial_Restaurant (ID)_New_Space Heating_Natural Gas_Unit Heater_E9 | F5 | Commercial | Restaurant (ID) | New | Space Heating | Natural Gas | Unit Heater | E9 | RIM BC Ratio | 0 | 0 | 0 | 0 | 0 | 0 | 0 | 0 | 0 | 0 | 0 | 0 | 0 | 0 | 0 | 0 | 0 | 0 | 0 | 0 | 0 | 0 | 0 | 0 | 0 | 0 | 0
F5_Commercial_Restaurant (ID)_New_Space Heating_Natural Gas_Unit Heater_E10 | F5 | Commercial | Restaurant (ID) | New | Space Heating | Natural Gas | Unit Heater | E10 | RIM BC Ratio | 0 | 0 | 0 | 0 | 0 | 0 | 0 | 0 | 0 | 0 | 0 | 0 | 0 | 0 | 0 | 0 | 0 | 0 | 0 | 0 | 0 | 0 | 0 | 0 | 0 | 0 | 0
F0_Commercial_Restaurant (ID)_New_Water Heating_Natural Gas_Water Heater_E0 | F0 | Commercial | Restaurant (ID) | New | Water Heating | Natural Gas | Water Heater | E0 | Economic Unit | Gas-Fired Absorption HPWH | Gas-Fired Absorption HPWH | Gas-Fired Absorption HPWH | Gas-Fired Absorption HPWH | Gas-Fired Absorption HPWH | Gas-Fired Absorption HPWH | Gas-Fired Absorption HPWH | Gas-Fired Absorption HPWH | Gas-Fired Absorption HPWH | Gas-Fired Absorption HPWH | Gas-Fired Absorption HPWH | Gas-Fired Absorption HPWH | Gas-Fired Absorption HPWH | Gas-Fired Absorption HPWH | Gas-Fired Absorption HPWH | Gas-Fired Absorption HPWH | Gas-Fired Absorption HPWH | Gas-Fired Absorption HPWH | Gas-Fired Absorption HPWH | Gas-Fired Absorption HPWH | Gas-Fired Absorption HPWH | Gas-Fired Absorption HPWH | Gas-Fired Absorption HPWH | Gas-Fired Absorption HPWH | Gas-Fired Absorption HPWH | Gas-Fired Absorption HPWH | Gas-Fired Absorption HPWH
F1_Commercial_Restaurant (ID)_New_Water Heating_Natural Gas_Water Heater_E1 | F1 | Commercial | Restaurant (ID) | New | Water Heating | Natural Gas | Water Heater | E1 | CCE | 0 | 0 | 0 | 0 | 0 | 0 | 0 | 0 | 0 | 0 | 0 | 0 | 0 | 0 | 0 | 0 | 0 | 0 | 0 | 0 | 0 | 0 | 0 | 0 | 0 | 0 | 0
F1_Commercial_Restaurant (ID)_New_Water Heating_Natural Gas_Water Heater_E2 | F1 | Commercial | Restaurant (ID) | New | Water Heating | Natural Gas | Water Heater | E2 | CCE | 0.0010519 | 0.0010519 | 0.0010519 | 0.0010519 | 0.0010519 | 0.0010519 | 0.0010519 | 0.0010519 | 0.0010519 | 0.0010519 | 0.0010519 | 0.0010519 | 0.0010519 | 0.0010519 | 0.0010519 | 0.0010519 | 0.0010519 | 0.0010519 | 0.0010519 | 0.0010519 | 0.0010519 | 0.0010519 | 0.0010519 | 0.0010519 | 0.0010519 | 0.0010519 | 0.0010519
F1_Commercial_Restaurant (ID)_New_Water Heating_Natural Gas_Water Heater_E3 | F1 | Commercial | Restaurant (ID) | New | Water Heating | Natural Gas | Water Heater | E3 | CCE | 0.0018643 | 0.0018643 | 0.0018643 | 0.0018643 | 0.0018643 | 0.0018643 | 0.0018643 | 0.0018643 | 0.0018643 | 0.0018643 | 0.0018643 | 0.0018643 | 0.0018643 | 0.0018643 | 0.0018643 | 0.0018643 | 0.0018643 | 0.0018643 | 0.0018643 | 0.0018643 | 0.0018643 | 0.0018643 | 0.0018643 | 0.0018643 | 0.0018643 | 0.0018643 | 0.0018643
F1_Commercial_Restaurant (ID)_New_Water Heating_Natural Gas_Water Heater_E4 | F1 | Commercial | Restaurant (ID) | New | Water Heating | Natural Gas | Water Heater | E4 | CCE | 0.0018986 | 0.0018986 | 0.0018986 | 0.0018986 | 0.0018986 | 0.0018986 | 0.0018986 | 0.0018986 | 0.0018986 | 0.0018986 | 0.0018986 | 0.0018986 | 0.0018986 | 0.0018986 | 0.0018986 | 0.0018986 | 0.0018986 | 0.0018986 | 0.0018986 | 0.0018986 | 0.0018986 | 0.0018986 | 0.0018986 | 0.0018986 | 0.0018986 | 0.0018986 | 0.0018986
F1_Commercial_Restaurant (ID)_New_Water Heating_Natural Gas_Water Heater_E5 | F1 | Commercial | Restaurant (ID) | New | Water Heating | Natural Gas | Water Heater | E5 | CCE | 0.0027668 | 0.0027668 | 0.0027668 | 0.0027668 | 0.0027668 | 0.0027668 | 0.0027668 | 0.0027668 | 0.0027668 | 0.0027668 | 0.0027668 | 0.0027668 | 0.0027668 | 0.0027668 | 0.0027668 | 0.0027668 | 0.0027668 | 0.0027668 | 0.0027668 | 0.0027668 | 0.0027668 | 0.0027668 | 0.0027668 | 0.0027668 | 0.0027668 | 0.0027668 | 0.0027668
F1_Commercial_Restaurant (ID)_New_Water Heating_Natural Gas_Water Heater_E6 | F1 | Commercial | Restaurant (ID) | New | Water Heating | Natural Gas | Water Heater | E6 | CCE | 0 | 0 | 0 | 0 | 0 | 0 | 0 | 0 | 0 | 0 | 0 | 0 | 0 | 0 | 0 | 0 | 0 | 0 | 0 | 0 | 0 | 0 | 0 | 0 | 0 | 0 | 0
F1_Commercial_Restaurant (ID)_New_Water Heating_Natural Gas_Water Heater_E7 | F1 | Commercial | Restaurant (ID) | New | Water Heating | Natural Gas | Water Heater | E7 | CCE | 0 | 0 | 0 | 0 | 0 | 0 | 0 | 0 | 0 | 0 | 0 | 0 | 0 | 0 | 0 | 0 | 0 | 0 | 0 | 0 | 0 | 0 | 0 | 0 | 0 | 0 | 0
F1_Commercial_Restaurant (ID)_New_Water Heating_Natural Gas_Water Heater_E8 | F1 | Commercial | Restaurant (ID) | New | Water Heating | Natural Gas | Water Heater | E8 | CCE | 0 | 0 | 0 | 0 | 0 | 0 | 0 | 0 | 0 | 0 | 0 | 0 | 0 | 0 | 0 | 0 | 0 | 0 | 0 | 0 | 0 | 0 | 0 | 0 | 0 | 0 | 0
F1_Commercial_Restaurant (ID)_New_Water Heating_Natural Gas_Water Heater_E9 | F1 | Commercial | Restaurant (ID) | New | Water Heating | Natural Gas | Water Heater | E9 | CCE | 0 | 0 | 0 | 0 | 0 | 0 | 0 | 0 | 0 | 0 | 0 | 0 | 0 | 0 | 0 | 0 | 0 | 0 | 0 | 0 | 0 | 0 | 0 | 0 | 0 | 0 | 0
F1_Commercial_Restaurant (ID)_New_Water Heating_Natural Gas_Water Heater_E10 | F1 | Commercial | Restaurant (ID) | New | Water Heating | Natural Gas | Water Heater | E10 | CCE | 0 | 0 | 0 | 0 | 0 | 0 | 0 | 0 | 0 | 0 | 0 | 0 | 0 | 0 | 0 | 0 | 0 | 0 | 0 | 0 | 0 | 0 | 0 | 0 | 0 | 0 | 0
F2_Commercial_Restaurant (ID)_New_Water Heating_Natural Gas_Water Heater_E1 | F2 | Commercial | Restaurant (ID) | New | Water Heating | Natural Gas | Water Heater | E1 | TRC BC Ratio | [24 empty] | 1 | 1 | 1 | bar: 2019 to 2042
F2_Commercial_Restaurant (ID)_New_Water Heating_Natural Gas_Water Heater_E2 | F2 | Commercial | Restaurant (ID) | New | Water Heating | Natural Gas | Water Heater | E2 | TRC BC Ratio | 3.5246 | 3.6172 | 3.7211 | 3.8375 | 3.9671 | 4.1205 | 4.2766 | 4.4304 | 4.5784 | 4.7285 | 4.8507 | 4.966 | 5.0893 | 5.2107 | 5.3209 | 5.4251 | 5.5203 | 5.6147 | 5.7147 | 5.813 | 5.9138 | 6.0182 | 6.1239 | 6.2327 | 6.3434 | 6.4561 | 6.5708
F2_Commercial_Restaurant (ID)_New_Water Heating_Natural Gas_Water Heater_E3 | F2 | Commercial | Restaurant (ID) | New | Water Heating | Natural Gas | Water Heater | E3 | TRC BC Ratio | 1.9888 | 2.041 | 2.0996 | 2.1653 | 2.2384 | 2.325 | 2.4131 | 2.4999 | 2.5833 | 2.668 | 2.737 | 2.802 | 2.8717 | 2.9401 | 3.0023 | 3.0611 | 3.1148 | 3.1681 | 3.2245 | 3.28 | 3.3368 | 3.3958 | 3.4554 | 3.5168 | 3.5793 | 3.6429 | 3.7076
F2_Commercial_Restaurant (ID)_New_Water Heating_Natural Gas_Water Heater_E4 | F2 | Commercial | Restaurant (ID) | New | Water Heating | Natural Gas | Water Heater | E4 | TRC BC Ratio | 1.2552 | 1.2934 | 1.3451 | 1.4127 | 1.4963 | 1.6052 | 1.7177 | 1.827 | 1.9294 | 2.0333 | 2.108 | 2.1748 | 2.2487 | 2.3195 | 2.3783 | 2.4303 | 2.4722 | 2.5125 | 2.5574 | 2.5996 | 2.6433 | 2.6896 | 2.7362 | 2.7848 | 2.8343 | 2.8846 | 2.9359
F2_Commercial_Restaurant (ID)_New_Water Heating_Natural Gas_Water Heater_E5 | F2 | Commercial | Restaurant (ID) | New | Water Heating | Natural Gas | Water Heater | E5 | TRC BC Ratio | 1.3748 | 1.4109 | 1.4506 | 1.4942 | 1.542 | 1.5976 | 1.6542 | 1.71 | 1.7639 | 1.8186 | 1.8639 | 1.9069 | 1.9527 | 1.998 | 2.0394 | 2.079 | 2.1155 | 2.1518 | 2.1902 | 2.228 | 2.2667 | 2.3068 | 2.3473 | 2.389 | 2.4315 | 2.4747 | 2.5186
F2_Commercial_Restaurant (ID)_New_Water Heating_Natural Gas_Water Heater_E6 | F2 | Commercial | Restaurant (ID) | New | Water Heating | Natural Gas | Water Heater | E6 | TRC BC Ratio | 0 | 0 | 0 | 0 | 0 | 0 | 0 | 0 | 0 | 0 | 0 | 0 | 0 | 0 | 0 | 0 | 0 | 0 | 0 | 0 | 0 | 0 | 0 | 0 | 0 | 0 | 0
F2_Commercial_Restaurant (ID)_New_Water Heating_Natural Gas_Water Heater_E7 | F2 | Commercial | Restaurant (ID) | New | Water Heating | Natural Gas | Water Heater | E7 | TRC BC Ratio | 0 | 0 | 0 | 0 | 0 | 0 | 0 | 0 | 0 | 0 | 0 | 0 | 0 | 0 | 0 | 0 | 0 | 0 | 0 | 0 | 0 | 0 | 0 | 0 | 0 | 0 | 0
F2_Commercial_Restaurant (ID)_New_Water Heating_Natural Gas_Water Heater_E8 | F2 | Commercial | Restaurant (ID) | New | Water Heating | Natural Gas | Water Heater | E8 | TRC BC Ratio | 0 | 0 | 0 | 0 | 0 | 0 | 0 | 0 | 0 | 0 | 0 | 0 | 0 | 0 | 0 | 0 | 0 | 0 | 0 | 0 | 0 | 0 | 0 | 0 | 0 | 0 | 0
F2_Commercial_Restaurant (ID)_New_Water Heating_Natural Gas_Water Heater_E9 | F2 | Commercial | Restaurant (ID) | New | Water Heating | Natural Gas | Water Heater | E9 | TRC BC Ratio | 0 | 0 | 0 | 0 | 0 | 0 | 0 | 0 | 0 | 0 | 0 | 0 | 0 | 0 | 0 | 0 | 0 | 0 | 0 | 0 | 0 | 0 | 0 | 0 | 0 | 0 | 0
F2_Commercial_Restaurant (ID)_New_Water Heating_Natural Gas_Water Heater_E10 | F2 | Commercial | Restaurant (ID) | New | Water Heating | Natural Gas | Water Heater | E10 | TRC BC Ratio | 0 | 0 | 0 | 0 | 0 | 0 | 0 | 0 | 0 | 0 | 0 | 0 | 0 | 0 | 0 | 0 | 0 | 0 | 0 | 0 | 0 | 0 | 0 | 0 | 0 | 0 | 0
F3_Commercial_Restaurant (ID)_New_Water Heating_Natural Gas_Water Heater_E1 | F3 | Commercial | Restaurant (ID) | New | Water Heating | Natural Gas | Water Heater | E1 | PACT BC Ratio | [24 empty] | 1 | 1 | 1 | bar: 2019 to 2042
F3_Commercial_Restaurant (ID)_New_Water Heating_Natural Gas_Water Heater_E2 | F3 | Commercial | Restaurant (ID) | New | Water Heating | Natural Gas | Water Heater | E2 | PACT BC Ratio | 8.7452 | 8.9749 | 9.2327 | 9.5215 | 9.8431 | 10.2235 | 10.6109 | 10.9926 | 11.3596 | 11.7321 | 12.0353 | 12.3214 | 12.6275 | 12.9286 | 13.2019 | 13.4606 | 13.6967 | 13.9308 | 14.1792 | 14.4229 | 14.673 | 14.9322 | 15.1944 | 15.4643 | 15.7391 | 16.0187 | 16.3033
F3_Commercial_Restaurant (ID)_New_Water Heating_Natural Gas_Water Heater_E3 | F3 | Commercial | Restaurant (ID) | New | Water Heating | Natural Gas | Water Heater | E3 | PACT BC Ratio | 4.9345 | 5.0641 | 5.2095 | 5.3725 | 5.5539 | 5.7686 | 5.9872 | 6.2025 | 6.4097 | 6.6198 | 6.7909 | 6.9523 | 7.125 | 7.2949 | 7.4491 | 7.5951 | 7.7283 | 7.8605 | 8.0006 | 8.1381 | 8.2792 | 8.4255 | 8.5734 | 8.7257 | 8.8807 | 9.0385 | 9.1991
F3_Commercial_Restaurant (ID)_New_Water Heating_Natural Gas_Water Heater_E4 | F3 | Commercial | Restaurant (ID) | New | Water Heating | Natural Gas | Water Heater | E4 | PACT BC Ratio | 3.1144 | 3.2092 | 3.3375 | 3.5051 | 3.7125 | 3.9827 | 4.2618 | 4.5331 | 4.7872 | 5.0449 | 5.2304 | 5.396 | 5.5794 | 5.7551 | 5.901 | 6.0299 | 6.134 | 6.2338 | 6.3454 | 6.45 | 6.5584 | 6.6734 | 6.7889 | 6.9095 | 7.0323 | 7.1572 | 7.2844
F3_Commercial_Restaurant (ID)_New_Water Heating_Natural Gas_Water Heater_E5 | F3 | Commercial | Restaurant (ID) | New | Water Heating | Natural Gas | Water Heater | E5 | PACT BC Ratio | 3.4111 | 3.5006 | 3.5992 | 3.7074 | 3.8259 | 3.964 | 4.1043 | 4.2427 | 4.3765 | 4.5122 | 4.6245 | 4.7313 | 4.845 | 4.9572 | 5.0602 | 5.1583 | 5.2489 | 5.339 | 5.4342 | 5.528 | 5.6241 | 5.7235 | 5.8241 | 5.9276 | 6.0329 | 6.1401 | 6.2491
F3_Commercial_Restaurant (ID)_New_Water Heating_Natural Gas_Water Heater_E6 | F3 | Commercial | Restaurant (ID) | New | Water Heating | Natural Gas | Water Heater | E6 | PACT BC Ratio | 0 | 0 | 0 | 0 | 0 | 0 | 0 | 0 | 0 | 0 | 0 | 0 | 0 | 0 | 0 | 0 | 0 | 0 | 0 | 0 | 0 | 0 | 0 | 0 | 0 | 0 | 0
F3_Commercial_Restaurant (ID)_New_Water Heating_Natural Gas_Water Heater_E7 | F3 | Commercial | Restaurant (ID) | New | Water Heating | Natural Gas | Water Heater | E7 | PACT BC Ratio | 0 | 0 | 0 | 0 | 0 | 0 | 0 | 0 | 0 | 0 | 0 | 0 | 0 | 0 | 0 | 0 | 0 | 0 | 0 | 0 | 0 | 0 | 0 | 0 | 0 | 0 | 0
F3_Commercial_Restaurant (ID)_New_Water Heating_Natural Gas_Water Heater_E8 | F3 | Commercial | Restaurant (ID) | New | Water Heating | Natural Gas | Water Heater | E8 | PACT BC Ratio | 0 | 0 | 0 | 0 | 0 | 0 | 0 | 0 | 0 | 0 | 0 | 0 | 0 | 0 | 0 | 0 | 0 | 0 | 0 | 0 | 0 | 0 | 0 | 0 | 0 | 0 | 0
F3_Commercial_Restaurant (ID)_New_Water Heating_Natural Gas_Water Heater_E9 | F3 | Commercial | Restaurant (ID) | New | Water Heating | Natural Gas | Water Heater | E9 | PACT BC Ratio | 0 | 0 | 0 | 0 | 0 | 0 | 0 | 0 | 0 | 0 | 0 | 0 | 0 | 0 | 0 | 0 | 0 | 0 | 0 | 0 | 0 | 0 | 0 | 0 | 0 | 0 | 0
F3_Commercial_Restaurant (ID)_New_Water Heating_Natural Gas_Water Heater_E10 | F3 | Commercial | Restaurant (ID) | New | Water Heating | Natural Gas | Water Heater | E10 | PACT BC Ratio | 0 | 0 | 0 | 0 | 0 | 0 | 0 | 0 | 0 | 0 | 0 | 0 | 0 | 0 | 0 | 0 | 0 | 0 | 0 | 0 | 0 | 0 | 0 | 0 | 0 | 0 | 0
F4_Commercial_Restaurant (ID)_New_Water Heating_Natural Gas_Water Heater_E1 | F4 | Commercial | Restaurant (ID) | New | Water Heating | Natural Gas | Water Heater | E1 | RVT BC Ratio | [24 empty] | 1 | 1 | 1 | bar: 2019 to 2042
F4_Commercial_Restaurant (ID)_New_Water Heating_Natural Gas_Water Heater_E2 | F4 | Commercial | Restaurant (ID) | New | Water Heating | Natural Gas | Water Heater | E2 | RVT BC Ratio | 5.2143 | 5.3134 | 5.4249 | 5.5502 | 5.6898 | 5.8587 | 6.0262 | 6.1846 | 6.3282 | 6.4681 | 6.613 | 6.7458 | 6.8877 | 7.0251 | 7.146 | 7.2572 | 7.3542 | 7.4479 | 7.5467 | 7.6406 | 7.735 | 7.8666 | 7.9998 | 8.1368 | 8.2764 | 8.4184 | 8.5629
F4_Commercial_Restaurant (ID)_New_Water Heating_Natural Gas_Water Heater_E3 | F4 | Commercial | Restaurant (ID) | New | Water Heating | Natural Gas | Water Heater | E3 | RVT BC Ratio | 3.0657 | 3.1217 | 3.1846 | 3.2553 | 3.3341 | 3.4293 | 3.5239 | 3.6132 | 3.6943 | 3.7732 | 3.855 | 3.9299 | 4.0099 | 4.0875 | 4.1557 | 4.2184 | 4.2732 | 4.3261 | 4.3818 | 4.4348 | 4.4881 | 4.5623 | 4.6375 | 4.7148 | 4.7935 | 4.8736 | 4.9552
F4_Commercial_Restaurant (ID)_New_Water Heating_Natural Gas_Water Heater_E4 | F4 | Commercial | Restaurant (ID) | New | Water Heating | Natural Gas | Water Heater | E4 | RVT BC Ratio | 2.2482 | 2.2875 | 2.3431 | 2.4179 | 2.5119 | 2.6386 | 2.7662 | 2.8816 | 2.9784 | 3.0677 | 3.157 | 3.2286 | 3.3082 | 3.382 | 3.4382 | 3.4835 | 3.5135 | 3.539 | 3.5684 | 3.5916 | 3.6142 | 3.6726 | 3.7312 | 3.7925 | 3.8548 | 3.9183 | 3.9828
F4_Commercial_Restaurant (ID)_New_Water Heating_Natural Gas_Water Heater_E5 | F4 | Commercial | Restaurant (ID) | New | Water Heating | Natural Gas | Water Heater | E5 | RVT BC Ratio | 2.1932 | 2.2325 | 2.2754 | 2.3219 | 2.3722 | 2.4324 | 2.4921 | 2.5491 | 2.6013 | 2.6527 | 2.7063 | 2.7562 | 2.8093 | 2.8611 | 2.9072 | 2.9502 | 2.9884 | 3.0256 | 3.0646 | 3.102 | 3.1397 | 3.1902 | 3.2413 | 3.2938 | 3.3473 | 3.4017 | 3.4571
F4_Commercial_Restaurant (ID)_New_Water Heating_Natural Gas_Water Heater_E6 | F4 | Commercial | Restaurant (ID) | New | Water Heating | Natural Gas | Water Heater | E6 | RVT BC Ratio | 0 | 0 | 0 | 0 | 0 | 0 | 0 | 0 | 0 | 0 | 0 | 0 | 0 | 0 | 0 | 0 | 0 | 0 | 0 | 0 | 0 | 0 | 0 | 0 | 0 | 0 | 0
F4_Commercial_Restaurant (ID)_New_Water Heating_Natural Gas_Water Heater_E7 | F4 | Commercial | Restaurant (ID) | New | Water Heating | Natural Gas | Water Heater | E7 | RVT BC Ratio | 0 | 0 | 0 | 0 | 0 | 0 | 0 | 0 | 0 | 0 | 0 | 0 | 0 | 0 | 0 | 0 | 0 | 0 | 0 | 0 | 0 | 0 | 0 | 0 | 0 | 0 | 0
F4_Commercial_Restaurant (ID)_New_Water Heating_Natural Gas_Water Heater_E8 | F4 | Commercial | Restaurant (ID) | New | Water Heating | Natural Gas | Water Heater | E8 | RVT BC Ratio | 0 | 0 | 0 | 0 | 0 | 0 | 0 | 0 | 0 | 0 | 0 | 0 | 0 | 0 | 0 | 0 | 0 | 0 | 0 | 0 | 0 | 0 | 0 | 0 | 0 | 0 | 0
F4_Commercial_Restaurant (ID)_New_Water Heating_Natural Gas_Water Heater_E9 | F4 | Commercial | Restaurant (ID) | New | Water Heating | Natural Gas | Water Heater | E9 | RVT BC Ratio | 0 | 0 | 0 | 0 | 0 | 0 | 0 | 0 | 0 | 0 | 0 | 0 | 0 | 0 | 0 | 0 | 0 | 0 | 0 | 0 | 0 | 0 | 0 | 0 | 0 | 0 | 0
F4_Commercial_Restaurant (ID)_New_Water Heating_Natural Gas_Water Heater_E10 | F4 | Commercial | Restaurant (ID) | New | Water Heating | Natural Gas | Water Heater | E10 | RVT BC Ratio | 0 | 0 | 0 | 0 | 0 | 0 | 0 | 0 | 0 | 0 | 0 | 0 | 0 | 0 | 0 | 0 | 0 | 0 | 0 | 0 | 0 | 0 | 0 | 0 | 0 | 0 | 0
F5_Commercial_Restaurant (ID)_New_Water Heating_Natural Gas_Water Heater_E1 | F5 | Commercial | Restaurant (ID) | New | Water Heating | Natural Gas | Water Heater | E1 | RIM BC Ratio | [24 empty] | 1 | 1 | 1 | bar: 2019 to 2042
F5_Commercial_Restaurant (ID)_New_Water Heating_Natural Gas_Water Heater_E2 | F5 | Commercial | Restaurant (ID) | New | Water Heating | Natural Gas | Water Heater | E2 | RIM BC Ratio | 0.78119 | 0.7873 | 0.79385 | 0.80085 | 0.80827 | 0.81611 | 0.82425 | 0.83271 | 0.84158 | 0.85094 | 0.85437 | 0.85795 | 0.86167 | 0.86543 | 0.86918 | 0.87301 | 0.87691 | 0.88097 | 0.88523 | 0.88968 | 0.89433 | 0.89528 | 0.89621 | 0.89713 | 0.89804 | 0.89894 | 0.89982
F5_Commercial_Restaurant (ID)_New_Water Heating_Natural Gas_Water Heater_E3 | F5 | Commercial | Restaurant (ID) | New | Water Heating | Natural Gas | Water Heater | E3 | RIM BC Ratio | 0.73078 | 0.73735 | 0.74442 | 0.752 | 0.76007 | 0.76872 | 0.7776 | 0.78669 | 0.79604 | 0.80581 | 0.80996 | 0.81417 | 0.81853 | 0.82289 | 0.82713 | 0.83137 | 0.8356 | 0.83995 | 0.84452 | 0.84922 | 0.85413 | 0.85566 | 0.85716 | 0.85866 | 0.86014 | 0.8616 | 0.86303
F5_Commercial_Restaurant (ID)_New_Water Heating_Natural Gas_Water Heater_E4 | F5 | Commercial | Restaurant (ID) | New | Water Heating | Natural Gas | Water Heater | E4 | RIM BC Ratio | 0.61525 | 0.62397 | 0.63473 | 0.64756 | 0.66208 | 0.67859 | 0.6949 | 0.71145 | 0.72843 | 0.74667 | 0.75355 | 0.76117 | 0.76919 | 0.77706 | 0.78445 | 0.79174 | 0.7989 | 0.80635 | 0.81437 | 0.82273 | 0.83162 | 0.83344 | 0.83521 | 0.83701 | 0.83878 | 0.84053 | 0.84226
F5_Commercial_Restaurant (ID)_New_Water Heating_Natural Gas_Water Heater_E5 | F5 | Commercial | Restaurant (ID) | New | Water Heating | Natural Gas | Water Heater | E5 | RIM BC Ratio | 0.68936 | 0.696 | 0.70322 | 0.711 | 0.71937 | 0.72831 | 0.73734 | 0.74643 | 0.75559 | 0.76499 | 0.76959 | 0.77405 | 0.77867 | 0.78324 | 0.78762 | 0.79195 | 0.79621 | 0.80054 | 0.80507 | 0.80968 | 0.81446 | 0.81651 | 0.81853 | 0.82054 | 0.82253 | 0.82449 | 0.82643
F5_Commercial_Restaurant (ID)_New_Water Heating_Natural Gas_Water Heater_E6 | F5 | Commercial | Restaurant (ID) | New | Water Heating | Natural Gas | Water Heater | E6 | RIM BC Ratio | 0 | 0 | 0 | 0 | 0 | 0 | 0 | 0 | 0 | 0 | 0 | 0 | 0 | 0 | 0 | 0 | 0 | 0 | 0 | 0 | 0 | 0 | 0 | 0 | 0 | 0 | 0
F5_Commercial_Restaurant (ID)_New_Water Heating_Natural Gas_Water Heater_E7 | F5 | Commercial | Restaurant (ID) | New | Water Heating | Natural Gas | Water Heater | E7 | RIM BC Ratio | 0 | 0 | 0 | 0 | 0 | 0 | 0 | 0 | 0 | 0 | 0 | 0 | 0 | 0 | 0 | 0 | 0 | 0 | 0 | 0 | 0 | 0 | 0 | 0 | 0 | 0 | 0
F5_Commercial_Restaurant (ID)_New_Water Heating_Natural Gas_Water Heater_E8 | F5 | Commercial | Restaurant (ID) | New | Water Heating | Natural Gas | Water Heater | E8 | RIM BC Ratio | 0 | 0 | 0 | 0 | 0 | 0 | 0 | 0 | 0 | 0 | 0 | 0 | 0 | 0 | 0 | 0 | 0 | 0 | 0 | 0 | 0 | 0 | 0 | 0 | 0 | 0 | 0
F5_Commercial_Restaurant (ID)_New_Water Heating_Natural Gas_Water Heater_E9 | F5 | Commercial | Restaurant (ID) | New | Water Heating | Natural Gas | Water Heater | E9 | RIM BC Ratio | 0 | 0 | 0 | 0 | 0 | 0 | 0 | 0 | 0 | 0 | 0 | 0 | 0 | 0 | 0 | 0 | 0 | 0 | 0 | 0 | 0 | 0 | 0 | 0 | 0 | 0 | 0
F5_Commercial_Restaurant (ID)_New_Water Heating_Natural Gas_Water Heater_E10 | F5 | Commercial | Restaurant (ID) | New | Water Heating | Natural Gas | Water Heater | E10 | RIM BC Ratio | 0 | 0 | 0 | 0 | 0 | 0 | 0 | 0 | 0 | 0 | 0 | 0 | 0 | 0 | 0 | 0 | 0 | 0 | 0 | 0 | 0 | 0 | 0 | 0 | 0 | 0 | 0
F0_Commercial_Restaurant (ID)_New_Food Preparation_Natural Gas_Oven_E0 | F0 | Commercial | Restaurant (ID) | New | Food Preparation | Natural Gas | Oven | E0 | Economic Unit | ENERGY STAR (>42% Baking Efficiency) | ENERGY STAR (>42% Baking Efficiency) | ENERGY STAR (>42% Baking Efficiency) | ENERGY STAR (>42% Baking Efficiency) | ENERGY STAR (>42% Baking Efficiency) | ENERGY STAR (>42% Baking Efficiency) | ENERGY STAR (>42% Baking Efficiency) | ENERGY STAR (>42% Baking Efficiency) | ENERGY STAR (>42% Baking Efficiency) | ENERGY STAR (>42% Baking Efficiency) | ENERGY STAR (>42% Baking Efficiency) | ENERGY STAR (>42% Baking Efficiency) | ENERGY STAR (>42% Baking Efficiency) | ENERGY STAR (>42% Baking Efficiency) | ENERGY STAR (>42% Baking Efficiency) | ENERGY STAR (>42% Baking Efficiency) | ENERGY STAR (>42% Baking Efficiency) | ENERGY STAR (>42% Baking Efficiency) | ENERGY STAR (>42% Baking Efficiency) | ENERGY STAR (>42% Baking Efficiency) | ENERGY STAR (>42% Baking Efficiency) | ENERGY STAR (>42% Baking Efficiency) | ENERGY STAR (>42% Baking Efficiency) | ENERGY STAR (>42% Baking Efficiency) | ENERGY STAR (>42% Baking Efficiency) | ENERGY STAR (>42% Baking Efficiency) | ENERGY STAR (>42% Baking Efficiency)
F1_Commercial_Restaurant (ID)_New_Food Preparation_Natural Gas_Oven_E1 | F1 | Commercial | Restaurant (ID) | New | Food Preparation | Natural Gas | Oven | E1 | CCE | 0 | 0 | 0 | 0 | 0 | 0 | 0 | 0 | 0 | 0 | 0 | 0 | 0 | 0 | 0 | 0 | 0 | 0 | 0 | 0 | 0 | 0 | 0 | 0 | 0 | 0 | 0
F1_Commercial_Restaurant (ID)_New_Food Preparation_Natural Gas_Oven_E2 | F1 | Commercial | Restaurant (ID) | New | Food Preparation | Natural Gas | Oven | E2 | CCE | 6.8577e-05 | 6.8577e-05 | 6.8577e-05 | 6.8577e-05 | 6.8577e-05 | 6.8577e-05 | 6.8577e-05 | 6.8577e-05 | 6.8577e-05 | 6.8577e-05 | 6.8577e-05 | 6.8577e-05 | 6.8577e-05 | 6.8577e-05 | 6.8577e-05 | 6.8577e-05 | 6.8577e-05 | 6.8577e-05 | 6.8577e-05 | 6.8577e-05 | 6.8577e-05 | 6.8577e-05 | 6.8577e-05 | 6.8577e-05 | 6.8577e-05 | 6.8577e-05 | 6.8577e-05
F1_Commercial_Restaurant (ID)_New_Food Preparation_Natural Gas_Oven_E3 | F1 | Commercial | Restaurant (ID) | New | Food Preparation | Natural Gas | Oven | E3 | CCE | 0 | 0 | 0 | 0 | 0 | 0 | 0 | 0 | 0 | 0 | 0 | 0 | 0 | 0 | 0 | 0 | 0 | 0 | 0 | 0 | 0 | 0 | 0 | 0 | 0 | 0 | 0
F1_Commercial_Restaurant (ID)_New_Food Preparation_Natural Gas_Oven_E4 | F1 | Commercial | Restaurant (ID) | New | Food Preparation | Natural Gas | Oven | E4 | CCE | 0 | 0 | 0 | 0 | 0 | 0 | 0 | 0 | 0 | 0 | 0 | 0 | 0 | 0 | 0 | 0 | 0 | 0 | 0 | 0 | 0 | 0 | 0 | 0 | 0 | 0 | 0
F1_Commercial_Restaurant (ID)_New_Food Preparation_Natural Gas_Oven_E5 | F1 | Commercial | Restaurant (ID) | New | Food Preparation | Natural Gas | Oven | E5 | CCE | 0 | 0 | 0 | 0 | 0 | 0 | 0 | 0 | 0 | 0 | 0 | 0 | 0 | 0 | 0 | 0 | 0 | 0 | 0 | 0 | 0 | 0 | 0 | 0 | 0 | 0 | 0
F1_Commercial_Restaurant (ID)_New_Food Preparation_Natural Gas_Oven_E6 | F1 | Commercial | Restaurant (ID) | New | Food Preparation | Natural Gas | Oven | E6 | CCE | 0 | 0 | 0 | 0 | 0 | 0 | 0 | 0 | 0 | 0 | 0 | 0 | 0 | 0 | 0 | 0 | 0 | 0 | 0 | 0 | 0 | 0 | 0 | 0 | 0 | 0 | 0
F1_Commercial_Restaurant (ID)_New_Food Preparation_Natural Gas_Oven_E7 | F1 | Commercial | Restaurant (ID) | New | Food Preparation | Natural Gas | Oven | E7 | CCE | 0 | 0 | 0 | 0 | 0 | 0 | 0 | 0 | 0 | 0 | 0 | 0 | 0 | 0 | 0 | 0 | 0 | 0 | 0 | 0 | 0 | 0 | 0 | 0 | 0 | 0 | 0
F1_Commercial_Restaurant (ID)_New_Food Preparation_Natural Gas_Oven_E8 | F1 | Commercial | Restaurant (ID) | New | Food Preparation | Natural Gas | Oven | E8 | CCE | 0 | 0 | 0 | 0 | 0 | 0 | 0 | 0 | 0 | 0 | 0 | 0 | 0 | 0 | 0 | 0 | 0 | 0 | 0 | 0 | 0 | 0 | 0 | 0 | 0 | 0 | 0
F1_Commercial_Restaurant (ID)_New_Food Preparation_Natural Gas_Oven_E9 | F1 | Commercial | Restaurant (ID) | New | Food Preparation | Natural Gas | Oven | E9 | CCE | 0 | 0 | 0 | 0 | 0 | 0 | 0 | 0 | 0 | 0 | 0 | 0 | 0 | 0 | 0 | 0 | 0 | 0 | 0 | 0 | 0 | 0 | 0 | 0 | 0 | 0 | 0
F1_Commercial_Restaurant (ID)_New_Food Preparation_Natural Gas_Oven_E10 | F1 | Commercial | Restaurant (ID) | New | Food Preparation | Natural Gas | Oven | E10 | CCE | 0 | 0 | 0 | 0 | 0 | 0 | 0 | 0 | 0 | 0 | 0 | 0 | 0 | 0 | 0 | 0 | 0 | 0 | 0 | 0 | 0 | 0 | 0 | 0 | 0 | 0 | 0
F2_Commercial_Restaurant (ID)_New_Food Preparation_Natural Gas_Oven_E1 | F2 | Commercial | Restaurant (ID) | New | Food Preparation | Natural Gas | Oven | E1 | TRC BC Ratio | [24 empty] | 1 | 1 | 1 | bar: 2019 to 2042
F2_Commercial_Restaurant (ID)_New_Food Preparation_Natural Gas_Oven_E2 | F2 | Commercial | Restaurant (ID) | New | Food Preparation | Natural Gas | Oven | E2 | TRC BC Ratio | 50.5721 | 51.7397 | 53.2083 | 54.9407 | 56.9553 | 59.4962 | 62.1426 | 64.7814 | 67.3265 | 69.9066 | 71.9204 | 73.7936 | 75.8131 | 77.7805 | 79.5155 | 81.1221 | 82.5389 | 83.9315 | 85.4293 | 86.8817 | 88.3757 | 89.9337 | 91.5067 | 93.1324 | 94.787 | 96.4709 | 98.1848
F2_Commercial_Restaurant (ID)_New_Food Preparation_Natural Gas_Oven_E3 | F2 | Commercial | Restaurant (ID) | New | Food Preparation | Natural Gas | Oven | E3 | TRC BC Ratio | 0 | 0 | 0 | 0 | 0 | 0 | 0 | 0 | 0 | 0 | 0 | 0 | 0 | 0 | 0 | 0 | 0 | 0 | 0 | 0 | 0 | 0 | 0 | 0 | 0 | 0 | 0
F2_Commercial_Restaurant (ID)_New_Food Preparation_Natural Gas_Oven_E4 | F2 | Commercial | Restaurant (ID) | New | Food Preparation | Natural Gas | Oven | E4 | TRC BC Ratio | 0 | 0 | 0 | 0 | 0 | 0 | 0 | 0 | 0 | 0 | 0 | 0 | 0 | 0 | 0 | 0 | 0 | 0 | 0 | 0 | 0 | 0 | 0 | 0 | 0 | 0 | 0
F2_Commercial_Restaurant (ID)_New_Food Preparation_Natural Gas_Oven_E5 | F2 | Commercial | Restaurant (ID) | New | Food Preparation | Natural Gas | Oven | E5 | TRC BC Ratio | 0 | 0 | 0 | 0 | 0 | 0 | 0 | 0 | 0 | 0 | 0 | 0 | 0 | 0 | 0 | 0 | 0 | 0 | 0 | 0 | 0 | 0 | 0 | 0 | 0 | 0 | 0
F2_Commercial_Restaurant (ID)_New_Food Preparation_Natural Gas_Oven_E6 | F2 | Commercial | Restaurant (ID) | New | Food Preparation | Natural Gas | Oven | E6 | TRC BC Ratio | 0 | 0 | 0 | 0 | 0 | 0 | 0 | 0 | 0 | 0 | 0 | 0 | 0 | 0 | 0 | 0 | 0 | 0 | 0 | 0 | 0 | 0 | 0 | 0 | 0 | 0 | 0
F2_Commercial_Restaurant (ID)_New_Food Preparation_Natural Gas_Oven_E7 | F2 | Commercial | Restaurant (ID) | New | Food Preparation | Natural Gas | Oven | E7 | TRC BC Ratio | 0 | 0 | 0 | 0 | 0 | 0 | 0 | 0 | 0 | 0 | 0 | 0 | 0 | 0 | 0 | 0 | 0 | 0 | 0 | 0 | 0 | 0 | 0 | 0 | 0 | 0 | 0
F2_Commercial_Restaurant (ID)_New_Food Preparation_Natural Gas_Oven_E8 | F2 | Commercial | Restaurant (ID) | New | Food Preparation | Natural Gas | Oven | E8 | TRC BC Ratio | 0 | 0 | 0 | 0 | 0 | 0 | 0 | 0 | 0 | 0 | 0 | 0 | 0 | 0 | 0 | 0 | 0 | 0 | 0 | 0 | 0 | 0 | 0 | 0 | 0 | 0 | 0
F2_Commercial_Restaurant (ID)_New_Food Preparation_Natural Gas_Oven_E9 | F2 | Commercial | Restaurant (ID) | New | Food Preparation | Natural Gas | Oven | E9 | TRC BC Ratio | 0 | 0 | 0 | 0 | 0 | 0 | 0 | 0 | 0 | 0 | 0 | 0 | 0 | 0 | 0 | 0 | 0 | 0 | 0 | 0 | 0 | 0 | 0 | 0 | 0 | 0 | 0
F2_Commercial_Restaurant (ID)_New_Food Preparation_Natural Gas_Oven_E10 | F2 | Commercial | Restaurant (ID) | New | Food Preparation | Natural Gas | Oven | E10 | TRC BC Ratio | 0 | 0 | 0 | 0 | 0 | 0 | 0 | 0 | 0 | 0 | 0 | 0 | 0 | 0 | 0 | 0 | 0 | 0 | 0 | 0 | 0 | 0 | 0 | 0 | 0 | 0 | 0
F3_Commercial_Restaurant (ID)_New_Food Preparation_Natural Gas_Oven_E1 | F3 | Commercial | Restaurant (ID) | New | Food Preparation | Natural Gas | Oven | E1 | PACT BC Ratio | [24 empty] | 1 | 1 | 1 | bar: 2019 to 2042
F3_Commercial_Restaurant (ID)_New_Food Preparation_Natural Gas_Oven_E2 | F3 | Commercial | Restaurant (ID) | New | Food Preparation | Natural Gas | Oven | E2 | PACT BC Ratio | 100.1514 | 102.4635 | 105.3718 | 108.8027 | 112.7924 | 117.8242 | 123.0652 | 128.2908 | 133.3311 | 138.4408 | 142.4287 | 146.1383 | 150.1378 | 154.0338 | 157.4699 | 160.6514 | 163.4572 | 166.2152 | 169.1814 | 172.0575 | 175.0162 | 178.1017 | 181.2167 | 184.4362 | 187.7129 | 191.0478 | 194.4419
F3_Commercial_Restaurant (ID)_New_Food Preparation_Natural Gas_Oven_E3 | F3 | Commercial | Restaurant (ID) | New | Food Preparation | Natural Gas | Oven | E3 | PACT BC Ratio | 0 | 0 | 0 | 0 | 0 | 0 | 0 | 0 | 0 | 0 | 0 | 0 | 0 | 0 | 0 | 0 | 0 | 0 | 0 | 0 | 0 | 0 | 0 | 0 | 0 | 0 | 0
F3_Commercial_Restaurant (ID)_New_Food Preparation_Natural Gas_Oven_E4 | F3 | Commercial | Restaurant (ID) | New | Food Preparation | Natural Gas | Oven | E4 | PACT BC Ratio | 0 | 0 | 0 | 0 | 0 | 0 | 0 | 0 | 0 | 0 | 0 | 0 | 0 | 0 | 0 | 0 | 0 | 0 | 0 | 0 | 0 | 0 | 0 | 0 | 0 | 0 | 0
F3_Commercial_Restaurant (ID)_New_Food Preparation_Natural Gas_Oven_E5 | F3 | Commercial | Restaurant (ID) | New | Food Preparation | Natural Gas | Oven | E5 | PACT BC Ratio | 0 | 0 | 0 | 0 | 0 | 0 | 0 | 0 | 0 | 0 | 0 | 0 | 0 | 0 | 0 | 0 | 0 | 0 | 0 | 0 | 0 | 0 | 0 | 0 | 0 | 0 | 0
F3_Commercial_Restaurant (ID)_New_Food Preparation_Natural Gas_Oven_E6 | F3 | Commercial | Restaurant (ID) | New | Food Preparation | Natural Gas | Oven | E6 | PACT BC Ratio | 0 | 0 | 0 | 0 | 0 | 0 | 0 | 0 | 0 | 0 | 0 | 0 | 0 | 0 | 0 | 0 | 0 | 0 | 0 | 0 | 0 | 0 | 0 | 0 | 0 | 0 | 0
F3_Commercial_Restaurant (ID)_New_Food Preparation_Natural Gas_Oven_E7 | F3 | Commercial | Restaurant (ID) | New | Food Preparation | Natural Gas | Oven | E7 | PACT BC Ratio | 0 | 0 | 0 | 0 | 0 | 0 | 0 | 0 | 0 | 0 | 0 | 0 | 0 | 0 | 0 | 0 | 0 | 0 | 0 | 0 | 0 | 0 | 0 | 0 | 0 | 0 | 0
F3_Commercial_Restaurant (ID)_New_Food Preparation_Natural Gas_Oven_E8 | F3 | Commercial | Restaurant (ID) | New | Food Preparation | Natural Gas | Oven | E8 | PACT BC Ratio | 0 | 0 | 0 | 0 | 0 | 0 | 0 | 0 | 0 | 0 | 0 | 0 | 0 | 0 | 0 | 0 | 0 | 0 | 0 | 0 | 0 | 0 | 0 | 0 | 0 | 0 | 0
F3_Commercial_Restaurant (ID)_New_Food Preparation_Natural Gas_Oven_E9 | F3 | Commercial | Restaurant (ID) | New | Food Preparation | Natural Gas | Oven | E9 | PACT BC Ratio | 0 | 0 | 0 | 0 | 0 | 0 | 0 | 0 | 0 | 0 | 0 | 0 | 0 | 0 | 0 | 0 | 0 | 0 | 0 | 0 | 0 | 0 | 0 | 0 | 0 | 0 | 0
F3_Commercial_Restaurant (ID)_New_Food Preparation_Natural Gas_Oven_E10 | F3 | Commercial | Restaurant (ID) | New | Food Preparation | Natural Gas | Oven | E10 | PACT BC Ratio | 0 | 0 | 0 | 0 | 0 | 0 | 0 | 0 | 0 | 0 | 0 | 0 | 0 | 0 | 0 | 0 | 0 | 0 | 0 | 0 | 0 | 0 | 0 | 0 | 0 | 0 | 0
F4_Commercial_Restaurant (ID)_New_Food Preparation_Natural Gas_Oven_E1 | F4 | Commercial | Restaurant (ID) | New | Food Preparation | Natural Gas | Oven | E1 | RVT BC Ratio | [24 empty] | 1 | 1 | 1 | bar: 2019 to 2042
F4_Commercial_Restaurant (ID)_New_Food Preparation_Natural Gas_Oven_E2 | F4 | Commercial | Restaurant (ID) | New | Food Preparation | Natural Gas | Oven | E2 | RVT BC Ratio | 72.5975 | 73.7991 | 75.2635 | 77.0434 | 79.1608 | 81.9596 | 84.8307 | 87.6079 | 90.1644 | 92.6196 | 95.1416 | 97.3942 | 99.7442 | 101.9159 | 103.7451 | 105.3662 | 106.6954 | 107.9484 | 109.2926 | 110.5258 | 111.7593 | 113.7224 | 115.7044 | 117.7527 | 119.8375 | 121.9593 | 124.1188
F4_Commercial_Restaurant (ID)_New_Food Preparation_Natural Gas_Oven_E3 | F4 | Commercial | Restaurant (ID) | New | Food Preparation | Natural Gas | Oven | E3 | RVT BC Ratio | 0 | 0 | 0 | 0 | 0 | 0 | 0 | 0 | 0 | 0 | 0 | 0 | 0 | 0 | 0 | 0 | 0 | 0 | 0 | 0 | 0 | 0 | 0 | 0 | 0 | 0 | 0
F4_Commercial_Restaurant (ID)_New_Food Preparation_Natural Gas_Oven_E4 | F4 | Commercial | Restaurant (ID) | New | Food Preparation | Natural Gas | Oven | E4 | RVT BC Ratio | 0 | 0 | 0 | 0 | 0 | 0 | 0 | 0 | 0 | 0 | 0 | 0 | 0 | 0 | 0 | 0 | 0 | 0 | 0 | 0 | 0 | 0 | 0 | 0 | 0 | 0 | 0
F4_Commercial_Restaurant (ID)_New_Food Preparation_Natural Gas_Oven_E5 | F4 | Commercial | Restaurant (ID) | New | Food Preparation | Natural Gas | Oven | E5 | RVT BC Ratio | 0 | 0 | 0 | 0 | 0 | 0 | 0 | 0 | 0 | 0 | 0 | 0 | 0 | 0 | 0 | 0 | 0 | 0 | 0 | 0 | 0 | 0 | 0 | 0 | 0 | 0 | 0
F4_Commercial_Restaurant (ID)_New_Food Preparation_Natural Gas_Oven_E6 | F4 | Commercial | Restaurant (ID) | New | Food Preparation | Natural Gas | Oven | E6 | RVT BC Ratio | 0 | 0 | 0 | 0 | 0 | 0 | 0 | 0 | 0 | 0 | 0 | 0 | 0 | 0 | 0 | 0 | 0 | 0 | 0 | 0 | 0 | 0 | 0 | 0 | 0 | 0 | 0
F4_Commercial_Restaurant (ID)_New_Food Preparation_Natural Gas_Oven_E7 | F4 | Commercial | Restaurant (ID) | New | Food Preparation | Natural Gas | Oven | E7 | RVT BC Ratio | 0 | 0 | 0 | 0 | 0 | 0 | 0 | 0 | 0 | 0 | 0 | 0 | 0 | 0 | 0 | 0 | 0 | 0 | 0 | 0 | 0 | 0 | 0 | 0 | 0 | 0 | 0
F4_Commercial_Restaurant (ID)_New_Food Preparation_Natural Gas_Oven_E8 | F4 | Commercial | Restaurant (ID) | New | Food Preparation | Natural Gas | Oven | E8 | RVT BC Ratio | 0 | 0 | 0 | 0 | 0 | 0 | 0 | 0 | 0 | 0 | 0 | 0 | 0 | 0 | 0 | 0 | 0 | 0 | 0 | 0 | 0 | 0 | 0 | 0 | 0 | 0 | 0
F4_Commercial_Restaurant (ID)_New_Food Preparation_Natural Gas_Oven_E9 | F4 | Commercial | Restaurant (ID) | New | Food Preparation | Natural Gas | Oven | E9 | RVT BC Ratio | 0 | 0 | 0 | 0 | 0 | 0 | 0 | 0 | 0 | 0 | 0 | 0 | 0 | 0 | 0 | 0 | 0 | 0 | 0 | 0 | 0 | 0 | 0 | 0 | 0 | 0 | 0
F4_Commercial_Restaurant (ID)_New_Food Preparation_Natural Gas_Oven_E10 | F4 | Commercial | Restaurant (ID) | New | Food Preparation | Natural Gas | Oven | E10 | RVT BC Ratio | 0 | 0 | 0 | 0 | 0 | 0 | 0 | 0 | 0 | 0 | 0 | 0 | 0 | 0 | 0 | 0 | 0 | 0 | 0 | 0 | 0 | 0 | 0 | 0 | 0 | 0 | 0
F5_Commercial_Restaurant (ID)_New_Food Preparation_Natural Gas_Oven_E1 | F5 | Commercial | Restaurant (ID) | New | Food Preparation | Natural Gas | Oven | E1 | RIM BC Ratio | [24 empty] | 1 | 1 | 1 | bar: 2019 to 2042
F5_Commercial_Restaurant (ID)_New_Food Preparation_Natural Gas_Oven_E2 | F5 | Commercial | Restaurant (ID) | New | Food Preparation | Natural Gas | Oven | E2 | RIM BC Ratio | 0.83364 | 0.83903 | 0.8461 | 0.85352 | 0.86121 | 0.86898 | 0.87699 | 0.88531 | 0.89407 | 0.90377 | 0.90521 | 0.90735 | 0.91027 | 0.91403 | 0.91797 | 0.92214 | 0.92658 | 0.93129 | 0.93628 | 0.94159 | 0.94723 | 0.94732 | 0.9474 | 0.94749 | 0.94757 | 0.94766 | 0.94774
F5_Commercial_Restaurant (ID)_New_Food Preparation_Natural Gas_Oven_E3 | F5 | Commercial | Restaurant (ID) | New | Food Preparation | Natural Gas | Oven | E3 | RIM BC Ratio | 0 | 0 | 0 | 0 | 0 | 0 | 0 | 0 | 0 | 0 | 0 | 0 | 0 | 0 | 0 | 0 | 0 | 0 | 0 | 0 | 0 | 0 | 0 | 0 | 0 | 0 | 0
F5_Commercial_Restaurant (ID)_New_Food Preparation_Natural Gas_Oven_E4 | F5 | Commercial | Restaurant (ID) | New | Food Preparation | Natural Gas | Oven | E4 | RIM BC Ratio | 0 | 0 | 0 | 0 | 0 | 0 | 0 | 0 | 0 | 0 | 0 | 0 | 0 | 0 | 0 | 0 | 0 | 0 | 0 | 0 | 0 | 0 | 0 | 0 | 0 | 0 | 0
F5_Commercial_Restaurant (ID)_New_Food Preparation_Natural Gas_Oven_E5 | F5 | Commercial | Restaurant (ID) | New | Food Preparation | Natural Gas | Oven | E5 | RIM BC Ratio | 0 | 0 | 0 | 0 | 0 | 0 | 0 | 0 | 0 | 0 | 0 | 0 | 0 | 0 | 0 | 0 | 0 | 0 | 0 | 0 | 0 | 0 | 0 | 0 | 0 | 0 | 0
F5_Commercial_Restaurant (ID)_New_Food Preparation_Natural Gas_Oven_E6 | F5 | Commercial | Restaurant (ID) | New | Food Preparation | Natural Gas | Oven | E6 | RIM BC Ratio | 0 | 0 | 0 | 0 | 0 | 0 | 0 | 0 | 0 | 0 | 0 | 0 | 0 | 0 | 0 | 0 | 0 | 0 | 0 | 0 | 0 | 0 | 0 | 0 | 0 | 0 | 0
F5_Commercial_Restaurant (ID)_New_Food Preparation_Natural Gas_Oven_E7 | F5 | Commercial | Restaurant (ID) | New | Food Preparation | Natural Gas | Oven | E7 | RIM BC Ratio | 0 | 0 | 0 | 0 | 0 | 0 | 0 | 0 | 0 | 0 | 0 | 0 | 0 | 0 | 0 | 0 | 0 | 0 | 0 | 0 | 0 | 0 | 0 | 0 | 0 | 0 | 0
F5_Commercial_Restaurant (ID)_New_Food Preparation_Natural Gas_Oven_E8 | F5 | Commercial | Restaurant (ID) | New | Food Preparation | Natural Gas | Oven | E8 | RIM BC Ratio | 0 | 0 | 0 | 0 | 0 | 0 | 0 | 0 | 0 | 0 | 0 | 0 | 0 | 0 | 0 | 0 | 0 | 0 | 0 | 0 | 0 | 0 | 0 | 0 | 0 | 0 | 0
F5_Commercial_Restaurant (ID)_New_Food Preparation_Natural Gas_Oven_E9 | F5 | Commercial | Restaurant (ID) | New | Food Preparation | Natural Gas | Oven | E9 | RIM BC Ratio | 0 | 0 | 0 | 0 | 0 | 0 | 0 | 0 | 0 | 0 | 0 | 0 | 0 | 0 | 0 | 0 | 0 | 0 | 0 | 0 | 0 | 0 | 0 | 0 | 0 | 0 | 0
F5_Commercial_Restaurant (ID)_New_Food Preparation_Natural Gas_Oven_E10 | F5 | Commercial | Restaurant (ID) | New | Food Preparation | Natural Gas | Oven | E10 | RIM BC Ratio | 0 | 0 | 0 | 0 | 0 | 0 | 0 | 0 | 0 | 0 | 0 | 0 | 0 | 0 | 0 | 0 | 0 | 0 | 0 | 0 | 0 | 0 | 0 | 0 | 0 | 0 | 0
F0_Commercial_Restaurant (ID)_New_Food Preparation_Natural Gas_Conveyor Oven_E0 | F0 | Commercial | Restaurant (ID) | New | Food Preparation | Natural Gas | Conveyor Oven | E0 | Economic Unit | ENERGY STAR (>42% Baking Efficiency) | ENERGY STAR (>42% Baking Efficiency) | ENERGY STAR (>42% Baking Efficiency) | ENERGY STAR (>42% Baking Efficiency) | ENERGY STAR (>42% Baking Efficiency) | ENERGY STAR (>42% Baking Efficiency) | ENERGY STAR (>42% Baking Efficiency) | ENERGY STAR (>42% Baking Efficiency) | ENERGY STAR (>42% Baking Efficiency) | ENERGY STAR (>42% Baking Efficiency) | ENERGY STAR (>42% Baking Efficiency) | ENERGY STAR (>42% Baking Efficiency) | ENERGY STAR (>42% Baking Efficiency) | ENERGY STAR (>42% Baking Efficiency) | ENERGY STAR (>42% Baking Efficiency) | ENERGY STAR (>42% Baking Efficiency) | ENERGY STAR (>42% Baking Efficiency) | ENERGY STAR (>42% Baking Efficiency) | ENERGY STAR (>42% Baking Efficiency) | ENERGY STAR (>42% Baking Efficiency) | ENERGY STAR (>42% Baking Efficiency) | ENERGY STAR (>42% Baking Efficiency) | ENERGY STAR (>42% Baking Efficiency) | ENERGY STAR (>42% Baking Efficiency) | ENERGY STAR (>42% Baking Efficiency) | ENERGY STAR (>42% Baking Efficiency) | ENERGY STAR (>42% Baking Efficiency)
F1_Commercial_Restaurant (ID)_New_Food Preparation_Natural Gas_Conveyor Oven_E1 | F1 | Commercial | Restaurant (ID) | New | Food Preparation | Natural Gas | Conveyor Oven | E1 | CCE | 0 | 0 | 0 | 0 | 0 | 0 | 0 | 0 | 0 | 0 | 0 | 0 | 0 | 0 | 0 | 0 | 0 | 0 | 0 | 0 | 0 | 0 | 0 | 0 | 0 | 0 | 0
F1_Commercial_Restaurant (ID)_New_Food Preparation_Natural Gas_Conveyor Oven_E2 | F1 | Commercial | Restaurant (ID) | New | Food Preparation | Natural Gas | Conveyor Oven | E2 | CCE | 0.00010725 | 0.00010725 | 0.00010725 | 0.00010725 | 0.00010725 | 0.00010725 | 0.00010725 | 0.00010725 | 0.00010725 | 0.00010725 | 0.00010725 | 0.00010725 | 0.00010725 | 0.00010725 | 0.00010725 | 0.00010725 | 0.00010725 | 0.00010725 | 0.00010725 | 0.00010725 | 0.00010725 | 0.00010725 | 0.00010725 | 0.00010725 | 0.00010725 | 0.00010725 | 0.00010725
F1_Commercial_Restaurant (ID)_New_Food Preparation_Natural Gas_Conveyor Oven_E3 | F1 | Commercial | Restaurant (ID) | New | Food Preparation | Natural Gas | Conveyor Oven | E3 | CCE | 0 | 0 | 0 | 0 | 0 | 0 | 0 | 0 | 0 | 0 | 0 | 0 | 0 | 0 | 0 | 0 | 0 | 0 | 0 | 0 | 0 | 0 | 0 | 0 | 0 | 0 | 0
F1_Commercial_Restaurant (ID)_New_Food Preparation_Natural Gas_Conveyor Oven_E4 | F1 | Commercial | Restaurant (ID) | New | Food Preparation | Natural Gas | Conveyor Oven | E4 | CCE | 0 | 0 | 0 | 0 | 0 | 0 | 0 | 0 | 0 | 0 | 0 | 0 | 0 | 0 | 0 | 0 | 0 | 0 | 0 | 0 | 0 | 0 | 0 | 0 | 0 | 0 | 0
F1_Commercial_Restaurant (ID)_New_Food Preparation_Natural Gas_Conveyor Oven_E5 | F1 | Commercial | Restaurant (ID) | New | Food Preparation | Natural Gas | Conveyor Oven | E5 | CCE | 0 | 0 | 0 | 0 | 0 | 0 | 0 | 0 | 0 | 0 | 0 | 0 | 0 | 0 | 0 | 0 | 0 | 0 | 0 | 0 | 0 | 0 | 0 | 0 | 0 | 0 | 0
F1_Commercial_Restaurant (ID)_New_Food Preparation_Natural Gas_Conveyor Oven_E6 | F1 | Commercial | Restaurant (ID) | New | Food Preparation | Natural Gas | Conveyor Oven | E6 | CCE | 0 | 0 | 0 | 0 | 0 | 0 | 0 | 0 | 0 | 0 | 0 | 0 | 0 | 0 | 0 | 0 | 0 | 0 | 0 | 0 | 0 | 0 | 0 | 0 | 0 | 0 | 0
F1_Commercial_Restaurant (ID)_New_Food Preparation_Natural Gas_Conveyor Oven_E7 | F1 | Commercial | Restaurant (ID) | New | Food Preparation | Natural Gas | Conveyor Oven | E7 | CCE | 0 | 0 | 0 | 0 | 0 | 0 | 0 | 0 | 0 | 0 | 0 | 0 | 0 | 0 | 0 | 0 | 0 | 0 | 0 | 0 | 0 | 0 | 0 | 0 | 0 | 0 | 0
F1_Commercial_Restaurant (ID)_New_Food Preparation_Natural Gas_Conveyor Oven_E8 | F1 | Commercial | Restaurant (ID) | New | Food Preparation | Natural Gas | Conveyor Oven | E8 | CCE | 0 | 0 | 0 | 0 | 0 | 0 | 0 | 0 | 0 | 0 | 0 | 0 | 0 | 0 | 0 | 0 | 0 | 0 | 0 | 0 | 0 | 0 | 0 | 0 | 0 | 0 | 0
F1_Commercial_Restaurant (ID)_New_Food Preparation_Natural Gas_Conveyor Oven_E9 | F1 | Commercial | Restaurant (ID) | New | Food Preparation | Natural Gas | Conveyor Oven | E9 | CCE | 0 | 0 | 0 | 0 | 0 | 0 | 0 | 0 | 0 | 0 | 0 | 0 | 0 | 0 | 0 | 0 | 0 | 0 | 0 | 0 | 0 | 0 | 0 | 0 | 0 | 0 | 0
F1_Commercial_Restaurant (ID)_New_Food Preparation_Natural Gas_Conveyor Oven_E10 | F1 | Commercial | Restaurant (ID) | New | Food Preparation | Natural Gas | Conveyor Oven | E10 | CCE | 0 | 0 | 0 | 0 | 0 | 0 | 0 | 0 | 0 | 0 | 0 | 0 | 0 | 0 | 0 | 0 | 0 | 0 | 0 | 0 | 0 | 0 | 0 | 0 | 0 | 0 | 0
F2_Commercial_Restaurant (ID)_New_Food Preparation_Natural Gas_Conveyor Oven_E1 | F2 | Commercial | Restaurant (ID) | New | Food Preparation | Natural Gas | Conveyor Oven | E1 | TRC BC Ratio | [24 empty] | 1 | 1 | 1 | bar: 2019 to 2042
F2_Commercial_Restaurant (ID)_New_Food Preparation_Natural Gas_Conveyor Oven_E2 | F2 | Commercial | Restaurant (ID) | New | Food Preparation | Natural Gas | Conveyor Oven | E2 | TRC BC Ratio | 35.7706 | 36.7304 | 37.7853 | 38.9409 | 40.2069 | 41.6817 | 43.1775 | 44.6532 | 46.0769 | 47.5215 | 48.7132 | 49.8443 | 51.0506 | 52.2405 | 53.3294 | 54.3659 | 55.3205 | 56.2695 | 57.2722 | 58.2597 | 59.272 | 60.3195 | 61.3798 | 62.4702 | 63.5801 | 64.7096 | 65.8592
F2_Commercial_Restaurant (ID)_New_Food Preparation_Natural Gas_Conveyor Oven_E3 | F2 | Commercial | Restaurant (ID) | New | Food Preparation | Natural Gas | Conveyor Oven | E3 | TRC BC Ratio | 0 | 0 | 0 | 0 | 0 | 0 | 0 | 0 | 0 | 0 | 0 | 0 | 0 | 0 | 0 | 0 | 0 | 0 | 0 | 0 | 0 | 0 | 0 | 0 | 0 | 0 | 0
F2_Commercial_Restaurant (ID)_New_Food Preparation_Natural Gas_Conveyor Oven_E4 | F2 | Commercial | Restaurant (ID) | New | Food Preparation | Natural Gas | Conveyor Oven | E4 | TRC BC Ratio | 0 | 0 | 0 | 0 | 0 | 0 | 0 | 0 | 0 | 0 | 0 | 0 | 0 | 0 | 0 | 0 | 0 | 0 | 0 | 0 | 0 | 0 | 0 | 0 | 0 | 0 | 0
F2_Commercial_Restaurant (ID)_New_Food Preparation_Natural Gas_Conveyor Oven_E5 | F2 | Commercial | Restaurant (ID) | New | Food Preparation | Natural Gas | Conveyor Oven | E5 | TRC BC Ratio | 0 | 0 | 0 | 0 | 0 | 0 | 0 | 0 | 0 | 0 | 0 | 0 | 0 | 0 | 0 | 0 | 0 | 0 | 0 | 0 | 0 | 0 | 0 | 0 | 0 | 0 | 0
F2_Commercial_Restaurant (ID)_New_Food Preparation_Natural Gas_Conveyor Oven_E6 | F2 | Commercial | Restaurant (ID) | New | Food Preparation | Natural Gas | Conveyor Oven | E6 | TRC BC Ratio | 0 | 0 | 0 | 0 | 0 | 0 | 0 | 0 | 0 | 0 | 0 | 0 | 0 | 0 | 0 | 0 | 0 | 0 | 0 | 0 | 0 | 0 | 0 | 0 | 0 | 0 | 0
F2_Commercial_Restaurant (ID)_New_Food Preparation_Natural Gas_Conveyor Oven_E7 | F2 | Commercial | Restaurant (ID) | New | Food Preparation | Natural Gas | Conveyor Oven | E7 | TRC BC Ratio | 0 | 0 | 0 | 0 | 0 | 0 | 0 | 0 | 0 | 0 | 0 | 0 | 0 | 0 | 0 | 0 | 0 | 0 | 0 | 0 | 0 | 0 | 0 | 0 | 0 | 0 | 0
F2_Commercial_Restaurant (ID)_New_Food Preparation_Natural Gas_Conveyor Oven_E8 | F2 | Commercial | Restaurant (ID) | New | Food Preparation | Natural Gas | Conveyor Oven | E8 | TRC BC Ratio | 0 | 0 | 0 | 0 | 0 | 0 | 0 | 0 | 0 | 0 | 0 | 0 | 0 | 0 | 0 | 0 | 0 | 0 | 0 | 0 | 0 | 0 | 0 | 0 | 0 | 0 | 0
F2_Commercial_Restaurant (ID)_New_Food Preparation_Natural Gas_Conveyor Oven_E9 | F2 | Commercial | Restaurant (ID) | New | Food Preparation | Natural Gas | Conveyor Oven | E9 | TRC BC Ratio | 0 | 0 | 0 | 0 | 0 | 0 | 0 | 0 | 0 | 0 | 0 | 0 | 0 | 0 | 0 | 0 | 0 | 0 | 0 | 0 | 0 | 0 | 0 | 0 | 0 | 0 | 0
F2_Commercial_Restaurant (ID)_New_Food Preparation_Natural Gas_Conveyor Oven_E10 | F2 | Commercial | Restaurant (ID) | New | Food Preparation | Natural Gas | Conveyor Oven | E10 | TRC BC Ratio | 0 | 0 | 0 | 0 | 0 | 0 | 0 | 0 | 0 | 0 | 0 | 0 | 0 | 0 | 0 | 0 | 0 | 0 | 0 | 0 | 0 | 0 | 0 | 0 | 0 | 0 | 0
F3_Commercial_Restaurant (ID)_New_Food Preparation_Natural Gas_Conveyor Oven_E1 | F3 | Commercial | Restaurant (ID) | New | Food Preparation | Natural Gas | Conveyor Oven | E1 | PACT BC Ratio | [24 empty] | 1 | 1 | 1 | bar: 2019 to 2042
F3_Commercial_Restaurant (ID)_New_Food Preparation_Natural Gas_Conveyor Oven_E2 | F3 | Commercial | Restaurant (ID) | New | Food Preparation | Natural Gas | Conveyor Oven | E2 | PACT BC Ratio | 70.8388 | 72.7397 | 74.8288 | 77.1173 | 79.6244 | 82.545 | 85.5072 | 88.4297 | 91.2492 | 94.1099 | 96.4699 | 98.7099 | 101.0989 | 103.4553 | 105.6118 | 107.6643 | 109.5549 | 111.4342 | 113.42 | 115.3756 | 117.3803 | 119.4547 | 121.5544 | 123.7139 | 125.9118 | 128.1488 | 130.4254
F3_Commercial_Restaurant (ID)_New_Food Preparation_Natural Gas_Conveyor Oven_E3 | F3 | Commercial | Restaurant (ID) | New | Food Preparation | Natural Gas | Conveyor Oven | E3 | PACT BC Ratio | 0 | 0 | 0 | 0 | 0 | 0 | 0 | 0 | 0 | 0 | 0 | 0 | 0 | 0 | 0 | 0 | 0 | 0 | 0 | 0 | 0 | 0 | 0 | 0 | 0 | 0 | 0
F3_Commercial_Restaurant (ID)_New_Food Preparation_Natural Gas_Conveyor Oven_E4 | F3 | Commercial | Restaurant (ID) | New | Food Preparation | Natural Gas | Conveyor Oven | E4 | PACT BC Ratio | 0 | 0 | 0 | 0 | 0 | 0 | 0 | 0 | 0 | 0 | 0 | 0 | 0 | 0 | 0 | 0 | 0 | 0 | 0 | 0 | 0 | 0 | 0 | 0 | 0 | 0 | 0
F3_Commercial_Restaurant (ID)_New_Food Preparation_Natural Gas_Conveyor Oven_E5 | F3 | Commercial | Restaurant (ID) | New | Food Preparation | Natural Gas | Conveyor Oven | E5 | PACT BC Ratio | 0 | 0 | 0 | 0 | 0 | 0 | 0 | 0 | 0 | 0 | 0 | 0 | 0 | 0 | 0 | 0 | 0 | 0 | 0 | 0 | 0 | 0 | 0 | 0 | 0 | 0 | 0
F3_Commercial_Restaurant (ID)_New_Food Preparation_Natural Gas_Conveyor Oven_E6 | F3 | Commercial | Restaurant (ID) | New | Food Preparation | Natural Gas | Conveyor Oven | E6 | PACT BC Ratio | 0 | 0 | 0 | 0 | 0 | 0 | 0 | 0 | 0 | 0 | 0 | 0 | 0 | 0 | 0 | 0 | 0 | 0 | 0 | 0 | 0 | 0 | 0 | 0 | 0 | 0 | 0
F3_Commercial_Restaurant (ID)_New_Food Preparation_Natural Gas_Conveyor Oven_E7 | F3 | Commercial | Restaurant (ID) | New | Food Preparation | Natural Gas | Conveyor Oven | E7 | PACT BC Ratio | 0 | 0 | 0 | 0 | 0 | 0 | 0 | 0 | 0 | 0 | 0 | 0 | 0 | 0 | 0 | 0 | 0 | 0 | 0 | 0 | 0 | 0 | 0 | 0 | 0 | 0 | 0
F3_Commercial_Restaurant (ID)_New_Food Preparation_Natural Gas_Conveyor Oven_E8 | F3 | Commercial | Restaurant (ID) | New | Food Preparation | Natural Gas | Conveyor Oven | E8 | PACT BC Ratio | 0 | 0 | 0 | 0 | 0 | 0 | 0 | 0 | 0 | 0 | 0 | 0 | 0 | 0 | 0 | 0 | 0 | 0 | 0 | 0 | 0 | 0 | 0 | 0 | 0 | 0 | 0
F3_Commercial_Restaurant (ID)_New_Food Preparation_Natural Gas_Conveyor Oven_E9 | F3 | Commercial | Restaurant (ID) | New | Food Preparation | Natural Gas | Conveyor Oven | E9 | PACT BC Ratio | 0 | 0 | 0 | 0 | 0 | 0 | 0 | 0 | 0 | 0 | 0 | 0 | 0 | 0 | 0 | 0 | 0 | 0 | 0 | 0 | 0 | 0 | 0 | 0 | 0 | 0 | 0
F3_Commercial_Restaurant (ID)_New_Food Preparation_Natural Gas_Conveyor Oven_E10 | F3 | Commercial | Restaurant (ID) | New | Food Preparation | Natural Gas | Conveyor Oven | E10 | PACT BC Ratio | 0 | 0 | 0 | 0 | 0 | 0 | 0 | 0 | 0 | 0 | 0 | 0 | 0 | 0 | 0 | 0 | 0 | 0 | 0 | 0 | 0 | 0 | 0 | 0 | 0 | 0 | 0
F4_Commercial_Restaurant (ID)_New_Food Preparation_Natural Gas_Conveyor Oven_E1 | F4 | Commercial | Restaurant (ID) | New | Food Preparation | Natural Gas | Conveyor Oven | E1 | RVT BC Ratio | [24 empty] | 1 | 1 | 1 | bar: 2019 to 2042
F4_Commercial_Restaurant (ID)_New_Food Preparation_Natural Gas_Conveyor Oven_E2 | F4 | Commercial | Restaurant (ID) | New | Food Preparation | Natural Gas | Conveyor Oven | E2 | RVT BC Ratio | 50.1663 | 51.2298 | 52.3864 | 53.64 | 54.9991 | 56.6001 | 58.1666 | 59.658 | 61.025 | 62.3688 | 63.7736 | 65.0847 | 66.4804 | 67.8386 | 69.0468 | 70.1676 | 71.1612 | 72.1266 | 73.1408 | 74.1111 | 75.0887 | 76.4085 | 77.7444 | 79.1184 | 80.5168 | 81.9401 | 83.3886
F4_Commercial_Restaurant (ID)_New_Food Preparation_Natural Gas_Conveyor Oven_E3 | F4 | Commercial | Restaurant (ID) | New | Food Preparation | Natural Gas | Conveyor Oven | E3 | RVT BC Ratio | 0 | 0 | 0 | 0 | 0 | 0 | 0 | 0 | 0 | 0 | 0 | 0 | 0 | 0 | 0 | 0 | 0 | 0 | 0 | 0 | 0 | 0 | 0 | 0 | 0 | 0 | 0
F4_Commercial_Restaurant (ID)_New_Food Preparation_Natural Gas_Conveyor Oven_E4 | F4 | Commercial | Restaurant (ID) | New | Food Preparation | Natural Gas | Conveyor Oven | E4 | RVT BC Ratio | 0 | 0 | 0 | 0 | 0 | 0 | 0 | 0 | 0 | 0 | 0 | 0 | 0 | 0 | 0 | 0 | 0 | 0 | 0 | 0 | 0 | 0 | 0 | 0 | 0 | 0 | 0
F4_Commercial_Restaurant (ID)_New_Food Preparation_Natural Gas_Conveyor Oven_E5 | F4 | Commercial | Restaurant (ID) | New | Food Preparation | Natural Gas | Conveyor Oven | E5 | RVT BC Ratio | 0 | 0 | 0 | 0 | 0 | 0 | 0 | 0 | 0 | 0 | 0 | 0 | 0 | 0 | 0 | 0 | 0 | 0 | 0 | 0 | 0 | 0 | 0 | 0 | 0 | 0 | 0
F4_Commercial_Restaurant (ID)_New_Food Preparation_Natural Gas_Conveyor Oven_E6 | F4 | Commercial | Restaurant (ID) | New | Food Preparation | Natural Gas | Conveyor Oven | E6 | RVT BC Ratio | 0 | 0 | 0 | 0 | 0 | 0 | 0 | 0 | 0 | 0 | 0 | 0 | 0 | 0 | 0 | 0 | 0 | 0 | 0 | 0 | 0 | 0 | 0 | 0 | 0 | 0 | 0
F4_Commercial_Restaurant (ID)_New_Food Preparation_Natural Gas_Conveyor Oven_E7 | F4 | Commercial | Restaurant (ID) | New | Food Preparation | Natural Gas | Conveyor Oven | E7 | RVT BC Ratio | 0 | 0 | 0 | 0 | 0 | 0 | 0 | 0 | 0 | 0 | 0 | 0 | 0 | 0 | 0 | 0 | 0 | 0 | 0 | 0 | 0 | 0 | 0 | 0 | 0 | 0 | 0
F4_Commercial_Restaurant (ID)_New_Food Preparation_Natural Gas_Conveyor Oven_E8 | F4 | Commercial | Restaurant (ID) | New | Food Preparation | Natural Gas | Conveyor Oven | E8 | RVT BC Ratio | 0 | 0 | 0 | 0 | 0 | 0 | 0 | 0 | 0 | 0 | 0 | 0 | 0 | 0 | 0 | 0 | 0 | 0 | 0 | 0 | 0 | 0 | 0 | 0 | 0 | 0 | 0
F4_Commercial_Restaurant (ID)_New_Food Preparation_Natural Gas_Conveyor Oven_E9 | F4 | Commercial | Restaurant (ID) | New | Food Preparation | Natural Gas | Conveyor Oven | E9 | RVT BC Ratio | 0 | 0 | 0 | 0 | 0 | 0 | 0 | 0 | 0 | 0 | 0 | 0 | 0 | 0 | 0 | 0 | 0 | 0 | 0 | 0 | 0 | 0 | 0 | 0 | 0 | 0 | 0
F4_Commercial_Restaurant (ID)_New_Food Preparation_Natural Gas_Conveyor Oven_E10 | F4 | Commercial | Restaurant (ID) | New | Food Preparation | Natural Gas | Conveyor Oven | E10 | RVT BC Ratio | 0 | 0 | 0 | 0 | 0 | 0 | 0 | 0 | 0 | 0 | 0 | 0 | 0 | 0 | 0 | 0 | 0 | 0 | 0 | 0 | 0 | 0 | 0 | 0 | 0 | 0 | 0
F5_Commercial_Restaurant (ID)_New_Food Preparation_Natural Gas_Conveyor Oven_E1 | F5 | Commercial | Restaurant (ID) | New | Food Preparation | Natural Gas | Conveyor Oven | E1 | RIM BC Ratio | [24 empty] | 1 | 1 | 1 | bar: 2019 to 2042
F5_Commercial_Restaurant (ID)_New_Food Preparation_Natural Gas_Conveyor Oven_E2 | F5 | Commercial | Restaurant (ID) | New | Food Preparation | Natural Gas | Conveyor Oven | E2 | RIM BC Ratio | 0.85225 | 0.85702 | 0.86225 | 0.86793 | 0.87408 | 0.8806 | 0.88772 | 0.89518 | 0.9031 | 0.91141 | 0.91375 | 0.91619 | 0.91872 | 0.92137 | 0.92416 | 0.92712 | 0.93026 | 0.93359 | 0.93709 | 0.9408 | 0.94472 | 0.94485 | 0.94498 | 0.94511 | 0.94523 | 0.94536 | 0.94548
F5_Commercial_Restaurant (ID)_New_Food Preparation_Natural Gas_Conveyor Oven_E3 | F5 | Commercial | Restaurant (ID) | New | Food Preparation | Natural Gas | Conveyor Oven | E3 | RIM BC Ratio | 0 | 0 | 0 | 0 | 0 | 0 | 0 | 0 | 0 | 0 | 0 | 0 | 0 | 0 | 0 | 0 | 0 | 0 | 0 | 0 | 0 | 0 | 0 | 0 | 0 | 0 | 0
F5_Commercial_Restaurant (ID)_New_Food Preparation_Natural Gas_Conveyor Oven_E4 | F5 | Commercial | Restaurant (ID) | New | Food Preparation | Natural Gas | Conveyor Oven | E4 | RIM BC Ratio | 0 | 0 | 0 | 0 | 0 | 0 | 0 | 0 | 0 | 0 | 0 | 0 | 0 | 0 | 0 | 0 | 0 | 0 | 0 | 0 | 0 | 0 | 0 | 0 | 0 | 0 | 0
F5_Commercial_Restaurant (ID)_New_Food Preparation_Natural Gas_Conveyor Oven_E5 | F5 | Commercial | Restaurant (ID) | New | Food Preparation | Natural Gas | Conveyor Oven | E5 | RIM BC Ratio | 0 | 0 | 0 | 0 | 0 | 0 | 0 | 0 | 0 | 0 | 0 | 0 | 0 | 0 | 0 | 0 | 0 | 0 | 0 | 0 | 0 | 0 | 0 | 0 | 0 | 0 | 0
F5_Commercial_Restaurant (ID)_New_Food Preparation_Natural Gas_Conveyor Oven_E6 | F5 | Commercial | Restaurant (ID) | New | Food Preparation | Natural Gas | Conveyor Oven | E6 | RIM BC Ratio | 0 | 0 | 0 | 0 | 0 | 0 | 0 | 0 | 0 | 0 | 0 | 0 | 0 | 0 | 0 | 0 | 0 | 0 | 0 | 0 | 0 | 0 | 0 | 0 | 0 | 0 | 0
F5_Commercial_Restaurant (ID)_New_Food Preparation_Natural Gas_Conveyor Oven_E7 | F5 | Commercial | Restaurant (ID) | New | Food Preparation | Natural Gas | Conveyor Oven | E7 | RIM BC Ratio | 0 | 0 | 0 | 0 | 0 | 0 | 0 | 0 | 0 | 0 | 0 | 0 | 0 | 0 | 0 | 0 | 0 | 0 | 0 | 0 | 0 | 0 | 0 | 0 | 0 | 0 | 0
F5_Commercial_Restaurant (ID)_New_Food Preparation_Natural Gas_Conveyor Oven_E8 | F5 | Commercial | Restaurant (ID) | New | Food Preparation | Natural Gas | Conveyor Oven | E8 | RIM BC Ratio | 0 | 0 | 0 | 0 | 0 | 0 | 0 | 0 | 0 | 0 | 0 | 0 | 0 | 0 | 0 | 0 | 0 | 0 | 0 | 0 | 0 | 0 | 0 | 0 | 0 | 0 | 0
F5_Commercial_Restaurant (ID)_New_Food Preparation_Natural Gas_Conveyor Oven_E9 | F5 | Commercial | Restaurant (ID) | New | Food Preparation | Natural Gas | Conveyor Oven | E9 | RIM BC Ratio | 0 | 0 | 0 | 0 | 0 | 0 | 0 | 0 | 0 | 0 | 0 | 0 | 0 | 0 | 0 | 0 | 0 | 0 | 0 | 0 | 0 | 0 | 0 | 0 | 0 | 0 | 0
F5_Commercial_Restaurant (ID)_New_Food Preparation_Natural Gas_Conveyor Oven_E10 | F5 | Commercial | Restaurant (ID) | New | Food Preparation | Natural Gas | Conveyor Oven | E10 | RIM BC Ratio | 0 | 0 | 0 | 0 | 0 | 0 | 0 | 0 | 0 | 0 | 0 | 0 | 0 | 0 | 0 | 0 | 0 | 0 | 0 | 0 | 0 | 0 | 0 | 0 | 0 | 0 | 0
F0_Commercial_Restaurant (ID)_New_Food Preparation_Natural Gas_Double Rack Oven_E0 | F0 | Commercial | Restaurant (ID) | New | Food Preparation | Natural Gas | Double Rack Oven | E0 | Economic Unit | FTSC Qualified (>50% Cooking Efficiency) | FTSC Qualified (>50% Cooking Efficiency) | FTSC Qualified (>50% Cooking Efficiency) | FTSC Qualified (>50% Cooking Efficiency) | FTSC Qualified (>50% Cooking Efficiency) | FTSC Qualified (>50% Cooking Efficiency) | FTSC Qualified (>50% Cooking Efficiency) | FTSC Qualified (>50% Cooking Efficiency) | FTSC Qualified (>50% Cooking Efficiency) | FTSC Qualified (>50% Cooking Efficiency) | FTSC Qualified (>50% Cooking Efficiency) | FTSC Qualified (>50% Cooking Efficiency) | FTSC Qualified (>50% Cooking Efficiency) | FTSC Qualified (>50% Cooking Efficiency) | FTSC Qualified (>50% Cooking Efficiency) | FTSC Qualified (>50% Cooking Efficiency) | FTSC Qualified (>50% Cooking Efficiency) | FTSC Qualified (>50% Cooking Efficiency) | FTSC Qualified (>50% Cooking Efficiency) | FTSC Qualified (>50% Cooking Efficiency) | FTSC Qualified (>50% Cooking Efficiency) | FTSC Qualified (>50% Cooking Efficiency) | FTSC Qualified (>50% Cooking Efficiency) | FTSC Qualified (>50% Cooking Efficiency) | FTSC Qualified (>50% Cooking Efficiency) | FTSC Qualified (>50% Cooking Efficiency) | FTSC Qualified (>50% Cooking Efficiency)
F1_Commercial_Restaurant (ID)_New_Food Preparation_Natural Gas_Double Rack Oven_E1 | F1 | Commercial | Restaurant (ID) | New | Food Preparation | Natural Gas | Double Rack Oven | E1 | CCE | 0 | 0 | 0 | 0 | 0 | 0 | 0 | 0 | 0 | 0 | 0 | 0 | 0 | 0 | 0 | 0 | 0 | 0 | 0 | 0 | 0 | 0 | 0 | 0 | 0 | 0 | 0
F1_Commercial_Restaurant (ID)_New_Food Preparation_Natural Gas_Double Rack Oven_E2 | F1 | Commercial | Restaurant (ID) | New | Food Preparation | Natural Gas | Double Rack Oven | E2 | CCE | 0.00022521 | 0.00022521 | 0.00022521 | 0.00022521 | 0.00022521 | 0.00022521 | 0.00022521 | 0.00022521 | 0.00022521 | 0.00022521 | 0.00022521 | 0.00022521 | 0.00022521 | 0.00022521 | 0.00022521 | 0.00022521 | 0.00022521 | 0.00022521 | 0.00022521 | 0.00022521 | 0.00022521 | 0.00022521 | 0.00022521 | 0.00022521 | 0.00022521 | 0.00022521 | 0.00022521
F1_Commercial_Restaurant (ID)_New_Food Preparation_Natural Gas_Double Rack Oven_E3 | F1 | Commercial | Restaurant (ID) | New | Food Preparation | Natural Gas | Double Rack Oven | E3 | CCE | 0 | 0 | 0 | 0 | 0 | 0 | 0 | 0 | 0 | 0 | 0 | 0 | 0 | 0 | 0 | 0 | 0 | 0 | 0 | 0 | 0 | 0 | 0 | 0 | 0 | 0 | 0
F1_Commercial_Restaurant (ID)_New_Food Preparation_Natural Gas_Double Rack Oven_E4 | F1 | Commercial | Restaurant (ID) | New | Food Preparation | Natural Gas | Double Rack Oven | E4 | CCE | 0 | 0 | 0 | 0 | 0 | 0 | 0 | 0 | 0 | 0 | 0 | 0 | 0 | 0 | 0 | 0 | 0 | 0 | 0 | 0 | 0 | 0 | 0 | 0 | 0 | 0 | 0
F1_Commercial_Restaurant (ID)_New_Food Preparation_Natural Gas_Double Rack Oven_E5 | F1 | Commercial | Restaurant (ID) | New | Food Preparation | Natural Gas | Double Rack Oven | E5 | CCE | 0 | 0 | 0 | 0 | 0 | 0 | 0 | 0 | 0 | 0 | 0 | 0 | 0 | 0 | 0 | 0 | 0 | 0 | 0 | 0 | 0 | 0 | 0 | 0 | 0 | 0 | 0
F1_Commercial_Restaurant (ID)_New_Food Preparation_Natural Gas_Double Rack Oven_E6 | F1 | Commercial | Restaurant (ID) | New | Food Preparation | Natural Gas | Double Rack Oven | E6 | CCE | 0 | 0 | 0 | 0 | 0 | 0 | 0 | 0 | 0 | 0 | 0 | 0 | 0 | 0 | 0 | 0 | 0 | 0 | 0 | 0 | 0 | 0 | 0 | 0 | 0 | 0 | 0
F1_Commercial_Restaurant (ID)_New_Food Preparation_Natural Gas_Double Rack Oven_E7 | F1 | Commercial | Restaurant (ID) | New | Food Preparation | Natural Gas | Double Rack Oven | E7 | CCE | 0 | 0 | 0 | 0 | 0 | 0 | 0 | 0 | 0 | 0 | 0 | 0 | 0 | 0 | 0 | 0 | 0 | 0 | 0 | 0 | 0 | 0 | 0 | 0 | 0 | 0 | 0
F1_Commercial_Restaurant (ID)_New_Food Preparation_Natural Gas_Double Rack Oven_E8 | F1 | Commercial | Restaurant (ID) | New | Food Preparation | Natural Gas | Double Rack Oven | E8 | CCE | 0 | 0 | 0 | 0 | 0 | 0 | 0 | 0 | 0 | 0 | 0 | 0 | 0 | 0 | 0 | 0 | 0 | 0 | 0 | 0 | 0 | 0 | 0 | 0 | 0 | 0 | 0
F1_Commercial_Restaurant (ID)_New_Food Preparation_Natural Gas_Double Rack Oven_E9 | F1 | Commercial | Restaurant (ID) | New | Food Preparation | Natural Gas | Double Rack Oven | E9 | CCE | 0 | 0 | 0 | 0 | 0 | 0 | 0 | 0 | 0 | 0 | 0 | 0 | 0 | 0 | 0 | 0 | 0 | 0 | 0 | 0 | 0 | 0 | 0 | 0 | 0 | 0 | 0
F1_Commercial_Restaurant (ID)_New_Food Preparation_Natural Gas_Double Rack Oven_E10 | F1 | Commercial | Restaurant (ID) | New | Food Preparation | Natural Gas | Double Rack Oven | E10 | CCE | 0 | 0 | 0 | 0 | 0 | 0 | 0 | 0 | 0 | 0 | 0 | 0 | 0 | 0 | 0 | 0 | 0 | 0 | 0 | 0 | 0 | 0 | 0 | 0 | 0 | 0 | 0
F2_Commercial_Restaurant (ID)_New_Food Preparation_Natural Gas_Double Rack Oven_E1 | F2 | Commercial | Restaurant (ID) | New | Food Preparation | Natural Gas | Double Rack Oven | E1 | TRC BC Ratio | [24 empty] | 1 | 1 | 1 | bar: 2019 to 2042
F2_Commercial_Restaurant (ID)_New_Food Preparation_Natural Gas_Double Rack Oven_E2 | F2 | Commercial | Restaurant (ID) | New | Food Preparation | Natural Gas | Double Rack Oven | E2 | TRC BC Ratio | 15.8033 | 16.2016 | 16.6735 | 17.2142 | 17.8257 | 18.5697 | 19.3355 | 20.0939 | 20.824 | 21.5643 | 22.1533 | 22.7051 | 23.298 | 23.8784 | 24.3973 | 24.8829 | 25.3184 | 25.7484 | 26.2077 | 26.6557 | 27.1159 | 27.5944 | 28.078 | 28.5768 | 29.0845 | 29.6012 | 30.1271
F2_Commercial_Restaurant (ID)_New_Food Preparation_Natural Gas_Double Rack Oven_E3 | F2 | Commercial | Restaurant (ID) | New | Food Preparation | Natural Gas | Double Rack Oven | E3 | TRC BC Ratio | 0 | 0 | 0 | 0 | 0 | 0 | 0 | 0 | 0 | 0 | 0 | 0 | 0 | 0 | 0 | 0 | 0 | 0 | 0 | 0 | 0 | 0 | 0 | 0 | 0 | 0 | 0
F2_Commercial_Restaurant (ID)_New_Food Preparation_Natural Gas_Double Rack Oven_E4 | F2 | Commercial | Restaurant (ID) | New | Food Preparation | Natural Gas | Double Rack Oven | E4 | TRC BC Ratio | 0 | 0 | 0 | 0 | 0 | 0 | 0 | 0 | 0 | 0 | 0 | 0 | 0 | 0 | 0 | 0 | 0 | 0 | 0 | 0 | 0 | 0 | 0 | 0 | 0 | 0 | 0
F2_Commercial_Restaurant (ID)_New_Food Preparation_Natural Gas_Double Rack Oven_E5 | F2 | Commercial | Restaurant (ID) | New | Food Preparation | Natural Gas | Double Rack Oven | E5 | TRC BC Ratio | 0 | 0 | 0 | 0 | 0 | 0 | 0 | 0 | 0 | 0 | 0 | 0 | 0 | 0 | 0 | 0 | 0 | 0 | 0 | 0 | 0 | 0 | 0 | 0 | 0 | 0 | 0
F2_Commercial_Restaurant (ID)_New_Food Preparation_Natural Gas_Double Rack Oven_E6 | F2 | Commercial | Restaurant (ID) | New | Food Preparation | Natural Gas | Double Rack Oven | E6 | TRC BC Ratio | 0 | 0 | 0 | 0 | 0 | 0 | 0 | 0 | 0 | 0 | 0 | 0 | 0 | 0 | 0 | 0 | 0 | 0 | 0 | 0 | 0 | 0 | 0 | 0 | 0 | 0 | 0
F2_Commercial_Restaurant (ID)_New_Food Preparation_Natural Gas_Double Rack Oven_E7 | F2 | Commercial | Restaurant (ID) | New | Food Preparation | Natural Gas | Double Rack Oven | E7 | TRC BC Ratio | 0 | 0 | 0 | 0 | 0 | 0 | 0 | 0 | 0 | 0 | 0 | 0 | 0 | 0 | 0 | 0 | 0 | 0 | 0 | 0 | 0 | 0 | 0 | 0 | 0 | 0 | 0
F2_Commercial_Restaurant (ID)_New_Food Preparation_Natural Gas_Double Rack Oven_E8 | F2 | Commercial | Restaurant (ID) | New | Food Preparation | Natural Gas | Double Rack Oven | E8 | TRC BC Ratio | 0 | 0 | 0 | 0 | 0 | 0 | 0 | 0 | 0 | 0 | 0 | 0 | 0 | 0 | 0 | 0 | 0 | 0 | 0 | 0 | 0 | 0 | 0 | 0 | 0 | 0 | 0
F2_Commercial_Restaurant (ID)_New_Food Preparation_Natural Gas_Double Rack Oven_E9 | F2 | Commercial | Restaurant (ID) | New | Food Preparation | Natural Gas | Double Rack Oven | E9 | TRC BC Ratio | 0 | 0 | 0 | 0 | 0 | 0 | 0 | 0 | 0 | 0 | 0 | 0 | 0 | 0 | 0 | 0 | 0 | 0 | 0 | 0 | 0 | 0 | 0 | 0 | 0 | 0 | 0
F2_Commercial_Restaurant (ID)_New_Food Preparation_Natural Gas_Double Rack Oven_E10 | F2 | Commercial | Restaurant (ID) | New | Food Preparation | Natural Gas | Double Rack Oven | E10 | TRC BC Ratio | 0 | 0 | 0 | 0 | 0 | 0 | 0 | 0 | 0 | 0 | 0 | 0 | 0 | 0 | 0 | 0 | 0 | 0 | 0 | 0 | 0 | 0 | 0 | 0 | 0 | 0 | 0
F3_Commercial_Restaurant (ID)_New_Food Preparation_Natural Gas_Double Rack Oven_E1 | F3 | Commercial | Restaurant (ID) | New | Food Preparation | Natural Gas | Double Rack Oven | E1 | PACT BC Ratio | [24 empty] | 1 | 1 | 1 | bar: 2019 to 2042
F3_Commercial_Restaurant (ID)_New_Food Preparation_Natural Gas_Double Rack Oven_E2 | F3 | Commercial | Restaurant (ID) | New | Food Preparation | Natural Gas | Double Rack Oven | E2 | PACT BC Ratio | 31.2963 | 32.0851 | 33.0195 | 34.0904 | 35.3014 | 36.7748 | 38.2914 | 39.7933 | 41.2392 | 42.7052 | 43.8717 | 44.9645 | 46.1386 | 47.288 | 48.3157 | 49.2773 | 50.1398 | 50.9913 | 51.9008 | 52.788 | 53.6994 | 54.647 | 55.6047 | 56.5925 | 57.5979 | 58.6212 | 59.6627
F3_Commercial_Restaurant (ID)_New_Food Preparation_Natural Gas_Double Rack Oven_E3 | F3 | Commercial | Restaurant (ID) | New | Food Preparation | Natural Gas | Double Rack Oven | E3 | PACT BC Ratio | 0 | 0 | 0 | 0 | 0 | 0 | 0 | 0 | 0 | 0 | 0 | 0 | 0 | 0 | 0 | 0 | 0 | 0 | 0 | 0 | 0 | 0 | 0 | 0 | 0 | 0 | 0
F3_Commercial_Restaurant (ID)_New_Food Preparation_Natural Gas_Double Rack Oven_E4 | F3 | Commercial | Restaurant (ID) | New | Food Preparation | Natural Gas | Double Rack Oven | E4 | PACT BC Ratio | 0 | 0 | 0 | 0 | 0 | 0 | 0 | 0 | 0 | 0 | 0 | 0 | 0 | 0 | 0 | 0 | 0 | 0 | 0 | 0 | 0 | 0 | 0 | 0 | 0 | 0 | 0
F3_Commercial_Restaurant (ID)_New_Food Preparation_Natural Gas_Double Rack Oven_E5 | F3 | Commercial | Restaurant (ID) | New | Food Preparation | Natural Gas | Double Rack Oven | E5 | PACT BC Ratio | 0 | 0 | 0 | 0 | 0 | 0 | 0 | 0 | 0 | 0 | 0 | 0 | 0 | 0 | 0 | 0 | 0 | 0 | 0 | 0 | 0 | 0 | 0 | 0 | 0 | 0 | 0
F3_Commercial_Restaurant (ID)_New_Food Preparation_Natural Gas_Double Rack Oven_E6 | F3 | Commercial | Restaurant (ID) | New | Food Preparation | Natural Gas | Double Rack Oven | E6 | PACT BC Ratio | 0 | 0 | 0 | 0 | 0 | 0 | 0 | 0 | 0 | 0 | 0 | 0 | 0 | 0 | 0 | 0 | 0 | 0 | 0 | 0 | 0 | 0 | 0 | 0 | 0 | 0 | 0
F3_Commercial_Restaurant (ID)_New_Food Preparation_Natural Gas_Double Rack Oven_E7 | F3 | Commercial | Restaurant (ID) | New | Food Preparation | Natural Gas | Double Rack Oven | E7 | PACT BC Ratio | 0 | 0 | 0 | 0 | 0 | 0 | 0 | 0 | 0 | 0 | 0 | 0 | 0 | 0 | 0 | 0 | 0 | 0 | 0 | 0 | 0 | 0 | 0 | 0 | 0 | 0 | 0
F3_Commercial_Restaurant (ID)_New_Food Preparation_Natural Gas_Double Rack Oven_E8 | F3 | Commercial | Restaurant (ID) | New | Food Preparation | Natural Gas | Double Rack Oven | E8 | PACT BC Ratio | 0 | 0 | 0 | 0 | 0 | 0 | 0 | 0 | 0 | 0 | 0 | 0 | 0 | 0 | 0 | 0 | 0 | 0 | 0 | 0 | 0 | 0 | 0 | 0 | 0 | 0 | 0
F3_Commercial_Restaurant (ID)_New_Food Preparation_Natural Gas_Double Rack Oven_E9 | F3 | Commercial | Restaurant (ID) | New | Food Preparation | Natural Gas | Double Rack Oven | E9 | PACT BC Ratio | 0 | 0 | 0 | 0 | 0 | 0 | 0 | 0 | 0 | 0 | 0 | 0 | 0 | 0 | 0 | 0 | 0 | 0 | 0 | 0 | 0 | 0 | 0 | 0 | 0 | 0 | 0
F3_Commercial_Restaurant (ID)_New_Food Preparation_Natural Gas_Double Rack Oven_E10 | F3 | Commercial | Restaurant (ID) | New | Food Preparation | Natural Gas | Double Rack Oven | E10 | PACT BC Ratio | 0 | 0 | 0 | 0 | 0 | 0 | 0 | 0 | 0 | 0 | 0 | 0 | 0 | 0 | 0 | 0 | 0 | 0 | 0 | 0 | 0 | 0 | 0 | 0 | 0 | 0 | 0
F4_Commercial_Restaurant (ID)_New_Food Preparation_Natural Gas_Double Rack Oven_E1 | F4 | Commercial | Restaurant (ID) | New | Food Preparation | Natural Gas | Double Rack Oven | E1 | RVT BC Ratio | [24 empty] | 1 | 1 | 1 | bar: 2019 to 2042
F4_Commercial_Restaurant (ID)_New_Food Preparation_Natural Gas_Double Rack Oven_E2 | F4 | Commercial | Restaurant (ID) | New | Food Preparation | Natural Gas | Double Rack Oven | E2 | RVT BC Ratio | 22.7417 | 23.1636 | 23.6589 | 24.2362 | 24.8976 | 25.7231 | 26.5509 | 27.3369 | 28.0484 | 28.738 | 29.4527 | 30.1022 | 30.7877 | 31.4364 | 31.9941 | 32.4975 | 32.9236 | 33.3303 | 33.7628 | 34.1667 | 34.572 | 35.1749 | 35.7842 | 36.4127 | 37.0524 | 37.7035 | 38.3661
F4_Commercial_Restaurant (ID)_New_Food Preparation_Natural Gas_Double Rack Oven_E3 | F4 | Commercial | Restaurant (ID) | New | Food Preparation | Natural Gas | Double Rack Oven | E3 | RVT BC Ratio | 0 | 0 | 0 | 0 | 0 | 0 | 0 | 0 | 0 | 0 | 0 | 0 | 0 | 0 | 0 | 0 | 0 | 0 | 0 | 0 | 0 | 0 | 0 | 0 | 0 | 0 | 0
F4_Commercial_Restaurant (ID)_New_Food Preparation_Natural Gas_Double Rack Oven_E4 | F4 | Commercial | Restaurant (ID) | New | Food Preparation | Natural Gas | Double Rack Oven | E4 | RVT BC Ratio | 0 | 0 | 0 | 0 | 0 | 0 | 0 | 0 | 0 | 0 | 0 | 0 | 0 | 0 | 0 | 0 | 0 | 0 | 0 | 0 | 0 | 0 | 0 | 0 | 0 | 0 | 0
F4_Commercial_Restaurant (ID)_New_Food Preparation_Natural Gas_Double Rack Oven_E5 | F4 | Commercial | Restaurant (ID) | New | Food Preparation | Natural Gas | Double Rack Oven | E5 | RVT BC Ratio | 0 | 0 | 0 | 0 | 0 | 0 | 0 | 0 | 0 | 0 | 0 | 0 | 0 | 0 | 0 | 0 | 0 | 0 | 0 | 0 | 0 | 0 | 0 | 0 | 0 | 0 | 0
F4_Commercial_Restaurant (ID)_New_Food Preparation_Natural Gas_Double Rack Oven_E6 | F4 | Commercial | Restaurant (ID) | New | Food Preparation | Natural Gas | Double Rack Oven | E6 | RVT BC Ratio | 0 | 0 | 0 | 0 | 0 | 0 | 0 | 0 | 0 | 0 | 0 | 0 | 0 | 0 | 0 | 0 | 0 | 0 | 0 | 0 | 0 | 0 | 0 | 0 | 0 | 0 | 0
F4_Commercial_Restaurant (ID)_New_Food Preparation_Natural Gas_Double Rack Oven_E7 | F4 | Commercial | Restaurant (ID) | New | Food Preparation | Natural Gas | Double Rack Oven | E7 | RVT BC Ratio | 0 | 0 | 0 | 0 | 0 | 0 | 0 | 0 | 0 | 0 | 0 | 0 | 0 | 0 | 0 | 0 | 0 | 0 | 0 | 0 | 0 | 0 | 0 | 0 | 0 | 0 | 0
F4_Commercial_Restaurant (ID)_New_Food Preparation_Natural Gas_Double Rack Oven_E8 | F4 | Commercial | Restaurant (ID) | New | Food Preparation | Natural Gas | Double Rack Oven | E8 | RVT BC Ratio | 0 | 0 | 0 | 0 | 0 | 0 | 0 | 0 | 0 | 0 | 0 | 0 | 0 | 0 | 0 | 0 | 0 | 0 | 0 | 0 | 0 | 0 | 0 | 0 | 0 | 0 | 0
F4_Commercial_Restaurant (ID)_New_Food Preparation_Natural Gas_Double Rack Oven_E9 | F4 | Commercial | Restaurant (ID) | New | Food Preparation | Natural Gas | Double Rack Oven | E9 | RVT BC Ratio | 0 | 0 | 0 | 0 | 0 | 0 | 0 | 0 | 0 | 0 | 0 | 0 | 0 | 0 | 0 | 0 | 0 | 0 | 0 | 0 | 0 | 0 | 0 | 0 | 0 | 0 | 0
F4_Commercial_Restaurant (ID)_New_Food Preparation_Natural Gas_Double Rack Oven_E10 | F4 | Commercial | Restaurant (ID) | New | Food Preparation | Natural Gas | Double Rack Oven | E10 | RVT BC Ratio | 0 | 0 | 0 | 0 | 0 | 0 | 0 | 0 | 0 | 0 | 0 | 0 | 0 | 0 | 0 | 0 | 0 | 0 | 0 | 0 | 0 | 0 | 0 | 0 | 0 | 0 | 0
F5_Commercial_Restaurant (ID)_New_Food Preparation_Natural Gas_Double Rack Oven_E1 | F5 | Commercial | Restaurant (ID) | New | Food Preparation | Natural Gas | Double Rack Oven | E1 | RIM BC Ratio | [24 empty] | 1 | 1 | 1 | bar: 2019 to 2042
F5_Commercial_Restaurant (ID)_New_Food Preparation_Natural Gas_Double Rack Oven_E2 | F5 | Commercial | Restaurant (ID) | New | Food Preparation | Natural Gas | Double Rack Oven | E2 | RIM BC Ratio | 0.82662 | 0.83215 | 0.8386 | 0.84534 | 0.85231 | 0.85961 | 0.86736 | 0.87565 | 0.88461 | 0.89423 | 0.89651 | 0.89915 | 0.90222 | 0.90573 | 0.90938 | 0.9132 | 0.91724 | 0.9215 | 0.92599 | 0.93075 | 0.93578 | 0.93607 | 0.93634 | 0.93662 | 0.93689 | 0.93716 | 0.93742
F5_Commercial_Restaurant (ID)_New_Food Preparation_Natural Gas_Double Rack Oven_E3 | F5 | Commercial | Restaurant (ID) | New | Food Preparation | Natural Gas | Double Rack Oven | E3 | RIM BC Ratio | 0 | 0 | 0 | 0 | 0 | 0 | 0 | 0 | 0 | 0 | 0 | 0 | 0 | 0 | 0 | 0 | 0 | 0 | 0 | 0 | 0 | 0 | 0 | 0 | 0 | 0 | 0
F5_Commercial_Restaurant (ID)_New_Food Preparation_Natural Gas_Double Rack Oven_E4 | F5 | Commercial | Restaurant (ID) | New | Food Preparation | Natural Gas | Double Rack Oven | E4 | RIM BC Ratio | 0 | 0 | 0 | 0 | 0 | 0 | 0 | 0 | 0 | 0 | 0 | 0 | 0 | 0 | 0 | 0 | 0 | 0 | 0 | 0 | 0 | 0 | 0 | 0 | 0 | 0 | 0
F5_Commercial_Restaurant (ID)_New_Food Preparation_Natural Gas_Double Rack Oven_E5 | F5 | Commercial | Restaurant (ID) | New | Food Preparation | Natural Gas | Double Rack Oven | E5 | RIM BC Ratio | 0 | 0 | 0 | 0 | 0 | 0 | 0 | 0 | 0 | 0 | 0 | 0 | 0 | 0 | 0 | 0 | 0 | 0 | 0 | 0 | 0 | 0 | 0 | 0 | 0 | 0 | 0
F5_Commercial_Restaurant (ID)_New_Food Preparation_Natural Gas_Double Rack Oven_E6 | F5 | Commercial | Restaurant (ID) | New | Food Preparation | Natural Gas | Double Rack Oven | E6 | RIM BC Ratio | 0 | 0 | 0 | 0 | 0 | 0 | 0 | 0 | 0 | 0 | 0 | 0 | 0 | 0 | 0 | 0 | 0 | 0 | 0 | 0 | 0 | 0 | 0 | 0 | 0 | 0 | 0
F5_Commercial_Restaurant (ID)_New_Food Preparation_Natural Gas_Double Rack Oven_E7 | F5 | Commercial | Restaurant (ID) | New | Food Preparation | Natural Gas | Double Rack Oven | E7 | RIM BC Ratio | 0 | 0 | 0 | 0 | 0 | 0 | 0 | 0 | 0 | 0 | 0 | 0 | 0 | 0 | 0 | 0 | 0 | 0 | 0 | 0 | 0 | 0 | 0 | 0 | 0 | 0 | 0
F5_Commercial_Restaurant (ID)_New_Food Preparation_Natural Gas_Double Rack Oven_E8 | F5 | Commercial | Restaurant (ID) | New | Food Preparation | Natural Gas | Double Rack Oven | E8 | RIM BC Ratio | 0 | 0 | 0 | 0 | 0 | 0 | 0 | 0 | 0 | 0 | 0 | 0 | 0 | 0 | 0 | 0 | 0 | 0 | 0 | 0 | 0 | 0 | 0 | 0 | 0 | 0 | 0
F5_Commercial_Restaurant (ID)_New_Food Preparation_Natural Gas_Double Rack Oven_E9 | F5 | Commercial | Restaurant (ID) | New | Food Preparation | Natural Gas | Double Rack Oven | E9 | RIM BC Ratio | 0 | 0 | 0 | 0 | 0 | 0 | 0 | 0 | 0 | 0 | 0 | 0 | 0 | 0 | 0 | 0 | 0 | 0 | 0 | 0 | 0 | 0 | 0 | 0 | 0 | 0 | 0
F5_Commercial_Restaurant (ID)_New_Food Preparation_Natural Gas_Double Rack Oven_E10 | F5 | Commercial | Restaurant (ID) | New | Food Preparation | Natural Gas | Double Rack Oven | E10 | RIM BC Ratio | 0 | 0 | 0 | 0 | 0 | 0 | 0 | 0 | 0 | 0 | 0 | 0 | 0 | 0 | 0 | 0 | 0 | 0 | 0 | 0 | 0 | 0 | 0 | 0 | 0 | 0 | 0
F0_Commercial_Restaurant (ID)_New_Food Preparation_Natural Gas_Fryer_E0 | F0 | Commercial | Restaurant (ID) | New | Food Preparation | Natural Gas | Fryer | E0 | Economic Unit | ENERGY STAR | ENERGY STAR | ENERGY STAR | ENERGY STAR | ENERGY STAR | ENERGY STAR | ENERGY STAR | ENERGY STAR | ENERGY STAR | ENERGY STAR | ENERGY STAR | ENERGY STAR | ENERGY STAR | ENERGY STAR | ENERGY STAR | ENERGY STAR | ENERGY STAR | ENERGY STAR | ENERGY STAR | ENERGY STAR | ENERGY STAR | ENERGY STAR | ENERGY STAR | ENERGY STAR | ENERGY STAR | ENERGY STAR | ENERGY STAR
F1_Commercial_Restaurant (ID)_New_Food Preparation_Natural Gas_Fryer_E1 | F1 | Commercial | Restaurant (ID) | New | Food Preparation | Natural Gas | Fryer | E1 | CCE | 0 | 0 | 0 | 0 | 0 | 0 | 0 | 0 | 0 | 0 | 0 | 0 | 0 | 0 | 0 | 0 | 0 | 0 | 0 | 0 | 0 | 0 | 0 | 0 | 0 | 0 | 0
F1_Commercial_Restaurant (ID)_New_Food Preparation_Natural Gas_Fryer_E2 | F1 | Commercial | Restaurant (ID) | New | Food Preparation | Natural Gas | Fryer | E2 | CCE | 0.0029653 | 0.0029653 | 0.0029653 | 0.0029653 | 0.0029653 | 0.0029653 | 0.0029653 | 0.0029653 | 0.0029653 | 0.0029653 | 0.0029653 | 0.0029653 | 0.0029653 | 0.0029653 | 0.0029653 | 0.0029653 | 0.0029653 | 0.0029653 | 0.0029653 | 0.0029653 | 0.0029653 | 0.0029653 | 0.0029653 | 0.0029653 | 0.0029653 | 0.0029653 | 0.0029653
F1_Commercial_Restaurant (ID)_New_Food Preparation_Natural Gas_Fryer_E3 | F1 | Commercial | Restaurant (ID) | New | Food Preparation | Natural Gas | Fryer | E3 | CCE | 0 | 0 | 0 | 0 | 0 | 0 | 0 | 0 | 0 | 0 | 0 | 0 | 0 | 0 | 0 | 0 | 0 | 0 | 0 | 0 | 0 | 0 | 0 | 0 | 0 | 0 | 0
F1_Commercial_Restaurant (ID)_New_Food Preparation_Natural Gas_Fryer_E4 | F1 | Commercial | Restaurant (ID) | New | Food Preparation | Natural Gas | Fryer | E4 | CCE | 0 | 0 | 0 | 0 | 0 | 0 | 0 | 0 | 0 | 0 | 0 | 0 | 0 | 0 | 0 | 0 | 0 | 0 | 0 | 0 | 0 | 0 | 0 | 0 | 0 | 0 | 0
F1_Commercial_Restaurant (ID)_New_Food Preparation_Natural Gas_Fryer_E5 | F1 | Commercial | Restaurant (ID) | New | Food Preparation | Natural Gas | Fryer | E5 | CCE | 0 | 0 | 0 | 0 | 0 | 0 | 0 | 0 | 0 | 0 | 0 | 0 | 0 | 0 | 0 | 0 | 0 | 0 | 0 | 0 | 0 | 0 | 0 | 0 | 0 | 0 | 0
F1_Commercial_Restaurant (ID)_New_Food Preparation_Natural Gas_Fryer_E6 | F1 | Commercial | Restaurant (ID) | New | Food Preparation | Natural Gas | Fryer | E6 | CCE | 0 | 0 | 0 | 0 | 0 | 0 | 0 | 0 | 0 | 0 | 0 | 0 | 0 | 0 | 0 | 0 | 0 | 0 | 0 | 0 | 0 | 0 | 0 | 0 | 0 | 0 | 0
F1_Commercial_Restaurant (ID)_New_Food Preparation_Natural Gas_Fryer_E7 | F1 | Commercial | Restaurant (ID) | New | Food Preparation | Natural Gas | Fryer | E7 | CCE | 0 | 0 | 0 | 0 | 0 | 0 | 0 | 0 | 0 | 0 | 0 | 0 | 0 | 0 | 0 | 0 | 0 | 0 | 0 | 0 | 0 | 0 | 0 | 0 | 0 | 0 | 0
F1_Commercial_Restaurant (ID)_New_Food Preparation_Natural Gas_Fryer_E8 | F1 | Commercial | Restaurant (ID) | New | Food Preparation | Natural Gas | Fryer | E8 | CCE | 0 | 0 | 0 | 0 | 0 | 0 | 0 | 0 | 0 | 0 | 0 | 0 | 0 | 0 | 0 | 0 | 0 | 0 | 0 | 0 | 0 | 0 | 0 | 0 | 0 | 0 | 0
F1_Commercial_Restaurant (ID)_New_Food Preparation_Natural Gas_Fryer_E9 | F1 | Commercial | Restaurant (ID) | New | Food Preparation | Natural Gas | Fryer | E9 | CCE | 0 | 0 | 0 | 0 | 0 | 0 | 0 | 0 | 0 | 0 | 0 | 0 | 0 | 0 | 0 | 0 | 0 | 0 | 0 | 0 | 0 | 0 | 0 | 0 | 0 | 0 | 0
F1_Commercial_Restaurant (ID)_New_Food Preparation_Natural Gas_Fryer_E10 | F1 | Commercial | Restaurant (ID) | New | Food Preparation | Natural Gas | Fryer | E10 | CCE | 0 | 0 | 0 | 0 | 0 | 0 | 0 | 0 | 0 | 0 | 0 | 0 | 0 | 0 | 0 | 0 | 0 | 0 | 0 | 0 | 0 | 0 | 0 | 0 | 0 | 0 | 0
F2_Commercial_Restaurant (ID)_New_Food Preparation_Natural Gas_Fryer_E1 | F2 | Commercial | Restaurant (ID) | New | Food Preparation | Natural Gas | Fryer | E1 | TRC BC Ratio | [24 empty] | 1 | 1 | 1 | bar: 2019 to 2042
F2_Commercial_Restaurant (ID)_New_Food Preparation_Natural Gas_Fryer_E2 | F2 | Commercial | Restaurant (ID) | New | Food Preparation | Natural Gas | Fryer | E2 | TRC BC Ratio | 1.2503 | 1.2832 | 1.32 | 1.3613 | 1.4073 | 1.4617 | 1.5171 | 1.5717 | 1.6241 | 1.6774 | 1.7207 | 1.7616 | 1.8054 | 1.8484 | 1.8875 | 1.9245 | 1.9583 | 1.9917 | 2.0273 | 2.0621 | 2.0979 | 2.1349 | 2.1724 | 2.211 | 2.2503 | 2.2903 | 2.3309
F2_Commercial_Restaurant (ID)_New_Food Preparation_Natural Gas_Fryer_E3 | F2 | Commercial | Restaurant (ID) | New | Food Preparation | Natural Gas | Fryer | E3 | TRC BC Ratio | 0 | 0 | 0 | 0 | 0 | 0 | 0 | 0 | 0 | 0 | 0 | 0 | 0 | 0 | 0 | 0 | 0 | 0 | 0 | 0 | 0 | 0 | 0 | 0 | 0 | 0 | 0
F2_Commercial_Restaurant (ID)_New_Food Preparation_Natural Gas_Fryer_E4 | F2 | Commercial | Restaurant (ID) | New | Food Preparation | Natural Gas | Fryer | E4 | TRC BC Ratio | 0 | 0 | 0 | 0 | 0 | 0 | 0 | 0 | 0 | 0 | 0 | 0 | 0 | 0 | 0 | 0 | 0 | 0 | 0 | 0 | 0 | 0 | 0 | 0 | 0 | 0 | 0
F2_Commercial_Restaurant (ID)_New_Food Preparation_Natural Gas_Fryer_E5 | F2 | Commercial | Restaurant (ID) | New | Food Preparation | Natural Gas | Fryer | E5 | TRC BC Ratio | 0 | 0 | 0 | 0 | 0 | 0 | 0 | 0 | 0 | 0 | 0 | 0 | 0 | 0 | 0 | 0 | 0 | 0 | 0 | 0 | 0 | 0 | 0 | 0 | 0 | 0 | 0
F2_Commercial_Restaurant (ID)_New_Food Preparation_Natural Gas_Fryer_E6 | F2 | Commercial | Restaurant (ID) | New | Food Preparation | Natural Gas | Fryer | E6 | TRC BC Ratio | 0 | 0 | 0 | 0 | 0 | 0 | 0 | 0 | 0 | 0 | 0 | 0 | 0 | 0 | 0 | 0 | 0 | 0 | 0 | 0 | 0 | 0 | 0 | 0 | 0 | 0 | 0
F2_Commercial_Restaurant (ID)_New_Food Preparation_Natural Gas_Fryer_E7 | F2 | Commercial | Restaurant (ID) | New | Food Preparation | Natural Gas | Fryer | E7 | TRC BC Ratio | 0 | 0 | 0 | 0 | 0 | 0 | 0 | 0 | 0 | 0 | 0 | 0 | 0 | 0 | 0 | 0 | 0 | 0 | 0 | 0 | 0 | 0 | 0 | 0 | 0 | 0 | 0
F2_Commercial_Restaurant (ID)_New_Food Preparation_Natural Gas_Fryer_E8 | F2 | Commercial | Restaurant (ID) | New | Food Preparation | Natural Gas | Fryer | E8 | TRC BC Ratio | 0 | 0 | 0 | 0 | 0 | 0 | 0 | 0 | 0 | 0 | 0 | 0 | 0 | 0 | 0 | 0 | 0 | 0 | 0 | 0 | 0 | 0 | 0 | 0 | 0 | 0 | 0
F2_Commercial_Restaurant (ID)_New_Food Preparation_Natural Gas_Fryer_E9 | F2 | Commercial | Restaurant (ID) | New | Food Preparation | Natural Gas | Fryer | E9 | TRC BC Ratio | 0 | 0 | 0 | 0 | 0 | 0 | 0 | 0 | 0 | 0 | 0 | 0 | 0 | 0 | 0 | 0 | 0 | 0 | 0 | 0 | 0 | 0 | 0 | 0 | 0 | 0 | 0
F2_Commercial_Restaurant (ID)_New_Food Preparation_Natural Gas_Fryer_E10 | F2 | Commercial | Restaurant (ID) | New | Food Preparation | Natural Gas | Fryer | E10 | TRC BC Ratio | 0 | 0 | 0 | 0 | 0 | 0 | 0 | 0 | 0 | 0 | 0 | 0 | 0 | 0 | 0 | 0 | 0 | 0 | 0 | 0 | 0 | 0 | 0 | 0 | 0 | 0 | 0
F3_Commercial_Restaurant (ID)_New_Food Preparation_Natural Gas_Fryer_E1 | F3 | Commercial | Restaurant (ID) | New | Food Preparation | Natural Gas | Fryer | E1 | PACT BC Ratio | [24 empty] | 1 | 1 | 1 | bar: 2019 to 2042
F3_Commercial_Restaurant (ID)_New_Food Preparation_Natural Gas_Fryer_E2 | F3 | Commercial | Restaurant (ID) | New | Food Preparation | Natural Gas | Fryer | E2 | PACT BC Ratio | 2.4761 | 2.5412 | 2.6142 | 2.6959 | 2.787 | 2.8947 | 3.0044 | 3.1124 | 3.2164 | 3.3218 | 3.4077 | 3.4887 | 3.5754 | 3.6606 | 3.738 | 3.8112 | 3.8781 | 3.9444 | 4.0147 | 4.0837 | 4.1545 | 4.2279 | 4.3021 | 4.3786 | 4.4564 | 4.5355 | 4.6161
F3_Commercial_Restaurant (ID)_New_Food Preparation_Natural Gas_Fryer_E3 | F3 | Commercial | Restaurant (ID) | New | Food Preparation | Natural Gas | Fryer | E3 | PACT BC Ratio | 0 | 0 | 0 | 0 | 0 | 0 | 0 | 0 | 0 | 0 | 0 | 0 | 0 | 0 | 0 | 0 | 0 | 0 | 0 | 0 | 0 | 0 | 0 | 0 | 0 | 0 | 0
F3_Commercial_Restaurant (ID)_New_Food Preparation_Natural Gas_Fryer_E4 | F3 | Commercial | Restaurant (ID) | New | Food Preparation | Natural Gas | Fryer | E4 | PACT BC Ratio | 0 | 0 | 0 | 0 | 0 | 0 | 0 | 0 | 0 | 0 | 0 | 0 | 0 | 0 | 0 | 0 | 0 | 0 | 0 | 0 | 0 | 0 | 0 | 0 | 0 | 0 | 0
F3_Commercial_Restaurant (ID)_New_Food Preparation_Natural Gas_Fryer_E5 | F3 | Commercial | Restaurant (ID) | New | Food Preparation | Natural Gas | Fryer | E5 | PACT BC Ratio | 0 | 0 | 0 | 0 | 0 | 0 | 0 | 0 | 0 | 0 | 0 | 0 | 0 | 0 | 0 | 0 | 0 | 0 | 0 | 0 | 0 | 0 | 0 | 0 | 0 | 0 | 0
F3_Commercial_Restaurant (ID)_New_Food Preparation_Natural Gas_Fryer_E6 | F3 | Commercial | Restaurant (ID) | New | Food Preparation | Natural Gas | Fryer | E6 | PACT BC Ratio | 0 | 0 | 0 | 0 | 0 | 0 | 0 | 0 | 0 | 0 | 0 | 0 | 0 | 0 | 0 | 0 | 0 | 0 | 0 | 0 | 0 | 0 | 0 | 0 | 0 | 0 | 0
F3_Commercial_Restaurant (ID)_New_Food Preparation_Natural Gas_Fryer_E7 | F3 | Commercial | Restaurant (ID) | New | Food Preparation | Natural Gas | Fryer | E7 | PACT BC Ratio | 0 | 0 | 0 | 0 | 0 | 0 | 0 | 0 | 0 | 0 | 0 | 0 | 0 | 0 | 0 | 0 | 0 | 0 | 0 | 0 | 0 | 0 | 0 | 0 | 0 | 0 | 0
F3_Commercial_Restaurant (ID)_New_Food Preparation_Natural Gas_Fryer_E8 | F3 | Commercial | Restaurant (ID) | New | Food Preparation | Natural Gas | Fryer | E8 | PACT BC Ratio | 0 | 0 | 0 | 0 | 0 | 0 | 0 | 0 | 0 | 0 | 0 | 0 | 0 | 0 | 0 | 0 | 0 | 0 | 0 | 0 | 0 | 0 | 0 | 0 | 0 | 0 | 0
F3_Commercial_Restaurant (ID)_New_Food Preparation_Natural Gas_Fryer_E9 | F3 | Commercial | Restaurant (ID) | New | Food Preparation | Natural Gas | Fryer | E9 | PACT BC Ratio | 0 | 0 | 0 | 0 | 0 | 0 | 0 | 0 | 0 | 0 | 0 | 0 | 0 | 0 | 0 | 0 | 0 | 0 | 0 | 0 | 0 | 0 | 0 | 0 | 0 | 0 | 0
F3_Commercial_Restaurant (ID)_New_Food Preparation_Natural Gas_Fryer_E10 | F3 | Commercial | Restaurant (ID) | New | Food Preparation | Natural Gas | Fryer | E10 | PACT BC Ratio | 0 | 0 | 0 | 0 | 0 | 0 | 0 | 0 | 0 | 0 | 0 | 0 | 0 | 0 | 0 | 0 | 0 | 0 | 0 | 0 | 0 | 0 | 0 | 0 | 0 | 0 | 0
F4_Commercial_Restaurant (ID)_New_Food Preparation_Natural Gas_Fryer_E1 | F4 | Commercial | Restaurant (ID) | New | Food Preparation | Natural Gas | Fryer | E1 | RVT BC Ratio | [24 empty] | 1 | 1 | 1 | bar: 2019 to 2042
F4_Commercial_Restaurant (ID)_New_Food Preparation_Natural Gas_Fryer_E2 | F4 | Commercial | Restaurant (ID) | New | Food Preparation | Natural Gas | Fryer | E2 | RVT BC Ratio | 2.155 | 2.1902 | 2.2298 | 2.2742 | 2.3237 | 2.3836 | 2.4431 | 2.4993 | 2.5502 | 2.5998 | 2.6512 | 2.6983 | 2.7487 | 2.7974 | 2.8403 | 2.8797 | 2.9142 | 2.9474 | 2.9825 | 3.0158 | 3.0492 | 3.0959 | 3.1432 | 3.1918 | 3.2413 | 3.2917 | 3.3429
F4_Commercial_Restaurant (ID)_New_Food Preparation_Natural Gas_Fryer_E3 | F4 | Commercial | Restaurant (ID) | New | Food Preparation | Natural Gas | Fryer | E3 | RVT BC Ratio | 0 | 0 | 0 | 0 | 0 | 0 | 0 | 0 | 0 | 0 | 0 | 0 | 0 | 0 | 0 | 0 | 0 | 0 | 0 | 0 | 0 | 0 | 0 | 0 | 0 | 0 | 0
F4_Commercial_Restaurant (ID)_New_Food Preparation_Natural Gas_Fryer_E4 | F4 | Commercial | Restaurant (ID) | New | Food Preparation | Natural Gas | Fryer | E4 | RVT BC Ratio | 0 | 0 | 0 | 0 | 0 | 0 | 0 | 0 | 0 | 0 | 0 | 0 | 0 | 0 | 0 | 0 | 0 | 0 | 0 | 0 | 0 | 0 | 0 | 0 | 0 | 0 | 0
F4_Commercial_Restaurant (ID)_New_Food Preparation_Natural Gas_Fryer_E5 | F4 | Commercial | Restaurant (ID) | New | Food Preparation | Natural Gas | Fryer | E5 | RVT BC Ratio | 0 | 0 | 0 | 0 | 0 | 0 | 0 | 0 | 0 | 0 | 0 | 0 | 0 | 0 | 0 | 0 | 0 | 0 | 0 | 0 | 0 | 0 | 0 | 0 | 0 | 0 | 0
F4_Commercial_Restaurant (ID)_New_Food Preparation_Natural Gas_Fryer_E6 | F4 | Commercial | Restaurant (ID) | New | Food Preparation | Natural Gas | Fryer | E6 | RVT BC Ratio | 0 | 0 | 0 | 0 | 0 | 0 | 0 | 0 | 0 | 0 | 0 | 0 | 0 | 0 | 0 | 0 | 0 | 0 | 0 | 0 | 0 | 0 | 0 | 0 | 0 | 0 | 0
F4_Commercial_Restaurant (ID)_New_Food Preparation_Natural Gas_Fryer_E7 | F4 | Commercial | Restaurant (ID) | New | Food Preparation | Natural Gas | Fryer | E7 | RVT BC Ratio | 0 | 0 | 0 | 0 | 0 | 0 | 0 | 0 | 0 | 0 | 0 | 0 | 0 | 0 | 0 | 0 | 0 | 0 | 0 | 0 | 0 | 0 | 0 | 0 | 0 | 0 | 0
F4_Commercial_Restaurant (ID)_New_Food Preparation_Natural Gas_Fryer_E8 | F4 | Commercial | Restaurant (ID) | New | Food Preparation | Natural Gas | Fryer | E8 | RVT BC Ratio | 0 | 0 | 0 | 0 | 0 | 0 | 0 | 0 | 0 | 0 | 0 | 0 | 0 | 0 | 0 | 0 | 0 | 0 | 0 | 0 | 0 | 0 | 0 | 0 | 0 | 0 | 0
F4_Commercial_Restaurant (ID)_New_Food Preparation_Natural Gas_Fryer_E9 | F4 | Commercial | Restaurant (ID) | New | Food Preparation | Natural Gas | Fryer | E9 | RVT BC Ratio | 0 | 0 | 0 | 0 | 0 | 0 | 0 | 0 | 0 | 0 | 0 | 0 | 0 | 0 | 0 | 0 | 0 | 0 | 0 | 0 | 0 | 0 | 0 | 0 | 0 | 0 | 0
F4_Commercial_Restaurant (ID)_New_Food Preparation_Natural Gas_Fryer_E10 | F4 | Commercial | Restaurant (ID) | New | Food Preparation | Natural Gas | Fryer | E10 | RVT BC Ratio | 0 | 0 | 0 | 0 | 0 | 0 | 0 | 0 | 0 | 0 | 0 | 0 | 0 | 0 | 0 | 0 | 0 | 0 | 0 | 0 | 0 | 0 | 0 | 0 | 0 | 0 | 0
F5_Commercial_Restaurant (ID)_New_Food Preparation_Natural Gas_Fryer_E1 | F5 | Commercial | Restaurant (ID) | New | Food Preparation | Natural Gas | Fryer | E1 | RIM BC Ratio | [24 empty] | 1 | 1 | 1 | bar: 2019 to 2042
F5_Commercial_Restaurant (ID)_New_Food Preparation_Natural Gas_Fryer_E2 | F5 | Commercial | Restaurant (ID) | New | Food Preparation | Natural Gas | Fryer | E2 | RIM BC Ratio | 0.6371 | 0.64422 | 0.65193 | 0.66025 | 0.66915 | 0.6789 | 0.68878 | 0.6987 | 0.70866 | 0.71892 | 0.72421 | 0.72937 | 0.73473 | 0.74001 | 0.745 | 0.74987 | 0.75459 | 0.75939 | 0.76441 | 0.7695 | 0.77477 | 0.77729 | 0.77976 | 0.78224 | 0.78468 | 0.7871 | 0.7895
F5_Commercial_Restaurant (ID)_New_Food Preparation_Natural Gas_Fryer_E3 | F5 | Commercial | Restaurant (ID) | New | Food Preparation | Natural Gas | Fryer | E3 | RIM BC Ratio | 0 | 0 | 0 | 0 | 0 | 0 | 0 | 0 | 0 | 0 | 0 | 0 | 0 | 0 | 0 | 0 | 0 | 0 | 0 | 0 | 0 | 0 | 0 | 0 | 0 | 0 | 0
F5_Commercial_Restaurant (ID)_New_Food Preparation_Natural Gas_Fryer_E4 | F5 | Commercial | Restaurant (ID) | New | Food Preparation | Natural Gas | Fryer | E4 | RIM BC Ratio | 0 | 0 | 0 | 0 | 0 | 0 | 0 | 0 | 0 | 0 | 0 | 0 | 0 | 0 | 0 | 0 | 0 | 0 | 0 | 0 | 0 | 0 | 0 | 0 | 0 | 0 | 0
F5_Commercial_Restaurant (ID)_New_Food Preparation_Natural Gas_Fryer_E5 | F5 | Commercial | Restaurant (ID) | New | Food Preparation | Natural Gas | Fryer | E5 | RIM BC Ratio | 0 | 0 | 0 | 0 | 0 | 0 | 0 | 0 | 0 | 0 | 0 | 0 | 0 | 0 | 0 | 0 | 0 | 0 | 0 | 0 | 0 | 0 | 0 | 0 | 0 | 0 | 0
F5_Commercial_Restaurant (ID)_New_Food Preparation_Natural Gas_Fryer_E6 | F5 | Commercial | Restaurant (ID) | New | Food Preparation | Natural Gas | Fryer | E6 | RIM BC Ratio | 0 | 0 | 0 | 0 | 0 | 0 | 0 | 0 | 0 | 0 | 0 | 0 | 0 | 0 | 0 | 0 | 0 | 0 | 0 | 0 | 0 | 0 | 0 | 0 | 0 | 0 | 0
F5_Commercial_Restaurant (ID)_New_Food Preparation_Natural Gas_Fryer_E7 | F5 | Commercial | Restaurant (ID) | New | Food Preparation | Natural Gas | Fryer | E7 | RIM BC Ratio | 0 | 0 | 0 | 0 | 0 | 0 | 0 | 0 | 0 | 0 | 0 | 0 | 0 | 0 | 0 | 0 | 0 | 0 | 0 | 0 | 0 | 0 | 0 | 0 | 0 | 0 | 0
F5_Commercial_Restaurant (ID)_New_Food Preparation_Natural Gas_Fryer_E8 | F5 | Commercial | Restaurant (ID) | New | Food Preparation | Natural Gas | Fryer | E8 | RIM BC Ratio | 0 | 0 | 0 | 0 | 0 | 0 | 0 | 0 | 0 | 0 | 0 | 0 | 0 | 0 | 0 | 0 | 0 | 0 | 0 | 0 | 0 | 0 | 0 | 0 | 0 | 0 | 0
F5_Commercial_Restaurant (ID)_New_Food Preparation_Natural Gas_Fryer_E9 | F5 | Commercial | Restaurant (ID) | New | Food Preparation | Natural Gas | Fryer | E9 | RIM BC Ratio | 0 | 0 | 0 | 0 | 0 | 0 | 0 | 0 | 0 | 0 | 0 | 0 | 0 | 0 | 0 | 0 | 0 | 0 | 0 | 0 | 0 | 0 | 0 | 0 | 0 | 0 | 0
F5_Commercial_Restaurant (ID)_New_Food Preparation_Natural Gas_Fryer_E10 | F5 | Commercial | Restaurant (ID) | New | Food Preparation | Natural Gas | Fryer | E10 | RIM BC Ratio | 0 | 0 | 0 | 0 | 0 | 0 | 0 | 0 | 0 | 0 | 0 | 0 | 0 | 0 | 0 | 0 | 0 | 0 | 0 | 0 | 0 | 0 | 0 | 0 | 0 | 0 | 0
F0_Commercial_Restaurant (ID)_New_Food Preparation_Natural Gas_Broiler_E0 | F0 | Commercial | Restaurant (ID) | New | Food Preparation | Natural Gas | Broiler | E0 | Economic Unit | Standard | Standard | Standard | Standard | Standard | Standard | Standard | Standard | Standard | Standard | Standard | Standard | Standard | Infrared Burners | Infrared Burners | Infrared Burners | Infrared Burners | Infrared Burners | Infrared Burners | Infrared Burners | Infrared Burners | Infrared Burners | Infrared Burners | Infrared Burners | Infrared Burners | Infrared Burners | Infrared Burners
F1_Commercial_Restaurant (ID)_New_Food Preparation_Natural Gas_Broiler_E1 | F1 | Commercial | Restaurant (ID) | New | Food Preparation | Natural Gas | Broiler | E1 | CCE | 0 | 0 | 0 | 0 | 0 | 0 | 0 | 0 | 0 | 0 | 0 | 0 | 0 | 0 | 0 | 0 | 0 | 0 | 0 | 0 | 0 | 0 | 0 | 0 | 0 | 0 | 0
F1_Commercial_Restaurant (ID)_New_Food Preparation_Natural Gas_Broiler_E2 | F1 | Commercial | Restaurant (ID) | New | Food Preparation | Natural Gas | Broiler | E2 | CCE | 0.0053075 | 0.0053075 | 0.0053075 | 0.0053075 | 0.0053075 | 0.0053075 | 0.0053075 | 0.0053075 | 0.0053075 | 0.0053075 | 0.0053075 | 0.0053075 | 0.0053075 | 0.0053075 | 0.0053075 | 0.0053075 | 0.0053075 | 0.0053075 | 0.0053075 | 0.0053075 | 0.0053075 | 0.0053075 | 0.0053075 | 0.0053075 | 0.0053075 | 0.0053075 | 0.0053075
F1_Commercial_Restaurant (ID)_New_Food Preparation_Natural Gas_Broiler_E3 | F1 | Commercial | Restaurant (ID) | New | Food Preparation | Natural Gas | Broiler | E3 | CCE | 0 | 0 | 0 | 0 | 0 | 0 | 0 | 0 | 0 | 0 | 0 | 0 | 0 | 0 | 0 | 0 | 0 | 0 | 0 | 0 | 0 | 0 | 0 | 0 | 0 | 0 | 0
F1_Commercial_Restaurant (ID)_New_Food Preparation_Natural Gas_Broiler_E4 | F1 | Commercial | Restaurant (ID) | New | Food Preparation | Natural Gas | Broiler | E4 | CCE | 0 | 0 | 0 | 0 | 0 | 0 | 0 | 0 | 0 | 0 | 0 | 0 | 0 | 0 | 0 | 0 | 0 | 0 | 0 | 0 | 0 | 0 | 0 | 0 | 0 | 0 | 0
F1_Commercial_Restaurant (ID)_New_Food Preparation_Natural Gas_Broiler_E5 | F1 | Commercial | Restaurant (ID) | New | Food Preparation | Natural Gas | Broiler | E5 | CCE | 0 | 0 | 0 | 0 | 0 | 0 | 0 | 0 | 0 | 0 | 0 | 0 | 0 | 0 | 0 | 0 | 0 | 0 | 0 | 0 | 0 | 0 | 0 | 0 | 0 | 0 | 0
F1_Commercial_Restaurant (ID)_New_Food Preparation_Natural Gas_Broiler_E6 | F1 | Commercial | Restaurant (ID) | New | Food Preparation | Natural Gas | Broiler | E6 | CCE | 0 | 0 | 0 | 0 | 0 | 0 | 0 | 0 | 0 | 0 | 0 | 0 | 0 | 0 | 0 | 0 | 0 | 0 | 0 | 0 | 0 | 0 | 0 | 0 | 0 | 0 | 0
F1_Commercial_Restaurant (ID)_New_Food Preparation_Natural Gas_Broiler_E7 | F1 | Commercial | Restaurant (ID) | New | Food Preparation | Natural Gas | Broiler | E7 | CCE | 0 | 0 | 0 | 0 | 0 | 0 | 0 | 0 | 0 | 0 | 0 | 0 | 0 | 0 | 0 | 0 | 0 | 0 | 0 | 0 | 0 | 0 | 0 | 0 | 0 | 0 | 0
F1_Commercial_Restaurant (ID)_New_Food Preparation_Natural Gas_Broiler_E8 | F1 | Commercial | Restaurant (ID) | New | Food Preparation | Natural Gas | Broiler | E8 | CCE | 0 | 0 | 0 | 0 | 0 | 0 | 0 | 0 | 0 | 0 | 0 | 0 | 0 | 0 | 0 | 0 | 0 | 0 | 0 | 0 | 0 | 0 | 0 | 0 | 0 | 0 | 0
F1_Commercial_Restaurant (ID)_New_Food Preparation_Natural Gas_Broiler_E9 | F1 | Commercial | Restaurant (ID) | New | Food Preparation | Natural Gas | Broiler | E9 | CCE | 0 | 0 | 0 | 0 | 0 | 0 | 0 | 0 | 0 | 0 | 0 | 0 | 0 | 0 | 0 | 0 | 0 | 0 | 0 | 0 | 0 | 0 | 0 | 0 | 0 | 0 | 0
F1_Commercial_Restaurant (ID)_New_Food Preparation_Natural Gas_Broiler_E10 | F1 | Commercial | Restaurant (ID) | New | Food Preparation | Natural Gas | Broiler | E10 | CCE | 0 | 0 | 0 | 0 | 0 | 0 | 0 | 0 | 0 | 0 | 0 | 0 | 0 | 0 | 0 | 0 | 0 | 0 | 0 | 0 | 0 | 0 | 0 | 0 | 0 | 0 | 0
F2_Commercial_Restaurant (ID)_New_Food Preparation_Natural Gas_Broiler_E1 | F2 | Commercial | Restaurant (ID) | New | Food Preparation | Natural Gas | Broiler | E1 | TRC BC Ratio | [24 empty] | 1 | 1 | 1 | bar: 2019 to 2042
F2_Commercial_Restaurant (ID)_New_Food Preparation_Natural Gas_Broiler_E2 | F2 | Commercial | Restaurant (ID) | New | Food Preparation | Natural Gas | Broiler | E2 | TRC BC Ratio | 0.67056 | 0.68746 | 0.70748 | 0.73043 | 0.75637 | 0.78794 | 0.82044 | 0.85262 | 0.8836 | 0.91501 | 0.94 | 0.96342 | 0.98857 | 1.0132 | 1.0352 | 1.0558 | 1.0743 | 1.0925 | 1.112 | 1.131 | 1.1506 | 1.1709 | 1.1914 | 1.2126 | 1.2341 | 1.256 | 1.2783
F2_Commercial_Restaurant (ID)_New_Food Preparation_Natural Gas_Broiler_E3 | F2 | Commercial | Restaurant (ID) | New | Food Preparation | Natural Gas | Broiler | E3 | TRC BC Ratio | 0 | 0 | 0 | 0 | 0 | 0 | 0 | 0 | 0 | 0 | 0 | 0 | 0 | 0 | 0 | 0 | 0 | 0 | 0 | 0 | 0 | 0 | 0 | 0 | 0 | 0 | 0
F2_Commercial_Restaurant (ID)_New_Food Preparation_Natural Gas_Broiler_E4 | F2 | Commercial | Restaurant (ID) | New | Food Preparation | Natural Gas | Broiler | E4 | TRC BC Ratio | 0 | 0 | 0 | 0 | 0 | 0 | 0 | 0 | 0 | 0 | 0 | 0 | 0 | 0 | 0 | 0 | 0 | 0 | 0 | 0 | 0 | 0 | 0 | 0 | 0 | 0 | 0
F2_Commercial_Restaurant (ID)_New_Food Preparation_Natural Gas_Broiler_E5 | F2 | Commercial | Restaurant (ID) | New | Food Preparation | Natural Gas | Broiler | E5 | TRC BC Ratio | 0 | 0 | 0 | 0 | 0 | 0 | 0 | 0 | 0 | 0 | 0 | 0 | 0 | 0 | 0 | 0 | 0 | 0 | 0 | 0 | 0 | 0 | 0 | 0 | 0 | 0 | 0
F2_Commercial_Restaurant (ID)_New_Food Preparation_Natural Gas_Broiler_E6 | F2 | Commercial | Restaurant (ID) | New | Food Preparation | Natural Gas | Broiler | E6 | TRC BC Ratio | 0 | 0 | 0 | 0 | 0 | 0 | 0 | 0 | 0 | 0 | 0 | 0 | 0 | 0 | 0 | 0 | 0 | 0 | 0 | 0 | 0 | 0 | 0 | 0 | 0 | 0 | 0
F2_Commercial_Restaurant (ID)_New_Food Preparation_Natural Gas_Broiler_E7 | F2 | Commercial | Restaurant (ID) | New | Food Preparation | Natural Gas | Broiler | E7 | TRC BC Ratio | 0 | 0 | 0 | 0 | 0 | 0 | 0 | 0 | 0 | 0 | 0 | 0 | 0 | 0 | 0 | 0 | 0 | 0 | 0 | 0 | 0 | 0 | 0 | 0 | 0 | 0 | 0
F2_Commercial_Restaurant (ID)_New_Food Preparation_Natural Gas_Broiler_E8 | F2 | Commercial | Restaurant (ID) | New | Food Preparation | Natural Gas | Broiler | E8 | TRC BC Ratio | 0 | 0 | 0 | 0 | 0 | 0 | 0 | 0 | 0 | 0 | 0 | 0 | 0 | 0 | 0 | 0 | 0 | 0 | 0 | 0 | 0 | 0 | 0 | 0 | 0 | 0 | 0
F2_Commercial_Restaurant (ID)_New_Food Preparation_Natural Gas_Broiler_E9 | F2 | Commercial | Restaurant (ID) | New | Food Preparation | Natural Gas | Broiler | E9 | TRC BC Ratio | 0 | 0 | 0 | 0 | 0 | 0 | 0 | 0 | 0 | 0 | 0 | 0 | 0 | 0 | 0 | 0 | 0 | 0 | 0 | 0 | 0 | 0 | 0 | 0 | 0 | 0 | 0
F2_Commercial_Restaurant (ID)_New_Food Preparation_Natural Gas_Broiler_E10 | F2 | Commercial | Restaurant (ID) | New | Food Preparation | Natural Gas | Broiler | E10 | TRC BC Ratio | 0 | 0 | 0 | 0 | 0 | 0 | 0 | 0 | 0 | 0 | 0 | 0 | 0 | 0 | 0 | 0 | 0 | 0 | 0 | 0 | 0 | 0 | 0 | 0 | 0 | 0 | 0
F3_Commercial_Restaurant (ID)_New_Food Preparation_Natural Gas_Broiler_E1 | F3 | Commercial | Restaurant (ID) | New | Food Preparation | Natural Gas | Broiler | E1 | PACT BC Ratio | [24 empty] | 1 | 1 | 1 | bar: 2019 to 2042
F3_Commercial_Restaurant (ID)_New_Food Preparation_Natural Gas_Broiler_E2 | F3 | Commercial | Restaurant (ID) | New | Food Preparation | Natural Gas | Broiler | E2 | PACT BC Ratio | 1.328 | 1.3614 | 1.4011 | 1.4465 | 1.4979 | 1.5604 | 1.6248 | 1.6885 | 1.7498 | 1.8121 | 1.8615 | 1.9079 | 1.9577 | 2.0065 | 2.0501 | 2.0909 | 2.1275 | 2.1636 | 2.2022 | 2.2399 | 2.2786 | 2.3188 | 2.3594 | 2.4013 | 2.444 | 2.4874 | 2.5316
F3_Commercial_Restaurant (ID)_New_Food Preparation_Natural Gas_Broiler_E3 | F3 | Commercial | Restaurant (ID) | New | Food Preparation | Natural Gas | Broiler | E3 | PACT BC Ratio | 0 | 0 | 0 | 0 | 0 | 0 | 0 | 0 | 0 | 0 | 0 | 0 | 0 | 0 | 0 | 0 | 0 | 0 | 0 | 0 | 0 | 0 | 0 | 0 | 0 | 0 | 0
F3_Commercial_Restaurant (ID)_New_Food Preparation_Natural Gas_Broiler_E4 | F3 | Commercial | Restaurant (ID) | New | Food Preparation | Natural Gas | Broiler | E4 | PACT BC Ratio | 0 | 0 | 0 | 0 | 0 | 0 | 0 | 0 | 0 | 0 | 0 | 0 | 0 | 0 | 0 | 0 | 0 | 0 | 0 | 0 | 0 | 0 | 0 | 0 | 0 | 0 | 0
F3_Commercial_Restaurant (ID)_New_Food Preparation_Natural Gas_Broiler_E5 | F3 | Commercial | Restaurant (ID) | New | Food Preparation | Natural Gas | Broiler | E5 | PACT BC Ratio | 0 | 0 | 0 | 0 | 0 | 0 | 0 | 0 | 0 | 0 | 0 | 0 | 0 | 0 | 0 | 0 | 0 | 0 | 0 | 0 | 0 | 0 | 0 | 0 | 0 | 0 | 0
F3_Commercial_Restaurant (ID)_New_Food Preparation_Natural Gas_Broiler_E6 | F3 | Commercial | Restaurant (ID) | New | Food Preparation | Natural Gas | Broiler | E6 | PACT BC Ratio | 0 | 0 | 0 | 0 | 0 | 0 | 0 | 0 | 0 | 0 | 0 | 0 | 0 | 0 | 0 | 0 | 0 | 0 | 0 | 0 | 0 | 0 | 0 | 0 | 0 | 0 | 0
F3_Commercial_Restaurant (ID)_New_Food Preparation_Natural Gas_Broiler_E7 | F3 | Commercial | Restaurant (ID) | New | Food Preparation | Natural Gas | Broiler | E7 | PACT BC Ratio | 0 | 0 | 0 | 0 | 0 | 0 | 0 | 0 | 0 | 0 | 0 | 0 | 0 | 0 | 0 | 0 | 0 | 0 | 0 | 0 | 0 | 0 | 0 | 0 | 0 | 0 | 0
F3_Commercial_Restaurant (ID)_New_Food Preparation_Natural Gas_Broiler_E8 | F3 | Commercial | Restaurant (ID) | New | Food Preparation | Natural Gas | Broiler | E8 | PACT BC Ratio | 0 | 0 | 0 | 0 | 0 | 0 | 0 | 0 | 0 | 0 | 0 | 0 | 0 | 0 | 0 | 0 | 0 | 0 | 0 | 0 | 0 | 0 | 0 | 0 | 0 | 0 | 0
F3_Commercial_Restaurant (ID)_New_Food Preparation_Natural Gas_Broiler_E9 | F3 | Commercial | Restaurant (ID) | New | Food Preparation | Natural Gas | Broiler | E9 | PACT BC Ratio | 0 | 0 | 0 | 0 | 0 | 0 | 0 | 0 | 0 | 0 | 0 | 0 | 0 | 0 | 0 | 0 | 0 | 0 | 0 | 0 | 0 | 0 | 0 | 0 | 0 | 0 | 0
F3_Commercial_Restaurant (ID)_New_Food Preparation_Natural Gas_Broiler_E10 | F3 | Commercial | Restaurant (ID) | New | Food Preparation | Natural Gas | Broiler | E10 | PACT BC Ratio | 0 | 0 | 0 | 0 | 0 | 0 | 0 | 0 | 0 | 0 | 0 | 0 | 0 | 0 | 0 | 0 | 0 | 0 | 0 | 0 | 0 | 0 | 0 | 0 | 0 | 0 | 0
F4_Commercial_Restaurant (ID)_New_Food Preparation_Natural Gas_Broiler_E1 | F4 | Commercial | Restaurant (ID) | New | Food Preparation | Natural Gas | Broiler | E1 | RVT BC Ratio | [24 empty] | 1 | 1 | 1 | bar: 2019 to 2042
F4_Commercial_Restaurant (ID)_New_Food Preparation_Natural Gas_Broiler_E2 | F4 | Commercial | Restaurant (ID) | New | Food Preparation | Natural Gas | Broiler | E2 | RVT BC Ratio | 1.3537 | 1.3716 | 1.3926 | 1.4171 | 1.4452 | 1.4802 | 1.5153 | 1.5487 | 1.5789 | 1.6081 | 1.6384 | 1.666 | 1.6951 | 1.7226 | 1.7463 | 1.7676 | 1.7857 | 1.803 | 1.8213 | 1.8385 | 1.8557 | 1.8813 | 1.9071 | 1.9338 | 1.9609 | 1.9885 | 2.0167
F4_Commercial_Restaurant (ID)_New_Food Preparation_Natural Gas_Broiler_E3 | F4 | Commercial | Restaurant (ID) | New | Food Preparation | Natural Gas | Broiler | E3 | RVT BC Ratio | 0 | 0 | 0 | 0 | 0 | 0 | 0 | 0 | 0 | 0 | 0 | 0 | 0 | 0 | 0 | 0 | 0 | 0 | 0 | 0 | 0 | 0 | 0 | 0 | 0 | 0 | 0
F4_Commercial_Restaurant (ID)_New_Food Preparation_Natural Gas_Broiler_E4 | F4 | Commercial | Restaurant (ID) | New | Food Preparation | Natural Gas | Broiler | E4 | RVT BC Ratio | 0 | 0 | 0 | 0 | 0 | 0 | 0 | 0 | 0 | 0 | 0 | 0 | 0 | 0 | 0 | 0 | 0 | 0 | 0 | 0 | 0 | 0 | 0 | 0 | 0 | 0 | 0
F4_Commercial_Restaurant (ID)_New_Food Preparation_Natural Gas_Broiler_E5 | F4 | Commercial | Restaurant (ID) | New | Food Preparation | Natural Gas | Broiler | E5 | RVT BC Ratio | 0 | 0 | 0 | 0 | 0 | 0 | 0 | 0 | 0 | 0 | 0 | 0 | 0 | 0 | 0 | 0 | 0 | 0 | 0 | 0 | 0 | 0 | 0 | 0 | 0 | 0 | 0
F4_Commercial_Restaurant (ID)_New_Food Preparation_Natural Gas_Broiler_E6 | F4 | Commercial | Restaurant (ID) | New | Food Preparation | Natural Gas | Broiler | E6 | RVT BC Ratio | 0 | 0 | 0 | 0 | 0 | 0 | 0 | 0 | 0 | 0 | 0 | 0 | 0 | 0 | 0 | 0 | 0 | 0 | 0 | 0 | 0 | 0 | 0 | 0 | 0 | 0 | 0
F4_Commercial_Restaurant (ID)_New_Food Preparation_Natural Gas_Broiler_E7 | F4 | Commercial | Restaurant (ID) | New | Food Preparation | Natural Gas | Broiler | E7 | RVT BC Ratio | 0 | 0 | 0 | 0 | 0 | 0 | 0 | 0 | 0 | 0 | 0 | 0 | 0 | 0 | 0 | 0 | 0 | 0 | 0 | 0 | 0 | 0 | 0 | 0 | 0 | 0 | 0
F4_Commercial_Restaurant (ID)_New_Food Preparation_Natural Gas_Broiler_E8 | F4 | Commercial | Restaurant (ID) | New | Food Preparation | Natural Gas | Broiler | E8 | RVT BC Ratio | 0 | 0 | 0 | 0 | 0 | 0 | 0 | 0 | 0 | 0 | 0 | 0 | 0 | 0 | 0 | 0 | 0 | 0 | 0 | 0 | 0 | 0 | 0 | 0 | 0 | 0 | 0
F4_Commercial_Restaurant (ID)_New_Food Preparation_Natural Gas_Broiler_E9 | F4 | Commercial | Restaurant (ID) | New | Food Preparation | Natural Gas | Broiler | E9 | RVT BC Ratio | 0 | 0 | 0 | 0 | 0 | 0 | 0 | 0 | 0 | 0 | 0 | 0 | 0 | 0 | 0 | 0 | 0 | 0 | 0 | 0 | 0 | 0 | 0 | 0 | 0 | 0 | 0
F4_Commercial_Restaurant (ID)_New_Food Preparation_Natural Gas_Broiler_E10 | F4 | Commercial | Restaurant (ID) | New | Food Preparation | Natural Gas | Broiler | E10 | RVT BC Ratio | 0 | 0 | 0 | 0 | 0 | 0 | 0 | 0 | 0 | 0 | 0 | 0 | 0 | 0 | 0 | 0 | 0 | 0 | 0 | 0 | 0 | 0 | 0 | 0 | 0 | 0 | 0
F5_Commercial_Restaurant (ID)_New_Food Preparation_Natural Gas_Broiler_E1 | F5 | Commercial | Restaurant (ID) | New | Food Preparation | Natural Gas | Broiler | E1 | RIM BC Ratio | [24 empty] | 1 | 1 | 1 | bar: 2019 to 2042
F5_Commercial_Restaurant (ID)_New_Food Preparation_Natural Gas_Broiler_E2 | F5 | Commercial | Restaurant (ID) | New | Food Preparation | Natural Gas | Broiler | E2 | RIM BC Ratio | 0.51791 | 0.52491 | 0.53307 | 0.54202 | 0.5517 | 0.56275 | 0.57396 | 0.5851 | 0.59606 | 0.60726 | 0.61356 | 0.61956 | 0.62598 | 0.63239 | 0.63827 | 0.64391 | 0.64922 | 0.65455 | 0.66018 | 0.66582 | 0.67165 | 0.6751 | 0.6785 | 0.68192 | 0.68532 | 0.68869 | 0.69204
F5_Commercial_Restaurant (ID)_New_Food Preparation_Natural Gas_Broiler_E3 | F5 | Commercial | Restaurant (ID) | New | Food Preparation | Natural Gas | Broiler | E3 | RIM BC Ratio | 0 | 0 | 0 | 0 | 0 | 0 | 0 | 0 | 0 | 0 | 0 | 0 | 0 | 0 | 0 | 0 | 0 | 0 | 0 | 0 | 0 | 0 | 0 | 0 | 0 | 0 | 0
F5_Commercial_Restaurant (ID)_New_Food Preparation_Natural Gas_Broiler_E4 | F5 | Commercial | Restaurant (ID) | New | Food Preparation | Natural Gas | Broiler | E4 | RIM BC Ratio | 0 | 0 | 0 | 0 | 0 | 0 | 0 | 0 | 0 | 0 | 0 | 0 | 0 | 0 | 0 | 0 | 0 | 0 | 0 | 0 | 0 | 0 | 0 | 0 | 0 | 0 | 0
F5_Commercial_Restaurant (ID)_New_Food Preparation_Natural Gas_Broiler_E5 | F5 | Commercial | Restaurant (ID) | New | Food Preparation | Natural Gas | Broiler | E5 | RIM BC Ratio | 0 | 0 | 0 | 0 | 0 | 0 | 0 | 0 | 0 | 0 | 0 | 0 | 0 | 0 | 0 | 0 | 0 | 0 | 0 | 0 | 0 | 0 | 0 | 0 | 0 | 0 | 0
F5_Commercial_Restaurant (ID)_New_Food Preparation_Natural Gas_Broiler_E6 | F5 | Commercial | Restaurant (ID) | New | Food Preparation | Natural Gas | Broiler | E6 | RIM BC Ratio | 0 | 0 | 0 | 0 | 0 | 0 | 0 | 0 | 0 | 0 | 0 | 0 | 0 | 0 | 0 | 0 | 0 | 0 | 0 | 0 | 0 | 0 | 0 | 0 | 0 | 0 | 0
F5_Commercial_Restaurant (ID)_New_Food Preparation_Natural Gas_Broiler_E7 | F5 | Commercial | Restaurant (ID) | New | Food Preparation | Natural Gas | Broiler | E7 | RIM BC Ratio | 0 | 0 | 0 | 0 | 0 | 0 | 0 | 0 | 0 | 0 | 0 | 0 | 0 | 0 | 0 | 0 | 0 | 0 | 0 | 0 | 0 | 0 | 0 | 0 | 0 | 0 | 0
F5_Commercial_Restaurant (ID)_New_Food Preparation_Natural Gas_Broiler_E8 | F5 | Commercial | Restaurant (ID) | New | Food Preparation | Natural Gas | Broiler | E8 | RIM BC Ratio | 0 | 0 | 0 | 0 | 0 | 0 | 0 | 0 | 0 | 0 | 0 | 0 | 0 | 0 | 0 | 0 | 0 | 0 | 0 | 0 | 0 | 0 | 0 | 0 | 0 | 0 | 0
F5_Commercial_Restaurant (ID)_New_Food Preparation_Natural Gas_Broiler_E9 | F5 | Commercial | Restaurant (ID) | New | Food Preparation | Natural Gas | Broiler | E9 | RIM BC Ratio | 0 | 0 | 0 | 0 | 0 | 0 | 0 | 0 | 0 | 0 | 0 | 0 | 0 | 0 | 0 | 0 | 0 | 0 | 0 | 0 | 0 | 0 | 0 | 0 | 0 | 0 | 0
F5_Commercial_Restaurant (ID)_New_Food Preparation_Natural Gas_Broiler_E10 | F5 | Commercial | Restaurant (ID) | New | Food Preparation | Natural Gas | Broiler | E10 | RIM BC Ratio | 0 | 0 | 0 | 0 | 0 | 0 | 0 | 0 | 0 | 0 | 0 | 0 | 0 | 0 | 0 | 0 | 0 | 0 | 0 | 0 | 0 | 0 | 0 | 0 | 0 | 0 | 0
F0_Commercial_Restaurant (ID)_New_Food Preparation_Natural Gas_Griddle_E0 | F0 | Commercial | Restaurant (ID) | New | Food Preparation | Natural Gas | Griddle | E0 | Economic Unit | ENERGY STAR | ENERGY STAR | ENERGY STAR | ENERGY STAR | ENERGY STAR | ENERGY STAR | ENERGY STAR | ENERGY STAR | ENERGY STAR | ENERGY STAR | ENERGY STAR | ENERGY STAR | ENERGY STAR | ENERGY STAR | ENERGY STAR | ENERGY STAR | ENERGY STAR | ENERGY STAR | ENERGY STAR | ENERGY STAR | ENERGY STAR | ENERGY STAR | ENERGY STAR | ENERGY STAR | ENERGY STAR | ENERGY STAR | ENERGY STAR
F1_Commercial_Restaurant (ID)_New_Food Preparation_Natural Gas_Griddle_E1 | F1 | Commercial | Restaurant (ID) | New | Food Preparation | Natural Gas | Griddle | E1 | CCE | 0 | 0 | 0 | 0 | 0 | 0 | 0 | 0 | 0 | 0 | 0 | 0 | 0 | 0 | 0 | 0 | 0 | 0 | 0 | 0 | 0 | 0 | 0 | 0 | 0 | 0 | 0
F1_Commercial_Restaurant (ID)_New_Food Preparation_Natural Gas_Griddle_E2 | F1 | Commercial | Restaurant (ID) | New | Food Preparation | Natural Gas | Griddle | E2 | CCE | 0.0033971 | 0.0033971 | 0.0033971 | 0.0033971 | 0.0033971 | 0.0033971 | 0.0033971 | 0.0033971 | 0.0033971 | 0.0033971 | 0.0033971 | 0.0033971 | 0.0033971 | 0.0033971 | 0.0033971 | 0.0033971 | 0.0033971 | 0.0033971 | 0.0033971 | 0.0033971 | 0.0033971 | 0.0033971 | 0.0033971 | 0.0033971 | 0.0033971 | 0.0033971 | 0.0033971
F1_Commercial_Restaurant (ID)_New_Food Preparation_Natural Gas_Griddle_E3 | F1 | Commercial | Restaurant (ID) | New | Food Preparation | Natural Gas | Griddle | E3 | CCE | 0 | 0 | 0 | 0 | 0 | 0 | 0 | 0 | 0 | 0 | 0 | 0 | 0 | 0 | 0 | 0 | 0 | 0 | 0 | 0 | 0 | 0 | 0 | 0 | 0 | 0 | 0
F1_Commercial_Restaurant (ID)_New_Food Preparation_Natural Gas_Griddle_E4 | F1 | Commercial | Restaurant (ID) | New | Food Preparation | Natural Gas | Griddle | E4 | CCE | 0 | 0 | 0 | 0 | 0 | 0 | 0 | 0 | 0 | 0 | 0 | 0 | 0 | 0 | 0 | 0 | 0 | 0 | 0 | 0 | 0 | 0 | 0 | 0 | 0 | 0 | 0
F1_Commercial_Restaurant (ID)_New_Food Preparation_Natural Gas_Griddle_E5 | F1 | Commercial | Restaurant (ID) | New | Food Preparation | Natural Gas | Griddle | E5 | CCE | 0 | 0 | 0 | 0 | 0 | 0 | 0 | 0 | 0 | 0 | 0 | 0 | 0 | 0 | 0 | 0 | 0 | 0 | 0 | 0 | 0 | 0 | 0 | 0 | 0 | 0 | 0
F1_Commercial_Restaurant (ID)_New_Food Preparation_Natural Gas_Griddle_E6 | F1 | Commercial | Restaurant (ID) | New | Food Preparation | Natural Gas | Griddle | E6 | CCE | 0 | 0 | 0 | 0 | 0 | 0 | 0 | 0 | 0 | 0 | 0 | 0 | 0 | 0 | 0 | 0 | 0 | 0 | 0 | 0 | 0 | 0 | 0 | 0 | 0 | 0 | 0
F1_Commercial_Restaurant (ID)_New_Food Preparation_Natural Gas_Griddle_E7 | F1 | Commercial | Restaurant (ID) | New | Food Preparation | Natural Gas | Griddle | E7 | CCE | 0 | 0 | 0 | 0 | 0 | 0 | 0 | 0 | 0 | 0 | 0 | 0 | 0 | 0 | 0 | 0 | 0 | 0 | 0 | 0 | 0 | 0 | 0 | 0 | 0 | 0 | 0
F1_Commercial_Restaurant (ID)_New_Food Preparation_Natural Gas_Griddle_E8 | F1 | Commercial | Restaurant (ID) | New | Food Preparation | Natural Gas | Griddle | E8 | CCE | 0 | 0 | 0 | 0 | 0 | 0 | 0 | 0 | 0 | 0 | 0 | 0 | 0 | 0 | 0 | 0 | 0 | 0 | 0 | 0 | 0 | 0 | 0 | 0 | 0 | 0 | 0
F1_Commercial_Restaurant (ID)_New_Food Preparation_Natural Gas_Griddle_E9 | F1 | Commercial | Restaurant (ID) | New | Food Preparation | Natural Gas | Griddle | E9 | CCE | 0 | 0 | 0 | 0 | 0 | 0 | 0 | 0 | 0 | 0 | 0 | 0 | 0 | 0 | 0 | 0 | 0 | 0 | 0 | 0 | 0 | 0 | 0 | 0 | 0 | 0 | 0
F1_Commercial_Restaurant (ID)_New_Food Preparation_Natural Gas_Griddle_E10 | F1 | Commercial | Restaurant (ID) | New | Food Preparation | Natural Gas | Griddle | E10 | CCE | 0 | 0 | 0 | 0 | 0 | 0 | 0 | 0 | 0 | 0 | 0 | 0 | 0 | 0 | 0 | 0 | 0 | 0 | 0 | 0 | 0 | 0 | 0 | 0 | 0 | 0 | 0
F2_Commercial_Restaurant (ID)_New_Food Preparation_Natural Gas_Griddle_E1 | F2 | Commercial | Restaurant (ID) | New | Food Preparation | Natural Gas | Griddle | E1 | TRC BC Ratio | [24 empty] | 1 | 1 | 1 | bar: 2019 to 2042
F2_Commercial_Restaurant (ID)_New_Food Preparation_Natural Gas_Griddle_E2 | F2 | Commercial | Restaurant (ID) | New | Food Preparation | Natural Gas | Griddle | E2 | TRC BC Ratio | 1.0477 | 1.0741 | 1.1053 | 1.1412 | 1.1817 | 1.2311 | 1.2818 | 1.3321 | 1.3805 | 1.4296 | 1.4686 | 1.5052 | 1.5445 | 1.583 | 1.6174 | 1.6496 | 1.6785 | 1.707 | 1.7374 | 1.7671 | 1.7976 | 1.8293 | 1.8614 | 1.8945 | 1.9281 | 1.9624 | 1.9972
F2_Commercial_Restaurant (ID)_New_Food Preparation_Natural Gas_Griddle_E3 | F2 | Commercial | Restaurant (ID) | New | Food Preparation | Natural Gas | Griddle | E3 | TRC BC Ratio | 0 | 0 | 0 | 0 | 0 | 0 | 0 | 0 | 0 | 0 | 0 | 0 | 0 | 0 | 0 | 0 | 0 | 0 | 0 | 0 | 0 | 0 | 0 | 0 | 0 | 0 | 0
F2_Commercial_Restaurant (ID)_New_Food Preparation_Natural Gas_Griddle_E4 | F2 | Commercial | Restaurant (ID) | New | Food Preparation | Natural Gas | Griddle | E4 | TRC BC Ratio | 0 | 0 | 0 | 0 | 0 | 0 | 0 | 0 | 0 | 0 | 0 | 0 | 0 | 0 | 0 | 0 | 0 | 0 | 0 | 0 | 0 | 0 | 0 | 0 | 0 | 0 | 0
F2_Commercial_Restaurant (ID)_New_Food Preparation_Natural Gas_Griddle_E5 | F2 | Commercial | Restaurant (ID) | New | Food Preparation | Natural Gas | Griddle | E5 | TRC BC Ratio | 0 | 0 | 0 | 0 | 0 | 0 | 0 | 0 | 0 | 0 | 0 | 0 | 0 | 0 | 0 | 0 | 0 | 0 | 0 | 0 | 0 | 0 | 0 | 0 | 0 | 0 | 0
F2_Commercial_Restaurant (ID)_New_Food Preparation_Natural Gas_Griddle_E6 | F2 | Commercial | Restaurant (ID) | New | Food Preparation | Natural Gas | Griddle | E6 | TRC BC Ratio | 0 | 0 | 0 | 0 | 0 | 0 | 0 | 0 | 0 | 0 | 0 | 0 | 0 | 0 | 0 | 0 | 0 | 0 | 0 | 0 | 0 | 0 | 0 | 0 | 0 | 0 | 0
F2_Commercial_Restaurant (ID)_New_Food Preparation_Natural Gas_Griddle_E7 | F2 | Commercial | Restaurant (ID) | New | Food Preparation | Natural Gas | Griddle | E7 | TRC BC Ratio | 0 | 0 | 0 | 0 | 0 | 0 | 0 | 0 | 0 | 0 | 0 | 0 | 0 | 0 | 0 | 0 | 0 | 0 | 0 | 0 | 0 | 0 | 0 | 0 | 0 | 0 | 0
F2_Commercial_Restaurant (ID)_New_Food Preparation_Natural Gas_Griddle_E8 | F2 | Commercial | Restaurant (ID) | New | Food Preparation | Natural Gas | Griddle | E8 | TRC BC Ratio | 0 | 0 | 0 | 0 | 0 | 0 | 0 | 0 | 0 | 0 | 0 | 0 | 0 | 0 | 0 | 0 | 0 | 0 | 0 | 0 | 0 | 0 | 0 | 0 | 0 | 0 | 0
F2_Commercial_Restaurant (ID)_New_Food Preparation_Natural Gas_Griddle_E9 | F2 | Commercial | Restaurant (ID) | New | Food Preparation | Natural Gas | Griddle | E9 | TRC BC Ratio | 0 | 0 | 0 | 0 | 0 | 0 | 0 | 0 | 0 | 0 | 0 | 0 | 0 | 0 | 0 | 0 | 0 | 0 | 0 | 0 | 0 | 0 | 0 | 0 | 0 | 0 | 0
F2_Commercial_Restaurant (ID)_New_Food Preparation_Natural Gas_Griddle_E10 | F2 | Commercial | Restaurant (ID) | New | Food Preparation | Natural Gas | Griddle | E10 | TRC BC Ratio | 0 | 0 | 0 | 0 | 0 | 0 | 0 | 0 | 0 | 0 | 0 | 0 | 0 | 0 | 0 | 0 | 0 | 0 | 0 | 0 | 0 | 0 | 0 | 0 | 0 | 0 | 0
F3_Commercial_Restaurant (ID)_New_Food Preparation_Natural Gas_Griddle_E1 | F3 | Commercial | Restaurant (ID) | New | Food Preparation | Natural Gas | Griddle | E1 | PACT BC Ratio | [24 empty] | 1 | 1 | 1 | bar: 2019 to 2042
F3_Commercial_Restaurant (ID)_New_Food Preparation_Natural Gas_Griddle_E2 | F3 | Commercial | Restaurant (ID) | New | Food Preparation | Natural Gas | Griddle | E2 | PACT BC Ratio | 2.0747 | 2.127 | 2.189 | 2.26 | 2.3403 | 2.4379 | 2.5385 | 2.638 | 2.7339 | 2.8311 | 2.9084 | 2.9809 | 3.0587 | 3.1349 | 3.203 | 3.2668 | 3.3239 | 3.3804 | 3.4407 | 3.4995 | 3.5599 | 3.6227 | 3.6862 | 3.7517 | 3.8184 | 3.8862 | 3.9553
F3_Commercial_Restaurant (ID)_New_Food Preparation_Natural Gas_Griddle_E3 | F3 | Commercial | Restaurant (ID) | New | Food Preparation | Natural Gas | Griddle | E3 | PACT BC Ratio | 0 | 0 | 0 | 0 | 0 | 0 | 0 | 0 | 0 | 0 | 0 | 0 | 0 | 0 | 0 | 0 | 0 | 0 | 0 | 0 | 0 | 0 | 0 | 0 | 0 | 0 | 0
F3_Commercial_Restaurant (ID)_New_Food Preparation_Natural Gas_Griddle_E4 | F3 | Commercial | Restaurant (ID) | New | Food Preparation | Natural Gas | Griddle | E4 | PACT BC Ratio | 0 | 0 | 0 | 0 | 0 | 0 | 0 | 0 | 0 | 0 | 0 | 0 | 0 | 0 | 0 | 0 | 0 | 0 | 0 | 0 | 0 | 0 | 0 | 0 | 0 | 0 | 0
F3_Commercial_Restaurant (ID)_New_Food Preparation_Natural Gas_Griddle_E5 | F3 | Commercial | Restaurant (ID) | New | Food Preparation | Natural Gas | Griddle | E5 | PACT BC Ratio | 0 | 0 | 0 | 0 | 0 | 0 | 0 | 0 | 0 | 0 | 0 | 0 | 0 | 0 | 0 | 0 | 0 | 0 | 0 | 0 | 0 | 0 | 0 | 0 | 0 | 0 | 0
F3_Commercial_Restaurant (ID)_New_Food Preparation_Natural Gas_Griddle_E6 | F3 | Commercial | Restaurant (ID) | New | Food Preparation | Natural Gas | Griddle | E6 | PACT BC Ratio | 0 | 0 | 0 | 0 | 0 | 0 | 0 | 0 | 0 | 0 | 0 | 0 | 0 | 0 | 0 | 0 | 0 | 0 | 0 | 0 | 0 | 0 | 0 | 0 | 0 | 0 | 0
F3_Commercial_Restaurant (ID)_New_Food Preparation_Natural Gas_Griddle_E7 | F3 | Commercial | Restaurant (ID) | New | Food Preparation | Natural Gas | Griddle | E7 | PACT BC Ratio | 0 | 0 | 0 | 0 | 0 | 0 | 0 | 0 | 0 | 0 | 0 | 0 | 0 | 0 | 0 | 0 | 0 | 0 | 0 | 0 | 0 | 0 | 0 | 0 | 0 | 0 | 0
F3_Commercial_Restaurant (ID)_New_Food Preparation_Natural Gas_Griddle_E8 | F3 | Commercial | Restaurant (ID) | New | Food Preparation | Natural Gas | Griddle | E8 | PACT BC Ratio | 0 | 0 | 0 | 0 | 0 | 0 | 0 | 0 | 0 | 0 | 0 | 0 | 0 | 0 | 0 | 0 | 0 | 0 | 0 | 0 | 0 | 0 | 0 | 0 | 0 | 0 | 0
F3_Commercial_Restaurant (ID)_New_Food Preparation_Natural Gas_Griddle_E9 | F3 | Commercial | Restaurant (ID) | New | Food Preparation | Natural Gas | Griddle | E9 | PACT BC Ratio | 0 | 0 | 0 | 0 | 0 | 0 | 0 | 0 | 0 | 0 | 0 | 0 | 0 | 0 | 0 | 0 | 0 | 0 | 0 | 0 | 0 | 0 | 0 | 0 | 0 | 0 | 0
F3_Commercial_Restaurant (ID)_New_Food Preparation_Natural Gas_Griddle_E10 | F3 | Commercial | Restaurant (ID) | New | Food Preparation | Natural Gas | Griddle | E10 | PACT BC Ratio | 0 | 0 | 0 | 0 | 0 | 0 | 0 | 0 | 0 | 0 | 0 | 0 | 0 | 0 | 0 | 0 | 0 | 0 | 0 | 0 | 0 | 0 | 0 | 0 | 0 | 0 | 0
F4_Commercial_Restaurant (ID)_New_Food Preparation_Natural Gas_Griddle_E1 | F4 | Commercial | Restaurant (ID) | New | Food Preparation | Natural Gas | Griddle | E1 | RVT BC Ratio | [24 empty] | 1 | 1 | 1 | bar: 2019 to 2042
F4_Commercial_Restaurant (ID)_New_Food Preparation_Natural Gas_Griddle_E2 | F4 | Commercial | Restaurant (ID) | New | Food Preparation | Natural Gas | Griddle | E2 | RVT BC Ratio | 1.8867 | 1.9146 | 1.9475 | 1.9857 | 2.0296 | 2.0843 | 2.1392 | 2.1913 | 2.2385 | 2.2842 | 2.3316 | 2.3746 | 2.4201 | 2.4631 | 2.5 | 2.5334 | 2.5617 | 2.5886 | 2.6173 | 2.6441 | 2.6709 | 2.7109 | 2.7513 | 2.793 | 2.8354 | 2.8785 | 2.9225
F4_Commercial_Restaurant (ID)_New_Food Preparation_Natural Gas_Griddle_E3 | F4 | Commercial | Restaurant (ID) | New | Food Preparation | Natural Gas | Griddle | E3 | RVT BC Ratio | 0 | 0 | 0 | 0 | 0 | 0 | 0 | 0 | 0 | 0 | 0 | 0 | 0 | 0 | 0 | 0 | 0 | 0 | 0 | 0 | 0 | 0 | 0 | 0 | 0 | 0 | 0
F4_Commercial_Restaurant (ID)_New_Food Preparation_Natural Gas_Griddle_E4 | F4 | Commercial | Restaurant (ID) | New | Food Preparation | Natural Gas | Griddle | E4 | RVT BC Ratio | 0 | 0 | 0 | 0 | 0 | 0 | 0 | 0 | 0 | 0 | 0 | 0 | 0 | 0 | 0 | 0 | 0 | 0 | 0 | 0 | 0 | 0 | 0 | 0 | 0 | 0 | 0
F4_Commercial_Restaurant (ID)_New_Food Preparation_Natural Gas_Griddle_E5 | F4 | Commercial | Restaurant (ID) | New | Food Preparation | Natural Gas | Griddle | E5 | RVT BC Ratio | 0 | 0 | 0 | 0 | 0 | 0 | 0 | 0 | 0 | 0 | 0 | 0 | 0 | 0 | 0 | 0 | 0 | 0 | 0 | 0 | 0 | 0 | 0 | 0 | 0 | 0 | 0
F4_Commercial_Restaurant (ID)_New_Food Preparation_Natural Gas_Griddle_E6 | F4 | Commercial | Restaurant (ID) | New | Food Preparation | Natural Gas | Griddle | E6 | RVT BC Ratio | 0 | 0 | 0 | 0 | 0 | 0 | 0 | 0 | 0 | 0 | 0 | 0 | 0 | 0 | 0 | 0 | 0 | 0 | 0 | 0 | 0 | 0 | 0 | 0 | 0 | 0 | 0
F4_Commercial_Restaurant (ID)_New_Food Preparation_Natural Gas_Griddle_E7 | F4 | Commercial | Restaurant (ID) | New | Food Preparation | Natural Gas | Griddle | E7 | RVT BC Ratio | 0 | 0 | 0 | 0 | 0 | 0 | 0 | 0 | 0 | 0 | 0 | 0 | 0 | 0 | 0 | 0 | 0 | 0 | 0 | 0 | 0 | 0 | 0 | 0 | 0 | 0 | 0
F4_Commercial_Restaurant (ID)_New_Food Preparation_Natural Gas_Griddle_E8 | F4 | Commercial | Restaurant (ID) | New | Food Preparation | Natural Gas | Griddle | E8 | RVT BC Ratio | 0 | 0 | 0 | 0 | 0 | 0 | 0 | 0 | 0 | 0 | 0 | 0 | 0 | 0 | 0 | 0 | 0 | 0 | 0 | 0 | 0 | 0 | 0 | 0 | 0 | 0 | 0
F4_Commercial_Restaurant (ID)_New_Food Preparation_Natural Gas_Griddle_E9 | F4 | Commercial | Restaurant (ID) | New | Food Preparation | Natural Gas | Griddle | E9 | RVT BC Ratio | 0 | 0 | 0 | 0 | 0 | 0 | 0 | 0 | 0 | 0 | 0 | 0 | 0 | 0 | 0 | 0 | 0 | 0 | 0 | 0 | 0 | 0 | 0 | 0 | 0 | 0 | 0
F4_Commercial_Restaurant (ID)_New_Food Preparation_Natural Gas_Griddle_E10 | F4 | Commercial | Restaurant (ID) | New | Food Preparation | Natural Gas | Griddle | E10 | RVT BC Ratio | 0 | 0 | 0 | 0 | 0 | 0 | 0 | 0 | 0 | 0 | 0 | 0 | 0 | 0 | 0 | 0 | 0 | 0 | 0 | 0 | 0 | 0 | 0 | 0 | 0 | 0 | 0
F5_Commercial_Restaurant (ID)_New_Food Preparation_Natural Gas_Griddle_E1 | F5 | Commercial | Restaurant (ID) | New | Food Preparation | Natural Gas | Griddle | E1 | RIM BC Ratio | [24 empty] | 1 | 1 | 1 | bar: 2019 to 2042
F5_Commercial_Restaurant (ID)_New_Food Preparation_Natural Gas_Griddle_E2 | F5 | Commercial | Restaurant (ID) | New | Food Preparation | Natural Gas | Griddle | E2 | RIM BC Ratio | 0.60249 | 0.6095 | 0.61766 | 0.62653 | 0.63603 | 0.6467 | 0.65757 | 0.66847 | 0.67936 | 0.69056 | 0.69615 | 0.70156 | 0.70739 | 0.71331 | 0.71883 | 0.72418 | 0.72932 | 0.73454 | 0.74003 | 0.74559 | 0.75137 | 0.75413 | 0.75684 | 0.75956 | 0.76226 | 0.76492 | 0.76756
F5_Commercial_Restaurant (ID)_New_Food Preparation_Natural Gas_Griddle_E3 | F5 | Commercial | Restaurant (ID) | New | Food Preparation | Natural Gas | Griddle | E3 | RIM BC Ratio | 0 | 0 | 0 | 0 | 0 | 0 | 0 | 0 | 0 | 0 | 0 | 0 | 0 | 0 | 0 | 0 | 0 | 0 | 0 | 0 | 0 | 0 | 0 | 0 | 0 | 0 | 0
F5_Commercial_Restaurant (ID)_New_Food Preparation_Natural Gas_Griddle_E4 | F5 | Commercial | Restaurant (ID) | New | Food Preparation | Natural Gas | Griddle | E4 | RIM BC Ratio | 0 | 0 | 0 | 0 | 0 | 0 | 0 | 0 | 0 | 0 | 0 | 0 | 0 | 0 | 0 | 0 | 0 | 0 | 0 | 0 | 0 | 0 | 0 | 0 | 0 | 0 | 0
F5_Commercial_Restaurant (ID)_New_Food Preparation_Natural Gas_Griddle_E5 | F5 | Commercial | Restaurant (ID) | New | Food Preparation | Natural Gas | Griddle | E5 | RIM BC Ratio | 0 | 0 | 0 | 0 | 0 | 0 | 0 | 0 | 0 | 0 | 0 | 0 | 0 | 0 | 0 | 0 | 0 | 0 | 0 | 0 | 0 | 0 | 0 | 0 | 0 | 0 | 0
F5_Commercial_Restaurant (ID)_New_Food Preparation_Natural Gas_Griddle_E6 | F5 | Commercial | Restaurant (ID) | New | Food Preparation | Natural Gas | Griddle | E6 | RIM BC Ratio | 0 | 0 | 0 | 0 | 0 | 0 | 0 | 0 | 0 | 0 | 0 | 0 | 0 | 0 | 0 | 0 | 0 | 0 | 0 | 0 | 0 | 0 | 0 | 0 | 0 | 0 | 0
F5_Commercial_Restaurant (ID)_New_Food Preparation_Natural Gas_Griddle_E7 | F5 | Commercial | Restaurant (ID) | New | Food Preparation | Natural Gas | Griddle | E7 | RIM BC Ratio | 0 | 0 | 0 | 0 | 0 | 0 | 0 | 0 | 0 | 0 | 0 | 0 | 0 | 0 | 0 | 0 | 0 | 0 | 0 | 0 | 0 | 0 | 0 | 0 | 0 | 0 | 0
F5_Commercial_Restaurant (ID)_New_Food Preparation_Natural Gas_Griddle_E8 | F5 | Commercial | Restaurant (ID) | New | Food Preparation | Natural Gas | Griddle | E8 | RIM BC Ratio | 0 | 0 | 0 | 0 | 0 | 0 | 0 | 0 | 0 | 0 | 0 | 0 | 0 | 0 | 0 | 0 | 0 | 0 | 0 | 0 | 0 | 0 | 0 | 0 | 0 | 0 | 0
F5_Commercial_Restaurant (ID)_New_Food Preparation_Natural Gas_Griddle_E9 | F5 | Commercial | Restaurant (ID) | New | Food Preparation | Natural Gas | Griddle | E9 | RIM BC Ratio | 0 | 0 | 0 | 0 | 0 | 0 | 0 | 0 | 0 | 0 | 0 | 0 | 0 | 0 | 0 | 0 | 0 | 0 | 0 | 0 | 0 | 0 | 0 | 0 | 0 | 0 | 0
F5_Commercial_Restaurant (ID)_New_Food Preparation_Natural Gas_Griddle_E10 | F5 | Commercial | Restaurant (ID) | New | Food Preparation | Natural Gas | Griddle | E10 | RIM BC Ratio | 0 | 0 | 0 | 0 | 0 | 0 | 0 | 0 | 0 | 0 | 0 | 0 | 0 | 0 | 0 | 0 | 0 | 0 | 0 | 0 | 0 | 0 | 0 | 0 | 0 | 0 | 0
F0_Commercial_Restaurant (ID)_New_Food Preparation_Natural Gas_Range_E0 | F0 | Commercial | Restaurant (ID) | New | Food Preparation | Natural Gas | Range | E0 | Economic Unit | High Efficiency | High Efficiency | High Efficiency | High Efficiency | High Efficiency | High Efficiency | High Efficiency | High Efficiency | High Efficiency | High Efficiency | High Efficiency | High Efficiency | High Efficiency | High Efficiency | High Efficiency | High Efficiency | High Efficiency | High Efficiency | High Efficiency | High Efficiency | High Efficiency | High Efficiency | High Efficiency | High Efficiency | High Efficiency | High Efficiency | High Efficiency
F1_Commercial_Restaurant (ID)_New_Food Preparation_Natural Gas_Range_E1 | F1 | Commercial | Restaurant (ID) | New | Food Preparation | Natural Gas | Range | E1 | CCE | 0 | 0 | 0 | 0 | 0 | 0 | 0 | 0 | 0 | 0 | 0 | 0 | 0 | 0 | 0 | 0 | 0 | 0 | 0 | 0 | 0 | 0 | 0 | 0 | 0 | 0 | 0
F1_Commercial_Restaurant (ID)_New_Food Preparation_Natural Gas_Range_E2 | F1 | Commercial | Restaurant (ID) | New | Food Preparation | Natural Gas | Range | E2 | CCE | 0.0008444 | 0.0008444 | 0.0008444 | 0.0008444 | 0.0008444 | 0.0008444 | 0.0008444 | 0.0008444 | 0.0008444 | 0.0008444 | 0.0008444 | 0.0008444 | 0.0008444 | 0.0008444 | 0.0008444 | 0.0008444 | 0.0008444 | 0.0008444 | 0.0008444 | 0.0008444 | 0.0008444 | 0.0008444 | 0.0008444 | 0.0008444 | 0.0008444 | 0.0008444 | 0.0008444
F1_Commercial_Restaurant (ID)_New_Food Preparation_Natural Gas_Range_E3 | F1 | Commercial | Restaurant (ID) | New | Food Preparation | Natural Gas | Range | E3 | CCE | 0 | 0 | 0 | 0 | 0 | 0 | 0 | 0 | 0 | 0 | 0 | 0 | 0 | 0 | 0 | 0 | 0 | 0 | 0 | 0 | 0 | 0 | 0 | 0 | 0 | 0 | 0
F1_Commercial_Restaurant (ID)_New_Food Preparation_Natural Gas_Range_E4 | F1 | Commercial | Restaurant (ID) | New | Food Preparation | Natural Gas | Range | E4 | CCE | 0 | 0 | 0 | 0 | 0 | 0 | 0 | 0 | 0 | 0 | 0 | 0 | 0 | 0 | 0 | 0 | 0 | 0 | 0 | 0 | 0 | 0 | 0 | 0 | 0 | 0 | 0
F1_Commercial_Restaurant (ID)_New_Food Preparation_Natural Gas_Range_E5 | F1 | Commercial | Restaurant (ID) | New | Food Preparation | Natural Gas | Range | E5 | CCE | 0 | 0 | 0 | 0 | 0 | 0 | 0 | 0 | 0 | 0 | 0 | 0 | 0 | 0 | 0 | 0 | 0 | 0 | 0 | 0 | 0 | 0 | 0 | 0 | 0 | 0 | 0
F1_Commercial_Restaurant (ID)_New_Food Preparation_Natural Gas_Range_E6 | F1 | Commercial | Restaurant (ID) | New | Food Preparation | Natural Gas | Range | E6 | CCE | 0 | 0 | 0 | 0 | 0 | 0 | 0 | 0 | 0 | 0 | 0 | 0 | 0 | 0 | 0 | 0 | 0 | 0 | 0 | 0 | 0 | 0 | 0 | 0 | 0 | 0 | 0
F1_Commercial_Restaurant (ID)_New_Food Preparation_Natural Gas_Range_E7 | F1 | Commercial | Restaurant (ID) | New | Food Preparation | Natural Gas | Range | E7 | CCE | 0 | 0 | 0 | 0 | 0 | 0 | 0 | 0 | 0 | 0 | 0 | 0 | 0 | 0 | 0 | 0 | 0 | 0 | 0 | 0 | 0 | 0 | 0 | 0 | 0 | 0 | 0
F1_Commercial_Restaurant (ID)_New_Food Preparation_Natural Gas_Range_E8 | F1 | Commercial | Restaurant (ID) | New | Food Preparation | Natural Gas | Range | E8 | CCE | 0 | 0 | 0 | 0 | 0 | 0 | 0 | 0 | 0 | 0 | 0 | 0 | 0 | 0 | 0 | 0 | 0 | 0 | 0 | 0 | 0 | 0 | 0 | 0 | 0 | 0 | 0
F1_Commercial_Restaurant (ID)_New_Food Preparation_Natural Gas_Range_E9 | F1 | Commercial | Restaurant (ID) | New | Food Preparation | Natural Gas | Range | E9 | CCE | 0 | 0 | 0 | 0 | 0 | 0 | 0 | 0 | 0 | 0 | 0 | 0 | 0 | 0 | 0 | 0 | 0 | 0 | 0 | 0 | 0 | 0 | 0 | 0 | 0 | 0 | 0
F1_Commercial_Restaurant (ID)_New_Food Preparation_Natural Gas_Range_E10 | F1 | Commercial | Restaurant (ID) | New | Food Preparation | Natural Gas | Range | E10 | CCE | 0 | 0 | 0 | 0 | 0 | 0 | 0 | 0 | 0 | 0 | 0 | 0 | 0 | 0 | 0 | 0 | 0 | 0 | 0 | 0 | 0 | 0 | 0 | 0 | 0 | 0 | 0
F2_Commercial_Restaurant (ID)_New_Food Preparation_Natural Gas_Range_E1 | F2 | Commercial | Restaurant (ID) | New | Food Preparation | Natural Gas | Range | E1 | TRC BC Ratio | [24 empty] | 1 | 1 | 1 | bar: 2019 to 2042
F2_Commercial_Restaurant (ID)_New_Food Preparation_Natural Gas_Range_E2 | F2 | Commercial | Restaurant (ID) | New | Food Preparation | Natural Gas | Range | E2 | TRC BC Ratio | 4.1072 | 4.202 | 4.3212 | 4.4619 | 4.6256 | 4.8319 | 5.0468 | 5.2611 | 5.4678 | 5.6774 | 5.8409 | 5.9931 | 6.1571 | 6.3168 | 6.4578 | 6.5882 | 6.7033 | 6.8164 | 6.938 | 7.056 | 7.1773 | 7.3039 | 7.4316 | 7.5636 | 7.698 | 7.8348 | 7.974
F2_Commercial_Restaurant (ID)_New_Food Preparation_Natural Gas_Range_E3 | F2 | Commercial | Restaurant (ID) | New | Food Preparation | Natural Gas | Range | E3 | TRC BC Ratio | 0 | 0 | 0 | 0 | 0 | 0 | 0 | 0 | 0 | 0 | 0 | 0 | 0 | 0 | 0 | 0 | 0 | 0 | 0 | 0 | 0 | 0 | 0 | 0 | 0 | 0 | 0
F2_Commercial_Restaurant (ID)_New_Food Preparation_Natural Gas_Range_E4 | F2 | Commercial | Restaurant (ID) | New | Food Preparation | Natural Gas | Range | E4 | TRC BC Ratio | 0 | 0 | 0 | 0 | 0 | 0 | 0 | 0 | 0 | 0 | 0 | 0 | 0 | 0 | 0 | 0 | 0 | 0 | 0 | 0 | 0 | 0 | 0 | 0 | 0 | 0 | 0
F2_Commercial_Restaurant (ID)_New_Food Preparation_Natural Gas_Range_E5 | F2 | Commercial | Restaurant (ID) | New | Food Preparation | Natural Gas | Range | E5 | TRC BC Ratio | 0 | 0 | 0 | 0 | 0 | 0 | 0 | 0 | 0 | 0 | 0 | 0 | 0 | 0 | 0 | 0 | 0 | 0 | 0 | 0 | 0 | 0 | 0 | 0 | 0 | 0 | 0
F2_Commercial_Restaurant (ID)_New_Food Preparation_Natural Gas_Range_E6 | F2 | Commercial | Restaurant (ID) | New | Food Preparation | Natural Gas | Range | E6 | TRC BC Ratio | 0 | 0 | 0 | 0 | 0 | 0 | 0 | 0 | 0 | 0 | 0 | 0 | 0 | 0 | 0 | 0 | 0 | 0 | 0 | 0 | 0 | 0 | 0 | 0 | 0 | 0 | 0
F2_Commercial_Restaurant (ID)_New_Food Preparation_Natural Gas_Range_E7 | F2 | Commercial | Restaurant (ID) | New | Food Preparation | Natural Gas | Range | E7 | TRC BC Ratio | 0 | 0 | 0 | 0 | 0 | 0 | 0 | 0 | 0 | 0 | 0 | 0 | 0 | 0 | 0 | 0 | 0 | 0 | 0 | 0 | 0 | 0 | 0 | 0 | 0 | 0 | 0
F2_Commercial_Restaurant (ID)_New_Food Preparation_Natural Gas_Range_E8 | F2 | Commercial | Restaurant (ID) | New | Food Preparation | Natural Gas | Range | E8 | TRC BC Ratio | 0 | 0 | 0 | 0 | 0 | 0 | 0 | 0 | 0 | 0 | 0 | 0 | 0 | 0 | 0 | 0 | 0 | 0 | 0 | 0 | 0 | 0 | 0 | 0 | 0 | 0 | 0
F2_Commercial_Restaurant (ID)_New_Food Preparation_Natural Gas_Range_E9 | F2 | Commercial | Restaurant (ID) | New | Food Preparation | Natural Gas | Range | E9 | TRC BC Ratio | 0 | 0 | 0 | 0 | 0 | 0 | 0 | 0 | 0 | 0 | 0 | 0 | 0 | 0 | 0 | 0 | 0 | 0 | 0 | 0 | 0 | 0 | 0 | 0 | 0 | 0 | 0
F2_Commercial_Restaurant (ID)_New_Food Preparation_Natural Gas_Range_E10 | F2 | Commercial | Restaurant (ID) | New | Food Preparation | Natural Gas | Range | E10 | TRC BC Ratio | 0 | 0 | 0 | 0 | 0 | 0 | 0 | 0 | 0 | 0 | 0 | 0 | 0 | 0 | 0 | 0 | 0 | 0 | 0 | 0 | 0 | 0 | 0 | 0 | 0 | 0 | 0
F3_Commercial_Restaurant (ID)_New_Food Preparation_Natural Gas_Range_E1 | F3 | Commercial | Restaurant (ID) | New | Food Preparation | Natural Gas | Range | E1 | PACT BC Ratio | [24 empty] | 1 | 1 | 1 | bar: 2019 to 2042
F3_Commercial_Restaurant (ID)_New_Food Preparation_Natural Gas_Range_E2 | F3 | Commercial | Restaurant (ID) | New | Food Preparation | Natural Gas | Range | E2 | PACT BC Ratio | 8.1337 | 8.3214 | 8.5576 | 8.8363 | 9.1603 | 9.5689 | 9.9946 | 10.419 | 10.8283 | 11.2433 | 11.5672 | 11.8684 | 12.1933 | 12.5097 | 12.7887 | 13.0471 | 13.275 | 13.499 | 13.7399 | 13.9734 | 14.2137 | 14.4643 | 14.7173 | 14.9788 | 15.2449 | 15.5157 | 15.7914
F3_Commercial_Restaurant (ID)_New_Food Preparation_Natural Gas_Range_E3 | F3 | Commercial | Restaurant (ID) | New | Food Preparation | Natural Gas | Range | E3 | PACT BC Ratio | 0 | 0 | 0 | 0 | 0 | 0 | 0 | 0 | 0 | 0 | 0 | 0 | 0 | 0 | 0 | 0 | 0 | 0 | 0 | 0 | 0 | 0 | 0 | 0 | 0 | 0 | 0
F3_Commercial_Restaurant (ID)_New_Food Preparation_Natural Gas_Range_E4 | F3 | Commercial | Restaurant (ID) | New | Food Preparation | Natural Gas | Range | E4 | PACT BC Ratio | 0 | 0 | 0 | 0 | 0 | 0 | 0 | 0 | 0 | 0 | 0 | 0 | 0 | 0 | 0 | 0 | 0 | 0 | 0 | 0 | 0 | 0 | 0 | 0 | 0 | 0 | 0
F3_Commercial_Restaurant (ID)_New_Food Preparation_Natural Gas_Range_E5 | F3 | Commercial | Restaurant (ID) | New | Food Preparation | Natural Gas | Range | E5 | PACT BC Ratio | 0 | 0 | 0 | 0 | 0 | 0 | 0 | 0 | 0 | 0 | 0 | 0 | 0 | 0 | 0 | 0 | 0 | 0 | 0 | 0 | 0 | 0 | 0 | 0 | 0 | 0 | 0
F3_Commercial_Restaurant (ID)_New_Food Preparation_Natural Gas_Range_E6 | F3 | Commercial | Restaurant (ID) | New | Food Preparation | Natural Gas | Range | E6 | PACT BC Ratio | 0 | 0 | 0 | 0 | 0 | 0 | 0 | 0 | 0 | 0 | 0 | 0 | 0 | 0 | 0 | 0 | 0 | 0 | 0 | 0 | 0 | 0 | 0 | 0 | 0 | 0 | 0
F3_Commercial_Restaurant (ID)_New_Food Preparation_Natural Gas_Range_E7 | F3 | Commercial | Restaurant (ID) | New | Food Preparation | Natural Gas | Range | E7 | PACT BC Ratio | 0 | 0 | 0 | 0 | 0 | 0 | 0 | 0 | 0 | 0 | 0 | 0 | 0 | 0 | 0 | 0 | 0 | 0 | 0 | 0 | 0 | 0 | 0 | 0 | 0 | 0 | 0
F3_Commercial_Restaurant (ID)_New_Food Preparation_Natural Gas_Range_E8 | F3 | Commercial | Restaurant (ID) | New | Food Preparation | Natural Gas | Range | E8 | PACT BC Ratio | 0 | 0 | 0 | 0 | 0 | 0 | 0 | 0 | 0 | 0 | 0 | 0 | 0 | 0 | 0 | 0 | 0 | 0 | 0 | 0 | 0 | 0 | 0 | 0 | 0 | 0 | 0
F3_Commercial_Restaurant (ID)_New_Food Preparation_Natural Gas_Range_E9 | F3 | Commercial | Restaurant (ID) | New | Food Preparation | Natural Gas | Range | E9 | PACT BC Ratio | 0 | 0 | 0 | 0 | 0 | 0 | 0 | 0 | 0 | 0 | 0 | 0 | 0 | 0 | 0 | 0 | 0 | 0 | 0 | 0 | 0 | 0 | 0 | 0 | 0 | 0 | 0
F3_Commercial_Restaurant (ID)_New_Food Preparation_Natural Gas_Range_E10 | F3 | Commercial | Restaurant (ID) | New | Food Preparation | Natural Gas | Range | E10 | PACT BC Ratio | 0 | 0 | 0 | 0 | 0 | 0 | 0 | 0 | 0 | 0 | 0 | 0 | 0 | 0 | 0 | 0 | 0 | 0 | 0 | 0 | 0 | 0 | 0 | 0 | 0 | 0 | 0
F4_Commercial_Restaurant (ID)_New_Food Preparation_Natural Gas_Range_E1 | F4 | Commercial | Restaurant (ID) | New | Food Preparation | Natural Gas | Range | E1 | RVT BC Ratio | [24 empty] | 1 | 1 | 1 | bar: 2019 to 2042
F4_Commercial_Restaurant (ID)_New_Food Preparation_Natural Gas_Range_E2 | F4 | Commercial | Restaurant (ID) | New | Food Preparation | Natural Gas | Range | E2 | RVT BC Ratio | 6.2689 | 6.3665 | 6.4854 | 6.63 | 6.8019 | 7.0292 | 7.2624 | 7.488 | 7.6956 | 7.895 | 8.0998 | 8.2827 | 8.4736 | 8.65 | 8.7985 | 8.9302 | 9.0381 | 9.1399 | 9.249 | 9.3492 | 9.4494 | 9.6088 | 9.7698 | 9.9361 | 10.1054 | 10.2778 | 10.4531
F4_Commercial_Restaurant (ID)_New_Food Preparation_Natural Gas_Range_E3 | F4 | Commercial | Restaurant (ID) | New | Food Preparation | Natural Gas | Range | E3 | RVT BC Ratio | 0 | 0 | 0 | 0 | 0 | 0 | 0 | 0 | 0 | 0 | 0 | 0 | 0 | 0 | 0 | 0 | 0 | 0 | 0 | 0 | 0 | 0 | 0 | 0 | 0 | 0 | 0
F4_Commercial_Restaurant (ID)_New_Food Preparation_Natural Gas_Range_E4 | F4 | Commercial | Restaurant (ID) | New | Food Preparation | Natural Gas | Range | E4 | RVT BC Ratio | 0 | 0 | 0 | 0 | 0 | 0 | 0 | 0 | 0 | 0 | 0 | 0 | 0 | 0 | 0 | 0 | 0 | 0 | 0 | 0 | 0 | 0 | 0 | 0 | 0 | 0 | 0
F4_Commercial_Restaurant (ID)_New_Food Preparation_Natural Gas_Range_E5 | F4 | Commercial | Restaurant (ID) | New | Food Preparation | Natural Gas | Range | E5 | RVT BC Ratio | 0 | 0 | 0 | 0 | 0 | 0 | 0 | 0 | 0 | 0 | 0 | 0 | 0 | 0 | 0 | 0 | 0 | 0 | 0 | 0 | 0 | 0 | 0 | 0 | 0 | 0 | 0
F4_Commercial_Restaurant (ID)_New_Food Preparation_Natural Gas_Range_E6 | F4 | Commercial | Restaurant (ID) | New | Food Preparation | Natural Gas | Range | E6 | RVT BC Ratio | 0 | 0 | 0 | 0 | 0 | 0 | 0 | 0 | 0 | 0 | 0 | 0 | 0 | 0 | 0 | 0 | 0 | 0 | 0 | 0 | 0 | 0 | 0 | 0 | 0 | 0 | 0
F4_Commercial_Restaurant (ID)_New_Food Preparation_Natural Gas_Range_E7 | F4 | Commercial | Restaurant (ID) | New | Food Preparation | Natural Gas | Range | E7 | RVT BC Ratio | 0 | 0 | 0 | 0 | 0 | 0 | 0 | 0 | 0 | 0 | 0 | 0 | 0 | 0 | 0 | 0 | 0 | 0 | 0 | 0 | 0 | 0 | 0 | 0 | 0 | 0 | 0
F4_Commercial_Restaurant (ID)_New_Food Preparation_Natural Gas_Range_E8 | F4 | Commercial | Restaurant (ID) | New | Food Preparation | Natural Gas | Range | E8 | RVT BC Ratio | 0 | 0 | 0 | 0 | 0 | 0 | 0 | 0 | 0 | 0 | 0 | 0 | 0 | 0 | 0 | 0 | 0 | 0 | 0 | 0 | 0 | 0 | 0 | 0 | 0 | 0 | 0
F4_Commercial_Restaurant (ID)_New_Food Preparation_Natural Gas_Range_E9 | F4 | Commercial | Restaurant (ID) | New | Food Preparation | Natural Gas | Range | E9 | RVT BC Ratio | 0 | 0 | 0 | 0 | 0 | 0 | 0 | 0 | 0 | 0 | 0 | 0 | 0 | 0 | 0 | 0 | 0 | 0 | 0 | 0 | 0 | 0 | 0 | 0 | 0 | 0 | 0
F4_Commercial_Restaurant (ID)_New_Food Preparation_Natural Gas_Range_E10 | F4 | Commercial | Restaurant (ID) | New | Food Preparation | Natural Gas | Range | E10 | RVT BC Ratio | 0 | 0 | 0 | 0 | 0 | 0 | 0 | 0 | 0 | 0 | 0 | 0 | 0 | 0 | 0 | 0 | 0 | 0 | 0 | 0 | 0 | 0 | 0 | 0 | 0 | 0 | 0
F5_Commercial_Restaurant (ID)_New_Food Preparation_Natural Gas_Range_E1 | F5 | Commercial | Restaurant (ID) | New | Food Preparation | Natural Gas | Range | E1 | RIM BC Ratio | [24 empty] | 1 | 1 | 1 | bar: 2019 to 2042
F5_Commercial_Restaurant (ID)_New_Food Preparation_Natural Gas_Range_E2 | F5 | Commercial | Restaurant (ID) | New | Food Preparation | Natural Gas | Range | E2 | RIM BC Ratio | 0.76189 | 0.76789 | 0.77564 | 0.78395 | 0.79273 | 0.80206 | 0.81156 | 0.8212 | 0.83102 | 0.84162 | 0.84449 | 0.8478 | 0.85184 | 0.85653 | 0.86118 | 0.86591 | 0.87073 | 0.87578 | 0.88111 | 0.88669 | 0.89257 | 0.89355 | 0.8945 | 0.89545 | 0.89638 | 0.8973 | 0.89821
F5_Commercial_Restaurant (ID)_New_Food Preparation_Natural Gas_Range_E3 | F5 | Commercial | Restaurant (ID) | New | Food Preparation | Natural Gas | Range | E3 | RIM BC Ratio | 0 | 0 | 0 | 0 | 0 | 0 | 0 | 0 | 0 | 0 | 0 | 0 | 0 | 0 | 0 | 0 | 0 | 0 | 0 | 0 | 0 | 0 | 0 | 0 | 0 | 0 | 0
F5_Commercial_Restaurant (ID)_New_Food Preparation_Natural Gas_Range_E4 | F5 | Commercial | Restaurant (ID) | New | Food Preparation | Natural Gas | Range | E4 | RIM BC Ratio | 0 | 0 | 0 | 0 | 0 | 0 | 0 | 0 | 0 | 0 | 0 | 0 | 0 | 0 | 0 | 0 | 0 | 0 | 0 | 0 | 0 | 0 | 0 | 0 | 0 | 0 | 0
F5_Commercial_Restaurant (ID)_New_Food Preparation_Natural Gas_Range_E5 | F5 | Commercial | Restaurant (ID) | New | Food Preparation | Natural Gas | Range | E5 | RIM BC Ratio | 0 | 0 | 0 | 0 | 0 | 0 | 0 | 0 | 0 | 0 | 0 | 0 | 0 | 0 | 0 | 0 | 0 | 0 | 0 | 0 | 0 | 0 | 0 | 0 | 0 | 0 | 0
F5_Commercial_Restaurant (ID)_New_Food Preparation_Natural Gas_Range_E6 | F5 | Commercial | Restaurant (ID) | New | Food Preparation | Natural Gas | Range | E6 | RIM BC Ratio | 0 | 0 | 0 | 0 | 0 | 0 | 0 | 0 | 0 | 0 | 0 | 0 | 0 | 0 | 0 | 0 | 0 | 0 | 0 | 0 | 0 | 0 | 0 | 0 | 0 | 0 | 0
F5_Commercial_Restaurant (ID)_New_Food Preparation_Natural Gas_Range_E7 | F5 | Commercial | Restaurant (ID) | New | Food Preparation | Natural Gas | Range | E7 | RIM BC Ratio | 0 | 0 | 0 | 0 | 0 | 0 | 0 | 0 | 0 | 0 | 0 | 0 | 0 | 0 | 0 | 0 | 0 | 0 | 0 | 0 | 0 | 0 | 0 | 0 | 0 | 0 | 0
F5_Commercial_Restaurant (ID)_New_Food Preparation_Natural Gas_Range_E8 | F5 | Commercial | Restaurant (ID) | New | Food Preparation | Natural Gas | Range | E8 | RIM BC Ratio | 0 | 0 | 0 | 0 | 0 | 0 | 0 | 0 | 0 | 0 | 0 | 0 | 0 | 0 | 0 | 0 | 0 | 0 | 0 | 0 | 0 | 0 | 0 | 0 | 0 | 0 | 0
F5_Commercial_Restaurant (ID)_New_Food Preparation_Natural Gas_Range_E9 | F5 | Commercial | Restaurant (ID) | New | Food Preparation | Natural Gas | Range | E9 | RIM BC Ratio | 0 | 0 | 0 | 0 | 0 | 0 | 0 | 0 | 0 | 0 | 0 | 0 | 0 | 0 | 0 | 0 | 0 | 0 | 0 | 0 | 0 | 0 | 0 | 0 | 0 | 0 | 0
F5_Commercial_Restaurant (ID)_New_Food Preparation_Natural Gas_Range_E10 | F5 | Commercial | Restaurant (ID) | New | Food Preparation | Natural Gas | Range | E10 | RIM BC Ratio | 0 | 0 | 0 | 0 | 0 | 0 | 0 | 0 | 0 | 0 | 0 | 0 | 0 | 0 | 0 | 0 | 0 | 0 | 0 | 0 | 0 | 0 | 0 | 0 | 0 | 0 | 0
F0_Commercial_Restaurant (ID)_New_Food Preparation_Natural Gas_Steamer_E0 | F0 | Commercial | Restaurant (ID) | New | Food Preparation | Natural Gas | Steamer | E0 | Economic Unit | ENERGY STAR | ENERGY STAR | ENERGY STAR | ENERGY STAR | ENERGY STAR | ENERGY STAR | ENERGY STAR | ENERGY STAR | ENERGY STAR | ENERGY STAR | ENERGY STAR | ENERGY STAR | ENERGY STAR | ENERGY STAR | ENERGY STAR | ENERGY STAR | ENERGY STAR | ENERGY STAR | ENERGY STAR | ENERGY STAR | ENERGY STAR | ENERGY STAR | ENERGY STAR | ENERGY STAR | ENERGY STAR | ENERGY STAR | ENERGY STAR
F1_Commercial_Restaurant (ID)_New_Food Preparation_Natural Gas_Steamer_E1 | F1 | Commercial | Restaurant (ID) | New | Food Preparation | Natural Gas | Steamer | E1 | CCE | 0 | 0 | 0 | 0 | 0 | 0 | 0 | 0 | 0 | 0 | 0 | 0 | 0 | 0 | 0 | 0 | 0 | 0 | 0 | 0 | 0 | 0 | 0 | 0 | 0 | 0 | 0
F1_Commercial_Restaurant (ID)_New_Food Preparation_Natural Gas_Steamer_E2 | F1 | Commercial | Restaurant (ID) | New | Food Preparation | Natural Gas | Steamer | E2 | CCE | 8.8373e-05 | 8.8373e-05 | 8.8373e-05 | 8.8373e-05 | 8.8373e-05 | 8.8373e-05 | 8.8373e-05 | 8.8373e-05 | 8.8373e-05 | 8.8373e-05 | 8.8373e-05 | 8.8373e-05 | 8.8373e-05 | 8.8373e-05 | 8.8373e-05 | 8.8373e-05 | 8.8373e-05 | 8.8373e-05 | 8.8373e-05 | 8.8373e-05 | 8.8373e-05 | 8.8373e-05 | 8.8373e-05 | 8.8373e-05 | 8.8373e-05 | 8.8373e-05 | 8.8373e-05
F1_Commercial_Restaurant (ID)_New_Food Preparation_Natural Gas_Steamer_E3 | F1 | Commercial | Restaurant (ID) | New | Food Preparation | Natural Gas | Steamer | E3 | CCE | 0 | 0 | 0 | 0 | 0 | 0 | 0 | 0 | 0 | 0 | 0 | 0 | 0 | 0 | 0 | 0 | 0 | 0 | 0 | 0 | 0 | 0 | 0 | 0 | 0 | 0 | 0
F1_Commercial_Restaurant (ID)_New_Food Preparation_Natural Gas_Steamer_E4 | F1 | Commercial | Restaurant (ID) | New | Food Preparation | Natural Gas | Steamer | E4 | CCE | 0 | 0 | 0 | 0 | 0 | 0 | 0 | 0 | 0 | 0 | 0 | 0 | 0 | 0 | 0 | 0 | 0 | 0 | 0 | 0 | 0 | 0 | 0 | 0 | 0 | 0 | 0
F1_Commercial_Restaurant (ID)_New_Food Preparation_Natural Gas_Steamer_E5 | F1 | Commercial | Restaurant (ID) | New | Food Preparation | Natural Gas | Steamer | E5 | CCE | 0 | 0 | 0 | 0 | 0 | 0 | 0 | 0 | 0 | 0 | 0 | 0 | 0 | 0 | 0 | 0 | 0 | 0 | 0 | 0 | 0 | 0 | 0 | 0 | 0 | 0 | 0
F1_Commercial_Restaurant (ID)_New_Food Preparation_Natural Gas_Steamer_E6 | F1 | Commercial | Restaurant (ID) | New | Food Preparation | Natural Gas | Steamer | E6 | CCE | 0 | 0 | 0 | 0 | 0 | 0 | 0 | 0 | 0 | 0 | 0 | 0 | 0 | 0 | 0 | 0 | 0 | 0 | 0 | 0 | 0 | 0 | 0 | 0 | 0 | 0 | 0
F1_Commercial_Restaurant (ID)_New_Food Preparation_Natural Gas_Steamer_E7 | F1 | Commercial | Restaurant (ID) | New | Food Preparation | Natural Gas | Steamer | E7 | CCE | 0 | 0 | 0 | 0 | 0 | 0 | 0 | 0 | 0 | 0 | 0 | 0 | 0 | 0 | 0 | 0 | 0 | 0 | 0 | 0 | 0 | 0 | 0 | 0 | 0 | 0 | 0
F1_Commercial_Restaurant (ID)_New_Food Preparation_Natural Gas_Steamer_E8 | F1 | Commercial | Restaurant (ID) | New | Food Preparation | Natural Gas | Steamer | E8 | CCE | 0 | 0 | 0 | 0 | 0 | 0 | 0 | 0 | 0 | 0 | 0 | 0 | 0 | 0 | 0 | 0 | 0 | 0 | 0 | 0 | 0 | 0 | 0 | 0 | 0 | 0 | 0
F1_Commercial_Restaurant (ID)_New_Food Preparation_Natural Gas_Steamer_E9 | F1 | Commercial | Restaurant (ID) | New | Food Preparation | Natural Gas | Steamer | E9 | CCE | 0 | 0 | 0 | 0 | 0 | 0 | 0 | 0 | 0 | 0 | 0 | 0 | 0 | 0 | 0 | 0 | 0 | 0 | 0 | 0 | 0 | 0 | 0 | 0 | 0 | 0 | 0
F1_Commercial_Restaurant (ID)_New_Food Preparation_Natural Gas_Steamer_E10 | F1 | Commercial | Restaurant (ID) | New | Food Preparation | Natural Gas | Steamer | E10 | CCE | 0 | 0 | 0 | 0 | 0 | 0 | 0 | 0 | 0 | 0 | 0 | 0 | 0 | 0 | 0 | 0 | 0 | 0 | 0 | 0 | 0 | 0 | 0 | 0 | 0 | 0 | 0
F2_Commercial_Restaurant (ID)_New_Food Preparation_Natural Gas_Steamer_E1 | F2 | Commercial | Restaurant (ID) | New | Food Preparation | Natural Gas | Steamer | E1 | TRC BC Ratio | [24 empty] | 1 | 1 | 1 | bar: 2019 to 2042
F2_Commercial_Restaurant (ID)_New_Food Preparation_Natural Gas_Steamer_E2 | F2 | Commercial | Restaurant (ID) | New | Food Preparation | Natural Gas | Steamer | E2 | TRC BC Ratio | 40.2724 | 41.2873 | 42.4898 | 43.8678 | 45.4261 | 47.3221 | 49.2737 | 51.2063 | 53.0669 | 54.9534 | 56.4544 | 57.8606 | 59.3715 | 60.8505 | 62.1729 | 63.4104 | 64.5202 | 65.6159 | 66.7863 | 67.9279 | 69.1008 | 70.3201 | 71.5524 | 72.8236 | 74.1174 | 75.4342 | 76.7743
F2_Commercial_Restaurant (ID)_New_Food Preparation_Natural Gas_Steamer_E3 | F2 | Commercial | Restaurant (ID) | New | Food Preparation | Natural Gas | Steamer | E3 | TRC BC Ratio | 0 | 0 | 0 | 0 | 0 | 0 | 0 | 0 | 0 | 0 | 0 | 0 | 0 | 0 | 0 | 0 | 0 | 0 | 0 | 0 | 0 | 0 | 0 | 0 | 0 | 0 | 0
F2_Commercial_Restaurant (ID)_New_Food Preparation_Natural Gas_Steamer_E4 | F2 | Commercial | Restaurant (ID) | New | Food Preparation | Natural Gas | Steamer | E4 | TRC BC Ratio | 0 | 0 | 0 | 0 | 0 | 0 | 0 | 0 | 0 | 0 | 0 | 0 | 0 | 0 | 0 | 0 | 0 | 0 | 0 | 0 | 0 | 0 | 0 | 0 | 0 | 0 | 0
F2_Commercial_Restaurant (ID)_New_Food Preparation_Natural Gas_Steamer_E5 | F2 | Commercial | Restaurant (ID) | New | Food Preparation | Natural Gas | Steamer | E5 | TRC BC Ratio | 0 | 0 | 0 | 0 | 0 | 0 | 0 | 0 | 0 | 0 | 0 | 0 | 0 | 0 | 0 | 0 | 0 | 0 | 0 | 0 | 0 | 0 | 0 | 0 | 0 | 0 | 0
F2_Commercial_Restaurant (ID)_New_Food Preparation_Natural Gas_Steamer_E6 | F2 | Commercial | Restaurant (ID) | New | Food Preparation | Natural Gas | Steamer | E6 | TRC BC Ratio | 0 | 0 | 0 | 0 | 0 | 0 | 0 | 0 | 0 | 0 | 0 | 0 | 0 | 0 | 0 | 0 | 0 | 0 | 0 | 0 | 0 | 0 | 0 | 0 | 0 | 0 | 0
F2_Commercial_Restaurant (ID)_New_Food Preparation_Natural Gas_Steamer_E7 | F2 | Commercial | Restaurant (ID) | New | Food Preparation | Natural Gas | Steamer | E7 | TRC BC Ratio | 0 | 0 | 0 | 0 | 0 | 0 | 0 | 0 | 0 | 0 | 0 | 0 | 0 | 0 | 0 | 0 | 0 | 0 | 0 | 0 | 0 | 0 | 0 | 0 | 0 | 0 | 0
F2_Commercial_Restaurant (ID)_New_Food Preparation_Natural Gas_Steamer_E8 | F2 | Commercial | Restaurant (ID) | New | Food Preparation | Natural Gas | Steamer | E8 | TRC BC Ratio | 0 | 0 | 0 | 0 | 0 | 0 | 0 | 0 | 0 | 0 | 0 | 0 | 0 | 0 | 0 | 0 | 0 | 0 | 0 | 0 | 0 | 0 | 0 | 0 | 0 | 0 | 0
F2_Commercial_Restaurant (ID)_New_Food Preparation_Natural Gas_Steamer_E9 | F2 | Commercial | Restaurant (ID) | New | Food Preparation | Natural Gas | Steamer | E9 | TRC BC Ratio | 0 | 0 | 0 | 0 | 0 | 0 | 0 | 0 | 0 | 0 | 0 | 0 | 0 | 0 | 0 | 0 | 0 | 0 | 0 | 0 | 0 | 0 | 0 | 0 | 0 | 0 | 0
F2_Commercial_Restaurant (ID)_New_Food Preparation_Natural Gas_Steamer_E10 | F2 | Commercial | Restaurant (ID) | New | Food Preparation | Natural Gas | Steamer | E10 | TRC BC Ratio | 0 | 0 | 0 | 0 | 0 | 0 | 0 | 0 | 0 | 0 | 0 | 0 | 0 | 0 | 0 | 0 | 0 | 0 | 0 | 0 | 0 | 0 | 0 | 0 | 0 | 0 | 0
F3_Commercial_Restaurant (ID)_New_Food Preparation_Natural Gas_Steamer_E1 | F3 | Commercial | Restaurant (ID) | New | Food Preparation | Natural Gas | Steamer | E1 | PACT BC Ratio | [24 empty] | 1 | 1 | 1 | bar: 2019 to 2042
F3_Commercial_Restaurant (ID)_New_Food Preparation_Natural Gas_Steamer_E2 | F3 | Commercial | Restaurant (ID) | New | Food Preparation | Natural Gas | Steamer | E2 | PACT BC Ratio | 79.754 | 81.764 | 84.1453 | 86.8742 | 89.9603 | 93.7152 | 97.5799 | 101.4073 | 105.0919 | 108.8278 | 111.8004 | 114.5852 | 117.5773 | 120.5063 | 123.1252 | 125.5759 | 127.7737 | 129.9436 | 132.2613 | 134.5222 | 136.8449 | 139.2597 | 141.7001 | 144.2175 | 146.7796 | 149.3873 | 152.0413
F3_Commercial_Restaurant (ID)_New_Food Preparation_Natural Gas_Steamer_E3 | F3 | Commercial | Restaurant (ID) | New | Food Preparation | Natural Gas | Steamer | E3 | PACT BC Ratio | 0 | 0 | 0 | 0 | 0 | 0 | 0 | 0 | 0 | 0 | 0 | 0 | 0 | 0 | 0 | 0 | 0 | 0 | 0 | 0 | 0 | 0 | 0 | 0 | 0 | 0 | 0
F3_Commercial_Restaurant (ID)_New_Food Preparation_Natural Gas_Steamer_E4 | F3 | Commercial | Restaurant (ID) | New | Food Preparation | Natural Gas | Steamer | E4 | PACT BC Ratio | 0 | 0 | 0 | 0 | 0 | 0 | 0 | 0 | 0 | 0 | 0 | 0 | 0 | 0 | 0 | 0 | 0 | 0 | 0 | 0 | 0 | 0 | 0 | 0 | 0 | 0 | 0
F3_Commercial_Restaurant (ID)_New_Food Preparation_Natural Gas_Steamer_E5 | F3 | Commercial | Restaurant (ID) | New | Food Preparation | Natural Gas | Steamer | E5 | PACT BC Ratio | 0 | 0 | 0 | 0 | 0 | 0 | 0 | 0 | 0 | 0 | 0 | 0 | 0 | 0 | 0 | 0 | 0 | 0 | 0 | 0 | 0 | 0 | 0 | 0 | 0 | 0 | 0
F3_Commercial_Restaurant (ID)_New_Food Preparation_Natural Gas_Steamer_E6 | F3 | Commercial | Restaurant (ID) | New | Food Preparation | Natural Gas | Steamer | E6 | PACT BC Ratio | 0 | 0 | 0 | 0 | 0 | 0 | 0 | 0 | 0 | 0 | 0 | 0 | 0 | 0 | 0 | 0 | 0 | 0 | 0 | 0 | 0 | 0 | 0 | 0 | 0 | 0 | 0
F3_Commercial_Restaurant (ID)_New_Food Preparation_Natural Gas_Steamer_E7 | F3 | Commercial | Restaurant (ID) | New | Food Preparation | Natural Gas | Steamer | E7 | PACT BC Ratio | 0 | 0 | 0 | 0 | 0 | 0 | 0 | 0 | 0 | 0 | 0 | 0 | 0 | 0 | 0 | 0 | 0 | 0 | 0 | 0 | 0 | 0 | 0 | 0 | 0 | 0 | 0
F3_Commercial_Restaurant (ID)_New_Food Preparation_Natural Gas_Steamer_E8 | F3 | Commercial | Restaurant (ID) | New | Food Preparation | Natural Gas | Steamer | E8 | PACT BC Ratio | 0 | 0 | 0 | 0 | 0 | 0 | 0 | 0 | 0 | 0 | 0 | 0 | 0 | 0 | 0 | 0 | 0 | 0 | 0 | 0 | 0 | 0 | 0 | 0 | 0 | 0 | 0
F3_Commercial_Restaurant (ID)_New_Food Preparation_Natural Gas_Steamer_E9 | F3 | Commercial | Restaurant (ID) | New | Food Preparation | Natural Gas | Steamer | E9 | PACT BC Ratio | 0 | 0 | 0 | 0 | 0 | 0 | 0 | 0 | 0 | 0 | 0 | 0 | 0 | 0 | 0 | 0 | 0 | 0 | 0 | 0 | 0 | 0 | 0 | 0 | 0 | 0 | 0
F3_Commercial_Restaurant (ID)_New_Food Preparation_Natural Gas_Steamer_E10 | F3 | Commercial | Restaurant (ID) | New | Food Preparation | Natural Gas | Steamer | E10 | PACT BC Ratio | 0 | 0 | 0 | 0 | 0 | 0 | 0 | 0 | 0 | 0 | 0 | 0 | 0 | 0 | 0 | 0 | 0 | 0 | 0 | 0 | 0 | 0 | 0 | 0 | 0 | 0 | 0
F4_Commercial_Restaurant (ID)_New_Food Preparation_Natural Gas_Steamer_E1 | F4 | Commercial | Restaurant (ID) | New | Food Preparation | Natural Gas | Steamer | E1 | RVT BC Ratio | [24 empty] | 1 | 1 | 1 | bar: 2019 to 2042
F4_Commercial_Restaurant (ID)_New_Food Preparation_Natural Gas_Steamer_E2 | F4 | Commercial | Restaurant (ID) | New | Food Preparation | Natural Gas | Steamer | E2 | RVT BC Ratio | 57.3252 | 58.4004 | 59.6625 | 61.1338 | 62.8192 | 64.9229 | 67.0324 | 69.0354 | 70.8485 | 72.606 | 74.4272 | 76.0823 | 77.8293 | 79.4823 | 80.9037 | 82.1865 | 83.2722 | 84.3087 | 85.4109 | 86.4401 | 87.4729 | 89.0093 | 90.562 | 92.1637 | 93.7939 | 95.453 | 97.1416
F4_Commercial_Restaurant (ID)_New_Food Preparation_Natural Gas_Steamer_E3 | F4 | Commercial | Restaurant (ID) | New | Food Preparation | Natural Gas | Steamer | E3 | RVT BC Ratio | 0 | 0 | 0 | 0 | 0 | 0 | 0 | 0 | 0 | 0 | 0 | 0 | 0 | 0 | 0 | 0 | 0 | 0 | 0 | 0 | 0 | 0 | 0 | 0 | 0 | 0 | 0
F4_Commercial_Restaurant (ID)_New_Food Preparation_Natural Gas_Steamer_E4 | F4 | Commercial | Restaurant (ID) | New | Food Preparation | Natural Gas | Steamer | E4 | RVT BC Ratio | 0 | 0 | 0 | 0 | 0 | 0 | 0 | 0 | 0 | 0 | 0 | 0 | 0 | 0 | 0 | 0 | 0 | 0 | 0 | 0 | 0 | 0 | 0 | 0 | 0 | 0 | 0
F4_Commercial_Restaurant (ID)_New_Food Preparation_Natural Gas_Steamer_E5 | F4 | Commercial | Restaurant (ID) | New | Food Preparation | Natural Gas | Steamer | E5 | RVT BC Ratio | 0 | 0 | 0 | 0 | 0 | 0 | 0 | 0 | 0 | 0 | 0 | 0 | 0 | 0 | 0 | 0 | 0 | 0 | 0 | 0 | 0 | 0 | 0 | 0 | 0 | 0 | 0
F4_Commercial_Restaurant (ID)_New_Food Preparation_Natural Gas_Steamer_E6 | F4 | Commercial | Restaurant (ID) | New | Food Preparation | Natural Gas | Steamer | E6 | RVT BC Ratio | 0 | 0 | 0 | 0 | 0 | 0 | 0 | 0 | 0 | 0 | 0 | 0 | 0 | 0 | 0 | 0 | 0 | 0 | 0 | 0 | 0 | 0 | 0 | 0 | 0 | 0 | 0
F4_Commercial_Restaurant (ID)_New_Food Preparation_Natural Gas_Steamer_E7 | F4 | Commercial | Restaurant (ID) | New | Food Preparation | Natural Gas | Steamer | E7 | RVT BC Ratio | 0 | 0 | 0 | 0 | 0 | 0 | 0 | 0 | 0 | 0 | 0 | 0 | 0 | 0 | 0 | 0 | 0 | 0 | 0 | 0 | 0 | 0 | 0 | 0 | 0 | 0 | 0
F4_Commercial_Restaurant (ID)_New_Food Preparation_Natural Gas_Steamer_E8 | F4 | Commercial | Restaurant (ID) | New | Food Preparation | Natural Gas | Steamer | E8 | RVT BC Ratio | 0 | 0 | 0 | 0 | 0 | 0 | 0 | 0 | 0 | 0 | 0 | 0 | 0 | 0 | 0 | 0 | 0 | 0 | 0 | 0 | 0 | 0 | 0 | 0 | 0 | 0 | 0
F4_Commercial_Restaurant (ID)_New_Food Preparation_Natural Gas_Steamer_E9 | F4 | Commercial | Restaurant (ID) | New | Food Preparation | Natural Gas | Steamer | E9 | RVT BC Ratio | 0 | 0 | 0 | 0 | 0 | 0 | 0 | 0 | 0 | 0 | 0 | 0 | 0 | 0 | 0 | 0 | 0 | 0 | 0 | 0 | 0 | 0 | 0 | 0 | 0 | 0 | 0
F4_Commercial_Restaurant (ID)_New_Food Preparation_Natural Gas_Steamer_E10 | F4 | Commercial | Restaurant (ID) | New | Food Preparation | Natural Gas | Steamer | E10 | RVT BC Ratio | 0 | 0 | 0 | 0 | 0 | 0 | 0 | 0 | 0 | 0 | 0 | 0 | 0 | 0 | 0 | 0 | 0 | 0 | 0 | 0 | 0 | 0 | 0 | 0 | 0 | 0 | 0
F5_Commercial_Restaurant (ID)_New_Food Preparation_Natural Gas_Steamer_E1 | F5 | Commercial | Restaurant (ID) | New | Food Preparation | Natural Gas | Steamer | E1 | RIM BC Ratio | [24 empty] | 1 | 1 | 1 | bar: 2019 to 2042
F5_Commercial_Restaurant (ID)_New_Food Preparation_Natural Gas_Steamer_E2 | F5 | Commercial | Restaurant (ID) | New | Food Preparation | Natural Gas | Steamer | E2 | RIM BC Ratio | 0.8401 | 0.84547 | 0.85175 | 0.85828 | 0.865 | 0.87199 | 0.87946 | 0.88752 | 0.89629 | 0.90575 | 0.90778 | 0.91021 | 0.91306 | 0.9164 | 0.9199 | 0.9236 | 0.92755 | 0.93173 | 0.93614 | 0.94083 | 0.9458 | 0.94591 | 0.94602 | 0.94613 | 0.94624 | 0.94635 | 0.94645
F5_Commercial_Restaurant (ID)_New_Food Preparation_Natural Gas_Steamer_E3 | F5 | Commercial | Restaurant (ID) | New | Food Preparation | Natural Gas | Steamer | E3 | RIM BC Ratio | 0 | 0 | 0 | 0 | 0 | 0 | 0 | 0 | 0 | 0 | 0 | 0 | 0 | 0 | 0 | 0 | 0 | 0 | 0 | 0 | 0 | 0 | 0 | 0 | 0 | 0 | 0
F5_Commercial_Restaurant (ID)_New_Food Preparation_Natural Gas_Steamer_E4 | F5 | Commercial | Restaurant (ID) | New | Food Preparation | Natural Gas | Steamer | E4 | RIM BC Ratio | 0 | 0 | 0 | 0 | 0 | 0 | 0 | 0 | 0 | 0 | 0 | 0 | 0 | 0 | 0 | 0 | 0 | 0 | 0 | 0 | 0 | 0 | 0 | 0 | 0 | 0 | 0
F5_Commercial_Restaurant (ID)_New_Food Preparation_Natural Gas_Steamer_E5 | F5 | Commercial | Restaurant (ID) | New | Food Preparation | Natural Gas | Steamer | E5 | RIM BC Ratio | 0 | 0 | 0 | 0 | 0 | 0 | 0 | 0 | 0 | 0 | 0 | 0 | 0 | 0 | 0 | 0 | 0 | 0 | 0 | 0 | 0 | 0 | 0 | 0 | 0 | 0 | 0
F5_Commercial_Restaurant (ID)_New_Food Preparation_Natural Gas_Steamer_E6 | F5 | Commercial | Restaurant (ID) | New | Food Preparation | Natural Gas | Steamer | E6 | RIM BC Ratio | 0 | 0 | 0 | 0 | 0 | 0 | 0 | 0 | 0 | 0 | 0 | 0 | 0 | 0 | 0 | 0 | 0 | 0 | 0 | 0 | 0 | 0 | 0 | 0 | 0 | 0 | 0
F5_Commercial_Restaurant (ID)_New_Food Preparation_Natural Gas_Steamer_E7 | F5 | Commercial | Restaurant (ID) | New | Food Preparation | Natural Gas | Steamer | E7 | RIM BC Ratio | 0 | 0 | 0 | 0 | 0 | 0 | 0 | 0 | 0 | 0 | 0 | 0 | 0 | 0 | 0 | 0 | 0 | 0 | 0 | 0 | 0 | 0 | 0 | 0 | 0 | 0 | 0
F5_Commercial_Restaurant (ID)_New_Food Preparation_Natural Gas_Steamer_E8 | F5 | Commercial | Restaurant (ID) | New | Food Preparation | Natural Gas | Steamer | E8 | RIM BC Ratio | 0 | 0 | 0 | 0 | 0 | 0 | 0 | 0 | 0 | 0 | 0 | 0 | 0 | 0 | 0 | 0 | 0 | 0 | 0 | 0 | 0 | 0 | 0 | 0 | 0 | 0 | 0
F5_Commercial_Restaurant (ID)_New_Food Preparation_Natural Gas_Steamer_E9 | F5 | Commercial | Restaurant (ID) | New | Food Preparation | Natural Gas | Steamer | E9 | RIM BC Ratio | 0 | 0 | 0 | 0 | 0 | 0 | 0 | 0 | 0 | 0 | 0 | 0 | 0 | 0 | 0 | 0 | 0 | 0 | 0 | 0 | 0 | 0 | 0 | 0 | 0 | 0 | 0
F5_Commercial_Restaurant (ID)_New_Food Preparation_Natural Gas_Steamer_E10 | F5 | Commercial | Restaurant (ID) | New | Food Preparation | Natural Gas | Steamer | E10 | RIM BC Ratio | 0 | 0 | 0 | 0 | 0 | 0 | 0 | 0 | 0 | 0 | 0 | 0 | 0 | 0 | 0 | 0 | 0 | 0 | 0 | 0 | 0 | 0 | 0 | 0 | 0 | 0 | 0
F0_Commercial_Restaurant (ID)_New_Food Preparation_Natural Gas_Food Prep Other_E0 | F0 | Commercial | Restaurant (ID) | New | Food Preparation | Natural Gas | Food Prep Other | E0 | Economic Unit | ENERGY STAR | ENERGY STAR | ENERGY STAR | ENERGY STAR | ENERGY STAR | ENERGY STAR | ENERGY STAR | ENERGY STAR | ENERGY STAR | ENERGY STAR | ENERGY STAR | ENERGY STAR | ENERGY STAR | ENERGY STAR | ENERGY STAR | ENERGY STAR | ENERGY STAR | ENERGY STAR | ENERGY STAR | ENERGY STAR | ENERGY STAR | ENERGY STAR | ENERGY STAR | ENERGY STAR | ENERGY STAR | ENERGY STAR | ENERGY STAR
F1_Commercial_Restaurant (ID)_New_Food Preparation_Natural Gas_Food Prep Other_E1 | F1 | Commercial | Restaurant (ID) | New | Food Preparation | Natural Gas | Food Prep Other | E1 | CCE | 0 | 0 | 0 | 0 | 0 | 0 | 0 | 0 | 0 | 0 | 0 | 0 | 0 | 0 | 0 | 0 | 0 | 0 | 0 | 0 | 0 | 0 | 0 | 0 | 0 | 0 | 0
F1_Commercial_Restaurant (ID)_New_Food Preparation_Natural Gas_Food Prep Other_E2 | F1 | Commercial | Restaurant (ID) | New | Food Preparation | Natural Gas | Food Prep Other | E2 | CCE | 0.00060384 | 0.00060384 | 0.00060384 | 0.00060384 | 0.00060384 | 0.00060384 | 0.00060384 | 0.00060384 | 0.00060384 | 0.00060384 | 0.00060384 | 0.00060384 | 0.00060384 | 0.00060384 | 0.00060384 | 0.00060384 | 0.00060384 | 0.00060384 | 0.00060384 | 0.00060384 | 0.00060384 | 0.00060384 | 0.00060384 | 0.00060384 | 0.00060384 | 0.00060384 | 0.00060384
F1_Commercial_Restaurant (ID)_New_Food Preparation_Natural Gas_Food Prep Other_E3 | F1 | Commercial | Restaurant (ID) | New | Food Preparation | Natural Gas | Food Prep Other | E3 | CCE | 0 | 0 | 0 | 0 | 0 | 0 | 0 | 0 | 0 | 0 | 0 | 0 | 0 | 0 | 0 | 0 | 0 | 0 | 0 | 0 | 0 | 0 | 0 | 0 | 0 | 0 | 0
F1_Commercial_Restaurant (ID)_New_Food Preparation_Natural Gas_Food Prep Other_E4 | F1 | Commercial | Restaurant (ID) | New | Food Preparation | Natural Gas | Food Prep Other | E4 | CCE | 0 | 0 | 0 | 0 | 0 | 0 | 0 | 0 | 0 | 0 | 0 | 0 | 0 | 0 | 0 | 0 | 0 | 0 | 0 | 0 | 0 | 0 | 0 | 0 | 0 | 0 | 0
F1_Commercial_Restaurant (ID)_New_Food Preparation_Natural Gas_Food Prep Other_E5 | F1 | Commercial | Restaurant (ID) | New | Food Preparation | Natural Gas | Food Prep Other | E5 | CCE | 0 | 0 | 0 | 0 | 0 | 0 | 0 | 0 | 0 | 0 | 0 | 0 | 0 | 0 | 0 | 0 | 0 | 0 | 0 | 0 | 0 | 0 | 0 | 0 | 0 | 0 | 0
F1_Commercial_Restaurant (ID)_New_Food Preparation_Natural Gas_Food Prep Other_E6 | F1 | Commercial | Restaurant (ID) | New | Food Preparation | Natural Gas | Food Prep Other | E6 | CCE | 0 | 0 | 0 | 0 | 0 | 0 | 0 | 0 | 0 | 0 | 0 | 0 | 0 | 0 | 0 | 0 | 0 | 0 | 0 | 0 | 0 | 0 | 0 | 0 | 0 | 0 | 0
F1_Commercial_Restaurant (ID)_New_Food Preparation_Natural Gas_Food Prep Other_E7 | F1 | Commercial | Restaurant (ID) | New | Food Preparation | Natural Gas | Food Prep Other | E7 | CCE | 0 | 0 | 0 | 0 | 0 | 0 | 0 | 0 | 0 | 0 | 0 | 0 | 0 | 0 | 0 | 0 | 0 | 0 | 0 | 0 | 0 | 0 | 0 | 0 | 0 | 0 | 0
F1_Commercial_Restaurant (ID)_New_Food Preparation_Natural Gas_Food Prep Other_E8 | F1 | Commercial | Restaurant (ID) | New | Food Preparation | Natural Gas | Food Prep Other | E8 | CCE | 0 | 0 | 0 | 0 | 0 | 0 | 0 | 0 | 0 | 0 | 0 | 0 | 0 | 0 | 0 | 0 | 0 | 0 | 0 | 0 | 0 | 0 | 0 | 0 | 0 | 0 | 0
F1_Commercial_Restaurant (ID)_New_Food Preparation_Natural Gas_Food Prep Other_E9 | F1 | Commercial | Restaurant (ID) | New | Food Preparation | Natural Gas | Food Prep Other | E9 | CCE | 0 | 0 | 0 | 0 | 0 | 0 | 0 | 0 | 0 | 0 | 0 | 0 | 0 | 0 | 0 | 0 | 0 | 0 | 0 | 0 | 0 | 0 | 0 | 0 | 0 | 0 | 0
F1_Commercial_Restaurant (ID)_New_Food Preparation_Natural Gas_Food Prep Other_E10 | F1 | Commercial | Restaurant (ID) | New | Food Preparation | Natural Gas | Food Prep Other | E10 | CCE | 0 | 0 | 0 | 0 | 0 | 0 | 0 | 0 | 0 | 0 | 0 | 0 | 0 | 0 | 0 | 0 | 0 | 0 | 0 | 0 | 0 | 0 | 0 | 0 | 0 | 0 | 0
F2_Commercial_Restaurant (ID)_New_Food Preparation_Natural Gas_Food Prep Other_E1 | F2 | Commercial | Restaurant (ID) | New | Food Preparation | Natural Gas | Food Prep Other | E1 | TRC BC Ratio | [24 empty] | 1 | 1 | 1 | bar: 2019 to 2042
F2_Commercial_Restaurant (ID)_New_Food Preparation_Natural Gas_Food Prep Other_E2 | F2 | Commercial | Restaurant (ID) | New | Food Preparation | Natural Gas | Food Prep Other | E2 | TRC BC Ratio | 5.7434 | 5.876 | 6.0428 | 6.2395 | 6.4683 | 6.7569 | 7.0574 | 7.3571 | 7.6462 | 7.9392 | 8.1679 | 8.3806 | 8.61 | 8.8334 | 9.0304 | 9.2129 | 9.3738 | 9.532 | 9.7021 | 9.867 | 10.0367 | 10.2136 | 10.3923 | 10.5769 | 10.7648 | 10.956 | 11.1507
F2_Commercial_Restaurant (ID)_New_Food Preparation_Natural Gas_Food Prep Other_E3 | F2 | Commercial | Restaurant (ID) | New | Food Preparation | Natural Gas | Food Prep Other | E3 | TRC BC Ratio | 0 | 0 | 0 | 0 | 0 | 0 | 0 | 0 | 0 | 0 | 0 | 0 | 0 | 0 | 0 | 0 | 0 | 0 | 0 | 0 | 0 | 0 | 0 | 0 | 0 | 0 | 0
F2_Commercial_Restaurant (ID)_New_Food Preparation_Natural Gas_Food Prep Other_E4 | F2 | Commercial | Restaurant (ID) | New | Food Preparation | Natural Gas | Food Prep Other | E4 | TRC BC Ratio | 0 | 0 | 0 | 0 | 0 | 0 | 0 | 0 | 0 | 0 | 0 | 0 | 0 | 0 | 0 | 0 | 0 | 0 | 0 | 0 | 0 | 0 | 0 | 0 | 0 | 0 | 0
F2_Commercial_Restaurant (ID)_New_Food Preparation_Natural Gas_Food Prep Other_E5 | F2 | Commercial | Restaurant (ID) | New | Food Preparation | Natural Gas | Food Prep Other | E5 | TRC BC Ratio | 0 | 0 | 0 | 0 | 0 | 0 | 0 | 0 | 0 | 0 | 0 | 0 | 0 | 0 | 0 | 0 | 0 | 0 | 0 | 0 | 0 | 0 | 0 | 0 | 0 | 0 | 0
F2_Commercial_Restaurant (ID)_New_Food Preparation_Natural Gas_Food Prep Other_E6 | F2 | Commercial | Restaurant (ID) | New | Food Preparation | Natural Gas | Food Prep Other | E6 | TRC BC Ratio | 0 | 0 | 0 | 0 | 0 | 0 | 0 | 0 | 0 | 0 | 0 | 0 | 0 | 0 | 0 | 0 | 0 | 0 | 0 | 0 | 0 | 0 | 0 | 0 | 0 | 0 | 0
F2_Commercial_Restaurant (ID)_New_Food Preparation_Natural Gas_Food Prep Other_E7 | F2 | Commercial | Restaurant (ID) | New | Food Preparation | Natural Gas | Food Prep Other | E7 | TRC BC Ratio | 0 | 0 | 0 | 0 | 0 | 0 | 0 | 0 | 0 | 0 | 0 | 0 | 0 | 0 | 0 | 0 | 0 | 0 | 0 | 0 | 0 | 0 | 0 | 0 | 0 | 0 | 0
F2_Commercial_Restaurant (ID)_New_Food Preparation_Natural Gas_Food Prep Other_E8 | F2 | Commercial | Restaurant (ID) | New | Food Preparation | Natural Gas | Food Prep Other | E8 | TRC BC Ratio | 0 | 0 | 0 | 0 | 0 | 0 | 0 | 0 | 0 | 0 | 0 | 0 | 0 | 0 | 0 | 0 | 0 | 0 | 0 | 0 | 0 | 0 | 0 | 0 | 0 | 0 | 0
F2_Commercial_Restaurant (ID)_New_Food Preparation_Natural Gas_Food Prep Other_E9 | F2 | Commercial | Restaurant (ID) | New | Food Preparation | Natural Gas | Food Prep Other | E9 | TRC BC Ratio | 0 | 0 | 0 | 0 | 0 | 0 | 0 | 0 | 0 | 0 | 0 | 0 | 0 | 0 | 0 | 0 | 0 | 0 | 0 | 0 | 0 | 0 | 0 | 0 | 0 | 0 | 0
F2_Commercial_Restaurant (ID)_New_Food Preparation_Natural Gas_Food Prep Other_E10 | F2 | Commercial | Restaurant (ID) | New | Food Preparation | Natural Gas | Food Prep Other | E10 | TRC BC Ratio | 0 | 0 | 0 | 0 | 0 | 0 | 0 | 0 | 0 | 0 | 0 | 0 | 0 | 0 | 0 | 0 | 0 | 0 | 0 | 0 | 0 | 0 | 0 | 0 | 0 | 0 | 0
F3_Commercial_Restaurant (ID)_New_Food Preparation_Natural Gas_Food Prep Other_E1 | F3 | Commercial | Restaurant (ID) | New | Food Preparation | Natural Gas | Food Prep Other | E1 | PACT BC Ratio | [24 empty] | 1 | 1 | 1 | bar: 2019 to 2042
F3_Commercial_Restaurant (ID)_New_Food Preparation_Natural Gas_Food Prep Other_E2 | F3 | Commercial | Restaurant (ID) | New | Food Preparation | Natural Gas | Food Prep Other | E2 | PACT BC Ratio | 11.374 | 11.6366 | 11.9669 | 12.3565 | 12.8096 | 13.3811 | 13.9763 | 14.5698 | 15.1422 | 15.7225 | 16.1754 | 16.5967 | 17.0509 | 17.4933 | 17.8836 | 18.2449 | 18.5635 | 18.8768 | 19.2136 | 19.5403 | 19.8763 | 20.2267 | 20.5805 | 20.9461 | 21.3182 | 21.697 | 22.0824
F3_Commercial_Restaurant (ID)_New_Food Preparation_Natural Gas_Food Prep Other_E3 | F3 | Commercial | Restaurant (ID) | New | Food Preparation | Natural Gas | Food Prep Other | E3 | PACT BC Ratio | 0 | 0 | 0 | 0 | 0 | 0 | 0 | 0 | 0 | 0 | 0 | 0 | 0 | 0 | 0 | 0 | 0 | 0 | 0 | 0 | 0 | 0 | 0 | 0 | 0 | 0 | 0
F3_Commercial_Restaurant (ID)_New_Food Preparation_Natural Gas_Food Prep Other_E4 | F3 | Commercial | Restaurant (ID) | New | Food Preparation | Natural Gas | Food Prep Other | E4 | PACT BC Ratio | 0 | 0 | 0 | 0 | 0 | 0 | 0 | 0 | 0 | 0 | 0 | 0 | 0 | 0 | 0 | 0 | 0 | 0 | 0 | 0 | 0 | 0 | 0 | 0 | 0 | 0 | 0
F3_Commercial_Restaurant (ID)_New_Food Preparation_Natural Gas_Food Prep Other_E5 | F3 | Commercial | Restaurant (ID) | New | Food Preparation | Natural Gas | Food Prep Other | E5 | PACT BC Ratio | 0 | 0 | 0 | 0 | 0 | 0 | 0 | 0 | 0 | 0 | 0 | 0 | 0 | 0 | 0 | 0 | 0 | 0 | 0 | 0 | 0 | 0 | 0 | 0 | 0 | 0 | 0
F3_Commercial_Restaurant (ID)_New_Food Preparation_Natural Gas_Food Prep Other_E6 | F3 | Commercial | Restaurant (ID) | New | Food Preparation | Natural Gas | Food Prep Other | E6 | PACT BC Ratio | 0 | 0 | 0 | 0 | 0 | 0 | 0 | 0 | 0 | 0 | 0 | 0 | 0 | 0 | 0 | 0 | 0 | 0 | 0 | 0 | 0 | 0 | 0 | 0 | 0 | 0 | 0
F3_Commercial_Restaurant (ID)_New_Food Preparation_Natural Gas_Food Prep Other_E7 | F3 | Commercial | Restaurant (ID) | New | Food Preparation | Natural Gas | Food Prep Other | E7 | PACT BC Ratio | 0 | 0 | 0 | 0 | 0 | 0 | 0 | 0 | 0 | 0 | 0 | 0 | 0 | 0 | 0 | 0 | 0 | 0 | 0 | 0 | 0 | 0 | 0 | 0 | 0 | 0 | 0
F3_Commercial_Restaurant (ID)_New_Food Preparation_Natural Gas_Food Prep Other_E8 | F3 | Commercial | Restaurant (ID) | New | Food Preparation | Natural Gas | Food Prep Other | E8 | PACT BC Ratio | 0 | 0 | 0 | 0 | 0 | 0 | 0 | 0 | 0 | 0 | 0 | 0 | 0 | 0 | 0 | 0 | 0 | 0 | 0 | 0 | 0 | 0 | 0 | 0 | 0 | 0 | 0
F3_Commercial_Restaurant (ID)_New_Food Preparation_Natural Gas_Food Prep Other_E9 | F3 | Commercial | Restaurant (ID) | New | Food Preparation | Natural Gas | Food Prep Other | E9 | PACT BC Ratio | 0 | 0 | 0 | 0 | 0 | 0 | 0 | 0 | 0 | 0 | 0 | 0 | 0 | 0 | 0 | 0 | 0 | 0 | 0 | 0 | 0 | 0 | 0 | 0 | 0 | 0 | 0
F3_Commercial_Restaurant (ID)_New_Food Preparation_Natural Gas_Food Prep Other_E10 | F3 | Commercial | Restaurant (ID) | New | Food Preparation | Natural Gas | Food Prep Other | E10 | PACT BC Ratio | 0 | 0 | 0 | 0 | 0 | 0 | 0 | 0 | 0 | 0 | 0 | 0 | 0 | 0 | 0 | 0 | 0 | 0 | 0 | 0 | 0 | 0 | 0 | 0 | 0 | 0 | 0
F4_Commercial_Restaurant (ID)_New_Food Preparation_Natural Gas_Food Prep Other_E1 | F4 | Commercial | Restaurant (ID) | New | Food Preparation | Natural Gas | Food Prep Other | E1 | RVT BC Ratio | [24 empty] | 1 | 1 | 1 | bar: 2019 to 2042
F4_Commercial_Restaurant (ID)_New_Food Preparation_Natural Gas_Food Prep Other_E2 | F4 | Commercial | Restaurant (ID) | New | Food Preparation | Natural Gas | Food Prep Other | E2 | RVT BC Ratio | 8.6046 | 8.7411 | 8.9074 | 9.1095 | 9.35 | 9.6679 | 9.9939 | 10.3093 | 10.5997 | 10.8785 | 11.1649 | 11.4207 | 11.6876 | 11.9343 | 12.142 | 12.3261 | 12.4771 | 12.6194 | 12.772 | 12.9121 | 13.0522 | 13.2751 | 13.5002 | 13.7328 | 13.9696 | 14.2105 | 14.4558
F4_Commercial_Restaurant (ID)_New_Food Preparation_Natural Gas_Food Prep Other_E3 | F4 | Commercial | Restaurant (ID) | New | Food Preparation | Natural Gas | Food Prep Other | E3 | RVT BC Ratio | 0 | 0 | 0 | 0 | 0 | 0 | 0 | 0 | 0 | 0 | 0 | 0 | 0 | 0 | 0 | 0 | 0 | 0 | 0 | 0 | 0 | 0 | 0 | 0 | 0 | 0 | 0
F4_Commercial_Restaurant (ID)_New_Food Preparation_Natural Gas_Food Prep Other_E4 | F4 | Commercial | Restaurant (ID) | New | Food Preparation | Natural Gas | Food Prep Other | E4 | RVT BC Ratio | 0 | 0 | 0 | 0 | 0 | 0 | 0 | 0 | 0 | 0 | 0 | 0 | 0 | 0 | 0 | 0 | 0 | 0 | 0 | 0 | 0 | 0 | 0 | 0 | 0 | 0 | 0
F4_Commercial_Restaurant (ID)_New_Food Preparation_Natural Gas_Food Prep Other_E5 | F4 | Commercial | Restaurant (ID) | New | Food Preparation | Natural Gas | Food Prep Other | E5 | RVT BC Ratio | 0 | 0 | 0 | 0 | 0 | 0 | 0 | 0 | 0 | 0 | 0 | 0 | 0 | 0 | 0 | 0 | 0 | 0 | 0 | 0 | 0 | 0 | 0 | 0 | 0 | 0 | 0
F4_Commercial_Restaurant (ID)_New_Food Preparation_Natural Gas_Food Prep Other_E6 | F4 | Commercial | Restaurant (ID) | New | Food Preparation | Natural Gas | Food Prep Other | E6 | RVT BC Ratio | 0 | 0 | 0 | 0 | 0 | 0 | 0 | 0 | 0 | 0 | 0 | 0 | 0 | 0 | 0 | 0 | 0 | 0 | 0 | 0 | 0 | 0 | 0 | 0 | 0 | 0 | 0
F4_Commercial_Restaurant (ID)_New_Food Preparation_Natural Gas_Food Prep Other_E7 | F4 | Commercial | Restaurant (ID) | New | Food Preparation | Natural Gas | Food Prep Other | E7 | RVT BC Ratio | 0 | 0 | 0 | 0 | 0 | 0 | 0 | 0 | 0 | 0 | 0 | 0 | 0 | 0 | 0 | 0 | 0 | 0 | 0 | 0 | 0 | 0 | 0 | 0 | 0 | 0 | 0
F4_Commercial_Restaurant (ID)_New_Food Preparation_Natural Gas_Food Prep Other_E8 | F4 | Commercial | Restaurant (ID) | New | Food Preparation | Natural Gas | Food Prep Other | E8 | RVT BC Ratio | 0 | 0 | 0 | 0 | 0 | 0 | 0 | 0 | 0 | 0 | 0 | 0 | 0 | 0 | 0 | 0 | 0 | 0 | 0 | 0 | 0 | 0 | 0 | 0 | 0 | 0 | 0
F4_Commercial_Restaurant (ID)_New_Food Preparation_Natural Gas_Food Prep Other_E9 | F4 | Commercial | Restaurant (ID) | New | Food Preparation | Natural Gas | Food Prep Other | E9 | RVT BC Ratio | 0 | 0 | 0 | 0 | 0 | 0 | 0 | 0 | 0 | 0 | 0 | 0 | 0 | 0 | 0 | 0 | 0 | 0 | 0 | 0 | 0 | 0 | 0 | 0 | 0 | 0 | 0
F4_Commercial_Restaurant (ID)_New_Food Preparation_Natural Gas_Food Prep Other_E10 | F4 | Commercial | Restaurant (ID) | New | Food Preparation | Natural Gas | Food Prep Other | E10 | RVT BC Ratio | 0 | 0 | 0 | 0 | 0 | 0 | 0 | 0 | 0 | 0 | 0 | 0 | 0 | 0 | 0 | 0 | 0 | 0 | 0 | 0 | 0 | 0 | 0 | 0 | 0 | 0 | 0
F5_Commercial_Restaurant (ID)_New_Food Preparation_Natural Gas_Food Prep Other_E1 | F5 | Commercial | Restaurant (ID) | New | Food Preparation | Natural Gas | Food Prep Other | E1 | RIM BC Ratio | [24 empty] | 1 | 1 | 1 | bar: 2019 to 2042
F5_Commercial_Restaurant (ID)_New_Food Preparation_Natural Gas_Food Prep Other_E2 | F5 | Commercial | Restaurant (ID) | New | Food Preparation | Natural Gas | Food Prep Other | E2 | RIM BC Ratio | 0.78278 | 0.78863 | 0.7962 | 0.80427 | 0.81277 | 0.82168 | 0.83078 | 0.84007 | 0.8496 | 0.85996 | 0.86243 | 0.86541 | 0.86914 | 0.87357 | 0.87802 | 0.88259 | 0.88732 | 0.89227 | 0.89751 | 0.90302 | 0.90883 | 0.90955 | 0.91026 | 0.91096 | 0.91165 | 0.91233 | 0.913
F5_Commercial_Restaurant (ID)_New_Food Preparation_Natural Gas_Food Prep Other_E3 | F5 | Commercial | Restaurant (ID) | New | Food Preparation | Natural Gas | Food Prep Other | E3 | RIM BC Ratio | 0 | 0 | 0 | 0 | 0 | 0 | 0 | 0 | 0 | 0 | 0 | 0 | 0 | 0 | 0 | 0 | 0 | 0 | 0 | 0 | 0 | 0 | 0 | 0 | 0 | 0 | 0
F5_Commercial_Restaurant (ID)_New_Food Preparation_Natural Gas_Food Prep Other_E4 | F5 | Commercial | Restaurant (ID) | New | Food Preparation | Natural Gas | Food Prep Other | E4 | RIM BC Ratio | 0 | 0 | 0 | 0 | 0 | 0 | 0 | 0 | 0 | 0 | 0 | 0 | 0 | 0 | 0 | 0 | 0 | 0 | 0 | 0 | 0 | 0 | 0 | 0 | 0 | 0 | 0
F5_Commercial_Restaurant (ID)_New_Food Preparation_Natural Gas_Food Prep Other_E5 | F5 | Commercial | Restaurant (ID) | New | Food Preparation | Natural Gas | Food Prep Other | E5 | RIM BC Ratio | 0 | 0 | 0 | 0 | 0 | 0 | 0 | 0 | 0 | 0 | 0 | 0 | 0 | 0 | 0 | 0 | 0 | 0 | 0 | 0 | 0 | 0 | 0 | 0 | 0 | 0 | 0
F5_Commercial_Restaurant (ID)_New_Food Preparation_Natural Gas_Food Prep Other_E6 | F5 | Commercial | Restaurant (ID) | New | Food Preparation | Natural Gas | Food Prep Other | E6 | RIM BC Ratio | 0 | 0 | 0 | 0 | 0 | 0 | 0 | 0 | 0 | 0 | 0 | 0 | 0 | 0 | 0 | 0 | 0 | 0 | 0 | 0 | 0 | 0 | 0 | 0 | 0 | 0 | 0
F5_Commercial_Restaurant (ID)_New_Food Preparation_Natural Gas_Food Prep Other_E7 | F5 | Commercial | Restaurant (ID) | New | Food Preparation | Natural Gas | Food Prep Other | E7 | RIM BC Ratio | 0 | 0 | 0 | 0 | 0 | 0 | 0 | 0 | 0 | 0 | 0 | 0 | 0 | 0 | 0 | 0 | 0 | 0 | 0 | 0 | 0 | 0 | 0 | 0 | 0 | 0 | 0
F5_Commercial_Restaurant (ID)_New_Food Preparation_Natural Gas_Food Prep Other_E8 | F5 | Commercial | Restaurant (ID) | New | Food Preparation | Natural Gas | Food Prep Other | E8 | RIM BC Ratio | 0 | 0 | 0 | 0 | 0 | 0 | 0 | 0 | 0 | 0 | 0 | 0 | 0 | 0 | 0 | 0 | 0 | 0 | 0 | 0 | 0 | 0 | 0 | 0 | 0 | 0 | 0
F5_Commercial_Restaurant (ID)_New_Food Preparation_Natural Gas_Food Prep Other_E9 | F5 | Commercial | Restaurant (ID) | New | Food Preparation | Natural Gas | Food Prep Other | E9 | RIM BC Ratio | 0 | 0 | 0 | 0 | 0 | 0 | 0 | 0 | 0 | 0 | 0 | 0 | 0 | 0 | 0 | 0 | 0 | 0 | 0 | 0 | 0 | 0 | 0 | 0 | 0 | 0 | 0
F5_Commercial_Restaurant (ID)_New_Food Preparation_Natural Gas_Food Prep Other_E10 | F5 | Commercial | Restaurant (ID) | New | Food Preparation | Natural Gas | Food Prep Other | E10 | RIM BC Ratio | 0 | 0 | 0 | 0 | 0 | 0 | 0 | 0 | 0 | 0 | 0 | 0 | 0 | 0 | 0 | 0 | 0 | 0 | 0 | 0 | 0 | 0 | 0 | 0 | 0 | 0 | 0
F0_Commercial_Restaurant (ID)_New_Miscellaneous_Natural Gas_Pool Heater_E0 | F0 | Commercial | Restaurant (ID) | New | Miscellaneous | Natural Gas | Pool Heater | E0 | Economic Unit | Standard (EF .82) | Standard (EF .82) | Standard (EF .82) | Standard (EF .82) | Standard (EF .82) | Standard (EF .82) | Standard (EF .82) | Standard (EF .82) | Standard (EF .82) | Standard (EF .82) | Standard (EF .82) | Standard (EF .82) | Standard (EF .82) | Standard (EF .82) | Standard (EF .82) | Standard (EF .82) | Standard (EF .82) | Standard (EF .82) | Standard (EF .82) | Standard (EF .82) | Standard (EF .82) | Standard (EF .82) | Standard (EF .82) | Standard (EF .82) | Standard (EF .82) | Standard (EF .82) | Standard (EF .82)
F1_Commercial_Restaurant (ID)_New_Miscellaneous_Natural Gas_Pool Heater_E1 | F1 | Commercial | Restaurant (ID) | New | Miscellaneous | Natural Gas | Pool Heater | E1 | CCE | 0 | 0 | 0 | 0 | 0 | 0 | 0 | 0 | 0 | 0 | 0 | 0 | 0 | 0 | 0 | 0 | 0 | 0 | 0 | 0 | 0 | 0 | 0 | 0 | 0 | 0 | 0
F1_Commercial_Restaurant (ID)_New_Miscellaneous_Natural Gas_Pool Heater_E2 | F1 | Commercial | Restaurant (ID) | New | Miscellaneous | Natural Gas | Pool Heater | E2 | CCE | 0.013474 | 0.013474 | 0.013474 | 0.013474 | 0.013474 | 0.013474 | 0.013474 | 0.013474 | 0.013474 | 0.013474 | 0.013474 | 0.013474 | 0.013474 | 0.013474 | 0.013474 | 0.013474 | 0.013474 | 0.013474 | 0.013474 | 0.013474 | 0.013474 | 0.013474 | 0.013474 | 0.013474 | 0.013474 | 0.013474 | 0.013474
F1_Commercial_Restaurant (ID)_New_Miscellaneous_Natural Gas_Pool Heater_E3 | F1 | Commercial | Restaurant (ID) | New | Miscellaneous | Natural Gas | Pool Heater | E3 | CCE | 0 | 0 | 0 | 0 | 0 | 0 | 0 | 0 | 0 | 0 | 0 | 0 | 0 | 0 | 0 | 0 | 0 | 0 | 0 | 0 | 0 | 0 | 0 | 0 | 0 | 0 | 0
F1_Commercial_Restaurant (ID)_New_Miscellaneous_Natural Gas_Pool Heater_E4 | F1 | Commercial | Restaurant (ID) | New | Miscellaneous | Natural Gas | Pool Heater | E4 | CCE | 0 | 0 | 0 | 0 | 0 | 0 | 0 | 0 | 0 | 0 | 0 | 0 | 0 | 0 | 0 | 0 | 0 | 0 | 0 | 0 | 0 | 0 | 0 | 0 | 0 | 0 | 0
F1_Commercial_Restaurant (ID)_New_Miscellaneous_Natural Gas_Pool Heater_E5 | F1 | Commercial | Restaurant (ID) | New | Miscellaneous | Natural Gas | Pool Heater | E5 | CCE | 0 | 0 | 0 | 0 | 0 | 0 | 0 | 0 | 0 | 0 | 0 | 0 | 0 | 0 | 0 | 0 | 0 | 0 | 0 | 0 | 0 | 0 | 0 | 0 | 0 | 0 | 0
F1_Commercial_Restaurant (ID)_New_Miscellaneous_Natural Gas_Pool Heater_E6 | F1 | Commercial | Restaurant (ID) | New | Miscellaneous | Natural Gas | Pool Heater | E6 | CCE | 0 | 0 | 0 | 0 | 0 | 0 | 0 | 0 | 0 | 0 | 0 | 0 | 0 | 0 | 0 | 0 | 0 | 0 | 0 | 0 | 0 | 0 | 0 | 0 | 0 | 0 | 0
F1_Commercial_Restaurant (ID)_New_Miscellaneous_Natural Gas_Pool Heater_E7 | F1 | Commercial | Restaurant (ID) | New | Miscellaneous | Natural Gas | Pool Heater | E7 | CCE | 0 | 0 | 0 | 0 | 0 | 0 | 0 | 0 | 0 | 0 | 0 | 0 | 0 | 0 | 0 | 0 | 0 | 0 | 0 | 0 | 0 | 0 | 0 | 0 | 0 | 0 | 0
F1_Commercial_Restaurant (ID)_New_Miscellaneous_Natural Gas_Pool Heater_E8 | F1 | Commercial | Restaurant (ID) | New | Miscellaneous | Natural Gas | Pool Heater | E8 | CCE | 0 | 0 | 0 | 0 | 0 | 0 | 0 | 0 | 0 | 0 | 0 | 0 | 0 | 0 | 0 | 0 | 0 | 0 | 0 | 0 | 0 | 0 | 0 | 0 | 0 | 0 | 0
F1_Commercial_Restaurant (ID)_New_Miscellaneous_Natural Gas_Pool Heater_E9 | F1 | Commercial | Restaurant (ID) | New | Miscellaneous | Natural Gas | Pool Heater | E9 | CCE | 0 | 0 | 0 | 0 | 0 | 0 | 0 | 0 | 0 | 0 | 0 | 0 | 0 | 0 | 0 | 0 | 0 | 0 | 0 | 0 | 0 | 0 | 0 | 0 | 0 | 0 | 0
F1_Commercial_Restaurant (ID)_New_Miscellaneous_Natural Gas_Pool Heater_E10 | F1 | Commercial | Restaurant (ID) | New | Miscellaneous | Natural Gas | Pool Heater | E10 | CCE | 0 | 0 | 0 | 0 | 0 | 0 | 0 | 0 | 0 | 0 | 0 | 0 | 0 | 0 | 0 | 0 | 0 | 0 | 0 | 0 | 0 | 0 | 0 | 0 | 0 | 0 | 0
F2_Commercial_Restaurant (ID)_New_Miscellaneous_Natural Gas_Pool Heater_E1 | F2 | Commercial | Restaurant (ID) | New | Miscellaneous | Natural Gas | Pool Heater | E1 | TRC BC Ratio | [24 empty] | 1 | 1 | 1 | bar: 2019 to 2042
F2_Commercial_Restaurant (ID)_New_Miscellaneous_Natural Gas_Pool Heater_E2 | F2 | Commercial | Restaurant (ID) | New | Miscellaneous | Natural Gas | Pool Heater | E2 | TRC BC Ratio | 0.24558 | 0.24744 | 0.25144 | 0.25792 | 0.26685 | 0.27983 | 0.29405 | 0.30832 | 0.32213 | 0.3369 | 0.34804 | 0.3585 | 0.37033 | 0.38173 | 0.39129 | 0.39986 | 0.40688 | 0.4136 | 0.42102 | 0.42801 | 0.43524 | 0.44289 | 0.45057 | 0.45857 | 0.46672 | 0.47501 | 0.48345
F2_Commercial_Restaurant (ID)_New_Miscellaneous_Natural Gas_Pool Heater_E3 | F2 | Commercial | Restaurant (ID) | New | Miscellaneous | Natural Gas | Pool Heater | E3 | TRC BC Ratio | 0 | 0 | 0 | 0 | 0 | 0 | 0 | 0 | 0 | 0 | 0 | 0 | 0 | 0 | 0 | 0 | 0 | 0 | 0 | 0 | 0 | 0 | 0 | 0 | 0 | 0 | 0
F2_Commercial_Restaurant (ID)_New_Miscellaneous_Natural Gas_Pool Heater_E4 | F2 | Commercial | Restaurant (ID) | New | Miscellaneous | Natural Gas | Pool Heater | E4 | TRC BC Ratio | 0 | 0 | 0 | 0 | 0 | 0 | 0 | 0 | 0 | 0 | 0 | 0 | 0 | 0 | 0 | 0 | 0 | 0 | 0 | 0 | 0 | 0 | 0 | 0 | 0 | 0 | 0
F2_Commercial_Restaurant (ID)_New_Miscellaneous_Natural Gas_Pool Heater_E5 | F2 | Commercial | Restaurant (ID) | New | Miscellaneous | Natural Gas | Pool Heater | E5 | TRC BC Ratio | 0 | 0 | 0 | 0 | 0 | 0 | 0 | 0 | 0 | 0 | 0 | 0 | 0 | 0 | 0 | 0 | 0 | 0 | 0 | 0 | 0 | 0 | 0 | 0 | 0 | 0 | 0
F2_Commercial_Restaurant (ID)_New_Miscellaneous_Natural Gas_Pool Heater_E6 | F2 | Commercial | Restaurant (ID) | New | Miscellaneous | Natural Gas | Pool Heater | E6 | TRC BC Ratio | 0 | 0 | 0 | 0 | 0 | 0 | 0 | 0 | 0 | 0 | 0 | 0 | 0 | 0 | 0 | 0 | 0 | 0 | 0 | 0 | 0 | 0 | 0 | 0 | 0 | 0 | 0
F2_Commercial_Restaurant (ID)_New_Miscellaneous_Natural Gas_Pool Heater_E7 | F2 | Commercial | Restaurant (ID) | New | Miscellaneous | Natural Gas | Pool Heater | E7 | TRC BC Ratio | 0 | 0 | 0 | 0 | 0 | 0 | 0 | 0 | 0 | 0 | 0 | 0 | 0 | 0 | 0 | 0 | 0 | 0 | 0 | 0 | 0 | 0 | 0 | 0 | 0 | 0 | 0
F2_Commercial_Restaurant (ID)_New_Miscellaneous_Natural Gas_Pool Heater_E8 | F2 | Commercial | Restaurant (ID) | New | Miscellaneous | Natural Gas | Pool Heater | E8 | TRC BC Ratio | 0 | 0 | 0 | 0 | 0 | 0 | 0 | 0 | 0 | 0 | 0 | 0 | 0 | 0 | 0 | 0 | 0 | 0 | 0 | 0 | 0 | 0 | 0 | 0 | 0 | 0 | 0
F2_Commercial_Restaurant (ID)_New_Miscellaneous_Natural Gas_Pool Heater_E9 | F2 | Commercial | Restaurant (ID) | New | Miscellaneous | Natural Gas | Pool Heater | E9 | TRC BC Ratio | 0 | 0 | 0 | 0 | 0 | 0 | 0 | 0 | 0 | 0 | 0 | 0 | 0 | 0 | 0 | 0 | 0 | 0 | 0 | 0 | 0 | 0 | 0 | 0 | 0 | 0 | 0
F2_Commercial_Restaurant (ID)_New_Miscellaneous_Natural Gas_Pool Heater_E10 | F2 | Commercial | Restaurant (ID) | New | Miscellaneous | Natural Gas | Pool Heater | E10 | TRC BC Ratio | 0 | 0 | 0 | 0 | 0 | 0 | 0 | 0 | 0 | 0 | 0 | 0 | 0 | 0 | 0 | 0 | 0 | 0 | 0 | 0 | 0 | 0 | 0 | 0 | 0 | 0 | 0
F3_Commercial_Restaurant (ID)_New_Miscellaneous_Natural Gas_Pool Heater_E1 | F3 | Commercial | Restaurant (ID) | New | Miscellaneous | Natural Gas | Pool Heater | E1 | PACT BC Ratio | [24 empty] | 1 | 1 | 1 | bar: 2019 to 2042
F3_Commercial_Restaurant (ID)_New_Miscellaneous_Natural Gas_Pool Heater_E2 | F3 | Commercial | Restaurant (ID) | New | Miscellaneous | Natural Gas | Pool Heater | E2 | PACT BC Ratio | 0.60931 | 0.61394 | 0.62387 | 0.63995 | 0.66211 | 0.69429 | 0.72958 | 0.76498 | 0.79925 | 0.8359 | 0.86355 | 0.8895 | 0.91884 | 0.94714 | 0.97086 | 0.99213 | 1.0095 | 1.0262 | 1.0446 | 1.062 | 1.0799 | 1.0989 | 1.1179 | 1.1378 | 1.158 | 1.1786 | 1.1995
F3_Commercial_Restaurant (ID)_New_Miscellaneous_Natural Gas_Pool Heater_E3 | F3 | Commercial | Restaurant (ID) | New | Miscellaneous | Natural Gas | Pool Heater | E3 | PACT BC Ratio | 0 | 0 | 0 | 0 | 0 | 0 | 0 | 0 | 0 | 0 | 0 | 0 | 0 | 0 | 0 | 0 | 0 | 0 | 0 | 0 | 0 | 0 | 0 | 0 | 0 | 0 | 0
F3_Commercial_Restaurant (ID)_New_Miscellaneous_Natural Gas_Pool Heater_E4 | F3 | Commercial | Restaurant (ID) | New | Miscellaneous | Natural Gas | Pool Heater | E4 | PACT BC Ratio | 0 | 0 | 0 | 0 | 0 | 0 | 0 | 0 | 0 | 0 | 0 | 0 | 0 | 0 | 0 | 0 | 0 | 0 | 0 | 0 | 0 | 0 | 0 | 0 | 0 | 0 | 0
F3_Commercial_Restaurant (ID)_New_Miscellaneous_Natural Gas_Pool Heater_E5 | F3 | Commercial | Restaurant (ID) | New | Miscellaneous | Natural Gas | Pool Heater | E5 | PACT BC Ratio | 0 | 0 | 0 | 0 | 0 | 0 | 0 | 0 | 0 | 0 | 0 | 0 | 0 | 0 | 0 | 0 | 0 | 0 | 0 | 0 | 0 | 0 | 0 | 0 | 0 | 0 | 0
F3_Commercial_Restaurant (ID)_New_Miscellaneous_Natural Gas_Pool Heater_E6 | F3 | Commercial | Restaurant (ID) | New | Miscellaneous | Natural Gas | Pool Heater | E6 | PACT BC Ratio | 0 | 0 | 0 | 0 | 0 | 0 | 0 | 0 | 0 | 0 | 0 | 0 | 0 | 0 | 0 | 0 | 0 | 0 | 0 | 0 | 0 | 0 | 0 | 0 | 0 | 0 | 0
F3_Commercial_Restaurant (ID)_New_Miscellaneous_Natural Gas_Pool Heater_E7 | F3 | Commercial | Restaurant (ID) | New | Miscellaneous | Natural Gas | Pool Heater | E7 | PACT BC Ratio | 0 | 0 | 0 | 0 | 0 | 0 | 0 | 0 | 0 | 0 | 0 | 0 | 0 | 0 | 0 | 0 | 0 | 0 | 0 | 0 | 0 | 0 | 0 | 0 | 0 | 0 | 0
F3_Commercial_Restaurant (ID)_New_Miscellaneous_Natural Gas_Pool Heater_E8 | F3 | Commercial | Restaurant (ID) | New | Miscellaneous | Natural Gas | Pool Heater | E8 | PACT BC Ratio | 0 | 0 | 0 | 0 | 0 | 0 | 0 | 0 | 0 | 0 | 0 | 0 | 0 | 0 | 0 | 0 | 0 | 0 | 0 | 0 | 0 | 0 | 0 | 0 | 0 | 0 | 0
F3_Commercial_Restaurant (ID)_New_Miscellaneous_Natural Gas_Pool Heater_E9 | F3 | Commercial | Restaurant (ID) | New | Miscellaneous | Natural Gas | Pool Heater | E9 | PACT BC Ratio | 0 | 0 | 0 | 0 | 0 | 0 | 0 | 0 | 0 | 0 | 0 | 0 | 0 | 0 | 0 | 0 | 0 | 0 | 0 | 0 | 0 | 0 | 0 | 0 | 0 | 0 | 0
F3_Commercial_Restaurant (ID)_New_Miscellaneous_Natural Gas_Pool Heater_E10 | F3 | Commercial | Restaurant (ID) | New | Miscellaneous | Natural Gas | Pool Heater | E10 | PACT BC Ratio | 0 | 0 | 0 | 0 | 0 | 0 | 0 | 0 | 0 | 0 | 0 | 0 | 0 | 0 | 0 | 0 | 0 | 0 | 0 | 0 | 0 | 0 | 0 | 0 | 0 | 0 | 0
F4_Commercial_Restaurant (ID)_New_Miscellaneous_Natural Gas_Pool Heater_E1 | F4 | Commercial | Restaurant (ID) | New | Miscellaneous | Natural Gas | Pool Heater | E1 | RVT BC Ratio | [24 empty] | 1 | 1 | 1 | bar: 2019 to 2042
F4_Commercial_Restaurant (ID)_New_Miscellaneous_Natural Gas_Pool Heater_E2 | F4 | Commercial | Restaurant (ID) | New | Miscellaneous | Natural Gas | Pool Heater | E2 | RVT BC Ratio | 0.63728 | 0.63996 | 0.6448 | 0.65211 | 0.66171 | 0.67568 | 0.68979 | 0.70332 | 0.71552 | 0.72835 | 0.74306 | 0.75687 | 0.77248 | 0.78692 | 0.7982 | 0.80735 | 0.81352 | 0.81821 | 0.82349 | 0.82781 | 0.83205 | 0.84168 | 0.85136 | 0.86145 | 0.87171 | 0.88216 | 0.89279
F4_Commercial_Restaurant (ID)_New_Miscellaneous_Natural Gas_Pool Heater_E3 | F4 | Commercial | Restaurant (ID) | New | Miscellaneous | Natural Gas | Pool Heater | E3 | RVT BC Ratio | 0 | 0 | 0 | 0 | 0 | 0 | 0 | 0 | 0 | 0 | 0 | 0 | 0 | 0 | 0 | 0 | 0 | 0 | 0 | 0 | 0 | 0 | 0 | 0 | 0 | 0 | 0
F4_Commercial_Restaurant (ID)_New_Miscellaneous_Natural Gas_Pool Heater_E4 | F4 | Commercial | Restaurant (ID) | New | Miscellaneous | Natural Gas | Pool Heater | E4 | RVT BC Ratio | 0 | 0 | 0 | 0 | 0 | 0 | 0 | 0 | 0 | 0 | 0 | 0 | 0 | 0 | 0 | 0 | 0 | 0 | 0 | 0 | 0 | 0 | 0 | 0 | 0 | 0 | 0
F4_Commercial_Restaurant (ID)_New_Miscellaneous_Natural Gas_Pool Heater_E5 | F4 | Commercial | Restaurant (ID) | New | Miscellaneous | Natural Gas | Pool Heater | E5 | RVT BC Ratio | 0 | 0 | 0 | 0 | 0 | 0 | 0 | 0 | 0 | 0 | 0 | 0 | 0 | 0 | 0 | 0 | 0 | 0 | 0 | 0 | 0 | 0 | 0 | 0 | 0 | 0 | 0
F4_Commercial_Restaurant (ID)_New_Miscellaneous_Natural Gas_Pool Heater_E6 | F4 | Commercial | Restaurant (ID) | New | Miscellaneous | Natural Gas | Pool Heater | E6 | RVT BC Ratio | 0 | 0 | 0 | 0 | 0 | 0 | 0 | 0 | 0 | 0 | 0 | 0 | 0 | 0 | 0 | 0 | 0 | 0 | 0 | 0 | 0 | 0 | 0 | 0 | 0 | 0 | 0
F4_Commercial_Restaurant (ID)_New_Miscellaneous_Natural Gas_Pool Heater_E7 | F4 | Commercial | Restaurant (ID) | New | Miscellaneous | Natural Gas | Pool Heater | E7 | RVT BC Ratio | 0 | 0 | 0 | 0 | 0 | 0 | 0 | 0 | 0 | 0 | 0 | 0 | 0 | 0 | 0 | 0 | 0 | 0 | 0 | 0 | 0 | 0 | 0 | 0 | 0 | 0 | 0
F4_Commercial_Restaurant (ID)_New_Miscellaneous_Natural Gas_Pool Heater_E8 | F4 | Commercial | Restaurant (ID) | New | Miscellaneous | Natural Gas | Pool Heater | E8 | RVT BC Ratio | 0 | 0 | 0 | 0 | 0 | 0 | 0 | 0 | 0 | 0 | 0 | 0 | 0 | 0 | 0 | 0 | 0 | 0 | 0 | 0 | 0 | 0 | 0 | 0 | 0 | 0 | 0
F4_Commercial_Restaurant (ID)_New_Miscellaneous_Natural Gas_Pool Heater_E9 | F4 | Commercial | Restaurant (ID) | New | Miscellaneous | Natural Gas | Pool Heater | E9 | RVT BC Ratio | 0 | 0 | 0 | 0 | 0 | 0 | 0 | 0 | 0 | 0 | 0 | 0 | 0 | 0 | 0 | 0 | 0 | 0 | 0 | 0 | 0 | 0 | 0 | 0 | 0 | 0 | 0
F4_Commercial_Restaurant (ID)_New_Miscellaneous_Natural Gas_Pool Heater_E10 | F4 | Commercial | Restaurant (ID) | New | Miscellaneous | Natural Gas | Pool Heater | E10 | RVT BC Ratio | 0 | 0 | 0 | 0 | 0 | 0 | 0 | 0 | 0 | 0 | 0 | 0 | 0 | 0 | 0 | 0 | 0 | 0 | 0 | 0 | 0 | 0 | 0 | 0 | 0 | 0 | 0
F5_Commercial_Restaurant (ID)_New_Miscellaneous_Natural Gas_Pool Heater_E1 | F5 | Commercial | Restaurant (ID) | New | Miscellaneous | Natural Gas | Pool Heater | E1 | RIM BC Ratio | [24 empty] | 1 | 1 | 1 | bar: 2019 to 2042
F5_Commercial_Restaurant (ID)_New_Miscellaneous_Natural Gas_Pool Heater_E2 | F5 | Commercial | Restaurant (ID) | New | Miscellaneous | Natural Gas | Pool Heater | E2 | RIM BC Ratio | 0.35197 | 0.3535 | 0.35717 | 0.36322 | 0.37161 | 0.38346 | 0.39657 | 0.40958 | 0.42222 | 0.43548 | 0.44287 | 0.4496 | 0.45697 | 0.46415 | 0.4704 | 0.47633 | 0.48175 | 0.48744 | 0.49363 | 0.49972 | 0.50607 | 0.5102 | 0.51427 | 0.51843 | 0.52259 | 0.52674 | 0.53088
F5_Commercial_Restaurant (ID)_New_Miscellaneous_Natural Gas_Pool Heater_E3 | F5 | Commercial | Restaurant (ID) | New | Miscellaneous | Natural Gas | Pool Heater | E3 | RIM BC Ratio | 0 | 0 | 0 | 0 | 0 | 0 | 0 | 0 | 0 | 0 | 0 | 0 | 0 | 0 | 0 | 0 | 0 | 0 | 0 | 0 | 0 | 0 | 0 | 0 | 0 | 0 | 0
F5_Commercial_Restaurant (ID)_New_Miscellaneous_Natural Gas_Pool Heater_E4 | F5 | Commercial | Restaurant (ID) | New | Miscellaneous | Natural Gas | Pool Heater | E4 | RIM BC Ratio | 0 | 0 | 0 | 0 | 0 | 0 | 0 | 0 | 0 | 0 | 0 | 0 | 0 | 0 | 0 | 0 | 0 | 0 | 0 | 0 | 0 | 0 | 0 | 0 | 0 | 0 | 0
F5_Commercial_Restaurant (ID)_New_Miscellaneous_Natural Gas_Pool Heater_E5 | F5 | Commercial | Restaurant (ID) | New | Miscellaneous | Natural Gas | Pool Heater | E5 | RIM BC Ratio | 0 | 0 | 0 | 0 | 0 | 0 | 0 | 0 | 0 | 0 | 0 | 0 | 0 | 0 | 0 | 0 | 0 | 0 | 0 | 0 | 0 | 0 | 0 | 0 | 0 | 0 | 0
F5_Commercial_Restaurant (ID)_New_Miscellaneous_Natural Gas_Pool Heater_E6 | F5 | Commercial | Restaurant (ID) | New | Miscellaneous | Natural Gas | Pool Heater | E6 | RIM BC Ratio | 0 | 0 | 0 | 0 | 0 | 0 | 0 | 0 | 0 | 0 | 0 | 0 | 0 | 0 | 0 | 0 | 0 | 0 | 0 | 0 | 0 | 0 | 0 | 0 | 0 | 0 | 0
F5_Commercial_Restaurant (ID)_New_Miscellaneous_Natural Gas_Pool Heater_E7 | F5 | Commercial | Restaurant (ID) | New | Miscellaneous | Natural Gas | Pool Heater | E7 | RIM BC Ratio | 0 | 0 | 0 | 0 | 0 | 0 | 0 | 0 | 0 | 0 | 0 | 0 | 0 | 0 | 0 | 0 | 0 | 0 | 0 | 0 | 0 | 0 | 0 | 0 | 0 | 0 | 0
F5_Commercial_Restaurant (ID)_New_Miscellaneous_Natural Gas_Pool Heater_E8 | F5 | Commercial | Restaurant (ID) | New | Miscellaneous | Natural Gas | Pool Heater | E8 | RIM BC Ratio | 0 | 0 | 0 | 0 | 0 | 0 | 0 | 0 | 0 | 0 | 0 | 0 | 0 | 0 | 0 | 0 | 0 | 0 | 0 | 0 | 0 | 0 | 0 | 0 | 0 | 0 | 0
F5_Commercial_Restaurant (ID)_New_Miscellaneous_Natural Gas_Pool Heater_E9 | F5 | Commercial | Restaurant (ID) | New | Miscellaneous | Natural Gas | Pool Heater | E9 | RIM BC Ratio | 0 | 0 | 0 | 0 | 0 | 0 | 0 | 0 | 0 | 0 | 0 | 0 | 0 | 0 | 0 | 0 | 0 | 0 | 0 | 0 | 0 | 0 | 0 | 0 | 0 | 0 | 0
F5_Commercial_Restaurant (ID)_New_Miscellaneous_Natural Gas_Pool Heater_E10 | F5 | Commercial | Restaurant (ID) | New | Miscellaneous | Natural Gas | Pool Heater | E10 | RIM BC Ratio | 0 | 0 | 0 | 0 | 0 | 0 | 0 | 0 | 0 | 0 | 0 | 0 | 0 | 0 | 0 | 0 | 0 | 0 | 0 | 0 | 0 | 0 | 0 | 0 | 0 | 0 | 0
F0_Commercial_Restaurant (ID)_New_Miscellaneous_Natural Gas_Miscellaneous_E0 | F0 | Commercial | Restaurant (ID) | New | Miscellaneous | Natural Gas | Miscellaneous | E0 | Economic Unit | Standard | Standard | Standard | Standard | Standard | Standard | Standard | Standard | Standard | Standard | Standard | Standard | Standard | Standard | Standard | Standard | Standard | Standard | Standard | Standard | Standard | Standard | Standard | Standard | Standard | Standard | Standard
F1_Commercial_Restaurant (ID)_New_Miscellaneous_Natural Gas_Miscellaneous_E1 | F1 | Commercial | Restaurant (ID) | New | Miscellaneous | Natural Gas | Miscellaneous | E1 | CCE | 0 | 0 | 0 | 0 | 0 | 0 | 0 | 0 | 0 | 0 | 0 | 0 | 0 | 0 | 0 | 0 | 0 | 0 | 0 | 0 | 0 | 0 | 0 | 0 | 0 | 0 | 0
F1_Commercial_Restaurant (ID)_New_Miscellaneous_Natural Gas_Miscellaneous_E2 | F1 | Commercial | Restaurant (ID) | New | Miscellaneous | Natural Gas | Miscellaneous | E2 | CCE | 0 | 0 | 0 | 0 | 0 | 0 | 0 | 0 | 0 | 0 | 0 | 0 | 0 | 0 | 0 | 0 | 0 | 0 | 0 | 0 | 0 | 0 | 0 | 0 | 0 | 0 | 0
F1_Commercial_Restaurant (ID)_New_Miscellaneous_Natural Gas_Miscellaneous_E3 | F1 | Commercial | Restaurant (ID) | New | Miscellaneous | Natural Gas | Miscellaneous | E3 | CCE | 0 | 0 | 0 | 0 | 0 | 0 | 0 | 0 | 0 | 0 | 0 | 0 | 0 | 0 | 0 | 0 | 0 | 0 | 0 | 0 | 0 | 0 | 0 | 0 | 0 | 0 | 0
F1_Commercial_Restaurant (ID)_New_Miscellaneous_Natural Gas_Miscellaneous_E4 | F1 | Commercial | Restaurant (ID) | New | Miscellaneous | Natural Gas | Miscellaneous | E4 | CCE | 0 | 0 | 0 | 0 | 0 | 0 | 0 | 0 | 0 | 0 | 0 | 0 | 0 | 0 | 0 | 0 | 0 | 0 | 0 | 0 | 0 | 0 | 0 | 0 | 0 | 0 | 0
F1_Commercial_Restaurant (ID)_New_Miscellaneous_Natural Gas_Miscellaneous_E5 | F1 | Commercial | Restaurant (ID) | New | Miscellaneous | Natural Gas | Miscellaneous | E5 | CCE | 0 | 0 | 0 | 0 | 0 | 0 | 0 | 0 | 0 | 0 | 0 | 0 | 0 | 0 | 0 | 0 | 0 | 0 | 0 | 0 | 0 | 0 | 0 | 0 | 0 | 0 | 0
F1_Commercial_Restaurant (ID)_New_Miscellaneous_Natural Gas_Miscellaneous_E6 | F1 | Commercial | Restaurant (ID) | New | Miscellaneous | Natural Gas | Miscellaneous | E6 | CCE | 0 | 0 | 0 | 0 | 0 | 0 | 0 | 0 | 0 | 0 | 0 | 0 | 0 | 0 | 0 | 0 | 0 | 0 | 0 | 0 | 0 | 0 | 0 | 0 | 0 | 0 | 0
F1_Commercial_Restaurant (ID)_New_Miscellaneous_Natural Gas_Miscellaneous_E7 | F1 | Commercial | Restaurant (ID) | New | Miscellaneous | Natural Gas | Miscellaneous | E7 | CCE | 0 | 0 | 0 | 0 | 0 | 0 | 0 | 0 | 0 | 0 | 0 | 0 | 0 | 0 | 0 | 0 | 0 | 0 | 0 | 0 | 0 | 0 | 0 | 0 | 0 | 0 | 0
F1_Commercial_Restaurant (ID)_New_Miscellaneous_Natural Gas_Miscellaneous_E8 | F1 | Commercial | Restaurant (ID) | New | Miscellaneous | Natural Gas | Miscellaneous | E8 | CCE | 0 | 0 | 0 | 0 | 0 | 0 | 0 | 0 | 0 | 0 | 0 | 0 | 0 | 0 | 0 | 0 | 0 | 0 | 0 | 0 | 0 | 0 | 0 | 0 | 0 | 0 | 0
F1_Commercial_Restaurant (ID)_New_Miscellaneous_Natural Gas_Miscellaneous_E9 | F1 | Commercial | Restaurant (ID) | New | Miscellaneous | Natural Gas | Miscellaneous | E9 | CCE | 0 | 0 | 0 | 0 | 0 | 0 | 0 | 0 | 0 | 0 | 0 | 0 | 0 | 0 | 0 | 0 | 0 | 0 | 0 | 0 | 0 | 0 | 0 | 0 | 0 | 0 | 0
F1_Commercial_Restaurant (ID)_New_Miscellaneous_Natural Gas_Miscellaneous_E10 | F1 | Commercial | Restaurant (ID) | New | Miscellaneous | Natural Gas | Miscellaneous | E10 | CCE | 0 | 0 | 0 | 0 | 0 | 0 | 0 | 0 | 0 | 0 | 0 | 0 | 0 | 0 | 0 | 0 | 0 | 0 | 0 | 0 | 0 | 0 | 0 | 0 | 0 | 0 | 0
F2_Commercial_Restaurant (ID)_New_Miscellaneous_Natural Gas_Miscellaneous_E1 | F2 | Commercial | Restaurant (ID) | New | Miscellaneous | Natural Gas | Miscellaneous | E1 | TRC BC Ratio | [24 empty] | 1 | 1 | 1 | bar: 2019 to 2042
F2_Commercial_Restaurant (ID)_New_Miscellaneous_Natural Gas_Miscellaneous_E2 | F2 | Commercial | Restaurant (ID) | New | Miscellaneous | Natural Gas | Miscellaneous | E2 | TRC BC Ratio | 0 | 0 | 0 | 0 | 0 | 0 | 0 | 0 | 0 | 0 | 0 | 0 | 0 | 0 | 0 | 0 | 0 | 0 | 0 | 0 | 0 | 0 | 0 | 0 | 0 | 0 | 0
F2_Commercial_Restaurant (ID)_New_Miscellaneous_Natural Gas_Miscellaneous_E3 | F2 | Commercial | Restaurant (ID) | New | Miscellaneous | Natural Gas | Miscellaneous | E3 | TRC BC Ratio | 0 | 0 | 0 | 0 | 0 | 0 | 0 | 0 | 0 | 0 | 0 | 0 | 0 | 0 | 0 | 0 | 0 | 0 | 0 | 0 | 0 | 0 | 0 | 0 | 0 | 0 | 0
F2_Commercial_Restaurant (ID)_New_Miscellaneous_Natural Gas_Miscellaneous_E4 | F2 | Commercial | Restaurant (ID) | New | Miscellaneous | Natural Gas | Miscellaneous | E4 | TRC BC Ratio | 0 | 0 | 0 | 0 | 0 | 0 | 0 | 0 | 0 | 0 | 0 | 0 | 0 | 0 | 0 | 0 | 0 | 0 | 0 | 0 | 0 | 0 | 0 | 0 | 0 | 0 | 0
F2_Commercial_Restaurant (ID)_New_Miscellaneous_Natural Gas_Miscellaneous_E5 | F2 | Commercial | Restaurant (ID) | New | Miscellaneous | Natural Gas | Miscellaneous | E5 | TRC BC Ratio | 0 | 0 | 0 | 0 | 0 | 0 | 0 | 0 | 0 | 0 | 0 | 0 | 0 | 0 | 0 | 0 | 0 | 0 | 0 | 0 | 0 | 0 | 0 | 0 | 0 | 0 | 0
F2_Commercial_Restaurant (ID)_New_Miscellaneous_Natural Gas_Miscellaneous_E6 | F2 | Commercial | Restaurant (ID) | New | Miscellaneous | Natural Gas | Miscellaneous | E6 | TRC BC Ratio | 0 | 0 | 0 | 0 | 0 | 0 | 0 | 0 | 0 | 0 | 0 | 0 | 0 | 0 | 0 | 0 | 0 | 0 | 0 | 0 | 0 | 0 | 0 | 0 | 0 | 0 | 0
F2_Commercial_Restaurant (ID)_New_Miscellaneous_Natural Gas_Miscellaneous_E7 | F2 | Commercial | Restaurant (ID) | New | Miscellaneous | Natural Gas | Miscellaneous | E7 | TRC BC Ratio | 0 | 0 | 0 | 0 | 0 | 0 | 0 | 0 | 0 | 0 | 0 | 0 | 0 | 0 | 0 | 0 | 0 | 0 | 0 | 0 | 0 | 0 | 0 | 0 | 0 | 0 | 0
F2_Commercial_Restaurant (ID)_New_Miscellaneous_Natural Gas_Miscellaneous_E8 | F2 | Commercial | Restaurant (ID) | New | Miscellaneous | Natural Gas | Miscellaneous | E8 | TRC BC Ratio | 0 | 0 | 0 | 0 | 0 | 0 | 0 | 0 | 0 | 0 | 0 | 0 | 0 | 0 | 0 | 0 | 0 | 0 | 0 | 0 | 0 | 0 | 0 | 0 | 0 | 0 | 0
F2_Commercial_Restaurant (ID)_New_Miscellaneous_Natural Gas_Miscellaneous_E9 | F2 | Commercial | Restaurant (ID) | New | Miscellaneous | Natural Gas | Miscellaneous | E9 | TRC BC Ratio | 0 | 0 | 0 | 0 | 0 | 0 | 0 | 0 | 0 | 0 | 0 | 0 | 0 | 0 | 0 | 0 | 0 | 0 | 0 | 0 | 0 | 0 | 0 | 0 | 0 | 0 | 0
F2_Commercial_Restaurant (ID)_New_Miscellaneous_Natural Gas_Miscellaneous_E10 | F2 | Commercial | Restaurant (ID) | New | Miscellaneous | Natural Gas | Miscellaneous | E10 | TRC BC Ratio | 0 | 0 | 0 | 0 | 0 | 0 | 0 | 0 | 0 | 0 | 0 | 0 | 0 | 0 | 0 | 0 | 0 | 0 | 0 | 0 | 0 | 0 | 0 | 0 | 0 | 0 | 0
F3_Commercial_Restaurant (ID)_New_Miscellaneous_Natural Gas_Miscellaneous_E1 | F3 | Commercial | Restaurant (ID) | New | Miscellaneous | Natural Gas | Miscellaneous | E1 | PACT BC Ratio | [24 empty] | 1 | 1 | 1 | bar: 2019 to 2042
F3_Commercial_Restaurant (ID)_New_Miscellaneous_Natural Gas_Miscellaneous_E2 | F3 | Commercial | Restaurant (ID) | New | Miscellaneous | Natural Gas | Miscellaneous | E2 | PACT BC Ratio | 0 | 0 | 0 | 0 | 0 | 0 | 0 | 0 | 0 | 0 | 0 | 0 | 0 | 0 | 0 | 0 | 0 | 0 | 0 | 0 | 0 | 0 | 0 | 0 | 0 | 0 | 0
F3_Commercial_Restaurant (ID)_New_Miscellaneous_Natural Gas_Miscellaneous_E3 | F3 | Commercial | Restaurant (ID) | New | Miscellaneous | Natural Gas | Miscellaneous | E3 | PACT BC Ratio | 0 | 0 | 0 | 0 | 0 | 0 | 0 | 0 | 0 | 0 | 0 | 0 | 0 | 0 | 0 | 0 | 0 | 0 | 0 | 0 | 0 | 0 | 0 | 0 | 0 | 0 | 0
F3_Commercial_Restaurant (ID)_New_Miscellaneous_Natural Gas_Miscellaneous_E4 | F3 | Commercial | Restaurant (ID) | New | Miscellaneous | Natural Gas | Miscellaneous | E4 | PACT BC Ratio | 0 | 0 | 0 | 0 | 0 | 0 | 0 | 0 | 0 | 0 | 0 | 0 | 0 | 0 | 0 | 0 | 0 | 0 | 0 | 0 | 0 | 0 | 0 | 0 | 0 | 0 | 0
F3_Commercial_Restaurant (ID)_New_Miscellaneous_Natural Gas_Miscellaneous_E5 | F3 | Commercial | Restaurant (ID) | New | Miscellaneous | Natural Gas | Miscellaneous | E5 | PACT BC Ratio | 0 | 0 | 0 | 0 | 0 | 0 | 0 | 0 | 0 | 0 | 0 | 0 | 0 | 0 | 0 | 0 | 0 | 0 | 0 | 0 | 0 | 0 | 0 | 0 | 0 | 0 | 0
F3_Commercial_Restaurant (ID)_New_Miscellaneous_Natural Gas_Miscellaneous_E6 | F3 | Commercial | Restaurant (ID) | New | Miscellaneous | Natural Gas | Miscellaneous | E6 | PACT BC Ratio | 0 | 0 | 0 | 0 | 0 | 0 | 0 | 0 | 0 | 0 | 0 | 0 | 0 | 0 | 0 | 0 | 0 | 0 | 0 | 0 | 0 | 0 | 0 | 0 | 0 | 0 | 0
F3_Commercial_Restaurant (ID)_New_Miscellaneous_Natural Gas_Miscellaneous_E7 | F3 | Commercial | Restaurant (ID) | New | Miscellaneous | Natural Gas | Miscellaneous | E7 | PACT BC Ratio | 0 | 0 | 0 | 0 | 0 | 0 | 0 | 0 | 0 | 0 | 0 | 0 | 0 | 0 | 0 | 0 | 0 | 0 | 0 | 0 | 0 | 0 | 0 | 0 | 0 | 0 | 0
F3_Commercial_Restaurant (ID)_New_Miscellaneous_Natural Gas_Miscellaneous_E8 | F3 | Commercial | Restaurant (ID) | New | Miscellaneous | Natural Gas | Miscellaneous | E8 | PACT BC Ratio | 0 | 0 | 0 | 0 | 0 | 0 | 0 | 0 | 0 | 0 | 0 | 0 | 0 | 0 | 0 | 0 | 0 | 0 | 0 | 0 | 0 | 0 | 0 | 0 | 0 | 0 | 0
F3_Commercial_Restaurant (ID)_New_Miscellaneous_Natural Gas_Miscellaneous_E9 | F3 | Commercial | Restaurant (ID) | New | Miscellaneous | Natural Gas | Miscellaneous | E9 | PACT BC Ratio | 0 | 0 | 0 | 0 | 0 | 0 | 0 | 0 | 0 | 0 | 0 | 0 | 0 | 0 | 0 | 0 | 0 | 0 | 0 | 0 | 0 | 0 | 0 | 0 | 0 | 0 | 0
F3_Commercial_Restaurant (ID)_New_Miscellaneous_Natural Gas_Miscellaneous_E10 | F3 | Commercial | Restaurant (ID) | New | Miscellaneous | Natural Gas | Miscellaneous | E10 | PACT BC Ratio | 0 | 0 | 0 | 0 | 0 | 0 | 0 | 0 | 0 | 0 | 0 | 0 | 0 | 0 | 0 | 0 | 0 | 0 | 0 | 0 | 0 | 0 | 0 | 0 | 0 | 0 | 0
F4_Commercial_Restaurant (ID)_New_Miscellaneous_Natural Gas_Miscellaneous_E1 | F4 | Commercial | Restaurant (ID) | New | Miscellaneous | Natural Gas | Miscellaneous | E1 | RVT BC Ratio | [24 empty] | 1 | 1 | 1 | bar: 2019 to 2042
F4_Commercial_Restaurant (ID)_New_Miscellaneous_Natural Gas_Miscellaneous_E2 | F4 | Commercial | Restaurant (ID) | New | Miscellaneous | Natural Gas | Miscellaneous | E2 | RVT BC Ratio | 0 | 0 | 0 | 0 | 0 | 0 | 0 | 0 | 0 | 0 | 0 | 0 | 0 | 0 | 0 | 0 | 0 | 0 | 0 | 0 | 0 | 0 | 0 | 0 | 0 | 0 | 0
F4_Commercial_Restaurant (ID)_New_Miscellaneous_Natural Gas_Miscellaneous_E3 | F4 | Commercial | Restaurant (ID) | New | Miscellaneous | Natural Gas | Miscellaneous | E3 | RVT BC Ratio | 0 | 0 | 0 | 0 | 0 | 0 | 0 | 0 | 0 | 0 | 0 | 0 | 0 | 0 | 0 | 0 | 0 | 0 | 0 | 0 | 0 | 0 | 0 | 0 | 0 | 0 | 0
F4_Commercial_Restaurant (ID)_New_Miscellaneous_Natural Gas_Miscellaneous_E4 | F4 | Commercial | Restaurant (ID) | New | Miscellaneous | Natural Gas | Miscellaneous | E4 | RVT BC Ratio | 0 | 0 | 0 | 0 | 0 | 0 | 0 | 0 | 0 | 0 | 0 | 0 | 0 | 0 | 0 | 0 | 0 | 0 | 0 | 0 | 0 | 0 | 0 | 0 | 0 | 0 | 0
F4_Commercial_Restaurant (ID)_New_Miscellaneous_Natural Gas_Miscellaneous_E5 | F4 | Commercial | Restaurant (ID) | New | Miscellaneous | Natural Gas | Miscellaneous | E5 | RVT BC Ratio | 0 | 0 | 0 | 0 | 0 | 0 | 0 | 0 | 0 | 0 | 0 | 0 | 0 | 0 | 0 | 0 | 0 | 0 | 0 | 0 | 0 | 0 | 0 | 0 | 0 | 0 | 0
F4_Commercial_Restaurant (ID)_New_Miscellaneous_Natural Gas_Miscellaneous_E6 | F4 | Commercial | Restaurant (ID) | New | Miscellaneous | Natural Gas | Miscellaneous | E6 | RVT BC Ratio | 0 | 0 | 0 | 0 | 0 | 0 | 0 | 0 | 0 | 0 | 0 | 0 | 0 | 0 | 0 | 0 | 0 | 0 | 0 | 0 | 0 | 0 | 0 | 0 | 0 | 0 | 0
F4_Commercial_Restaurant (ID)_New_Miscellaneous_Natural Gas_Miscellaneous_E7 | F4 | Commercial | Restaurant (ID) | New | Miscellaneous | Natural Gas | Miscellaneous | E7 | RVT BC Ratio | 0 | 0 | 0 | 0 | 0 | 0 | 0 | 0 | 0 | 0 | 0 | 0 | 0 | 0 | 0 | 0 | 0 | 0 | 0 | 0 | 0 | 0 | 0 | 0 | 0 | 0 | 0
F4_Commercial_Restaurant (ID)_New_Miscellaneous_Natural Gas_Miscellaneous_E8 | F4 | Commercial | Restaurant (ID) | New | Miscellaneous | Natural Gas | Miscellaneous | E8 | RVT BC Ratio | 0 | 0 | 0 | 0 | 0 | 0 | 0 | 0 | 0 | 0 | 0 | 0 | 0 | 0 | 0 | 0 | 0 | 0 | 0 | 0 | 0 | 0 | 0 | 0 | 0 | 0 | 0
F4_Commercial_Restaurant (ID)_New_Miscellaneous_Natural Gas_Miscellaneous_E9 | F4 | Commercial | Restaurant (ID) | New | Miscellaneous | Natural Gas | Miscellaneous | E9 | RVT BC Ratio | 0 | 0 | 0 | 0 | 0 | 0 | 0 | 0 | 0 | 0 | 0 | 0 | 0 | 0 | 0 | 0 | 0 | 0 | 0 | 0 | 0 | 0 | 0 | 0 | 0 | 0 | 0
F4_Commercial_Restaurant (ID)_New_Miscellaneous_Natural Gas_Miscellaneous_E10 | F4 | Commercial | Restaurant (ID) | New | Miscellaneous | Natural Gas | Miscellaneous | E10 | RVT BC Ratio | 0 | 0 | 0 | 0 | 0 | 0 | 0 | 0 | 0 | 0 | 0 | 0 | 0 | 0 | 0 | 0 | 0 | 0 | 0 | 0 | 0 | 0 | 0 | 0 | 0 | 0 | 0
F5_Commercial_Restaurant (ID)_New_Miscellaneous_Natural Gas_Miscellaneous_E1 | F5 | Commercial | Restaurant (ID) | New | Miscellaneous | Natural Gas | Miscellaneous | E1 | RIM BC Ratio | [24 empty] | 1 | 1 | 1 | bar: 2019 to 2042
F5_Commercial_Restaurant (ID)_New_Miscellaneous_Natural Gas_Miscellaneous_E2 | F5 | Commercial | Restaurant (ID) | New | Miscellaneous | Natural Gas | Miscellaneous | E2 | RIM BC Ratio | 0 | 0 | 0 | 0 | 0 | 0 | 0 | 0 | 0 | 0 | 0 | 0 | 0 | 0 | 0 | 0 | 0 | 0 | 0 | 0 | 0 | 0 | 0 | 0 | 0 | 0 | 0
F5_Commercial_Restaurant (ID)_New_Miscellaneous_Natural Gas_Miscellaneous_E3 | F5 | Commercial | Restaurant (ID) | New | Miscellaneous | Natural Gas | Miscellaneous | E3 | RIM BC Ratio | 0 | 0 | 0 | 0 | 0 | 0 | 0 | 0 | 0 | 0 | 0 | 0 | 0 | 0 | 0 | 0 | 0 | 0 | 0 | 0 | 0 | 0 | 0 | 0 | 0 | 0 | 0
F5_Commercial_Restaurant (ID)_New_Miscellaneous_Natural Gas_Miscellaneous_E4 | F5 | Commercial | Restaurant (ID) | New | Miscellaneous | Natural Gas | Miscellaneous | E4 | RIM BC Ratio | 0 | 0 | 0 | 0 | 0 | 0 | 0 | 0 | 0 | 0 | 0 | 0 | 0 | 0 | 0 | 0 | 0 | 0 | 0 | 0 | 0 | 0 | 0 | 0 | 0 | 0 | 0
F5_Commercial_Restaurant (ID)_New_Miscellaneous_Natural Gas_Miscellaneous_E5 | F5 | Commercial | Restaurant (ID) | New | Miscellaneous | Natural Gas | Miscellaneous | E5 | RIM BC Ratio | 0 | 0 | 0 | 0 | 0 | 0 | 0 | 0 | 0 | 0 | 0 | 0 | 0 | 0 | 0 | 0 | 0 | 0 | 0 | 0 | 0 | 0 | 0 | 0 | 0 | 0 | 0
F5_Commercial_Restaurant (ID)_New_Miscellaneous_Natural Gas_Miscellaneous_E6 | F5 | Commercial | Restaurant (ID) | New | Miscellaneous | Natural Gas | Miscellaneous | E6 | RIM BC Ratio | 0 | 0 | 0 | 0 | 0 | 0 | 0 | 0 | 0 | 0 | 0 | 0 | 0 | 0 | 0 | 0 | 0 | 0 | 0 | 0 | 0 | 0 | 0 | 0 | 0 | 0 | 0
F5_Commercial_Restaurant (ID)_New_Miscellaneous_Natural Gas_Miscellaneous_E7 | F5 | Commercial | Restaurant (ID) | New | Miscellaneous | Natural Gas | Miscellaneous | E7 | RIM BC Ratio | 0 | 0 | 0 | 0 | 0 | 0 | 0 | 0 | 0 | 0 | 0 | 0 | 0 | 0 | 0 | 0 | 0 | 0 | 0 | 0 | 0 | 0 | 0 | 0 | 0 | 0 | 0
F5_Commercial_Restaurant (ID)_New_Miscellaneous_Natural Gas_Miscellaneous_E8 | F5 | Commercial | Restaurant (ID) | New | Miscellaneous | Natural Gas | Miscellaneous | E8 | RIM BC Ratio | 0 | 0 | 0 | 0 | 0 | 0 | 0 | 0 | 0 | 0 | 0 | 0 | 0 | 0 | 0 | 0 | 0 | 0 | 0 | 0 | 0 | 0 | 0 | 0 | 0 | 0 | 0
F5_Commercial_Restaurant (ID)_New_Miscellaneous_Natural Gas_Miscellaneous_E9 | F5 | Commercial | Restaurant (ID) | New | Miscellaneous | Natural Gas | Miscellaneous | E9 | RIM BC Ratio | 0 | 0 | 0 | 0 | 0 | 0 | 0 | 0 | 0 | 0 | 0 | 0 | 0 | 0 | 0 | 0 | 0 | 0 | 0 | 0 | 0 | 0 | 0 | 0 | 0 | 0 | 0
F5_Commercial_Restaurant (ID)_New_Miscellaneous_Natural Gas_Miscellaneous_E10 | F5 | Commercial | Restaurant (ID) | New | Miscellaneous | Natural Gas | Miscellaneous | E10 | RIM BC Ratio | 0 | 0 | 0 | 0 | 0 | 0 | 0 | 0 | 0 | 0 | 0 | 0 | 0 | 0 | 0 | 0 | 0 | 0 | 0 | 0 | 0 | 0 | 0 | 0 | 0 | 0 | 0
F0_Commercial_Retail (ID)_Existing_Space Heating_Natural Gas_Furnace_E0 | F0 | Commercial | Retail (ID) | Existing | Space Heating | Natural Gas | Furnace | E0 | Economic Unit | AFUE 96% | AFUE 96% | AFUE 96% | AFUE 96% | AFUE 96% | AFUE 96% | AFUE 96% | AFUE 96% | AFUE 96% | AFUE 96% | AFUE 96% | AFUE 96% | AFUE 96% | AFUE 96% | AFUE 96% | AFUE 96% | AFUE 96% | AFUE 96% | AFUE 96% | AFUE 96% | AFUE 96% | AFUE 96% | AFUE 96% | AFUE 96% | AFUE 96% | AFUE 96% | AFUE 96%
F1_Commercial_Retail (ID)_Existing_Space Heating_Natural Gas_Furnace_E1 | F1 | Commercial | Retail (ID) | Existing | Space Heating | Natural Gas | Furnace | E1 | CCE | 0 | 0 | 0 | 0 | 0 | 0 | 0 | 0 | 0 | 0 | 0 | 0 | 0 | 0 | 0 | 0 | 0 | 0 | 0 | 0 | 0 | 0 | 0 | 0 | 0 | 0 | 0
F1_Commercial_Retail (ID)_Existing_Space Heating_Natural Gas_Furnace_E2 | F1 | Commercial | Retail (ID) | Existing | Space Heating | Natural Gas | Furnace | E2 | CCE | 0.023486 | 0.024373 | 0.024373 | 0.024373 | 0.024373 | 0.024373 | 0.024373 | 0.024373 | 0.024373 | 0.024373 | 0.024373 | 0.024373 | 0.024373 | 0.024373 | 0.024373 | 0.024373 | 0.024373 | 0.024373 | 0.024373 | 0.024373 | 0.024373 | 0.024373 | 0.024373 | 0.024373 | 0.024373 | 0.024373 | 0.024373
F1_Commercial_Retail (ID)_Existing_Space Heating_Natural Gas_Furnace_E3 | F1 | Commercial | Retail (ID) | Existing | Space Heating | Natural Gas | Furnace | E3 | CCE | 0.0035065 | 0.003639 | 0.003639 | 0.003639 | 0.003639 | 0.003639 | 0.003639 | 0.003639 | 0.003639 | 0.003639 | 0.003639 | 0.003639 | 0.003639 | 0.003639 | 0.003639 | 0.003639 | 0.003639 | 0.003639 | 0.003639 | 0.003639 | 0.003639 | 0.003639 | 0.003639 | 0.003639 | 0.003639 | 0.003639 | 0.003639
F1_Commercial_Retail (ID)_Existing_Space Heating_Natural Gas_Furnace_E4 | F1 | Commercial | Retail (ID) | Existing | Space Heating | Natural Gas | Furnace | E4 | CCE | 0 | 0 | 0 | 0 | 0 | 0 | 0 | 0 | 0 | 0 | 0 | 0 | 0 | 0 | 0 | 0 | 0 | 0 | 0 | 0 | 0 | 0 | 0 | 0 | 0 | 0 | 0
F1_Commercial_Retail (ID)_Existing_Space Heating_Natural Gas_Furnace_E5 | F1 | Commercial | Retail (ID) | Existing | Space Heating | Natural Gas | Furnace | E5 | CCE | 0 | 0 | 0 | 0 | 0 | 0 | 0 | 0 | 0 | 0 | 0 | 0 | 0 | 0 | 0 | 0 | 0 | 0 | 0 | 0 | 0 | 0 | 0 | 0 | 0 | 0 | 0
F1_Commercial_Retail (ID)_Existing_Space Heating_Natural Gas_Furnace_E6 | F1 | Commercial | Retail (ID) | Existing | Space Heating | Natural Gas | Furnace | E6 | CCE | 0 | 0 | 0 | 0 | 0 | 0 | 0 | 0 | 0 | 0 | 0 | 0 | 0 | 0 | 0 | 0 | 0 | 0 | 0 | 0 | 0 | 0 | 0 | 0 | 0 | 0 | 0
F1_Commercial_Retail (ID)_Existing_Space Heating_Natural Gas_Furnace_E7 | F1 | Commercial | Retail (ID) | Existing | Space Heating | Natural Gas | Furnace | E7 | CCE | 0 | 0 | 0 | 0 | 0 | 0 | 0 | 0 | 0 | 0 | 0 | 0 | 0 | 0 | 0 | 0 | 0 | 0 | 0 | 0 | 0 | 0 | 0 | 0 | 0 | 0 | 0
F1_Commercial_Retail (ID)_Existing_Space Heating_Natural Gas_Furnace_E8 | F1 | Commercial | Retail (ID) | Existing | Space Heating | Natural Gas | Furnace | E8 | CCE | 0 | 0 | 0 | 0 | 0 | 0 | 0 | 0 | 0 | 0 | 0 | 0 | 0 | 0 | 0 | 0 | 0 | 0 | 0 | 0 | 0 | 0 | 0 | 0 | 0 | 0 | 0
F1_Commercial_Retail (ID)_Existing_Space Heating_Natural Gas_Furnace_E9 | F1 | Commercial | Retail (ID) | Existing | Space Heating | Natural Gas | Furnace | E9 | CCE | 0 | 0 | 0 | 0 | 0 | 0 | 0 | 0 | 0 | 0 | 0 | 0 | 0 | 0 | 0 | 0 | 0 | 0 | 0 | 0 | 0 | 0 | 0 | 0 | 0 | 0 | 0
F1_Commercial_Retail (ID)_Existing_Space Heating_Natural Gas_Furnace_E10 | F1 | Commercial | Retail (ID) | Existing | Space Heating | Natural Gas | Furnace | E10 | CCE | 0 | 0 | 0 | 0 | 0 | 0 | 0 | 0 | 0 | 0 | 0 | 0 | 0 | 0 | 0 | 0 | 0 | 0 | 0 | 0 | 0 | 0 | 0 | 0 | 0 | 0 | 0
F2_Commercial_Retail (ID)_Existing_Space Heating_Natural Gas_Furnace_E1 | F2 | Commercial | Retail (ID) | Existing | Space Heating | Natural Gas | Furnace | E1 | TRC BC Ratio | [24 empty] | 1 | 1 | 1 | bar: 2019 to 2042
F2_Commercial_Retail (ID)_Existing_Space Heating_Natural Gas_Furnace_E2 | F2 | Commercial | Retail (ID) | Existing | Space Heating | Natural Gas | Furnace | E2 | TRC BC Ratio | 0.16013 | 0.16246 | 0.16576 | 0.16952 | 0.1738 | 0.18001 | 0.18636 | 0.19309 | 0.19943 | 0.20585 | 0.21148 | 0.21656 | 0.2222 | 0.22805 | 0.23341 | 0.23865 | 0.24346 | 0.24841 | 0.2536 | 0.25893 | 0.26435 | 0.27012 | 0.27695 | 0.28283 | 0.28883 | 0.29496 | 0.30122
F2_Commercial_Retail (ID)_Existing_Space Heating_Natural Gas_Furnace_E3 | F2 | Commercial | Retail (ID) | Existing | Space Heating | Natural Gas | Furnace | E3 | TRC BC Ratio | 1.0725 | 1.0881 | 1.1102 | 1.1354 | 1.164 | 1.2057 | 1.2482 | 1.2933 | 1.3357 | 1.3788 | 1.4164 | 1.4505 | 1.4883 | 1.5274 | 1.5633 | 1.5984 | 1.6306 | 1.6638 | 1.6985 | 1.7342 | 1.7706 | 1.8092 | 1.8549 | 1.8943 | 1.9345 | 1.9756 | 2.0175
F2_Commercial_Retail (ID)_Existing_Space Heating_Natural Gas_Furnace_E4 | F2 | Commercial | Retail (ID) | Existing | Space Heating | Natural Gas | Furnace | E4 | TRC BC Ratio | 0 | 0 | 0 | 0 | 0 | 0 | 0 | 0 | 0 | 0 | 0 | 0 | 0 | 0 | 0 | 0 | 0 | 0 | 0 | 0 | 0 | 0 | 0 | 0 | 0 | 0 | 0
F2_Commercial_Retail (ID)_Existing_Space Heating_Natural Gas_Furnace_E5 | F2 | Commercial | Retail (ID) | Existing | Space Heating | Natural Gas | Furnace | E5 | TRC BC Ratio | 0 | 0 | 0 | 0 | 0 | 0 | 0 | 0 | 0 | 0 | 0 | 0 | 0 | 0 | 0 | 0 | 0 | 0 | 0 | 0 | 0 | 0 | 0 | 0 | 0 | 0 | 0
F2_Commercial_Retail (ID)_Existing_Space Heating_Natural Gas_Furnace_E6 | F2 | Commercial | Retail (ID) | Existing | Space Heating | Natural Gas | Furnace | E6 | TRC BC Ratio | 0 | 0 | 0 | 0 | 0 | 0 | 0 | 0 | 0 | 0 | 0 | 0 | 0 | 0 | 0 | 0 | 0 | 0 | 0 | 0 | 0 | 0 | 0 | 0 | 0 | 0 | 0
F2_Commercial_Retail (ID)_Existing_Space Heating_Natural Gas_Furnace_E7 | F2 | Commercial | Retail (ID) | Existing | Space Heating | Natural Gas | Furnace | E7 | TRC BC Ratio | 0 | 0 | 0 | 0 | 0 | 0 | 0 | 0 | 0 | 0 | 0 | 0 | 0 | 0 | 0 | 0 | 0 | 0 | 0 | 0 | 0 | 0 | 0 | 0 | 0 | 0 | 0
F2_Commercial_Retail (ID)_Existing_Space Heating_Natural Gas_Furnace_E8 | F2 | Commercial | Retail (ID) | Existing | Space Heating | Natural Gas | Furnace | E8 | TRC BC Ratio | 0 | 0 | 0 | 0 | 0 | 0 | 0 | 0 | 0 | 0 | 0 | 0 | 0 | 0 | 0 | 0 | 0 | 0 | 0 | 0 | 0 | 0 | 0 | 0 | 0 | 0 | 0
F2_Commercial_Retail (ID)_Existing_Space Heating_Natural Gas_Furnace_E9 | F2 | Commercial | Retail (ID) | Existing | Space Heating | Natural Gas | Furnace | E9 | TRC BC Ratio | 0 | 0 | 0 | 0 | 0 | 0 | 0 | 0 | 0 | 0 | 0 | 0 | 0 | 0 | 0 | 0 | 0 | 0 | 0 | 0 | 0 | 0 | 0 | 0 | 0 | 0 | 0
F2_Commercial_Retail (ID)_Existing_Space Heating_Natural Gas_Furnace_E10 | F2 | Commercial | Retail (ID) | Existing | Space Heating | Natural Gas | Furnace | E10 | TRC BC Ratio | 0 | 0 | 0 | 0 | 0 | 0 | 0 | 0 | 0 | 0 | 0 | 0 | 0 | 0 | 0 | 0 | 0 | 0 | 0 | 0 | 0 | 0 | 0 | 0 | 0 | 0 | 0
F3_Commercial_Retail (ID)_Existing_Space Heating_Natural Gas_Furnace_E1 | F3 | Commercial | Retail (ID) | Existing | Space Heating | Natural Gas | Furnace | E1 | PACT BC Ratio | [24 empty] | 1 | 1 | 1 | bar: 2019 to 2042
F3_Commercial_Retail (ID)_Existing_Space Heating_Natural Gas_Furnace_E2 | F3 | Commercial | Retail (ID) | Existing | Space Heating | Natural Gas | Furnace | E2 | PACT BC Ratio | 0.44851 | 0.45503 | 0.46427 | 0.47482 | 0.48679 | 0.5042 | 0.52197 | 0.54083 | 0.55858 | 0.57658 | 0.59233 | 0.60657 | 0.62237 | 0.63876 | 0.65376 | 0.66845 | 0.6819 | 0.69578 | 0.71031 | 0.72523 | 0.74042 | 0.75657 | 0.77571 | 0.79218 | 0.80899 | 0.82616 | 0.8437
F3_Commercial_Retail (ID)_Existing_Space Heating_Natural Gas_Furnace_E3 | F3 | Commercial | Retail (ID) | Existing | Space Heating | Natural Gas | Furnace | E3 | PACT BC Ratio | 3.004 | 3.0477 | 3.1096 | 3.1802 | 3.2604 | 3.377 | 3.496 | 3.6223 | 3.7412 | 3.8618 | 3.9673 | 4.0626 | 4.1685 | 4.2782 | 4.3787 | 4.4771 | 4.5672 | 4.6602 | 4.7575 | 4.8574 | 4.9592 | 5.0673 | 5.1955 | 5.3058 | 5.4184 | 5.5334 | 5.6509
F3_Commercial_Retail (ID)_Existing_Space Heating_Natural Gas_Furnace_E4 | F3 | Commercial | Retail (ID) | Existing | Space Heating | Natural Gas | Furnace | E4 | PACT BC Ratio | 0 | 0 | 0 | 0 | 0 | 0 | 0 | 0 | 0 | 0 | 0 | 0 | 0 | 0 | 0 | 0 | 0 | 0 | 0 | 0 | 0 | 0 | 0 | 0 | 0 | 0 | 0
F3_Commercial_Retail (ID)_Existing_Space Heating_Natural Gas_Furnace_E5 | F3 | Commercial | Retail (ID) | Existing | Space Heating | Natural Gas | Furnace | E5 | PACT BC Ratio | 0 | 0 | 0 | 0 | 0 | 0 | 0 | 0 | 0 | 0 | 0 | 0 | 0 | 0 | 0 | 0 | 0 | 0 | 0 | 0 | 0 | 0 | 0 | 0 | 0 | 0 | 0
F3_Commercial_Retail (ID)_Existing_Space Heating_Natural Gas_Furnace_E6 | F3 | Commercial | Retail (ID) | Existing | Space Heating | Natural Gas | Furnace | E6 | PACT BC Ratio | 0 | 0 | 0 | 0 | 0 | 0 | 0 | 0 | 0 | 0 | 0 | 0 | 0 | 0 | 0 | 0 | 0 | 0 | 0 | 0 | 0 | 0 | 0 | 0 | 0 | 0 | 0
F3_Commercial_Retail (ID)_Existing_Space Heating_Natural Gas_Furnace_E7 | F3 | Commercial | Retail (ID) | Existing | Space Heating | Natural Gas | Furnace | E7 | PACT BC Ratio | 0 | 0 | 0 | 0 | 0 | 0 | 0 | 0 | 0 | 0 | 0 | 0 | 0 | 0 | 0 | 0 | 0 | 0 | 0 | 0 | 0 | 0 | 0 | 0 | 0 | 0 | 0
F3_Commercial_Retail (ID)_Existing_Space Heating_Natural Gas_Furnace_E8 | F3 | Commercial | Retail (ID) | Existing | Space Heating | Natural Gas | Furnace | E8 | PACT BC Ratio | 0 | 0 | 0 | 0 | 0 | 0 | 0 | 0 | 0 | 0 | 0 | 0 | 0 | 0 | 0 | 0 | 0 | 0 | 0 | 0 | 0 | 0 | 0 | 0 | 0 | 0 | 0
F3_Commercial_Retail (ID)_Existing_Space Heating_Natural Gas_Furnace_E9 | F3 | Commercial | Retail (ID) | Existing | Space Heating | Natural Gas | Furnace | E9 | PACT BC Ratio | 0 | 0 | 0 | 0 | 0 | 0 | 0 | 0 | 0 | 0 | 0 | 0 | 0 | 0 | 0 | 0 | 0 | 0 | 0 | 0 | 0 | 0 | 0 | 0 | 0 | 0 | 0
F3_Commercial_Retail (ID)_Existing_Space Heating_Natural Gas_Furnace_E10 | F3 | Commercial | Retail (ID) | Existing | Space Heating | Natural Gas | Furnace | E10 | PACT BC Ratio | 0 | 0 | 0 | 0 | 0 | 0 | 0 | 0 | 0 | 0 | 0 | 0 | 0 | 0 | 0 | 0 | 0 | 0 | 0 | 0 | 0 | 0 | 0 | 0 | 0 | 0 | 0
F4_Commercial_Retail (ID)_Existing_Space Heating_Natural Gas_Furnace_E1 | F4 | Commercial | Retail (ID) | Existing | Space Heating | Natural Gas | Furnace | E1 | RVT BC Ratio | [24 empty] | 1 | 1 | 1 | bar: 2019 to 2042
F4_Commercial_Retail (ID)_Existing_Space Heating_Natural Gas_Furnace_E2 | F4 | Commercial | Retail (ID) | Existing | Space Heating | Natural Gas | Furnace | E2 | RVT BC Ratio | 0.45273 | 0.45459 | 0.45769 | 0.46128 | 0.46539 | 0.47208 | 0.47871 | 0.48565 | 0.49174 | 0.49765 | 0.50435 | 0.5102 | 0.51672 | 0.52343 | 0.5294 | 0.53514 | 0.54019 | 0.54534 | 0.55069 | 0.5561 | 0.56151 | 0.56878 | 0.57739 | 0.5848 | 0.59236 | 0.60009 | 0.60797
F4_Commercial_Retail (ID)_Existing_Space Heating_Natural Gas_Furnace_E3 | F4 | Commercial | Retail (ID) | Existing | Space Heating | Natural Gas | Furnace | E3 | RVT BC Ratio | 1.7307 | 1.7432 | 1.764 | 1.788 | 1.8155 | 1.8603 | 1.9047 | 1.9512 | 1.992 | 2.0316 | 2.0765 | 2.1157 | 2.1593 | 2.2042 | 2.2443 | 2.2827 | 2.3165 | 2.351 | 2.3868 | 2.4231 | 2.4593 | 2.508 | 2.5657 | 2.6153 | 2.6659 | 2.7177 | 2.7705
F4_Commercial_Retail (ID)_Existing_Space Heating_Natural Gas_Furnace_E4 | F4 | Commercial | Retail (ID) | Existing | Space Heating | Natural Gas | Furnace | E4 | RVT BC Ratio | 0 | 0 | 0 | 0 | 0 | 0 | 0 | 0 | 0 | 0 | 0 | 0 | 0 | 0 | 0 | 0 | 0 | 0 | 0 | 0 | 0 | 0 | 0 | 0 | 0 | 0 | 0
F4_Commercial_Retail (ID)_Existing_Space Heating_Natural Gas_Furnace_E5 | F4 | Commercial | Retail (ID) | Existing | Space Heating | Natural Gas | Furnace | E5 | RVT BC Ratio | 0 | 0 | 0 | 0 | 0 | 0 | 0 | 0 | 0 | 0 | 0 | 0 | 0 | 0 | 0 | 0 | 0 | 0 | 0 | 0 | 0 | 0 | 0 | 0 | 0 | 0 | 0
F4_Commercial_Retail (ID)_Existing_Space Heating_Natural Gas_Furnace_E6 | F4 | Commercial | Retail (ID) | Existing | Space Heating | Natural Gas | Furnace | E6 | RVT BC Ratio | 0 | 0 | 0 | 0 | 0 | 0 | 0 | 0 | 0 | 0 | 0 | 0 | 0 | 0 | 0 | 0 | 0 | 0 | 0 | 0 | 0 | 0 | 0 | 0 | 0 | 0 | 0
F4_Commercial_Retail (ID)_Existing_Space Heating_Natural Gas_Furnace_E7 | F4 | Commercial | Retail (ID) | Existing | Space Heating | Natural Gas | Furnace | E7 | RVT BC Ratio | 0 | 0 | 0 | 0 | 0 | 0 | 0 | 0 | 0 | 0 | 0 | 0 | 0 | 0 | 0 | 0 | 0 | 0 | 0 | 0 | 0 | 0 | 0 | 0 | 0 | 0 | 0
F4_Commercial_Retail (ID)_Existing_Space Heating_Natural Gas_Furnace_E8 | F4 | Commercial | Retail (ID) | Existing | Space Heating | Natural Gas | Furnace | E8 | RVT BC Ratio | 0 | 0 | 0 | 0 | 0 | 0 | 0 | 0 | 0 | 0 | 0 | 0 | 0 | 0 | 0 | 0 | 0 | 0 | 0 | 0 | 0 | 0 | 0 | 0 | 0 | 0 | 0
F4_Commercial_Retail (ID)_Existing_Space Heating_Natural Gas_Furnace_E9 | F4 | Commercial | Retail (ID) | Existing | Space Heating | Natural Gas | Furnace | E9 | RVT BC Ratio | 0 | 0 | 0 | 0 | 0 | 0 | 0 | 0 | 0 | 0 | 0 | 0 | 0 | 0 | 0 | 0 | 0 | 0 | 0 | 0 | 0 | 0 | 0 | 0 | 0 | 0 | 0
F4_Commercial_Retail (ID)_Existing_Space Heating_Natural Gas_Furnace_E10 | F4 | Commercial | Retail (ID) | Existing | Space Heating | Natural Gas | Furnace | E10 | RVT BC Ratio | 0 | 0 | 0 | 0 | 0 | 0 | 0 | 0 | 0 | 0 | 0 | 0 | 0 | 0 | 0 | 0 | 0 | 0 | 0 | 0 | 0 | 0 | 0 | 0 | 0 | 0 | 0
F5_Commercial_Retail (ID)_Existing_Space Heating_Natural Gas_Furnace_E1 | F5 | Commercial | Retail (ID) | Existing | Space Heating | Natural Gas | Furnace | E1 | RIM BC Ratio | [24 empty] | 1 | 1 | 1 | bar: 2019 to 2042
F5_Commercial_Retail (ID)_Existing_Space Heating_Natural Gas_Furnace_E2 | F5 | Commercial | Retail (ID) | Existing | Space Heating | Natural Gas | Furnace | E2 | RIM BC Ratio | 0.29439 | 0.29782 | 0.30244 | 0.30763 | 0.31343 | 0.32141 | 0.32949 | 0.33794 | 0.34596 | 0.35408 | 0.36029 | 0.36591 | 0.37203 | 0.37829 | 0.384 | 0.38957 | 0.39469 | 0.39994 | 0.40539 | 0.41094 | 0.41657 | 0.42163 | 0.42751 | 0.43246 | 0.43743 | 0.4424 | 0.44738
F5_Commercial_Retail (ID)_Existing_Space Heating_Natural Gas_Furnace_E3 | F5 | Commercial | Retail (ID) | Existing | Space Heating | Natural Gas | Furnace | E3 | RIM BC Ratio | 0.6666 | 0.67195 | 0.67835 | 0.68538 | 0.69306 | 0.70223 | 0.71163 | 0.72141 | 0.73123 | 0.7414 | 0.74664 | 0.75165 | 0.75697 | 0.76238 | 0.76751 | 0.77262 | 0.77756 | 0.78265 | 0.78794 | 0.79337 | 0.79895 | 0.8017 | 0.80485 | 0.80745 | 0.81001 | 0.81253 | 0.81502
F5_Commercial_Retail (ID)_Existing_Space Heating_Natural Gas_Furnace_E4 | F5 | Commercial | Retail (ID) | Existing | Space Heating | Natural Gas | Furnace | E4 | RIM BC Ratio | 0 | 0 | 0 | 0 | 0 | 0 | 0 | 0 | 0 | 0 | 0 | 0 | 0 | 0 | 0 | 0 | 0 | 0 | 0 | 0 | 0 | 0 | 0 | 0 | 0 | 0 | 0
F5_Commercial_Retail (ID)_Existing_Space Heating_Natural Gas_Furnace_E5 | F5 | Commercial | Retail (ID) | Existing | Space Heating | Natural Gas | Furnace | E5 | RIM BC Ratio | 0 | 0 | 0 | 0 | 0 | 0 | 0 | 0 | 0 | 0 | 0 | 0 | 0 | 0 | 0 | 0 | 0 | 0 | 0 | 0 | 0 | 0 | 0 | 0 | 0 | 0 | 0
F5_Commercial_Retail (ID)_Existing_Space Heating_Natural Gas_Furnace_E6 | F5 | Commercial | Retail (ID) | Existing | Space Heating | Natural Gas | Furnace | E6 | RIM BC Ratio | 0 | 0 | 0 | 0 | 0 | 0 | 0 | 0 | 0 | 0 | 0 | 0 | 0 | 0 | 0 | 0 | 0 | 0 | 0 | 0 | 0 | 0 | 0 | 0 | 0 | 0 | 0
F5_Commercial_Retail (ID)_Existing_Space Heating_Natural Gas_Furnace_E7 | F5 | Commercial | Retail (ID) | Existing | Space Heating | Natural Gas | Furnace | E7 | RIM BC Ratio | 0 | 0 | 0 | 0 | 0 | 0 | 0 | 0 | 0 | 0 | 0 | 0 | 0 | 0 | 0 | 0 | 0 | 0 | 0 | 0 | 0 | 0 | 0 | 0 | 0 | 0 | 0
F5_Commercial_Retail (ID)_Existing_Space Heating_Natural Gas_Furnace_E8 | F5 | Commercial | Retail (ID) | Existing | Space Heating | Natural Gas | Furnace | E8 | RIM BC Ratio | 0 | 0 | 0 | 0 | 0 | 0 | 0 | 0 | 0 | 0 | 0 | 0 | 0 | 0 | 0 | 0 | 0 | 0 | 0 | 0 | 0 | 0 | 0 | 0 | 0 | 0 | 0
F5_Commercial_Retail (ID)_Existing_Space Heating_Natural Gas_Furnace_E9 | F5 | Commercial | Retail (ID) | Existing | Space Heating | Natural Gas | Furnace | E9 | RIM BC Ratio | 0 | 0 | 0 | 0 | 0 | 0 | 0 | 0 | 0 | 0 | 0 | 0 | 0 | 0 | 0 | 0 | 0 | 0 | 0 | 0 | 0 | 0 | 0 | 0 | 0 | 0 | 0
F5_Commercial_Retail (ID)_Existing_Space Heating_Natural Gas_Furnace_E10 | F5 | Commercial | Retail (ID) | Existing | Space Heating | Natural Gas | Furnace | E10 | RIM BC Ratio | 0 | 0 | 0 | 0 | 0 | 0 | 0 | 0 | 0 | 0 | 0 | 0 | 0 | 0 | 0 | 0 | 0 | 0 | 0 | 0 | 0 | 0 | 0 | 0 | 0 | 0 | 0
F0_Commercial_Retail (ID)_Existing_Space Heating_Natural Gas_Boiler_E0 | F0 | Commercial | Retail (ID) | Existing | Space Heating | Natural Gas | Boiler | E0 | Economic Unit | AFUE 97% | AFUE 97% | AFUE 97% | AFUE 97% | AFUE 97% | AFUE 97% | AFUE 97% | AFUE 97% | AFUE 97% | AFUE 97% | AFUE 97% | AFUE 97% | AFUE 97% | AFUE 97% | AFUE 97% | AFUE 97% | AFUE 97% | AFUE 97% | AFUE 97% | AFUE 97% | AFUE 97% | AFUE 97% | AFUE 97% | AFUE 97% | AFUE 97% | AFUE 97% | AFUE 97%
F1_Commercial_Retail (ID)_Existing_Space Heating_Natural Gas_Boiler_E1 | F1 | Commercial | Retail (ID) | Existing | Space Heating | Natural Gas | Boiler | E1 | CCE | 0 | 0 | 0 | 0 | 0 | 0 | 0 | 0 | 0 | 0 | 0 | 0 | 0 | 0 | 0 | 0 | 0 | 0 | 0 | 0 | 0 | 0 | 0 | 0 | 0 | 0 | 0
F1_Commercial_Retail (ID)_Existing_Space Heating_Natural Gas_Boiler_E2 | F1 | Commercial | Retail (ID) | Existing | Space Heating | Natural Gas | Boiler | E2 | CCE | 0.00097888 | 0.0010158 | 0.0010158 | 0.0010158 | 0.0010158 | 0.0010158 | 0.0010158 | 0.0010158 | 0.0010158 | 0.0010158 | 0.0010158 | 0.0010158 | 0.0010158 | 0.0010158 | 0.0010158 | 0.0010158 | 0.0010158 | 0.0010158 | 0.0010158 | 0.0010158 | 0.0010158 | 0.0010158 | 0.0010158 | 0.0010158 | 0.0010158 | 0.0010158 | 0.0010158
F1_Commercial_Retail (ID)_Existing_Space Heating_Natural Gas_Boiler_E3 | F1 | Commercial | Retail (ID) | Existing | Space Heating | Natural Gas | Boiler | E3 | CCE | -0.00021396 | -0.00022204 | -0.00022204 | -0.00022204 | -0.00022204 | -0.00022204 | -0.00022204 | -0.00022204 | -0.00022204 | -0.00022204 | -0.00022204 | -0.00022204 | -0.00022204 | -0.00022204 | -0.00022204 | -0.00022204 | -0.00022204 | -0.00022204 | -0.00022204 | -0.00022204 | -0.00022204 | -0.00022204 | -0.00022204 | -0.00022204 | -0.00022204 | -0.00022204 | -0.00022204
F1_Commercial_Retail (ID)_Existing_Space Heating_Natural Gas_Boiler_E4 | F1 | Commercial | Retail (ID) | Existing | Space Heating | Natural Gas | Boiler | E4 | CCE | 0.022505 | 0.023354 | 0.023354 | 0.023354 | 0.023354 | 0.023354 | 0.023354 | 0.023354 | 0.023354 | 0.023354 | 0.023354 | 0.023354 | 0.023354 | 0.023354 | 0.023354 | 0.023354 | 0.023354 | 0.023354 | 0.023354 | 0.023354 | 0.023354 | 0.023354 | 0.023354 | 0.023354 | 0.023354 | 0.023354 | 0.023354
F1_Commercial_Retail (ID)_Existing_Space Heating_Natural Gas_Boiler_E5 | F1 | Commercial | Retail (ID) | Existing | Space Heating | Natural Gas | Boiler | E5 | CCE | 0 | 0 | 0 | 0 | 0 | 0 | 0 | 0 | 0 | 0 | 0 | 0 | 0 | 0 | 0 | 0 | 0 | 0 | 0 | 0 | 0 | 0 | 0 | 0 | 0 | 0 | 0
F1_Commercial_Retail (ID)_Existing_Space Heating_Natural Gas_Boiler_E6 | F1 | Commercial | Retail (ID) | Existing | Space Heating | Natural Gas | Boiler | E6 | CCE | 0 | 0 | 0 | 0 | 0 | 0 | 0 | 0 | 0 | 0 | 0 | 0 | 0 | 0 | 0 | 0 | 0 | 0 | 0 | 0 | 0 | 0 | 0 | 0 | 0 | 0 | 0
F1_Commercial_Retail (ID)_Existing_Space Heating_Natural Gas_Boiler_E7 | F1 | Commercial | Retail (ID) | Existing | Space Heating | Natural Gas | Boiler | E7 | CCE | 0 | 0 | 0 | 0 | 0 | 0 | 0 | 0 | 0 | 0 | 0 | 0 | 0 | 0 | 0 | 0 | 0 | 0 | 0 | 0 | 0 | 0 | 0 | 0 | 0 | 0 | 0
F1_Commercial_Retail (ID)_Existing_Space Heating_Natural Gas_Boiler_E8 | F1 | Commercial | Retail (ID) | Existing | Space Heating | Natural Gas | Boiler | E8 | CCE | 0 | 0 | 0 | 0 | 0 | 0 | 0 | 0 | 0 | 0 | 0 | 0 | 0 | 0 | 0 | 0 | 0 | 0 | 0 | 0 | 0 | 0 | 0 | 0 | 0 | 0 | 0
F1_Commercial_Retail (ID)_Existing_Space Heating_Natural Gas_Boiler_E9 | F1 | Commercial | Retail (ID) | Existing | Space Heating | Natural Gas | Boiler | E9 | CCE | 0 | 0 | 0 | 0 | 0 | 0 | 0 | 0 | 0 | 0 | 0 | 0 | 0 | 0 | 0 | 0 | 0 | 0 | 0 | 0 | 0 | 0 | 0 | 0 | 0 | 0 | 0
F1_Commercial_Retail (ID)_Existing_Space Heating_Natural Gas_Boiler_E10 | F1 | Commercial | Retail (ID) | Existing | Space Heating | Natural Gas | Boiler | E10 | CCE | 0 | 0 | 0 | 0 | 0 | 0 | 0 | 0 | 0 | 0 | 0 | 0 | 0 | 0 | 0 | 0 | 0 | 0 | 0 | 0 | 0 | 0 | 0 | 0 | 0 | 0 | 0
F2_Commercial_Retail (ID)_Existing_Space Heating_Natural Gas_Boiler_E1 | F2 | Commercial | Retail (ID) | Existing | Space Heating | Natural Gas | Boiler | E1 | TRC BC Ratio | [24 empty] | 1 | 1 | 1 | bar: 2019 to 2042
F2_Commercial_Retail (ID)_Existing_Space Heating_Natural Gas_Boiler_E2 | F2 | Commercial | Retail (ID) | Existing | Space Heating | Natural Gas | Boiler | E2 | TRC BC Ratio | 4.3383 | 4.414 | 4.5075 | 4.6092 | 4.7196 | 4.8646 | 5.0123 | 5.1679 | 5.3175 | 5.4696 | 5.6085 | 5.739 | 5.88 | 6.0248 | 6.1617 | 6.2976 | 6.4266 | 6.5593 | 6.697 | 6.8382 | 6.9821 | 7.1322 | 7.3011 | 7.4528 | 7.6061 | 7.7233 | 7.8287
F2_Commercial_Retail (ID)_Existing_Space Heating_Natural Gas_Boiler_E3 | F2 | Commercial | Retail (ID) | Existing | Space Heating | Natural Gas | Boiler | E3 | TRC BC Ratio | [24 empty] | 1 | 1 | 1 | bar: 2019 to 2042
F2_Commercial_Retail (ID)_Existing_Space Heating_Natural Gas_Boiler_E4 | F2 | Commercial | Retail (ID) | Existing | Space Heating | Natural Gas | Boiler | E4 | TRC BC Ratio | 0.21749 | 0.22193 | 0.22683 | 0.23191 | 0.23718 | 0.24324 | 0.2494 | 0.25582 | 0.26219 | 0.26868 | 0.27496 | 0.28113 | 0.28759 | 0.29414 | 0.30059 | 0.30708 | 0.31349 | 0.32006 | 0.32682 | 0.33374 | 0.3408 | 0.34801 | 0.35564 | 0.36286 | 0.37006 | 0.37343 | 0.37541
F2_Commercial_Retail (ID)_Existing_Space Heating_Natural Gas_Boiler_E5 | F2 | Commercial | Retail (ID) | Existing | Space Heating | Natural Gas | Boiler | E5 | TRC BC Ratio | 0 | 0 | 0 | 0 | 0 | 0 | 0 | 0 | 0 | 0 | 0 | 0 | 0 | 0 | 0 | 0 | 0 | 0 | 0 | 0 | 0 | 0 | 0 | 0 | 0 | 0 | 0
F2_Commercial_Retail (ID)_Existing_Space Heating_Natural Gas_Boiler_E6 | F2 | Commercial | Retail (ID) | Existing | Space Heating | Natural Gas | Boiler | E6 | TRC BC Ratio | 0 | 0 | 0 | 0 | 0 | 0 | 0 | 0 | 0 | 0 | 0 | 0 | 0 | 0 | 0 | 0 | 0 | 0 | 0 | 0 | 0 | 0 | 0 | 0 | 0 | 0 | 0
F2_Commercial_Retail (ID)_Existing_Space Heating_Natural Gas_Boiler_E7 | F2 | Commercial | Retail (ID) | Existing | Space Heating | Natural Gas | Boiler | E7 | TRC BC Ratio | 0 | 0 | 0 | 0 | 0 | 0 | 0 | 0 | 0 | 0 | 0 | 0 | 0 | 0 | 0 | 0 | 0 | 0 | 0 | 0 | 0 | 0 | 0 | 0 | 0 | 0 | 0
F2_Commercial_Retail (ID)_Existing_Space Heating_Natural Gas_Boiler_E8 | F2 | Commercial | Retail (ID) | Existing | Space Heating | Natural Gas | Boiler | E8 | TRC BC Ratio | 0 | 0 | 0 | 0 | 0 | 0 | 0 | 0 | 0 | 0 | 0 | 0 | 0 | 0 | 0 | 0 | 0 | 0 | 0 | 0 | 0 | 0 | 0 | 0 | 0 | 0 | 0
F2_Commercial_Retail (ID)_Existing_Space Heating_Natural Gas_Boiler_E9 | F2 | Commercial | Retail (ID) | Existing | Space Heating | Natural Gas | Boiler | E9 | TRC BC Ratio | 0 | 0 | 0 | 0 | 0 | 0 | 0 | 0 | 0 | 0 | 0 | 0 | 0 | 0 | 0 | 0 | 0 | 0 | 0 | 0 | 0 | 0 | 0 | 0 | 0 | 0 | 0
F2_Commercial_Retail (ID)_Existing_Space Heating_Natural Gas_Boiler_E10 | F2 | Commercial | Retail (ID) | Existing | Space Heating | Natural Gas | Boiler | E10 | TRC BC Ratio | 0 | 0 | 0 | 0 | 0 | 0 | 0 | 0 | 0 | 0 | 0 | 0 | 0 | 0 | 0 | 0 | 0 | 0 | 0 | 0 | 0 | 0 | 0 | 0 | 0 | 0 | 0
F3_Commercial_Retail (ID)_Existing_Space Heating_Natural Gas_Boiler_E1 | F3 | Commercial | Retail (ID) | Existing | Space Heating | Natural Gas | Boiler | E1 | PACT BC Ratio | [24 empty] | 1 | 1 | 1 | bar: 2019 to 2042
F3_Commercial_Retail (ID)_Existing_Space Heating_Natural Gas_Boiler_E2 | F3 | Commercial | Retail (ID) | Existing | Space Heating | Natural Gas | Boiler | E2 | PACT BC Ratio | 12.1511 | 12.3631 | 12.6251 | 12.9099 | 13.2193 | 13.6252 | 14.039 | 14.4747 | 14.8938 | 15.3198 | 15.709 | 16.0744 | 16.4695 | 16.8748 | 17.2584 | 17.6389 | 18.0003 | 18.3721 | 18.7578 | 19.1531 | 19.5562 | 19.9766 | 20.4496 | 20.8747 | 21.304 | 21.6322 | 21.9275
F3_Commercial_Retail (ID)_Existing_Space Heating_Natural Gas_Boiler_E3 | F3 | Commercial | Retail (ID) | Existing | Space Heating | Natural Gas | Boiler | E3 | PACT BC Ratio | [24 empty] | 1 | 1 | 1 | bar: 2019 to 2042
F3_Commercial_Retail (ID)_Existing_Space Heating_Natural Gas_Boiler_E4 | F3 | Commercial | Retail (ID) | Existing | Space Heating | Natural Gas | Boiler | E4 | PACT BC Ratio | 0.60916 | 0.6216 | 0.63534 | 0.64957 | 0.66432 | 0.68129 | 0.69855 | 0.71653 | 0.73436 | 0.75256 | 0.77014 | 0.78741 | 0.80552 | 0.82386 | 0.84191 | 0.8601 | 0.87806 | 0.89647 | 0.91541 | 0.93477 | 0.95454 | 0.97474 | 0.99611 | 1.0163 | 1.0365 | 1.0459 | 1.0515
F3_Commercial_Retail (ID)_Existing_Space Heating_Natural Gas_Boiler_E5 | F3 | Commercial | Retail (ID) | Existing | Space Heating | Natural Gas | Boiler | E5 | PACT BC Ratio | 0 | 0 | 0 | 0 | 0 | 0 | 0 | 0 | 0 | 0 | 0 | 0 | 0 | 0 | 0 | 0 | 0 | 0 | 0 | 0 | 0 | 0 | 0 | 0 | 0 | 0 | 0
F3_Commercial_Retail (ID)_Existing_Space Heating_Natural Gas_Boiler_E6 | F3 | Commercial | Retail (ID) | Existing | Space Heating | Natural Gas | Boiler | E6 | PACT BC Ratio | 0 | 0 | 0 | 0 | 0 | 0 | 0 | 0 | 0 | 0 | 0 | 0 | 0 | 0 | 0 | 0 | 0 | 0 | 0 | 0 | 0 | 0 | 0 | 0 | 0 | 0 | 0
F3_Commercial_Retail (ID)_Existing_Space Heating_Natural Gas_Boiler_E7 | F3 | Commercial | Retail (ID) | Existing | Space Heating | Natural Gas | Boiler | E7 | PACT BC Ratio | 0 | 0 | 0 | 0 | 0 | 0 | 0 | 0 | 0 | 0 | 0 | 0 | 0 | 0 | 0 | 0 | 0 | 0 | 0 | 0 | 0 | 0 | 0 | 0 | 0 | 0 | 0
F3_Commercial_Retail (ID)_Existing_Space Heating_Natural Gas_Boiler_E8 | F3 | Commercial | Retail (ID) | Existing | Space Heating | Natural Gas | Boiler | E8 | PACT BC Ratio | 0 | 0 | 0 | 0 | 0 | 0 | 0 | 0 | 0 | 0 | 0 | 0 | 0 | 0 | 0 | 0 | 0 | 0 | 0 | 0 | 0 | 0 | 0 | 0 | 0 | 0 | 0
F3_Commercial_Retail (ID)_Existing_Space Heating_Natural Gas_Boiler_E9 | F3 | Commercial | Retail (ID) | Existing | Space Heating | Natural Gas | Boiler | E9 | PACT BC Ratio | 0 | 0 | 0 | 0 | 0 | 0 | 0 | 0 | 0 | 0 | 0 | 0 | 0 | 0 | 0 | 0 | 0 | 0 | 0 | 0 | 0 | 0 | 0 | 0 | 0 | 0 | 0
F3_Commercial_Retail (ID)_Existing_Space Heating_Natural Gas_Boiler_E10 | F3 | Commercial | Retail (ID) | Existing | Space Heating | Natural Gas | Boiler | E10 | PACT BC Ratio | 0 | 0 | 0 | 0 | 0 | 0 | 0 | 0 | 0 | 0 | 0 | 0 | 0 | 0 | 0 | 0 | 0 | 0 | 0 | 0 | 0 | 0 | 0 | 0 | 0 | 0 | 0
F4_Commercial_Retail (ID)_Existing_Space Heating_Natural Gas_Boiler_E1 | F4 | Commercial | Retail (ID) | Existing | Space Heating | Natural Gas | Boiler | E1 | RVT BC Ratio | [24 empty] | 1 | 1 | 1 | bar: 2019 to 2042
F4_Commercial_Retail (ID)_Existing_Space Heating_Natural Gas_Boiler_E2 | F4 | Commercial | Retail (ID) | Existing | Space Heating | Natural Gas | Boiler | E2 | RVT BC Ratio | 6.1302 | 6.2013 | 6.2952 | 6.3978 | 6.5095 | 6.6674 | 6.8254 | 6.9907 | 7.1429 | 7.294 | 7.4612 | 7.6158 | 7.7831 | 7.9539 | 8.1128 | 8.2686 | 8.4137 | 8.5618 | 8.7145 | 8.8695 | 9.0259 | 9.215 | 9.4278 | 9.619 | 9.8121 | 9.9598 | 10.0926
F4_Commercial_Retail (ID)_Existing_Space Heating_Natural Gas_Boiler_E3 | F4 | Commercial | Retail (ID) | Existing | Space Heating | Natural Gas | Boiler | E3 | RVT BC Ratio | [24 empty] | 1 | 1 | 1 | bar: 2019 to 2042
F4_Commercial_Retail (ID)_Existing_Space Heating_Natural Gas_Boiler_E4 | F4 | Commercial | Retail (ID) | Existing | Space Heating | Natural Gas | Boiler | E4 | RVT BC Ratio | 0.51532 | 0.51994 | 0.52516 | 0.53058 | 0.53621 | 0.54292 | 0.54972 | 0.55683 | 0.56382 | 0.57093 | 0.57857 | 0.58612 | 0.59404 | 0.60203 | 0.60985 | 0.61769 | 0.62538 | 0.63324 | 0.64129 | 0.6495 | 0.65783 | 0.66692 | 0.67653 | 0.68564 | 0.69471 | 0.69895 | 0.70145
F4_Commercial_Retail (ID)_Existing_Space Heating_Natural Gas_Boiler_E5 | F4 | Commercial | Retail (ID) | Existing | Space Heating | Natural Gas | Boiler | E5 | RVT BC Ratio | 0 | 0 | 0 | 0 | 0 | 0 | 0 | 0 | 0 | 0 | 0 | 0 | 0 | 0 | 0 | 0 | 0 | 0 | 0 | 0 | 0 | 0 | 0 | 0 | 0 | 0 | 0
F4_Commercial_Retail (ID)_Existing_Space Heating_Natural Gas_Boiler_E6 | F4 | Commercial | Retail (ID) | Existing | Space Heating | Natural Gas | Boiler | E6 | RVT BC Ratio | 0 | 0 | 0 | 0 | 0 | 0 | 0 | 0 | 0 | 0 | 0 | 0 | 0 | 0 | 0 | 0 | 0 | 0 | 0 | 0 | 0 | 0 | 0 | 0 | 0 | 0 | 0
F4_Commercial_Retail (ID)_Existing_Space Heating_Natural Gas_Boiler_E7 | F4 | Commercial | Retail (ID) | Existing | Space Heating | Natural Gas | Boiler | E7 | RVT BC Ratio | 0 | 0 | 0 | 0 | 0 | 0 | 0 | 0 | 0 | 0 | 0 | 0 | 0 | 0 | 0 | 0 | 0 | 0 | 0 | 0 | 0 | 0 | 0 | 0 | 0 | 0 | 0
F4_Commercial_Retail (ID)_Existing_Space Heating_Natural Gas_Boiler_E8 | F4 | Commercial | Retail (ID) | Existing | Space Heating | Natural Gas | Boiler | E8 | RVT BC Ratio | 0 | 0 | 0 | 0 | 0 | 0 | 0 | 0 | 0 | 0 | 0 | 0 | 0 | 0 | 0 | 0 | 0 | 0 | 0 | 0 | 0 | 0 | 0 | 0 | 0 | 0 | 0
F4_Commercial_Retail (ID)_Existing_Space Heating_Natural Gas_Boiler_E9 | F4 | Commercial | Retail (ID) | Existing | Space Heating | Natural Gas | Boiler | E9 | RVT BC Ratio | 0 | 0 | 0 | 0 | 0 | 0 | 0 | 0 | 0 | 0 | 0 | 0 | 0 | 0 | 0 | 0 | 0 | 0 | 0 | 0 | 0 | 0 | 0 | 0 | 0 | 0 | 0
F4_Commercial_Retail (ID)_Existing_Space Heating_Natural Gas_Boiler_E10 | F4 | Commercial | Retail (ID) | Existing | Space Heating | Natural Gas | Boiler | E10 | RVT BC Ratio | 0 | 0 | 0 | 0 | 0 | 0 | 0 | 0 | 0 | 0 | 0 | 0 | 0 | 0 | 0 | 0 | 0 | 0 | 0 | 0 | 0 | 0 | 0 | 0 | 0 | 0 | 0
F5_Commercial_Retail (ID)_Existing_Space Heating_Natural Gas_Boiler_E1 | F5 | Commercial | Retail (ID) | Existing | Space Heating | Natural Gas | Boiler | E1 | RIM BC Ratio | [24 empty] | 1 | 1 | 1 | bar: 2019 to 2042
F5_Commercial_Retail (ID)_Existing_Space Heating_Natural Gas_Boiler_E2 | F5 | Commercial | Retail (ID) | Existing | Space Heating | Natural Gas | Boiler | E2 | RIM BC Ratio | 0.8224 | 0.82745 | 0.83277 | 0.83832 | 0.84411 | 0.85003 | 0.85614 | 0.86243 | 0.869 | 0.87583 | 0.87849 | 0.88113 | 0.88387 | 0.88666 | 0.88948 | 0.89236 | 0.89531 | 0.89835 | 0.90151 | 0.90477 | 0.90815 | 0.90904 | 0.91 | 0.91083 | 0.91163 | 0.91222 | 0.91274
F5_Commercial_Retail (ID)_Existing_Space Heating_Natural Gas_Boiler_E3 | F5 | Commercial | Retail (ID) | Existing | Space Heating | Natural Gas | Boiler | E3 | RIM BC Ratio | [24 empty] | 1 | 1 | 1 | bar: 2019 to 2042
F5_Commercial_Retail (ID)_Existing_Space Heating_Natural Gas_Boiler_E4 | F5 | Commercial | Retail (ID) | Existing | Space Heating | Natural Gas | Boiler | E4 | RIM BC Ratio | 0.36485 | 0.36991 | 0.37536 | 0.38093 | 0.3866 | 0.39289 | 0.39919 | 0.40562 | 0.41191 | 0.41822 | 0.42379 | 0.42913 | 0.43463 | 0.44009 | 0.44539 | 0.45065 | 0.45578 | 0.46095 | 0.46618 | 0.47144 | 0.47673 | 0.48172 | 0.48688 | 0.49166 | 0.49633 | 0.49848 | 0.49974
F5_Commercial_Retail (ID)_Existing_Space Heating_Natural Gas_Boiler_E5 | F5 | Commercial | Retail (ID) | Existing | Space Heating | Natural Gas | Boiler | E5 | RIM BC Ratio | 0 | 0 | 0 | 0 | 0 | 0 | 0 | 0 | 0 | 0 | 0 | 0 | 0 | 0 | 0 | 0 | 0 | 0 | 0 | 0 | 0 | 0 | 0 | 0 | 0 | 0 | 0
F5_Commercial_Retail (ID)_Existing_Space Heating_Natural Gas_Boiler_E6 | F5 | Commercial | Retail (ID) | Existing | Space Heating | Natural Gas | Boiler | E6 | RIM BC Ratio | 0 | 0 | 0 | 0 | 0 | 0 | 0 | 0 | 0 | 0 | 0 | 0 | 0 | 0 | 0 | 0 | 0 | 0 | 0 | 0 | 0 | 0 | 0 | 0 | 0 | 0 | 0
F5_Commercial_Retail (ID)_Existing_Space Heating_Natural Gas_Boiler_E7 | F5 | Commercial | Retail (ID) | Existing | Space Heating | Natural Gas | Boiler | E7 | RIM BC Ratio | 0 | 0 | 0 | 0 | 0 | 0 | 0 | 0 | 0 | 0 | 0 | 0 | 0 | 0 | 0 | 0 | 0 | 0 | 0 | 0 | 0 | 0 | 0 | 0 | 0 | 0 | 0
F5_Commercial_Retail (ID)_Existing_Space Heating_Natural Gas_Boiler_E8 | F5 | Commercial | Retail (ID) | Existing | Space Heating | Natural Gas | Boiler | E8 | RIM BC Ratio | 0 | 0 | 0 | 0 | 0 | 0 | 0 | 0 | 0 | 0 | 0 | 0 | 0 | 0 | 0 | 0 | 0 | 0 | 0 | 0 | 0 | 0 | 0 | 0 | 0 | 0 | 0
F5_Commercial_Retail (ID)_Existing_Space Heating_Natural Gas_Boiler_E9 | F5 | Commercial | Retail (ID) | Existing | Space Heating | Natural Gas | Boiler | E9 | RIM BC Ratio | 0 | 0 | 0 | 0 | 0 | 0 | 0 | 0 | 0 | 0 | 0 | 0 | 0 | 0 | 0 | 0 | 0 | 0 | 0 | 0 | 0 | 0 | 0 | 0 | 0 | 0 | 0
F5_Commercial_Retail (ID)_Existing_Space Heating_Natural Gas_Boiler_E10 | F5 | Commercial | Retail (ID) | Existing | Space Heating | Natural Gas | Boiler | E10 | RIM BC Ratio | 0 | 0 | 0 | 0 | 0 | 0 | 0 | 0 | 0 | 0 | 0 | 0 | 0 | 0 | 0 | 0 | 0 | 0 | 0 | 0 | 0 | 0 | 0 | 0 | 0 | 0 | 0
F0_Commercial_Retail (ID)_Existing_Space Heating_Natural Gas_Unit Heater_E0 | F0 | Commercial | Retail (ID) | Existing | Space Heating | Natural Gas | Unit Heater | E0 | Economic Unit | Infrared Radiant | Infrared Radiant | Infrared Radiant | Infrared Radiant | Infrared Radiant | Infrared Radiant | Infrared Radiant | Infrared Radiant | Infrared Radiant | Infrared Radiant | Infrared Radiant | Infrared Radiant | Infrared Radiant | Infrared Radiant | Infrared Radiant | Infrared Radiant | Infrared Radiant | Infrared Radiant | Infrared Radiant | Infrared Radiant | Infrared Radiant | Infrared Radiant | Infrared Radiant | Infrared Radiant | Infrared Radiant | Infrared Radiant | Infrared Radiant
F1_Commercial_Retail (ID)_Existing_Space Heating_Natural Gas_Unit Heater_E1 | F1 | Commercial | Retail (ID) | Existing | Space Heating | Natural Gas | Unit Heater | E1 | CCE | 0 | 0 | 0 | 0 | 0 | 0 | 0 | 0 | 0 | 0 | 0 | 0 | 0 | 0 | 0 | 0 | 0 | 0 | 0 | 0 | 0 | 0 | 0 | 0 | 0 | 0 | 0
F1_Commercial_Retail (ID)_Existing_Space Heating_Natural Gas_Unit Heater_E2 | F1 | Commercial | Retail (ID) | Existing | Space Heating | Natural Gas | Unit Heater | E2 | CCE | 0.00048274 | 0.00050097 | 0.00050097 | 0.00050097 | 0.00050097 | 0.00050097 | 0.00050097 | 0.00050097 | 0.00050097 | 0.00050097 | 0.00050097 | 0.00050097 | 0.00050097 | 0.00050097 | 0.00050097 | 0.00050097 | 0.00050097 | 0.00050097 | 0.00050097 | 0.00050097 | 0.00050097 | 0.00050097 | 0.00050097 | 0.00050097 | 0.00050097 | 0.00050097 | 0.00050097
F1_Commercial_Retail (ID)_Existing_Space Heating_Natural Gas_Unit Heater_E3 | F1 | Commercial | Retail (ID) | Existing | Space Heating | Natural Gas | Unit Heater | E3 | CCE | 0.00015151 | 0.00015723 | 0.00015723 | 0.00015723 | 0.00015723 | 0.00015723 | 0.00015723 | 0.00015723 | 0.00015723 | 0.00015723 | 0.00015723 | 0.00015723 | 0.00015723 | 0.00015723 | 0.00015723 | 0.00015723 | 0.00015723 | 0.00015723 | 0.00015723 | 0.00015723 | 0.00015723 | 0.00015723 | 0.00015723 | 0.00015723 | 0.00015723 | 0.00015723 | 0.00015723
F1_Commercial_Retail (ID)_Existing_Space Heating_Natural Gas_Unit Heater_E4 | F1 | Commercial | Retail (ID) | Existing | Space Heating | Natural Gas | Unit Heater | E4 | CCE | 0 | 0 | 0 | 0 | 0 | 0 | 0 | 0 | 0 | 0 | 0 | 0 | 0 | 0 | 0 | 0 | 0 | 0 | 0 | 0 | 0 | 0 | 0 | 0 | 0 | 0 | 0
F1_Commercial_Retail (ID)_Existing_Space Heating_Natural Gas_Unit Heater_E5 | F1 | Commercial | Retail (ID) | Existing | Space Heating | Natural Gas | Unit Heater | E5 | CCE | 0 | 0 | 0 | 0 | 0 | 0 | 0 | 0 | 0 | 0 | 0 | 0 | 0 | 0 | 0 | 0 | 0 | 0 | 0 | 0 | 0 | 0 | 0 | 0 | 0 | 0 | 0
F1_Commercial_Retail (ID)_Existing_Space Heating_Natural Gas_Unit Heater_E6 | F1 | Commercial | Retail (ID) | Existing | Space Heating | Natural Gas | Unit Heater | E6 | CCE | 0 | 0 | 0 | 0 | 0 | 0 | 0 | 0 | 0 | 0 | 0 | 0 | 0 | 0 | 0 | 0 | 0 | 0 | 0 | 0 | 0 | 0 | 0 | 0 | 0 | 0 | 0
F1_Commercial_Retail (ID)_Existing_Space Heating_Natural Gas_Unit Heater_E7 | F1 | Commercial | Retail (ID) | Existing | Space Heating | Natural Gas | Unit Heater | E7 | CCE | 0 | 0 | 0 | 0 | 0 | 0 | 0 | 0 | 0 | 0 | 0 | 0 | 0 | 0 | 0 | 0 | 0 | 0 | 0 | 0 | 0 | 0 | 0 | 0 | 0 | 0 | 0
F1_Commercial_Retail (ID)_Existing_Space Heating_Natural Gas_Unit Heater_E8 | F1 | Commercial | Retail (ID) | Existing | Space Heating | Natural Gas | Unit Heater | E8 | CCE | 0 | 0 | 0 | 0 | 0 | 0 | 0 | 0 | 0 | 0 | 0 | 0 | 0 | 0 | 0 | 0 | 0 | 0 | 0 | 0 | 0 | 0 | 0 | 0 | 0 | 0 | 0
F1_Commercial_Retail (ID)_Existing_Space Heating_Natural Gas_Unit Heater_E9 | F1 | Commercial | Retail (ID) | Existing | Space Heating | Natural Gas | Unit Heater | E9 | CCE | 0 | 0 | 0 | 0 | 0 | 0 | 0 | 0 | 0 | 0 | 0 | 0 | 0 | 0 | 0 | 0 | 0 | 0 | 0 | 0 | 0 | 0 | 0 | 0 | 0 | 0 | 0
F1_Commercial_Retail (ID)_Existing_Space Heating_Natural Gas_Unit Heater_E10 | F1 | Commercial | Retail (ID) | Existing | Space Heating | Natural Gas | Unit Heater | E10 | CCE | 0 | 0 | 0 | 0 | 0 | 0 | 0 | 0 | 0 | 0 | 0 | 0 | 0 | 0 | 0 | 0 | 0 | 0 | 0 | 0 | 0 | 0 | 0 | 0 | 0 | 0 | 0
F2_Commercial_Retail (ID)_Existing_Space Heating_Natural Gas_Unit Heater_E1 | F2 | Commercial | Retail (ID) | Existing | Space Heating | Natural Gas | Unit Heater | E1 | TRC BC Ratio | [24 empty] | 1 | 1 | 1 | bar: 2019 to 2042
F2_Commercial_Retail (ID)_Existing_Space Heating_Natural Gas_Unit Heater_E2 | F2 | Commercial | Retail (ID) | Existing | Space Heating | Natural Gas | Unit Heater | E2 | TRC BC Ratio | 8.2118 | 8.3468 | 8.5229 | 8.7171 | 8.9308 | 9.2254 | 9.5254 | 9.8431 | 10.1471 | 10.4558 | 10.7322 | 10.9871 | 11.2662 | 11.5527 | 11.8195 | 12.0824 | 12.3278 | 12.5807 | 12.8442 | 13.1144 | 13.3898 | 13.6804 | 14.0169 | 14.3144 | 14.6182 | 14.9285 | 15.2453
F2_Commercial_Retail (ID)_Existing_Space Heating_Natural Gas_Unit Heater_E3 | F2 | Commercial | Retail (ID) | Existing | Space Heating | Natural Gas | Unit Heater | E3 | TRC BC Ratio | 36.4528 | 37.4136 | 38.355 | 39.2407 | 40.0672 | 40.8155 | 41.5594 | 42.3293 | 43.1907 | 44.0799 | 45.0274 | 46.0261 | 47.0257 | 47.9841 | 48.9846 | 50.0142 | 51.085 | 52.1766 | 53.2871 | 54.4201 | 55.5776 | 56.7519 | 57.918 | 59.1473 | 60.4027 | 61.6848 | 62.994
F2_Commercial_Retail (ID)_Existing_Space Heating_Natural Gas_Unit Heater_E4 | F2 | Commercial | Retail (ID) | Existing | Space Heating | Natural Gas | Unit Heater | E4 | TRC BC Ratio | 0 | 0 | 0 | 0 | 0 | 0 | 0 | 0 | 0 | 0 | 0 | 0 | 0 | 0 | 0 | 0 | 0 | 0 | 0 | 0 | 0 | 0 | 0 | 0 | 0 | 0 | 0
F2_Commercial_Retail (ID)_Existing_Space Heating_Natural Gas_Unit Heater_E5 | F2 | Commercial | Retail (ID) | Existing | Space Heating | Natural Gas | Unit Heater | E5 | TRC BC Ratio | 0 | 0 | 0 | 0 | 0 | 0 | 0 | 0 | 0 | 0 | 0 | 0 | 0 | 0 | 0 | 0 | 0 | 0 | 0 | 0 | 0 | 0 | 0 | 0 | 0 | 0 | 0
F2_Commercial_Retail (ID)_Existing_Space Heating_Natural Gas_Unit Heater_E6 | F2 | Commercial | Retail (ID) | Existing | Space Heating | Natural Gas | Unit Heater | E6 | TRC BC Ratio | 0 | 0 | 0 | 0 | 0 | 0 | 0 | 0 | 0 | 0 | 0 | 0 | 0 | 0 | 0 | 0 | 0 | 0 | 0 | 0 | 0 | 0 | 0 | 0 | 0 | 0 | 0
F2_Commercial_Retail (ID)_Existing_Space Heating_Natural Gas_Unit Heater_E7 | F2 | Commercial | Retail (ID) | Existing | Space Heating | Natural Gas | Unit Heater | E7 | TRC BC Ratio | 0 | 0 | 0 | 0 | 0 | 0 | 0 | 0 | 0 | 0 | 0 | 0 | 0 | 0 | 0 | 0 | 0 | 0 | 0 | 0 | 0 | 0 | 0 | 0 | 0 | 0 | 0
F2_Commercial_Retail (ID)_Existing_Space Heating_Natural Gas_Unit Heater_E8 | F2 | Commercial | Retail (ID) | Existing | Space Heating | Natural Gas | Unit Heater | E8 | TRC BC Ratio | 0 | 0 | 0 | 0 | 0 | 0 | 0 | 0 | 0 | 0 | 0 | 0 | 0 | 0 | 0 | 0 | 0 | 0 | 0 | 0 | 0 | 0 | 0 | 0 | 0 | 0 | 0
F2_Commercial_Retail (ID)_Existing_Space Heating_Natural Gas_Unit Heater_E9 | F2 | Commercial | Retail (ID) | Existing | Space Heating | Natural Gas | Unit Heater | E9 | TRC BC Ratio | 0 | 0 | 0 | 0 | 0 | 0 | 0 | 0 | 0 | 0 | 0 | 0 | 0 | 0 | 0 | 0 | 0 | 0 | 0 | 0 | 0 | 0 | 0 | 0 | 0 | 0 | 0
F2_Commercial_Retail (ID)_Existing_Space Heating_Natural Gas_Unit Heater_E10 | F2 | Commercial | Retail (ID) | Existing | Space Heating | Natural Gas | Unit Heater | E10 | TRC BC Ratio | 0 | 0 | 0 | 0 | 0 | 0 | 0 | 0 | 0 | 0 | 0 | 0 | 0 | 0 | 0 | 0 | 0 | 0 | 0 | 0 | 0 | 0 | 0 | 0 | 0 | 0 | 0
F3_Commercial_Retail (ID)_Existing_Space Heating_Natural Gas_Unit Heater_E1 | F3 | Commercial | Retail (ID) | Existing | Space Heating | Natural Gas | Unit Heater | E1 | PACT BC Ratio | [24 empty] | 1 | 1 | 1 | bar: 2019 to 2042
F3_Commercial_Retail (ID)_Existing_Space Heating_Natural Gas_Unit Heater_E2 | F3 | Commercial | Retail (ID) | Existing | Space Heating | Natural Gas | Unit Heater | E2 | PACT BC Ratio | 23.0005 | 23.3785 | 23.8718 | 24.4157 | 25.0145 | 25.8396 | 26.6799 | 27.5697 | 28.4211 | 29.2859 | 30.06 | 30.774 | 31.5555 | 32.3581 | 33.1053 | 33.8418 | 34.5291 | 35.2375 | 35.9754 | 36.7323 | 37.5037 | 38.3176 | 39.26 | 40.0933 | 40.9442 | 41.8133 | 42.7008
F3_Commercial_Retail (ID)_Existing_Space Heating_Natural Gas_Unit Heater_E3 | F3 | Commercial | Retail (ID) | Existing | Space Heating | Natural Gas | Unit Heater | E3 | PACT BC Ratio | 102.1009 | 104.792 | 107.4289 | 109.9097 | 112.2245 | 114.3205 | 116.404 | 118.5605 | 120.9733 | 123.4638 | 126.1177 | 128.9148 | 131.7147 | 134.3992 | 137.2013 | 140.0851 | 143.0844 | 146.1419 | 149.2522 | 152.4258 | 155.6679 | 158.957 | 162.2229 | 165.6662 | 169.1825 | 172.7734 | 176.4406
F3_Commercial_Retail (ID)_Existing_Space Heating_Natural Gas_Unit Heater_E4 | F3 | Commercial | Retail (ID) | Existing | Space Heating | Natural Gas | Unit Heater | E4 | PACT BC Ratio | 0 | 0 | 0 | 0 | 0 | 0 | 0 | 0 | 0 | 0 | 0 | 0 | 0 | 0 | 0 | 0 | 0 | 0 | 0 | 0 | 0 | 0 | 0 | 0 | 0 | 0 | 0
F3_Commercial_Retail (ID)_Existing_Space Heating_Natural Gas_Unit Heater_E5 | F3 | Commercial | Retail (ID) | Existing | Space Heating | Natural Gas | Unit Heater | E5 | PACT BC Ratio | 0 | 0 | 0 | 0 | 0 | 0 | 0 | 0 | 0 | 0 | 0 | 0 | 0 | 0 | 0 | 0 | 0 | 0 | 0 | 0 | 0 | 0 | 0 | 0 | 0 | 0 | 0
F3_Commercial_Retail (ID)_Existing_Space Heating_Natural Gas_Unit Heater_E6 | F3 | Commercial | Retail (ID) | Existing | Space Heating | Natural Gas | Unit Heater | E6 | PACT BC Ratio | 0 | 0 | 0 | 0 | 0 | 0 | 0 | 0 | 0 | 0 | 0 | 0 | 0 | 0 | 0 | 0 | 0 | 0 | 0 | 0 | 0 | 0 | 0 | 0 | 0 | 0 | 0
F3_Commercial_Retail (ID)_Existing_Space Heating_Natural Gas_Unit Heater_E7 | F3 | Commercial | Retail (ID) | Existing | Space Heating | Natural Gas | Unit Heater | E7 | PACT BC Ratio | 0 | 0 | 0 | 0 | 0 | 0 | 0 | 0 | 0 | 0 | 0 | 0 | 0 | 0 | 0 | 0 | 0 | 0 | 0 | 0 | 0 | 0 | 0 | 0 | 0 | 0 | 0
F3_Commercial_Retail (ID)_Existing_Space Heating_Natural Gas_Unit Heater_E8 | F3 | Commercial | Retail (ID) | Existing | Space Heating | Natural Gas | Unit Heater | E8 | PACT BC Ratio | 0 | 0 | 0 | 0 | 0 | 0 | 0 | 0 | 0 | 0 | 0 | 0 | 0 | 0 | 0 | 0 | 0 | 0 | 0 | 0 | 0 | 0 | 0 | 0 | 0 | 0 | 0
F3_Commercial_Retail (ID)_Existing_Space Heating_Natural Gas_Unit Heater_E9 | F3 | Commercial | Retail (ID) | Existing | Space Heating | Natural Gas | Unit Heater | E9 | PACT BC Ratio | 0 | 0 | 0 | 0 | 0 | 0 | 0 | 0 | 0 | 0 | 0 | 0 | 0 | 0 | 0 | 0 | 0 | 0 | 0 | 0 | 0 | 0 | 0 | 0 | 0 | 0 | 0
F3_Commercial_Retail (ID)_Existing_Space Heating_Natural Gas_Unit Heater_E10 | F3 | Commercial | Retail (ID) | Existing | Space Heating | Natural Gas | Unit Heater | E10 | PACT BC Ratio | 0 | 0 | 0 | 0 | 0 | 0 | 0 | 0 | 0 | 0 | 0 | 0 | 0 | 0 | 0 | 0 | 0 | 0 | 0 | 0 | 0 | 0 | 0 | 0 | 0 | 0 | 0
F4_Commercial_Retail (ID)_Existing_Space Heating_Natural Gas_Unit Heater_E1 | F4 | Commercial | Retail (ID) | Existing | Space Heating | Natural Gas | Unit Heater | E1 | RVT BC Ratio | [24 empty] | 1 | 1 | 1 | bar: 2019 to 2042
F4_Commercial_Retail (ID)_Existing_Space Heating_Natural Gas_Unit Heater_E2 | F4 | Commercial | Retail (ID) | Existing | Space Heating | Natural Gas | Unit Heater | E2 | RVT BC Ratio | 11.5876 | 11.7072 | 11.8784 | 12.0672 | 12.2751 | 12.5893 | 12.9005 | 13.2275 | 13.5242 | 13.8168 | 14.1461 | 14.4442 | 14.771 | 15.1043 | 15.408 | 15.7029 | 15.9704 | 16.2435 | 16.5258 | 16.812 | 17.0996 | 17.4658 | 17.8897 | 18.2645 | 18.6474 | 19.0383 | 19.4376
F4_Commercial_Retail (ID)_Existing_Space Heating_Natural Gas_Unit Heater_E3 | F4 | Commercial | Retail (ID) | Existing | Space Heating | Natural Gas | Unit Heater | E3 | RVT BC Ratio | 47.3375 | 48.4246 | 49.4666 | 50.4187 | 51.2751 | 52.0038 | 52.7084 | 53.4904 | 54.4459 | 55.5014 | 56.6323 | 57.91 | 59.1903 | 60.4211 | 61.7087 | 63.0366 | 64.4207 | 65.8342 | 67.275 | 68.7481 | 70.2563 | 71.7359 | 73.2051 | 74.754 | 76.3358 | 77.9512 | 79.6009
F4_Commercial_Retail (ID)_Existing_Space Heating_Natural Gas_Unit Heater_E4 | F4 | Commercial | Retail (ID) | Existing | Space Heating | Natural Gas | Unit Heater | E4 | RVT BC Ratio | 0 | 0 | 0 | 0 | 0 | 0 | 0 | 0 | 0 | 0 | 0 | 0 | 0 | 0 | 0 | 0 | 0 | 0 | 0 | 0 | 0 | 0 | 0 | 0 | 0 | 0 | 0
F4_Commercial_Retail (ID)_Existing_Space Heating_Natural Gas_Unit Heater_E5 | F4 | Commercial | Retail (ID) | Existing | Space Heating | Natural Gas | Unit Heater | E5 | RVT BC Ratio | 0 | 0 | 0 | 0 | 0 | 0 | 0 | 0 | 0 | 0 | 0 | 0 | 0 | 0 | 0 | 0 | 0 | 0 | 0 | 0 | 0 | 0 | 0 | 0 | 0 | 0 | 0
F4_Commercial_Retail (ID)_Existing_Space Heating_Natural Gas_Unit Heater_E6 | F4 | Commercial | Retail (ID) | Existing | Space Heating | Natural Gas | Unit Heater | E6 | RVT BC Ratio | 0 | 0 | 0 | 0 | 0 | 0 | 0 | 0 | 0 | 0 | 0 | 0 | 0 | 0 | 0 | 0 | 0 | 0 | 0 | 0 | 0 | 0 | 0 | 0 | 0 | 0 | 0
F4_Commercial_Retail (ID)_Existing_Space Heating_Natural Gas_Unit Heater_E7 | F4 | Commercial | Retail (ID) | Existing | Space Heating | Natural Gas | Unit Heater | E7 | RVT BC Ratio | 0 | 0 | 0 | 0 | 0 | 0 | 0 | 0 | 0 | 0 | 0 | 0 | 0 | 0 | 0 | 0 | 0 | 0 | 0 | 0 | 0 | 0 | 0 | 0 | 0 | 0 | 0
F4_Commercial_Retail (ID)_Existing_Space Heating_Natural Gas_Unit Heater_E8 | F4 | Commercial | Retail (ID) | Existing | Space Heating | Natural Gas | Unit Heater | E8 | RVT BC Ratio | 0 | 0 | 0 | 0 | 0 | 0 | 0 | 0 | 0 | 0 | 0 | 0 | 0 | 0 | 0 | 0 | 0 | 0 | 0 | 0 | 0 | 0 | 0 | 0 | 0 | 0 | 0
F4_Commercial_Retail (ID)_Existing_Space Heating_Natural Gas_Unit Heater_E9 | F4 | Commercial | Retail (ID) | Existing | Space Heating | Natural Gas | Unit Heater | E9 | RVT BC Ratio | 0 | 0 | 0 | 0 | 0 | 0 | 0 | 0 | 0 | 0 | 0 | 0 | 0 | 0 | 0 | 0 | 0 | 0 | 0 | 0 | 0 | 0 | 0 | 0 | 0 | 0 | 0
F4_Commercial_Retail (ID)_Existing_Space Heating_Natural Gas_Unit Heater_E10 | F4 | Commercial | Retail (ID) | Existing | Space Heating | Natural Gas | Unit Heater | E10 | RVT BC Ratio | 0 | 0 | 0 | 0 | 0 | 0 | 0 | 0 | 0 | 0 | 0 | 0 | 0 | 0 | 0 | 0 | 0 | 0 | 0 | 0 | 0 | 0 | 0 | 0 | 0 | 0 | 0
F5_Commercial_Retail (ID)_Existing_Space Heating_Natural Gas_Unit Heater_E1 | F5 | Commercial | Retail (ID) | Existing | Space Heating | Natural Gas | Unit Heater | E1 | RIM BC Ratio | [24 empty] | 1 | 1 | 1 | bar: 2019 to 2042
F5_Commercial_Retail (ID)_Existing_Space Heating_Natural Gas_Unit Heater_E2 | F5 | Commercial | Retail (ID) | Existing | Space Heating | Natural Gas | Unit Heater | E2 | RIM BC Ratio | 0.83597 | 0.84118 | 0.84676 | 0.85272 | 0.85907 | 0.86561 | 0.87253 | 0.87967 | 0.88723 | 0.89514 | 0.89771 | 0.90033 | 0.90304 | 0.90584 | 0.90872 | 0.91172 | 0.91484 | 0.91811 | 0.92151 | 0.92507 | 0.92879 | 0.92928 | 0.92982 | 0.93028 | 0.93073 | 0.93117 | 0.9316
F5_Commercial_Retail (ID)_Existing_Space Heating_Natural Gas_Unit Heater_E3 | F5 | Commercial | Retail (ID) | Existing | Space Heating | Natural Gas | Unit Heater | E3 | RIM BC Ratio | 0.92019 | 0.92332 | 0.9267 | 0.93027 | 0.93406 | 0.93822 | 0.9426 | 0.94608 | 0.94845 | 0.94963 | 0.95074 | 0.95046 | 0.95017 | 0.94985 | 0.94949 | 0.94909 | 0.94864 | 0.94817 | 0.94768 | 0.94715 | 0.94659 | 0.94671 | 0.94682 | 0.94694 | 0.94705 | 0.94716 | 0.94727
F5_Commercial_Retail (ID)_Existing_Space Heating_Natural Gas_Unit Heater_E4 | F5 | Commercial | Retail (ID) | Existing | Space Heating | Natural Gas | Unit Heater | E4 | RIM BC Ratio | 0 | 0 | 0 | 0 | 0 | 0 | 0 | 0 | 0 | 0 | 0 | 0 | 0 | 0 | 0 | 0 | 0 | 0 | 0 | 0 | 0 | 0 | 0 | 0 | 0 | 0 | 0
F5_Commercial_Retail (ID)_Existing_Space Heating_Natural Gas_Unit Heater_E5 | F5 | Commercial | Retail (ID) | Existing | Space Heating | Natural Gas | Unit Heater | E5 | RIM BC Ratio | 0 | 0 | 0 | 0 | 0 | 0 | 0 | 0 | 0 | 0 | 0 | 0 | 0 | 0 | 0 | 0 | 0 | 0 | 0 | 0 | 0 | 0 | 0 | 0 | 0 | 0 | 0
F5_Commercial_Retail (ID)_Existing_Space Heating_Natural Gas_Unit Heater_E6 | F5 | Commercial | Retail (ID) | Existing | Space Heating | Natural Gas | Unit Heater | E6 | RIM BC Ratio | 0 | 0 | 0 | 0 | 0 | 0 | 0 | 0 | 0 | 0 | 0 | 0 | 0 | 0 | 0 | 0 | 0 | 0 | 0 | 0 | 0 | 0 | 0 | 0 | 0 | 0 | 0
F5_Commercial_Retail (ID)_Existing_Space Heating_Natural Gas_Unit Heater_E7 | F5 | Commercial | Retail (ID) | Existing | Space Heating | Natural Gas | Unit Heater | E7 | RIM BC Ratio | 0 | 0 | 0 | 0 | 0 | 0 | 0 | 0 | 0 | 0 | 0 | 0 | 0 | 0 | 0 | 0 | 0 | 0 | 0 | 0 | 0 | 0 | 0 | 0 | 0 | 0 | 0
F5_Commercial_Retail (ID)_Existing_Space Heating_Natural Gas_Unit Heater_E8 | F5 | Commercial | Retail (ID) | Existing | Space Heating | Natural Gas | Unit Heater | E8 | RIM BC Ratio | 0 | 0 | 0 | 0 | 0 | 0 | 0 | 0 | 0 | 0 | 0 | 0 | 0 | 0 | 0 | 0 | 0 | 0 | 0 | 0 | 0 | 0 | 0 | 0 | 0 | 0 | 0
F5_Commercial_Retail (ID)_Existing_Space Heating_Natural Gas_Unit Heater_E9 | F5 | Commercial | Retail (ID) | Existing | Space Heating | Natural Gas | Unit Heater | E9 | RIM BC Ratio | 0 | 0 | 0 | 0 | 0 | 0 | 0 | 0 | 0 | 0 | 0 | 0 | 0 | 0 | 0 | 0 | 0 | 0 | 0 | 0 | 0 | 0 | 0 | 0 | 0 | 0 | 0
F5_Commercial_Retail (ID)_Existing_Space Heating_Natural Gas_Unit Heater_E10 | F5 | Commercial | Retail (ID) | Existing | Space Heating | Natural Gas | Unit Heater | E10 | RIM BC Ratio | 0 | 0 | 0 | 0 | 0 | 0 | 0 | 0 | 0 | 0 | 0 | 0 | 0 | 0 | 0 | 0 | 0 | 0 | 0 | 0 | 0 | 0 | 0 | 0 | 0 | 0 | 0
F0_Commercial_Retail (ID)_Existing_Water Heating_Natural Gas_Water Heater_E0 | F0 | Commercial | Retail (ID) | Existing | Water Heating | Natural Gas | Water Heater | E0 | Economic Unit | Gas-Fired Absorption HPWH | Gas-Fired Absorption HPWH | Gas-Fired Absorption HPWH | Gas-Fired Absorption HPWH | Gas-Fired Absorption HPWH | Gas-Fired Absorption HPWH | Gas-Fired Absorption HPWH | Gas-Fired Absorption HPWH | Gas-Fired Absorption HPWH | Gas-Fired Absorption HPWH | Gas-Fired Absorption HPWH | Gas-Fired Absorption HPWH | Gas-Fired Absorption HPWH | Gas-Fired Absorption HPWH | Gas-Fired Absorption HPWH | Gas-Fired Absorption HPWH | Gas-Fired Absorption HPWH | Gas-Fired Absorption HPWH | Gas-Fired Absorption HPWH | Gas-Fired Absorption HPWH | Gas-Fired Absorption HPWH | Gas-Fired Absorption HPWH | Gas-Fired Absorption HPWH | Gas-Fired Absorption HPWH | Gas-Fired Absorption HPWH | Gas-Fired Absorption HPWH | Gas-Fired Absorption HPWH
F1_Commercial_Retail (ID)_Existing_Water Heating_Natural Gas_Water Heater_E1 | F1 | Commercial | Retail (ID) | Existing | Water Heating | Natural Gas | Water Heater | E1 | CCE | 0 | 0 | 0 | 0 | 0 | 0 | 0 | 0 | 0 | 0 | 0 | 0 | 0 | 0 | 0 | 0 | 0 | 0 | 0 | 0 | 0 | 0 | 0 | 0 | 0 | 0 | 0
F1_Commercial_Retail (ID)_Existing_Water Heating_Natural Gas_Water Heater_E2 | F1 | Commercial | Retail (ID) | Existing | Water Heating | Natural Gas | Water Heater | E2 | CCE | 0.0012502 | 0.0012502 | 0.0012502 | 0.0012502 | 0.0012502 | 0.0012502 | 0.0012502 | 0.0012502 | 0.0012502 | 0.0012502 | 0.0012502 | 0.0012502 | 0.0012502 | 0.0012502 | 0.0012502 | 0.0012502 | 0.0012502 | 0.0012502 | 0.0012502 | 0.0012502 | 0.0012502 | 0.0012502 | 0.0012502 | 0.0012502 | 0.0012502 | 0.0012502 | 0.0012502
F1_Commercial_Retail (ID)_Existing_Water Heating_Natural Gas_Water Heater_E3 | F1 | Commercial | Retail (ID) | Existing | Water Heating | Natural Gas | Water Heater | E3 | CCE | 0.0022156 | 0.0022156 | 0.0022156 | 0.0022156 | 0.0022156 | 0.0022156 | 0.0022156 | 0.0022156 | 0.0022156 | 0.0022156 | 0.0022156 | 0.0022156 | 0.0022156 | 0.0022156 | 0.0022156 | 0.0022156 | 0.0022156 | 0.0022156 | 0.0022156 | 0.0022156 | 0.0022156 | 0.0022156 | 0.0022156 | 0.0022156 | 0.0022156 | 0.0022156 | 0.0022156
F1_Commercial_Retail (ID)_Existing_Water Heating_Natural Gas_Water Heater_E4 | F1 | Commercial | Retail (ID) | Existing | Water Heating | Natural Gas | Water Heater | E4 | CCE | 0.0022563 | 0.0022563 | 0.0022563 | 0.0022563 | 0.0022563 | 0.0022563 | 0.0022563 | 0.0022563 | 0.0022563 | 0.0022563 | 0.0022563 | 0.0022563 | 0.0022563 | 0.0022563 | 0.0022563 | 0.0022563 | 0.0022563 | 0.0022563 | 0.0022563 | 0.0022563 | 0.0022563 | 0.0022563 | 0.0022563 | 0.0022563 | 0.0022563 | 0.0022563 | 0.0022563
F1_Commercial_Retail (ID)_Existing_Water Heating_Natural Gas_Water Heater_E5 | F1 | Commercial | Retail (ID) | Existing | Water Heating | Natural Gas | Water Heater | E5 | CCE | 0.0032882 | 0.0032882 | 0.0032882 | 0.0032882 | 0.0032882 | 0.0032882 | 0.0032882 | 0.0032882 | 0.0032882 | 0.0032882 | 0.0032882 | 0.0032882 | 0.0032882 | 0.0032882 | 0.0032882 | 0.0032882 | 0.0032882 | 0.0032882 | 0.0032882 | 0.0032882 | 0.0032882 | 0.0032882 | 0.0032882 | 0.0032882 | 0.0032882 | 0.0032882 | 0.0032882
F1_Commercial_Retail (ID)_Existing_Water Heating_Natural Gas_Water Heater_E6 | F1 | Commercial | Retail (ID) | Existing | Water Heating | Natural Gas | Water Heater | E6 | CCE | 0 | 0 | 0 | 0 | 0 | 0 | 0 | 0 | 0 | 0 | 0 | 0 | 0 | 0 | 0 | 0 | 0 | 0 | 0 | 0 | 0 | 0 | 0 | 0 | 0 | 0 | 0
F1_Commercial_Retail (ID)_Existing_Water Heating_Natural Gas_Water Heater_E7 | F1 | Commercial | Retail (ID) | Existing | Water Heating | Natural Gas | Water Heater | E7 | CCE | 0 | 0 | 0 | 0 | 0 | 0 | 0 | 0 | 0 | 0 | 0 | 0 | 0 | 0 | 0 | 0 | 0 | 0 | 0 | 0 | 0 | 0 | 0 | 0 | 0 | 0 | 0
F1_Commercial_Retail (ID)_Existing_Water Heating_Natural Gas_Water Heater_E8 | F1 | Commercial | Retail (ID) | Existing | Water Heating | Natural Gas | Water Heater | E8 | CCE | 0 | 0 | 0 | 0 | 0 | 0 | 0 | 0 | 0 | 0 | 0 | 0 | 0 | 0 | 0 | 0 | 0 | 0 | 0 | 0 | 0 | 0 | 0 | 0 | 0 | 0 | 0
F1_Commercial_Retail (ID)_Existing_Water Heating_Natural Gas_Water Heater_E9 | F1 | Commercial | Retail (ID) | Existing | Water Heating | Natural Gas | Water Heater | E9 | CCE | 0 | 0 | 0 | 0 | 0 | 0 | 0 | 0 | 0 | 0 | 0 | 0 | 0 | 0 | 0 | 0 | 0 | 0 | 0 | 0 | 0 | 0 | 0 | 0 | 0 | 0 | 0
F1_Commercial_Retail (ID)_Existing_Water Heating_Natural Gas_Water Heater_E10 | F1 | Commercial | Retail (ID) | Existing | Water Heating | Natural Gas | Water Heater | E10 | CCE | 0 | 0 | 0 | 0 | 0 | 0 | 0 | 0 | 0 | 0 | 0 | 0 | 0 | 0 | 0 | 0 | 0 | 0 | 0 | 0 | 0 | 0 | 0 | 0 | 0 | 0 | 0
F2_Commercial_Retail (ID)_Existing_Water Heating_Natural Gas_Water Heater_E1 | F2 | Commercial | Retail (ID) | Existing | Water Heating | Natural Gas | Water Heater | E1 | TRC BC Ratio | [24 empty] | 1 | 1 | 1 | bar: 2019 to 2042
F2_Commercial_Retail (ID)_Existing_Water Heating_Natural Gas_Water Heater_E2 | F2 | Commercial | Retail (ID) | Existing | Water Heating | Natural Gas | Water Heater | E2 | TRC BC Ratio | 2.9658 | 3.0437 | 3.1311 | 3.229 | 3.3381 | 3.4671 | 3.5985 | 3.7279 | 3.8524 | 3.9787 | 4.0815 | 4.1786 | 4.2824 | 4.3845 | 4.4772 | 4.5649 | 4.645 | 4.7244 | 4.8086 | 4.8912 | 4.9761 | 5.0639 | 5.1529 | 5.2444 | 5.3376 | 5.4324 | 5.5289
F2_Commercial_Retail (ID)_Existing_Water Heating_Natural Gas_Water Heater_E3 | F2 | Commercial | Retail (ID) | Existing | Water Heating | Natural Gas | Water Heater | E3 | TRC BC Ratio | 1.6734 | 1.7174 | 1.7667 | 1.822 | 1.8835 | 1.9563 | 2.0304 | 2.1035 | 2.1737 | 2.245 | 2.303 | 2.3577 | 2.4163 | 2.4739 | 2.5262 | 2.5757 | 2.6209 | 2.6657 | 2.7132 | 2.7599 | 2.8077 | 2.8573 | 2.9075 | 2.9592 | 3.0117 | 3.0652 | 3.1197
F2_Commercial_Retail (ID)_Existing_Water Heating_Natural Gas_Water Heater_E4 | F2 | Commercial | Retail (ID) | Existing | Water Heating | Natural Gas | Water Heater | E4 | TRC BC Ratio | 1.0562 | 1.0883 | 1.1318 | 1.1887 | 1.259 | 1.3507 | 1.4453 | 1.5373 | 1.6235 | 1.7109 | 1.7738 | 1.83 | 1.8921 | 1.9517 | 2.0012 | 2.0449 | 2.0802 | 2.1141 | 2.1519 | 2.1874 | 2.2242 | 2.2632 | 2.3023 | 2.3432 | 2.3849 | 2.4272 | 2.4703
F2_Commercial_Retail (ID)_Existing_Water Heating_Natural Gas_Water Heater_E5 | F2 | Commercial | Retail (ID) | Existing | Water Heating | Natural Gas | Water Heater | E5 | TRC BC Ratio | 1.1568 | 1.1872 | 1.2206 | 1.2573 | 1.2975 | 1.3443 | 1.3919 | 1.4388 | 1.4842 | 1.5302 | 1.5683 | 1.6045 | 1.6431 | 1.6812 | 1.7161 | 1.7493 | 1.7801 | 1.8106 | 1.8429 | 1.8747 | 1.9073 | 1.941 | 1.9751 | 2.0102 | 2.0459 | 2.0823 | 2.1193
F2_Commercial_Retail (ID)_Existing_Water Heating_Natural Gas_Water Heater_E6 | F2 | Commercial | Retail (ID) | Existing | Water Heating | Natural Gas | Water Heater | E6 | TRC BC Ratio | 0 | 0 | 0 | 0 | 0 | 0 | 0 | 0 | 0 | 0 | 0 | 0 | 0 | 0 | 0 | 0 | 0 | 0 | 0 | 0 | 0 | 0 | 0 | 0 | 0 | 0 | 0
F2_Commercial_Retail (ID)_Existing_Water Heating_Natural Gas_Water Heater_E7 | F2 | Commercial | Retail (ID) | Existing | Water Heating | Natural Gas | Water Heater | E7 | TRC BC Ratio | 0 | 0 | 0 | 0 | 0 | 0 | 0 | 0 | 0 | 0 | 0 | 0 | 0 | 0 | 0 | 0 | 0 | 0 | 0 | 0 | 0 | 0 | 0 | 0 | 0 | 0 | 0
F2_Commercial_Retail (ID)_Existing_Water Heating_Natural Gas_Water Heater_E8 | F2 | Commercial | Retail (ID) | Existing | Water Heating | Natural Gas | Water Heater | E8 | TRC BC Ratio | 0 | 0 | 0 | 0 | 0 | 0 | 0 | 0 | 0 | 0 | 0 | 0 | 0 | 0 | 0 | 0 | 0 | 0 | 0 | 0 | 0 | 0 | 0 | 0 | 0 | 0 | 0
F2_Commercial_Retail (ID)_Existing_Water Heating_Natural Gas_Water Heater_E9 | F2 | Commercial | Retail (ID) | Existing | Water Heating | Natural Gas | Water Heater | E9 | TRC BC Ratio | 0 | 0 | 0 | 0 | 0 | 0 | 0 | 0 | 0 | 0 | 0 | 0 | 0 | 0 | 0 | 0 | 0 | 0 | 0 | 0 | 0 | 0 | 0 | 0 | 0 | 0 | 0
F2_Commercial_Retail (ID)_Existing_Water Heating_Natural Gas_Water Heater_E10 | F2 | Commercial | Retail (ID) | Existing | Water Heating | Natural Gas | Water Heater | E10 | TRC BC Ratio | 0 | 0 | 0 | 0 | 0 | 0 | 0 | 0 | 0 | 0 | 0 | 0 | 0 | 0 | 0 | 0 | 0 | 0 | 0 | 0 | 0 | 0 | 0 | 0 | 0 | 0 | 0
F3_Commercial_Retail (ID)_Existing_Water Heating_Natural Gas_Water Heater_E1 | F3 | Commercial | Retail (ID) | Existing | Water Heating | Natural Gas | Water Heater | E1 | PACT BC Ratio | [24 empty] | 1 | 1 | 1 | bar: 2019 to 2042
F3_Commercial_Retail (ID)_Existing_Water Heating_Natural Gas_Water Heater_E2 | F3 | Commercial | Retail (ID) | Existing | Water Heating | Natural Gas | Water Heater | E2 | PACT BC Ratio | 7.3585 | 7.5518 | 7.7687 | 8.0117 | 8.2823 | 8.6024 | 8.9284 | 9.2495 | 9.5584 | 9.8718 | 10.1269 | 10.3677 | 10.6252 | 10.8786 | 11.1085 | 11.3262 | 11.5249 | 11.7219 | 11.9309 | 12.136 | 12.3464 | 12.5645 | 12.7851 | 13.0122 | 13.2434 | 13.4787 | 13.7181
F3_Commercial_Retail (ID)_Existing_Water Heating_Natural Gas_Water Heater_E3 | F3 | Commercial | Retail (ID) | Existing | Water Heating | Natural Gas | Water Heater | E3 | PACT BC Ratio | 4.152 | 4.2611 | 4.3835 | 4.5206 | 4.6733 | 4.8539 | 5.0378 | 5.219 | 5.3933 | 5.5702 | 5.7141 | 5.8499 | 5.9953 | 6.1382 | 6.268 | 6.3908 | 6.5029 | 6.6141 | 6.732 | 6.8477 | 6.9664 | 7.0895 | 7.214 | 7.3421 | 7.4726 | 7.6053 | 7.7404
F3_Commercial_Retail (ID)_Existing_Water Heating_Natural Gas_Water Heater_E4 | F3 | Commercial | Retail (ID) | Existing | Water Heating | Natural Gas | Water Heater | E4 | PACT BC Ratio | 2.6206 | 2.7003 | 2.8083 | 2.9493 | 3.1238 | 3.3512 | 3.586 | 3.8143 | 4.0281 | 4.2449 | 4.401 | 4.5404 | 4.6947 | 4.8426 | 4.9653 | 5.0738 | 5.1614 | 5.2453 | 5.3392 | 5.4272 | 5.5185 | 5.6153 | 5.7124 | 5.8139 | 5.9172 | 6.0223 | 6.1293
F3_Commercial_Retail (ID)_Existing_Water Heating_Natural Gas_Water Heater_E5 | F3 | Commercial | Retail (ID) | Existing | Water Heating | Natural Gas | Water Heater | E5 | PACT BC Ratio | 2.8703 | 2.9456 | 3.0285 | 3.1196 | 3.2192 | 3.3355 | 3.4535 | 3.57 | 3.6825 | 3.7967 | 3.8912 | 3.9811 | 4.0768 | 4.1712 | 4.2578 | 4.3404 | 4.4166 | 4.4925 | 4.5725 | 4.6514 | 4.7323 | 4.8159 | 4.9006 | 4.9877 | 5.0763 | 5.1665 | 5.2582
F3_Commercial_Retail (ID)_Existing_Water Heating_Natural Gas_Water Heater_E6 | F3 | Commercial | Retail (ID) | Existing | Water Heating | Natural Gas | Water Heater | E6 | PACT BC Ratio | 0 | 0 | 0 | 0 | 0 | 0 | 0 | 0 | 0 | 0 | 0 | 0 | 0 | 0 | 0 | 0 | 0 | 0 | 0 | 0 | 0 | 0 | 0 | 0 | 0 | 0 | 0
F3_Commercial_Retail (ID)_Existing_Water Heating_Natural Gas_Water Heater_E7 | F3 | Commercial | Retail (ID) | Existing | Water Heating | Natural Gas | Water Heater | E7 | PACT BC Ratio | 0 | 0 | 0 | 0 | 0 | 0 | 0 | 0 | 0 | 0 | 0 | 0 | 0 | 0 | 0 | 0 | 0 | 0 | 0 | 0 | 0 | 0 | 0 | 0 | 0 | 0 | 0
F3_Commercial_Retail (ID)_Existing_Water Heating_Natural Gas_Water Heater_E8 | F3 | Commercial | Retail (ID) | Existing | Water Heating | Natural Gas | Water Heater | E8 | PACT BC Ratio | 0 | 0 | 0 | 0 | 0 | 0 | 0 | 0 | 0 | 0 | 0 | 0 | 0 | 0 | 0 | 0 | 0 | 0 | 0 | 0 | 0 | 0 | 0 | 0 | 0 | 0 | 0
F3_Commercial_Retail (ID)_Existing_Water Heating_Natural Gas_Water Heater_E9 | F3 | Commercial | Retail (ID) | Existing | Water Heating | Natural Gas | Water Heater | E9 | PACT BC Ratio | 0 | 0 | 0 | 0 | 0 | 0 | 0 | 0 | 0 | 0 | 0 | 0 | 0 | 0 | 0 | 0 | 0 | 0 | 0 | 0 | 0 | 0 | 0 | 0 | 0 | 0 | 0
F3_Commercial_Retail (ID)_Existing_Water Heating_Natural Gas_Water Heater_E10 | F3 | Commercial | Retail (ID) | Existing | Water Heating | Natural Gas | Water Heater | E10 | PACT BC Ratio | 0 | 0 | 0 | 0 | 0 | 0 | 0 | 0 | 0 | 0 | 0 | 0 | 0 | 0 | 0 | 0 | 0 | 0 | 0 | 0 | 0 | 0 | 0 | 0 | 0 | 0 | 0
F4_Commercial_Retail (ID)_Existing_Water Heating_Natural Gas_Water Heater_E1 | F4 | Commercial | Retail (ID) | Existing | Water Heating | Natural Gas | Water Heater | E1 | RVT BC Ratio | [24 empty] | 1 | 1 | 1 | bar: 2019 to 2042
F4_Commercial_Retail (ID)_Existing_Water Heating_Natural Gas_Water Heater_E2 | F4 | Commercial | Retail (ID) | Existing | Water Heating | Natural Gas | Water Heater | E2 | RVT BC Ratio | 4.4324 | 4.5158 | 4.6097 | 4.7151 | 4.8326 | 4.9747 | 5.1156 | 5.2489 | 5.3698 | 5.4875 | 5.6094 | 5.7211 | 5.8405 | 5.9562 | 6.0579 | 6.1514 | 6.233 | 6.3119 | 6.3951 | 6.474 | 6.5535 | 6.6642 | 6.7763 | 6.8916 | 7.009 | 7.1285 | 7.2501
F4_Commercial_Retail (ID)_Existing_Water Heating_Natural Gas_Water Heater_E3 | F4 | Commercial | Retail (ID) | Existing | Water Heating | Natural Gas | Water Heater | E3 | RVT BC Ratio | 2.6246 | 2.6716 | 2.7246 | 2.7841 | 2.8504 | 2.9305 | 3.0101 | 3.0853 | 3.1535 | 3.2199 | 3.2887 | 3.3517 | 3.4191 | 3.4844 | 3.5418 | 3.5945 | 3.6406 | 3.6851 | 3.732 | 3.7766 | 3.8214 | 3.8839 | 3.9471 | 4.0122 | 4.0784 | 4.1458 | 4.2144
F4_Commercial_Retail (ID)_Existing_Water Heating_Natural Gas_Water Heater_E4 | F4 | Commercial | Retail (ID) | Existing | Water Heating | Natural Gas | Water Heater | E4 | RVT BC Ratio | 1.9367 | 1.9698 | 2.0165 | 2.0795 | 2.1586 | 2.2652 | 2.3725 | 2.4697 | 2.5511 | 2.6263 | 2.7014 | 2.7617 | 2.8286 | 2.8907 | 2.938 | 2.9761 | 3.0013 | 3.0228 | 3.0476 | 3.0671 | 3.0861 | 3.1352 | 3.1846 | 3.2361 | 3.2886 | 3.3419 | 3.3963
F4_Commercial_Retail (ID)_Existing_Water Heating_Natural Gas_Water Heater_E5 | F4 | Commercial | Retail (ID) | Existing | Water Heating | Natural Gas | Water Heater | E5 | RVT BC Ratio | 1.8904 | 1.9235 | 1.9596 | 1.9987 | 2.041 | 2.0917 | 2.142 | 2.1899 | 2.2338 | 2.2771 | 2.3221 | 2.3641 | 2.4088 | 2.4524 | 2.4912 | 2.5274 | 2.5595 | 2.5908 | 2.6236 | 2.6551 | 2.6868 | 2.7293 | 2.7723 | 2.8165 | 2.8615 | 2.9073 | 2.9539
F4_Commercial_Retail (ID)_Existing_Water Heating_Natural Gas_Water Heater_E6 | F4 | Commercial | Retail (ID) | Existing | Water Heating | Natural Gas | Water Heater | E6 | RVT BC Ratio | 0 | 0 | 0 | 0 | 0 | 0 | 0 | 0 | 0 | 0 | 0 | 0 | 0 | 0 | 0 | 0 | 0 | 0 | 0 | 0 | 0 | 0 | 0 | 0 | 0 | 0 | 0
F4_Commercial_Retail (ID)_Existing_Water Heating_Natural Gas_Water Heater_E7 | F4 | Commercial | Retail (ID) | Existing | Water Heating | Natural Gas | Water Heater | E7 | RVT BC Ratio | 0 | 0 | 0 | 0 | 0 | 0 | 0 | 0 | 0 | 0 | 0 | 0 | 0 | 0 | 0 | 0 | 0 | 0 | 0 | 0 | 0 | 0 | 0 | 0 | 0 | 0 | 0
F4_Commercial_Retail (ID)_Existing_Water Heating_Natural Gas_Water Heater_E8 | F4 | Commercial | Retail (ID) | Existing | Water Heating | Natural Gas | Water Heater | E8 | RVT BC Ratio | 0 | 0 | 0 | 0 | 0 | 0 | 0 | 0 | 0 | 0 | 0 | 0 | 0 | 0 | 0 | 0 | 0 | 0 | 0 | 0 | 0 | 0 | 0 | 0 | 0 | 0 | 0
F4_Commercial_Retail (ID)_Existing_Water Heating_Natural Gas_Water Heater_E9 | F4 | Commercial | Retail (ID) | Existing | Water Heating | Natural Gas | Water Heater | E9 | RVT BC Ratio | 0 | 0 | 0 | 0 | 0 | 0 | 0 | 0 | 0 | 0 | 0 | 0 | 0 | 0 | 0 | 0 | 0 | 0 | 0 | 0 | 0 | 0 | 0 | 0 | 0 | 0 | 0
F4_Commercial_Retail (ID)_Existing_Water Heating_Natural Gas_Water Heater_E10 | F4 | Commercial | Retail (ID) | Existing | Water Heating | Natural Gas | Water Heater | E10 | RVT BC Ratio | 0 | 0 | 0 | 0 | 0 | 0 | 0 | 0 | 0 | 0 | 0 | 0 | 0 | 0 | 0 | 0 | 0 | 0 | 0 | 0 | 0 | 0 | 0 | 0 | 0 | 0 | 0
F5_Commercial_Retail (ID)_Existing_Water Heating_Natural Gas_Water Heater_E1 | F5 | Commercial | Retail (ID) | Existing | Water Heating | Natural Gas | Water Heater | E1 | RIM BC Ratio | [24 empty] | 1 | 1 | 1 | bar: 2019 to 2042
F5_Commercial_Retail (ID)_Existing_Water Heating_Natural Gas_Water Heater_E2 | F5 | Commercial | Retail (ID) | Existing | Water Heating | Natural Gas | Water Heater | E2 | RIM BC Ratio | 0.76826 | 0.77449 | 0.7812 | 0.78836 | 0.79595 | 0.80402 | 0.81236 | 0.82099 | 0.83 | 0.83947 | 0.84309 | 0.84684 | 0.85073 | 0.85465 | 0.85853 | 0.86247 | 0.86646 | 0.8706 | 0.87494 | 0.87945 | 0.88418 | 0.88528 | 0.88635 | 0.88743 | 0.88849 | 0.88953 | 0.89055
F5_Commercial_Retail (ID)_Existing_Water Heating_Natural Gas_Water Heater_E3 | F5 | Commercial | Retail (ID) | Existing | Water Heating | Natural Gas | Water Heater | E3 | RIM BC Ratio | 0.71093 | 0.71765 | 0.7249 | 0.73268 | 0.74096 | 0.74989 | 0.75902 | 0.76832 | 0.77783 | 0.78774 | 0.79216 | 0.79659 | 0.80119 | 0.80576 | 0.81017 | 0.81456 | 0.81891 | 0.82337 | 0.82805 | 0.83284 | 0.83784 | 0.83959 | 0.84131 | 0.84303 | 0.84472 | 0.84639 | 0.84804
F5_Commercial_Retail (ID)_Existing_Water Heating_Natural Gas_Water Heater_E4 | F5 | Commercial | Retail (ID) | Existing | Water Heating | Natural Gas | Water Heater | E4 | RIM BC Ratio | 0.59317 | 0.60191 | 0.61277 | 0.62577 | 0.64055 | 0.65748 | 0.67418 | 0.69101 | 0.70813 | 0.72641 | 0.73363 | 0.74146 | 0.74971 | 0.75778 | 0.76528 | 0.77262 | 0.77976 | 0.78716 | 0.79514 | 0.80342 | 0.81221 | 0.81428 | 0.81629 | 0.81833 | 0.82035 | 0.82234 | 0.8243
F5_Commercial_Retail (ID)_Existing_Water Heating_Natural Gas_Water Heater_E5 | F5 | Commercial | Retail (ID) | Existing | Water Heating | Natural Gas | Water Heater | E5 | RIM BC Ratio | 0.66407 | 0.67087 | 0.67825 | 0.6862 | 0.69476 | 0.70393 | 0.71319 | 0.72247 | 0.73178 | 0.74131 | 0.74619 | 0.7509 | 0.75578 | 0.76059 | 0.76518 | 0.76969 | 0.77408 | 0.77854 | 0.7832 | 0.78793 | 0.79282 | 0.79514 | 0.79741 | 0.79968 | 0.80193 | 0.80415 | 0.80634
F5_Commercial_Retail (ID)_Existing_Water Heating_Natural Gas_Water Heater_E6 | F5 | Commercial | Retail (ID) | Existing | Water Heating | Natural Gas | Water Heater | E6 | RIM BC Ratio | 0 | 0 | 0 | 0 | 0 | 0 | 0 | 0 | 0 | 0 | 0 | 0 | 0 | 0 | 0 | 0 | 0 | 0 | 0 | 0 | 0 | 0 | 0 | 0 | 0 | 0 | 0
F5_Commercial_Retail (ID)_Existing_Water Heating_Natural Gas_Water Heater_E7 | F5 | Commercial | Retail (ID) | Existing | Water Heating | Natural Gas | Water Heater | E7 | RIM BC Ratio | 0 | 0 | 0 | 0 | 0 | 0 | 0 | 0 | 0 | 0 | 0 | 0 | 0 | 0 | 0 | 0 | 0 | 0 | 0 | 0 | 0 | 0 | 0 | 0 | 0 | 0 | 0
F5_Commercial_Retail (ID)_Existing_Water Heating_Natural Gas_Water Heater_E8 | F5 | Commercial | Retail (ID) | Existing | Water Heating | Natural Gas | Water Heater | E8 | RIM BC Ratio | 0 | 0 | 0 | 0 | 0 | 0 | 0 | 0 | 0 | 0 | 0 | 0 | 0 | 0 | 0 | 0 | 0 | 0 | 0 | 0 | 0 | 0 | 0 | 0 | 0 | 0 | 0
F5_Commercial_Retail (ID)_Existing_Water Heating_Natural Gas_Water Heater_E9 | F5 | Commercial | Retail (ID) | Existing | Water Heating | Natural Gas | Water Heater | E9 | RIM BC Ratio | 0 | 0 | 0 | 0 | 0 | 0 | 0 | 0 | 0 | 0 | 0 | 0 | 0 | 0 | 0 | 0 | 0 | 0 | 0 | 0 | 0 | 0 | 0 | 0 | 0 | 0 | 0
F5_Commercial_Retail (ID)_Existing_Water Heating_Natural Gas_Water Heater_E10 | F5 | Commercial | Retail (ID) | Existing | Water Heating | Natural Gas | Water Heater | E10 | RIM BC Ratio | 0 | 0 | 0 | 0 | 0 | 0 | 0 | 0 | 0 | 0 | 0 | 0 | 0 | 0 | 0 | 0 | 0 | 0 | 0 | 0 | 0 | 0 | 0 | 0 | 0 | 0 | 0
F0_Commercial_Retail (ID)_Existing_Food Preparation_Natural Gas_Oven_E0 | F0 | Commercial | Retail (ID) | Existing | Food Preparation | Natural Gas | Oven | E0 | Economic Unit | ENERGY STAR (>42% Baking Efficiency) | ENERGY STAR (>42% Baking Efficiency) | ENERGY STAR (>42% Baking Efficiency) | ENERGY STAR (>42% Baking Efficiency) | ENERGY STAR (>42% Baking Efficiency) | ENERGY STAR (>42% Baking Efficiency) | ENERGY STAR (>42% Baking Efficiency) | ENERGY STAR (>42% Baking Efficiency) | ENERGY STAR (>42% Baking Efficiency) | ENERGY STAR (>42% Baking Efficiency) | ENERGY STAR (>42% Baking Efficiency) | ENERGY STAR (>42% Baking Efficiency) | ENERGY STAR (>42% Baking Efficiency) | ENERGY STAR (>42% Baking Efficiency) | ENERGY STAR (>42% Baking Efficiency) | ENERGY STAR (>42% Baking Efficiency) | ENERGY STAR (>42% Baking Efficiency) | ENERGY STAR (>42% Baking Efficiency) | ENERGY STAR (>42% Baking Efficiency) | ENERGY STAR (>42% Baking Efficiency) | ENERGY STAR (>42% Baking Efficiency) | ENERGY STAR (>42% Baking Efficiency) | ENERGY STAR (>42% Baking Efficiency) | ENERGY STAR (>42% Baking Efficiency) | ENERGY STAR (>42% Baking Efficiency) | ENERGY STAR (>42% Baking Efficiency) | ENERGY STAR (>42% Baking Efficiency)
F1_Commercial_Retail (ID)_Existing_Food Preparation_Natural Gas_Oven_E1 | F1 | Commercial | Retail (ID) | Existing | Food Preparation | Natural Gas | Oven | E1 | CCE | 0 | 0 | 0 | 0 | 0 | 0 | 0 | 0 | 0 | 0 | 0 | 0 | 0 | 0 | 0 | 0 | 0 | 0 | 0 | 0 | 0 | 0 | 0 | 0 | 0 | 0 | 0
F1_Commercial_Retail (ID)_Existing_Food Preparation_Natural Gas_Oven_E2 | F1 | Commercial | Retail (ID) | Existing | Food Preparation | Natural Gas | Oven | E2 | CCE | 1.7329e-05 | 1.7329e-05 | 1.7329e-05 | 1.7329e-05 | 1.7329e-05 | 1.7329e-05 | 1.7329e-05 | 1.7329e-05 | 1.7329e-05 | 1.7329e-05 | 1.7329e-05 | 1.7329e-05 | 1.7329e-05 | 1.7329e-05 | 1.7329e-05 | 1.7329e-05 | 1.7329e-05 | 1.7329e-05 | 1.7329e-05 | 1.7329e-05 | 1.7329e-05 | 1.7329e-05 | 1.7329e-05 | 1.7329e-05 | 1.7329e-05 | 1.7329e-05 | 1.7329e-05
F1_Commercial_Retail (ID)_Existing_Food Preparation_Natural Gas_Oven_E3 | F1 | Commercial | Retail (ID) | Existing | Food Preparation | Natural Gas | Oven | E3 | CCE | 0 | 0 | 0 | 0 | 0 | 0 | 0 | 0 | 0 | 0 | 0 | 0 | 0 | 0 | 0 | 0 | 0 | 0 | 0 | 0 | 0 | 0 | 0 | 0 | 0 | 0 | 0
F1_Commercial_Retail (ID)_Existing_Food Preparation_Natural Gas_Oven_E4 | F1 | Commercial | Retail (ID) | Existing | Food Preparation | Natural Gas | Oven | E4 | CCE | 0 | 0 | 0 | 0 | 0 | 0 | 0 | 0 | 0 | 0 | 0 | 0 | 0 | 0 | 0 | 0 | 0 | 0 | 0 | 0 | 0 | 0 | 0 | 0 | 0 | 0 | 0
F1_Commercial_Retail (ID)_Existing_Food Preparation_Natural Gas_Oven_E5 | F1 | Commercial | Retail (ID) | Existing | Food Preparation | Natural Gas | Oven | E5 | CCE | 0 | 0 | 0 | 0 | 0 | 0 | 0 | 0 | 0 | 0 | 0 | 0 | 0 | 0 | 0 | 0 | 0 | 0 | 0 | 0 | 0 | 0 | 0 | 0 | 0 | 0 | 0
F1_Commercial_Retail (ID)_Existing_Food Preparation_Natural Gas_Oven_E6 | F1 | Commercial | Retail (ID) | Existing | Food Preparation | Natural Gas | Oven | E6 | CCE | 0 | 0 | 0 | 0 | 0 | 0 | 0 | 0 | 0 | 0 | 0 | 0 | 0 | 0 | 0 | 0 | 0 | 0 | 0 | 0 | 0 | 0 | 0 | 0 | 0 | 0 | 0
F1_Commercial_Retail (ID)_Existing_Food Preparation_Natural Gas_Oven_E7 | F1 | Commercial | Retail (ID) | Existing | Food Preparation | Natural Gas | Oven | E7 | CCE | 0 | 0 | 0 | 0 | 0 | 0 | 0 | 0 | 0 | 0 | 0 | 0 | 0 | 0 | 0 | 0 | 0 | 0 | 0 | 0 | 0 | 0 | 0 | 0 | 0 | 0 | 0
F1_Commercial_Retail (ID)_Existing_Food Preparation_Natural Gas_Oven_E8 | F1 | Commercial | Retail (ID) | Existing | Food Preparation | Natural Gas | Oven | E8 | CCE | 0 | 0 | 0 | 0 | 0 | 0 | 0 | 0 | 0 | 0 | 0 | 0 | 0 | 0 | 0 | 0 | 0 | 0 | 0 | 0 | 0 | 0 | 0 | 0 | 0 | 0 | 0
F1_Commercial_Retail (ID)_Existing_Food Preparation_Natural Gas_Oven_E9 | F1 | Commercial | Retail (ID) | Existing | Food Preparation | Natural Gas | Oven | E9 | CCE | 0 | 0 | 0 | 0 | 0 | 0 | 0 | 0 | 0 | 0 | 0 | 0 | 0 | 0 | 0 | 0 | 0 | 0 | 0 | 0 | 0 | 0 | 0 | 0 | 0 | 0 | 0
F1_Commercial_Retail (ID)_Existing_Food Preparation_Natural Gas_Oven_E10 | F1 | Commercial | Retail (ID) | Existing | Food Preparation | Natural Gas | Oven | E10 | CCE | 0 | 0 | 0 | 0 | 0 | 0 | 0 | 0 | 0 | 0 | 0 | 0 | 0 | 0 | 0 | 0 | 0 | 0 | 0 | 0 | 0 | 0 | 0 | 0 | 0 | 0 | 0
F2_Commercial_Retail (ID)_Existing_Food Preparation_Natural Gas_Oven_E1 | F2 | Commercial | Retail (ID) | Existing | Food Preparation | Natural Gas | Oven | E1 | TRC BC Ratio | [24 empty] | 1 | 1 | 1 | bar: 2019 to 2042
F2_Commercial_Retail (ID)_Existing_Food Preparation_Natural Gas_Oven_E2 | F2 | Commercial | Retail (ID) | Existing | Food Preparation | Natural Gas | Oven | E2 | TRC BC Ratio | 200.1361 | 204.7564 | 210.5683 | 217.4243 | 225.3971 | 235.4523 | 245.9256 | 256.3681 | 266.4403 | 276.6511 | 284.6203 | 292.0334 | 300.0256 | 307.8113 | 314.6777 | 321.0355 | 326.6423 | 332.1537 | 338.0812 | 343.8287 | 349.7412 | 355.907 | 362.1319 | 368.5655 | 375.1134 | 381.7776 | 388.5602
F2_Commercial_Retail (ID)_Existing_Food Preparation_Natural Gas_Oven_E3 | F2 | Commercial | Retail (ID) | Existing | Food Preparation | Natural Gas | Oven | E3 | TRC BC Ratio | 0 | 0 | 0 | 0 | 0 | 0 | 0 | 0 | 0 | 0 | 0 | 0 | 0 | 0 | 0 | 0 | 0 | 0 | 0 | 0 | 0 | 0 | 0 | 0 | 0 | 0 | 0
F2_Commercial_Retail (ID)_Existing_Food Preparation_Natural Gas_Oven_E4 | F2 | Commercial | Retail (ID) | Existing | Food Preparation | Natural Gas | Oven | E4 | TRC BC Ratio | 0 | 0 | 0 | 0 | 0 | 0 | 0 | 0 | 0 | 0 | 0 | 0 | 0 | 0 | 0 | 0 | 0 | 0 | 0 | 0 | 0 | 0 | 0 | 0 | 0 | 0 | 0
F2_Commercial_Retail (ID)_Existing_Food Preparation_Natural Gas_Oven_E5 | F2 | Commercial | Retail (ID) | Existing | Food Preparation | Natural Gas | Oven | E5 | TRC BC Ratio | 0 | 0 | 0 | 0 | 0 | 0 | 0 | 0 | 0 | 0 | 0 | 0 | 0 | 0 | 0 | 0 | 0 | 0 | 0 | 0 | 0 | 0 | 0 | 0 | 0 | 0 | 0
F2_Commercial_Retail (ID)_Existing_Food Preparation_Natural Gas_Oven_E6 | F2 | Commercial | Retail (ID) | Existing | Food Preparation | Natural Gas | Oven | E6 | TRC BC Ratio | 0 | 0 | 0 | 0 | 0 | 0 | 0 | 0 | 0 | 0 | 0 | 0 | 0 | 0 | 0 | 0 | 0 | 0 | 0 | 0 | 0 | 0 | 0 | 0 | 0 | 0 | 0
F2_Commercial_Retail (ID)_Existing_Food Preparation_Natural Gas_Oven_E7 | F2 | Commercial | Retail (ID) | Existing | Food Preparation | Natural Gas | Oven | E7 | TRC BC Ratio | 0 | 0 | 0 | 0 | 0 | 0 | 0 | 0 | 0 | 0 | 0 | 0 | 0 | 0 | 0 | 0 | 0 | 0 | 0 | 0 | 0 | 0 | 0 | 0 | 0 | 0 | 0
F2_Commercial_Retail (ID)_Existing_Food Preparation_Natural Gas_Oven_E8 | F2 | Commercial | Retail (ID) | Existing | Food Preparation | Natural Gas | Oven | E8 | TRC BC Ratio | 0 | 0 | 0 | 0 | 0 | 0 | 0 | 0 | 0 | 0 | 0 | 0 | 0 | 0 | 0 | 0 | 0 | 0 | 0 | 0 | 0 | 0 | 0 | 0 | 0 | 0 | 0
F2_Commercial_Retail (ID)_Existing_Food Preparation_Natural Gas_Oven_E9 | F2 | Commercial | Retail (ID) | Existing | Food Preparation | Natural Gas | Oven | E9 | TRC BC Ratio | 0 | 0 | 0 | 0 | 0 | 0 | 0 | 0 | 0 | 0 | 0 | 0 | 0 | 0 | 0 | 0 | 0 | 0 | 0 | 0 | 0 | 0 | 0 | 0 | 0 | 0 | 0
F2_Commercial_Retail (ID)_Existing_Food Preparation_Natural Gas_Oven_E10 | F2 | Commercial | Retail (ID) | Existing | Food Preparation | Natural Gas | Oven | E10 | TRC BC Ratio | 0 | 0 | 0 | 0 | 0 | 0 | 0 | 0 | 0 | 0 | 0 | 0 | 0 | 0 | 0 | 0 | 0 | 0 | 0 | 0 | 0 | 0 | 0 | 0 | 0 | 0 | 0
F3_Commercial_Retail (ID)_Existing_Food Preparation_Natural Gas_Oven_E1 | F3 | Commercial | Retail (ID) | Existing | Food Preparation | Natural Gas | Oven | E1 | PACT BC Ratio | [24 empty] | 1 | 1 | 1 | bar: 2019 to 2042
F3_Commercial_Retail (ID)_Existing_Food Preparation_Natural Gas_Oven_E2 | F3 | Commercial | Retail (ID) | Existing | Food Preparation | Natural Gas | Oven | E2 | PACT BC Ratio | 396.3428 | 405.4928 | 417.0024 | 430.5797 | 446.3688 | 466.2817 | 487.0227 | 507.7028 | 527.6495 | 547.8706 | 563.6526 | 578.3332 | 594.1607 | 609.5791 | 623.1771 | 635.7679 | 646.8715 | 657.786 | 669.5247 | 680.9068 | 692.6157 | 704.8262 | 717.1538 | 729.8947 | 742.8619 | 756.0595 | 769.4916
F3_Commercial_Retail (ID)_Existing_Food Preparation_Natural Gas_Oven_E3 | F3 | Commercial | Retail (ID) | Existing | Food Preparation | Natural Gas | Oven | E3 | PACT BC Ratio | 0 | 0 | 0 | 0 | 0 | 0 | 0 | 0 | 0 | 0 | 0 | 0 | 0 | 0 | 0 | 0 | 0 | 0 | 0 | 0 | 0 | 0 | 0 | 0 | 0 | 0 | 0
F3_Commercial_Retail (ID)_Existing_Food Preparation_Natural Gas_Oven_E4 | F3 | Commercial | Retail (ID) | Existing | Food Preparation | Natural Gas | Oven | E4 | PACT BC Ratio | 0 | 0 | 0 | 0 | 0 | 0 | 0 | 0 | 0 | 0 | 0 | 0 | 0 | 0 | 0 | 0 | 0 | 0 | 0 | 0 | 0 | 0 | 0 | 0 | 0 | 0 | 0
F3_Commercial_Retail (ID)_Existing_Food Preparation_Natural Gas_Oven_E5 | F3 | Commercial | Retail (ID) | Existing | Food Preparation | Natural Gas | Oven | E5 | PACT BC Ratio | 0 | 0 | 0 | 0 | 0 | 0 | 0 | 0 | 0 | 0 | 0 | 0 | 0 | 0 | 0 | 0 | 0 | 0 | 0 | 0 | 0 | 0 | 0 | 0 | 0 | 0 | 0
F3_Commercial_Retail (ID)_Existing_Food Preparation_Natural Gas_Oven_E6 | F3 | Commercial | Retail (ID) | Existing | Food Preparation | Natural Gas | Oven | E6 | PACT BC Ratio | 0 | 0 | 0 | 0 | 0 | 0 | 0 | 0 | 0 | 0 | 0 | 0 | 0 | 0 | 0 | 0 | 0 | 0 | 0 | 0 | 0 | 0 | 0 | 0 | 0 | 0 | 0
F3_Commercial_Retail (ID)_Existing_Food Preparation_Natural Gas_Oven_E7 | F3 | Commercial | Retail (ID) | Existing | Food Preparation | Natural Gas | Oven | E7 | PACT BC Ratio | 0 | 0 | 0 | 0 | 0 | 0 | 0 | 0 | 0 | 0 | 0 | 0 | 0 | 0 | 0 | 0 | 0 | 0 | 0 | 0 | 0 | 0 | 0 | 0 | 0 | 0 | 0
F3_Commercial_Retail (ID)_Existing_Food Preparation_Natural Gas_Oven_E8 | F3 | Commercial | Retail (ID) | Existing | Food Preparation | Natural Gas | Oven | E8 | PACT BC Ratio | 0 | 0 | 0 | 0 | 0 | 0 | 0 | 0 | 0 | 0 | 0 | 0 | 0 | 0 | 0 | 0 | 0 | 0 | 0 | 0 | 0 | 0 | 0 | 0 | 0 | 0 | 0
F3_Commercial_Retail (ID)_Existing_Food Preparation_Natural Gas_Oven_E9 | F3 | Commercial | Retail (ID) | Existing | Food Preparation | Natural Gas | Oven | E9 | PACT BC Ratio | 0 | 0 | 0 | 0 | 0 | 0 | 0 | 0 | 0 | 0 | 0 | 0 | 0 | 0 | 0 | 0 | 0 | 0 | 0 | 0 | 0 | 0 | 0 | 0 | 0 | 0 | 0
F3_Commercial_Retail (ID)_Existing_Food Preparation_Natural Gas_Oven_E10 | F3 | Commercial | Retail (ID) | Existing | Food Preparation | Natural Gas | Oven | E10 | PACT BC Ratio | 0 | 0 | 0 | 0 | 0 | 0 | 0 | 0 | 0 | 0 | 0 | 0 | 0 | 0 | 0 | 0 | 0 | 0 | 0 | 0 | 0 | 0 | 0 | 0 | 0 | 0 | 0
F4_Commercial_Retail (ID)_Existing_Food Preparation_Natural Gas_Oven_E1 | F4 | Commercial | Retail (ID) | Existing | Food Preparation | Natural Gas | Oven | E1 | RVT BC Ratio | [24 empty] | 1 | 1 | 1 | bar: 2019 to 2042
F4_Commercial_Retail (ID)_Existing_Food Preparation_Natural Gas_Oven_E2 | F4 | Commercial | Retail (ID) | Existing | Food Preparation | Natural Gas | Oven | E2 | RVT BC Ratio | 286.0995 | 290.8548 | 296.6501 | 303.694 | 312.0735 | 323.1495 | 334.5114 | 345.5023 | 355.6194 | 365.3356 | 375.3162 | 384.231 | 393.5307 | 402.1252 | 409.3641 | 415.7795 | 421.0397 | 425.9983 | 431.318 | 436.1981 | 441.0798 | 448.8487 | 456.6921 | 464.7985 | 473.0488 | 481.4457 | 489.9918
F4_Commercial_Retail (ID)_Existing_Food Preparation_Natural Gas_Oven_E3 | F4 | Commercial | Retail (ID) | Existing | Food Preparation | Natural Gas | Oven | E3 | RVT BC Ratio | 0 | 0 | 0 | 0 | 0 | 0 | 0 | 0 | 0 | 0 | 0 | 0 | 0 | 0 | 0 | 0 | 0 | 0 | 0 | 0 | 0 | 0 | 0 | 0 | 0 | 0 | 0
F4_Commercial_Retail (ID)_Existing_Food Preparation_Natural Gas_Oven_E4 | F4 | Commercial | Retail (ID) | Existing | Food Preparation | Natural Gas | Oven | E4 | RVT BC Ratio | 0 | 0 | 0 | 0 | 0 | 0 | 0 | 0 | 0 | 0 | 0 | 0 | 0 | 0 | 0 | 0 | 0 | 0 | 0 | 0 | 0 | 0 | 0 | 0 | 0 | 0 | 0
F4_Commercial_Retail (ID)_Existing_Food Preparation_Natural Gas_Oven_E5 | F4 | Commercial | Retail (ID) | Existing | Food Preparation | Natural Gas | Oven | E5 | RVT BC Ratio | 0 | 0 | 0 | 0 | 0 | 0 | 0 | 0 | 0 | 0 | 0 | 0 | 0 | 0 | 0 | 0 | 0 | 0 | 0 | 0 | 0 | 0 | 0 | 0 | 0 | 0 | 0
F4_Commercial_Retail (ID)_Existing_Food Preparation_Natural Gas_Oven_E6 | F4 | Commercial | Retail (ID) | Existing | Food Preparation | Natural Gas | Oven | E6 | RVT BC Ratio | 0 | 0 | 0 | 0 | 0 | 0 | 0 | 0 | 0 | 0 | 0 | 0 | 0 | 0 | 0 | 0 | 0 | 0 | 0 | 0 | 0 | 0 | 0 | 0 | 0 | 0 | 0
F4_Commercial_Retail (ID)_Existing_Food Preparation_Natural Gas_Oven_E7 | F4 | Commercial | Retail (ID) | Existing | Food Preparation | Natural Gas | Oven | E7 | RVT BC Ratio | 0 | 0 | 0 | 0 | 0 | 0 | 0 | 0 | 0 | 0 | 0 | 0 | 0 | 0 | 0 | 0 | 0 | 0 | 0 | 0 | 0 | 0 | 0 | 0 | 0 | 0 | 0
F4_Commercial_Retail (ID)_Existing_Food Preparation_Natural Gas_Oven_E8 | F4 | Commercial | Retail (ID) | Existing | Food Preparation | Natural Gas | Oven | E8 | RVT BC Ratio | 0 | 0 | 0 | 0 | 0 | 0 | 0 | 0 | 0 | 0 | 0 | 0 | 0 | 0 | 0 | 0 | 0 | 0 | 0 | 0 | 0 | 0 | 0 | 0 | 0 | 0 | 0
F4_Commercial_Retail (ID)_Existing_Food Preparation_Natural Gas_Oven_E9 | F4 | Commercial | Retail (ID) | Existing | Food Preparation | Natural Gas | Oven | E9 | RVT BC Ratio | 0 | 0 | 0 | 0 | 0 | 0 | 0 | 0 | 0 | 0 | 0 | 0 | 0 | 0 | 0 | 0 | 0 | 0 | 0 | 0 | 0 | 0 | 0 | 0 | 0 | 0 | 0
F4_Commercial_Retail (ID)_Existing_Food Preparation_Natural Gas_Oven_E10 | F4 | Commercial | Retail (ID) | Existing | Food Preparation | Natural Gas | Oven | E10 | RVT BC Ratio | 0 | 0 | 0 | 0 | 0 | 0 | 0 | 0 | 0 | 0 | 0 | 0 | 0 | 0 | 0 | 0 | 0 | 0 | 0 | 0 | 0 | 0 | 0 | 0 | 0 | 0 | 0
F5_Commercial_Retail (ID)_Existing_Food Preparation_Natural Gas_Oven_E1 | F5 | Commercial | Retail (ID) | Existing | Food Preparation | Natural Gas | Oven | E1 | RIM BC Ratio | [24 empty] | 1 | 1 | 1 | bar: 2019 to 2042
F5_Commercial_Retail (ID)_Existing_Food Preparation_Natural Gas_Oven_E2 | F5 | Commercial | Retail (ID) | Existing | Food Preparation | Natural Gas | Oven | E2 | RIM BC Ratio | 0.83885 | 0.8442 | 0.85121 | 0.85855 | 0.86615 | 0.8738 | 0.88169 | 0.8899 | 0.89857 | 0.90821 | 0.90953 | 0.91158 | 0.91441 | 0.9181 | 0.92199 | 0.92611 | 0.93052 | 0.93521 | 0.94016 | 0.94545 | 0.95107 | 0.9511 | 0.95112 | 0.95114 | 0.95116 | 0.95118 | 0.9512
F5_Commercial_Retail (ID)_Existing_Food Preparation_Natural Gas_Oven_E3 | F5 | Commercial | Retail (ID) | Existing | Food Preparation | Natural Gas | Oven | E3 | RIM BC Ratio | 0 | 0 | 0 | 0 | 0 | 0 | 0 | 0 | 0 | 0 | 0 | 0 | 0 | 0 | 0 | 0 | 0 | 0 | 0 | 0 | 0 | 0 | 0 | 0 | 0 | 0 | 0
F5_Commercial_Retail (ID)_Existing_Food Preparation_Natural Gas_Oven_E4 | F5 | Commercial | Retail (ID) | Existing | Food Preparation | Natural Gas | Oven | E4 | RIM BC Ratio | 0 | 0 | 0 | 0 | 0 | 0 | 0 | 0 | 0 | 0 | 0 | 0 | 0 | 0 | 0 | 0 | 0 | 0 | 0 | 0 | 0 | 0 | 0 | 0 | 0 | 0 | 0
F5_Commercial_Retail (ID)_Existing_Food Preparation_Natural Gas_Oven_E5 | F5 | Commercial | Retail (ID) | Existing | Food Preparation | Natural Gas | Oven | E5 | RIM BC Ratio | 0 | 0 | 0 | 0 | 0 | 0 | 0 | 0 | 0 | 0 | 0 | 0 | 0 | 0 | 0 | 0 | 0 | 0 | 0 | 0 | 0 | 0 | 0 | 0 | 0 | 0 | 0
F5_Commercial_Retail (ID)_Existing_Food Preparation_Natural Gas_Oven_E6 | F5 | Commercial | Retail (ID) | Existing | Food Preparation | Natural Gas | Oven | E6 | RIM BC Ratio | 0 | 0 | 0 | 0 | 0 | 0 | 0 | 0 | 0 | 0 | 0 | 0 | 0 | 0 | 0 | 0 | 0 | 0 | 0 | 0 | 0 | 0 | 0 | 0 | 0 | 0 | 0
F5_Commercial_Retail (ID)_Existing_Food Preparation_Natural Gas_Oven_E7 | F5 | Commercial | Retail (ID) | Existing | Food Preparation | Natural Gas | Oven | E7 | RIM BC Ratio | 0 | 0 | 0 | 0 | 0 | 0 | 0 | 0 | 0 | 0 | 0 | 0 | 0 | 0 | 0 | 0 | 0 | 0 | 0 | 0 | 0 | 0 | 0 | 0 | 0 | 0 | 0
F5_Commercial_Retail (ID)_Existing_Food Preparation_Natural Gas_Oven_E8 | F5 | Commercial | Retail (ID) | Existing | Food Preparation | Natural Gas | Oven | E8 | RIM BC Ratio | 0 | 0 | 0 | 0 | 0 | 0 | 0 | 0 | 0 | 0 | 0 | 0 | 0 | 0 | 0 | 0 | 0 | 0 | 0 | 0 | 0 | 0 | 0 | 0 | 0 | 0 | 0
F5_Commercial_Retail (ID)_Existing_Food Preparation_Natural Gas_Oven_E9 | F5 | Commercial | Retail (ID) | Existing | Food Preparation | Natural Gas | Oven | E9 | RIM BC Ratio | 0 | 0 | 0 | 0 | 0 | 0 | 0 | 0 | 0 | 0 | 0 | 0 | 0 | 0 | 0 | 0 | 0 | 0 | 0 | 0 | 0 | 0 | 0 | 0 | 0 | 0 | 0
F5_Commercial_Retail (ID)_Existing_Food Preparation_Natural Gas_Oven_E10 | F5 | Commercial | Retail (ID) | Existing | Food Preparation | Natural Gas | Oven | E10 | RIM BC Ratio | 0 | 0 | 0 | 0 | 0 | 0 | 0 | 0 | 0 | 0 | 0 | 0 | 0 | 0 | 0 | 0 | 0 | 0 | 0 | 0 | 0 | 0 | 0 | 0 | 0 | 0 | 0
F0_Commercial_Retail (ID)_Existing_Food Preparation_Natural Gas_Conveyor Oven_E0 | F0 | Commercial | Retail (ID) | Existing | Food Preparation | Natural Gas | Conveyor Oven | E0 | Economic Unit | ENERGY STAR (>42% Baking Efficiency) | ENERGY STAR (>42% Baking Efficiency) | ENERGY STAR (>42% Baking Efficiency) | ENERGY STAR (>42% Baking Efficiency) | ENERGY STAR (>42% Baking Efficiency) | ENERGY STAR (>42% Baking Efficiency) | ENERGY STAR (>42% Baking Efficiency) | ENERGY STAR (>42% Baking Efficiency) | ENERGY STAR (>42% Baking Efficiency) | ENERGY STAR (>42% Baking Efficiency) | ENERGY STAR (>42% Baking Efficiency) | ENERGY STAR (>42% Baking Efficiency) | ENERGY STAR (>42% Baking Efficiency) | ENERGY STAR (>42% Baking Efficiency) | ENERGY STAR (>42% Baking Efficiency) | ENERGY STAR (>42% Baking Efficiency) | ENERGY STAR (>42% Baking Efficiency) | ENERGY STAR (>42% Baking Efficiency) | ENERGY STAR (>42% Baking Efficiency) | ENERGY STAR (>42% Baking Efficiency) | ENERGY STAR (>42% Baking Efficiency) | ENERGY STAR (>42% Baking Efficiency) | ENERGY STAR (>42% Baking Efficiency) | ENERGY STAR (>42% Baking Efficiency) | ENERGY STAR (>42% Baking Efficiency) | ENERGY STAR (>42% Baking Efficiency) | ENERGY STAR (>42% Baking Efficiency)
F1_Commercial_Retail (ID)_Existing_Food Preparation_Natural Gas_Conveyor Oven_E1 | F1 | Commercial | Retail (ID) | Existing | Food Preparation | Natural Gas | Conveyor Oven | E1 | CCE | 0 | 0 | 0 | 0 | 0 | 0 | 0 | 0 | 0 | 0 | 0 | 0 | 0 | 0 | 0 | 0 | 0 | 0 | 0 | 0 | 0 | 0 | 0 | 0 | 0 | 0 | 0
F1_Commercial_Retail (ID)_Existing_Food Preparation_Natural Gas_Conveyor Oven_E2 | F1 | Commercial | Retail (ID) | Existing | Food Preparation | Natural Gas | Conveyor Oven | E2 | CCE | 2.7101e-05 | 2.7101e-05 | 2.7101e-05 | 2.7101e-05 | 2.7101e-05 | 2.7101e-05 | 2.7101e-05 | 2.7101e-05 | 2.7101e-05 | 2.7101e-05 | 2.7101e-05 | 2.7101e-05 | 2.7101e-05 | 2.7101e-05 | 2.7101e-05 | 2.7101e-05 | 2.7101e-05 | 2.7101e-05 | 2.7101e-05 | 2.7101e-05 | 2.7101e-05 | 2.7101e-05 | 2.7101e-05 | 2.7101e-05 | 2.7101e-05 | 2.7101e-05 | 2.7101e-05
F1_Commercial_Retail (ID)_Existing_Food Preparation_Natural Gas_Conveyor Oven_E3 | F1 | Commercial | Retail (ID) | Existing | Food Preparation | Natural Gas | Conveyor Oven | E3 | CCE | 0 | 0 | 0 | 0 | 0 | 0 | 0 | 0 | 0 | 0 | 0 | 0 | 0 | 0 | 0 | 0 | 0 | 0 | 0 | 0 | 0 | 0 | 0 | 0 | 0 | 0 | 0
F1_Commercial_Retail (ID)_Existing_Food Preparation_Natural Gas_Conveyor Oven_E4 | F1 | Commercial | Retail (ID) | Existing | Food Preparation | Natural Gas | Conveyor Oven | E4 | CCE | 0 | 0 | 0 | 0 | 0 | 0 | 0 | 0 | 0 | 0 | 0 | 0 | 0 | 0 | 0 | 0 | 0 | 0 | 0 | 0 | 0 | 0 | 0 | 0 | 0 | 0 | 0
F1_Commercial_Retail (ID)_Existing_Food Preparation_Natural Gas_Conveyor Oven_E5 | F1 | Commercial | Retail (ID) | Existing | Food Preparation | Natural Gas | Conveyor Oven | E5 | CCE | 0 | 0 | 0 | 0 | 0 | 0 | 0 | 0 | 0 | 0 | 0 | 0 | 0 | 0 | 0 | 0 | 0 | 0 | 0 | 0 | 0 | 0 | 0 | 0 | 0 | 0 | 0
F1_Commercial_Retail (ID)_Existing_Food Preparation_Natural Gas_Conveyor Oven_E6 | F1 | Commercial | Retail (ID) | Existing | Food Preparation | Natural Gas | Conveyor Oven | E6 | CCE | 0 | 0 | 0 | 0 | 0 | 0 | 0 | 0 | 0 | 0 | 0 | 0 | 0 | 0 | 0 | 0 | 0 | 0 | 0 | 0 | 0 | 0 | 0 | 0 | 0 | 0 | 0
F1_Commercial_Retail (ID)_Existing_Food Preparation_Natural Gas_Conveyor Oven_E7 | F1 | Commercial | Retail (ID) | Existing | Food Preparation | Natural Gas | Conveyor Oven | E7 | CCE | 0 | 0 | 0 | 0 | 0 | 0 | 0 | 0 | 0 | 0 | 0 | 0 | 0 | 0 | 0 | 0 | 0 | 0 | 0 | 0 | 0 | 0 | 0 | 0 | 0 | 0 | 0
F1_Commercial_Retail (ID)_Existing_Food Preparation_Natural Gas_Conveyor Oven_E8 | F1 | Commercial | Retail (ID) | Existing | Food Preparation | Natural Gas | Conveyor Oven | E8 | CCE | 0 | 0 | 0 | 0 | 0 | 0 | 0 | 0 | 0 | 0 | 0 | 0 | 0 | 0 | 0 | 0 | 0 | 0 | 0 | 0 | 0 | 0 | 0 | 0 | 0 | 0 | 0
F1_Commercial_Retail (ID)_Existing_Food Preparation_Natural Gas_Conveyor Oven_E9 | F1 | Commercial | Retail (ID) | Existing | Food Preparation | Natural Gas | Conveyor Oven | E9 | CCE | 0 | 0 | 0 | 0 | 0 | 0 | 0 | 0 | 0 | 0 | 0 | 0 | 0 | 0 | 0 | 0 | 0 | 0 | 0 | 0 | 0 | 0 | 0 | 0 | 0 | 0 | 0
F1_Commercial_Retail (ID)_Existing_Food Preparation_Natural Gas_Conveyor Oven_E10 | F1 | Commercial | Retail (ID) | Existing | Food Preparation | Natural Gas | Conveyor Oven | E10 | CCE | 0 | 0 | 0 | 0 | 0 | 0 | 0 | 0 | 0 | 0 | 0 | 0 | 0 | 0 | 0 | 0 | 0 | 0 | 0 | 0 | 0 | 0 | 0 | 0 | 0 | 0 | 0
F2_Commercial_Retail (ID)_Existing_Food Preparation_Natural Gas_Conveyor Oven_E1 | F2 | Commercial | Retail (ID) | Existing | Food Preparation | Natural Gas | Conveyor Oven | E1 | TRC BC Ratio | [24 empty] | 1 | 1 | 1 | bar: 2019 to 2042
F2_Commercial_Retail (ID)_Existing_Food Preparation_Natural Gas_Conveyor Oven_E2 | F2 | Commercial | Retail (ID) | Existing | Food Preparation | Natural Gas | Conveyor Oven | E2 | TRC BC Ratio | 141.5598 | 145.3583 | 149.5331 | 154.1063 | 159.1163 | 164.9526 | 170.8722 | 176.7123 | 182.3465 | 188.0631 | 192.7793 | 197.2556 | 202.0296 | 206.7385 | 211.0478 | 215.1494 | 218.9274 | 222.6829 | 226.6513 | 230.5591 | 234.5653 | 238.7106 | 242.9065 | 247.222 | 251.6141 | 256.0842 | 260.6338
F2_Commercial_Retail (ID)_Existing_Food Preparation_Natural Gas_Conveyor Oven_E3 | F2 | Commercial | Retail (ID) | Existing | Food Preparation | Natural Gas | Conveyor Oven | E3 | TRC BC Ratio | 0 | 0 | 0 | 0 | 0 | 0 | 0 | 0 | 0 | 0 | 0 | 0 | 0 | 0 | 0 | 0 | 0 | 0 | 0 | 0 | 0 | 0 | 0 | 0 | 0 | 0 | 0
F2_Commercial_Retail (ID)_Existing_Food Preparation_Natural Gas_Conveyor Oven_E4 | F2 | Commercial | Retail (ID) | Existing | Food Preparation | Natural Gas | Conveyor Oven | E4 | TRC BC Ratio | 0 | 0 | 0 | 0 | 0 | 0 | 0 | 0 | 0 | 0 | 0 | 0 | 0 | 0 | 0 | 0 | 0 | 0 | 0 | 0 | 0 | 0 | 0 | 0 | 0 | 0 | 0
F2_Commercial_Retail (ID)_Existing_Food Preparation_Natural Gas_Conveyor Oven_E5 | F2 | Commercial | Retail (ID) | Existing | Food Preparation | Natural Gas | Conveyor Oven | E5 | TRC BC Ratio | 0 | 0 | 0 | 0 | 0 | 0 | 0 | 0 | 0 | 0 | 0 | 0 | 0 | 0 | 0 | 0 | 0 | 0 | 0 | 0 | 0 | 0 | 0 | 0 | 0 | 0 | 0
F2_Commercial_Retail (ID)_Existing_Food Preparation_Natural Gas_Conveyor Oven_E6 | F2 | Commercial | Retail (ID) | Existing | Food Preparation | Natural Gas | Conveyor Oven | E6 | TRC BC Ratio | 0 | 0 | 0 | 0 | 0 | 0 | 0 | 0 | 0 | 0 | 0 | 0 | 0 | 0 | 0 | 0 | 0 | 0 | 0 | 0 | 0 | 0 | 0 | 0 | 0 | 0 | 0
F2_Commercial_Retail (ID)_Existing_Food Preparation_Natural Gas_Conveyor Oven_E7 | F2 | Commercial | Retail (ID) | Existing | Food Preparation | Natural Gas | Conveyor Oven | E7 | TRC BC Ratio | 0 | 0 | 0 | 0 | 0 | 0 | 0 | 0 | 0 | 0 | 0 | 0 | 0 | 0 | 0 | 0 | 0 | 0 | 0 | 0 | 0 | 0 | 0 | 0 | 0 | 0 | 0
F2_Commercial_Retail (ID)_Existing_Food Preparation_Natural Gas_Conveyor Oven_E8 | F2 | Commercial | Retail (ID) | Existing | Food Preparation | Natural Gas | Conveyor Oven | E8 | TRC BC Ratio | 0 | 0 | 0 | 0 | 0 | 0 | 0 | 0 | 0 | 0 | 0 | 0 | 0 | 0 | 0 | 0 | 0 | 0 | 0 | 0 | 0 | 0 | 0 | 0 | 0 | 0 | 0
F2_Commercial_Retail (ID)_Existing_Food Preparation_Natural Gas_Conveyor Oven_E9 | F2 | Commercial | Retail (ID) | Existing | Food Preparation | Natural Gas | Conveyor Oven | E9 | TRC BC Ratio | 0 | 0 | 0 | 0 | 0 | 0 | 0 | 0 | 0 | 0 | 0 | 0 | 0 | 0 | 0 | 0 | 0 | 0 | 0 | 0 | 0 | 0 | 0 | 0 | 0 | 0 | 0
F2_Commercial_Retail (ID)_Existing_Food Preparation_Natural Gas_Conveyor Oven_E10 | F2 | Commercial | Retail (ID) | Existing | Food Preparation | Natural Gas | Conveyor Oven | E10 | TRC BC Ratio | 0 | 0 | 0 | 0 | 0 | 0 | 0 | 0 | 0 | 0 | 0 | 0 | 0 | 0 | 0 | 0 | 0 | 0 | 0 | 0 | 0 | 0 | 0 | 0 | 0 | 0 | 0
F3_Commercial_Retail (ID)_Existing_Food Preparation_Natural Gas_Conveyor Oven_E1 | F3 | Commercial | Retail (ID) | Existing | Food Preparation | Natural Gas | Conveyor Oven | E1 | PACT BC Ratio | [24 empty] | 1 | 1 | 1 | bar: 2019 to 2042
F3_Commercial_Retail (ID)_Existing_Food Preparation_Natural Gas_Conveyor Oven_E2 | F3 | Commercial | Retail (ID) | Existing | Food Preparation | Natural Gas | Conveyor Oven | E2 | PACT BC Ratio | 280.3402 | 287.8628 | 296.1303 | 305.1869 | 315.1087 | 326.6665 | 338.3895 | 349.9551 | 361.1128 | 372.4339 | 381.7737 | 390.6384 | 400.0927 | 409.418 | 417.9519 | 426.0747 | 433.5565 | 440.9938 | 448.8526 | 456.5915 | 464.5252 | 472.7345 | 481.0439 | 489.5901 | 498.2881 | 507.1406 | 516.1504
F3_Commercial_Retail (ID)_Existing_Food Preparation_Natural Gas_Conveyor Oven_E3 | F3 | Commercial | Retail (ID) | Existing | Food Preparation | Natural Gas | Conveyor Oven | E3 | PACT BC Ratio | 0 | 0 | 0 | 0 | 0 | 0 | 0 | 0 | 0 | 0 | 0 | 0 | 0 | 0 | 0 | 0 | 0 | 0 | 0 | 0 | 0 | 0 | 0 | 0 | 0 | 0 | 0
F3_Commercial_Retail (ID)_Existing_Food Preparation_Natural Gas_Conveyor Oven_E4 | F3 | Commercial | Retail (ID) | Existing | Food Preparation | Natural Gas | Conveyor Oven | E4 | PACT BC Ratio | 0 | 0 | 0 | 0 | 0 | 0 | 0 | 0 | 0 | 0 | 0 | 0 | 0 | 0 | 0 | 0 | 0 | 0 | 0 | 0 | 0 | 0 | 0 | 0 | 0 | 0 | 0
F3_Commercial_Retail (ID)_Existing_Food Preparation_Natural Gas_Conveyor Oven_E5 | F3 | Commercial | Retail (ID) | Existing | Food Preparation | Natural Gas | Conveyor Oven | E5 | PACT BC Ratio | 0 | 0 | 0 | 0 | 0 | 0 | 0 | 0 | 0 | 0 | 0 | 0 | 0 | 0 | 0 | 0 | 0 | 0 | 0 | 0 | 0 | 0 | 0 | 0 | 0 | 0 | 0
F3_Commercial_Retail (ID)_Existing_Food Preparation_Natural Gas_Conveyor Oven_E6 | F3 | Commercial | Retail (ID) | Existing | Food Preparation | Natural Gas | Conveyor Oven | E6 | PACT BC Ratio | 0 | 0 | 0 | 0 | 0 | 0 | 0 | 0 | 0 | 0 | 0 | 0 | 0 | 0 | 0 | 0 | 0 | 0 | 0 | 0 | 0 | 0 | 0 | 0 | 0 | 0 | 0
F3_Commercial_Retail (ID)_Existing_Food Preparation_Natural Gas_Conveyor Oven_E7 | F3 | Commercial | Retail (ID) | Existing | Food Preparation | Natural Gas | Conveyor Oven | E7 | PACT BC Ratio | 0 | 0 | 0 | 0 | 0 | 0 | 0 | 0 | 0 | 0 | 0 | 0 | 0 | 0 | 0 | 0 | 0 | 0 | 0 | 0 | 0 | 0 | 0 | 0 | 0 | 0 | 0
F3_Commercial_Retail (ID)_Existing_Food Preparation_Natural Gas_Conveyor Oven_E8 | F3 | Commercial | Retail (ID) | Existing | Food Preparation | Natural Gas | Conveyor Oven | E8 | PACT BC Ratio | 0 | 0 | 0 | 0 | 0 | 0 | 0 | 0 | 0 | 0 | 0 | 0 | 0 | 0 | 0 | 0 | 0 | 0 | 0 | 0 | 0 | 0 | 0 | 0 | 0 | 0 | 0
F3_Commercial_Retail (ID)_Existing_Food Preparation_Natural Gas_Conveyor Oven_E9 | F3 | Commercial | Retail (ID) | Existing | Food Preparation | Natural Gas | Conveyor Oven | E9 | PACT BC Ratio | 0 | 0 | 0 | 0 | 0 | 0 | 0 | 0 | 0 | 0 | 0 | 0 | 0 | 0 | 0 | 0 | 0 | 0 | 0 | 0 | 0 | 0 | 0 | 0 | 0 | 0 | 0
F3_Commercial_Retail (ID)_Existing_Food Preparation_Natural Gas_Conveyor Oven_E10 | F3 | Commercial | Retail (ID) | Existing | Food Preparation | Natural Gas | Conveyor Oven | E10 | PACT BC Ratio | 0 | 0 | 0 | 0 | 0 | 0 | 0 | 0 | 0 | 0 | 0 | 0 | 0 | 0 | 0 | 0 | 0 | 0 | 0 | 0 | 0 | 0 | 0 | 0 | 0 | 0 | 0
F4_Commercial_Retail (ID)_Existing_Food Preparation_Natural Gas_Conveyor Oven_E1 | F4 | Commercial | Retail (ID) | Existing | Food Preparation | Natural Gas | Conveyor Oven | E1 | RVT BC Ratio | [24 empty] | 1 | 1 | 1 | bar: 2019 to 2042
F4_Commercial_Retail (ID)_Existing_Food Preparation_Natural Gas_Conveyor Oven_E2 | F4 | Commercial | Retail (ID) | Existing | Food Preparation | Natural Gas | Conveyor Oven | E2 | RVT BC Ratio | 197.3295 | 201.5379 | 206.1154 | 211.0763 | 216.4548 | 222.7907 | 228.9902 | 234.8923 | 240.302 | 245.6202 | 251.1794 | 256.3679 | 261.8913 | 267.2666 | 272.0477 | 276.4834 | 280.4154 | 284.2358 | 288.2495 | 292.0892 | 295.9582 | 301.1813 | 306.4682 | 311.9056 | 317.4397 | 323.0721 | 328.8045
F4_Commercial_Retail (ID)_Existing_Food Preparation_Natural Gas_Conveyor Oven_E3 | F4 | Commercial | Retail (ID) | Existing | Food Preparation | Natural Gas | Conveyor Oven | E3 | RVT BC Ratio | 0 | 0 | 0 | 0 | 0 | 0 | 0 | 0 | 0 | 0 | 0 | 0 | 0 | 0 | 0 | 0 | 0 | 0 | 0 | 0 | 0 | 0 | 0 | 0 | 0 | 0 | 0
F4_Commercial_Retail (ID)_Existing_Food Preparation_Natural Gas_Conveyor Oven_E4 | F4 | Commercial | Retail (ID) | Existing | Food Preparation | Natural Gas | Conveyor Oven | E4 | RVT BC Ratio | 0 | 0 | 0 | 0 | 0 | 0 | 0 | 0 | 0 | 0 | 0 | 0 | 0 | 0 | 0 | 0 | 0 | 0 | 0 | 0 | 0 | 0 | 0 | 0 | 0 | 0 | 0
F4_Commercial_Retail (ID)_Existing_Food Preparation_Natural Gas_Conveyor Oven_E5 | F4 | Commercial | Retail (ID) | Existing | Food Preparation | Natural Gas | Conveyor Oven | E5 | RVT BC Ratio | 0 | 0 | 0 | 0 | 0 | 0 | 0 | 0 | 0 | 0 | 0 | 0 | 0 | 0 | 0 | 0 | 0 | 0 | 0 | 0 | 0 | 0 | 0 | 0 | 0 | 0 | 0
F4_Commercial_Retail (ID)_Existing_Food Preparation_Natural Gas_Conveyor Oven_E6 | F4 | Commercial | Retail (ID) | Existing | Food Preparation | Natural Gas | Conveyor Oven | E6 | RVT BC Ratio | 0 | 0 | 0 | 0 | 0 | 0 | 0 | 0 | 0 | 0 | 0 | 0 | 0 | 0 | 0 | 0 | 0 | 0 | 0 | 0 | 0 | 0 | 0 | 0 | 0 | 0 | 0
F4_Commercial_Retail (ID)_Existing_Food Preparation_Natural Gas_Conveyor Oven_E7 | F4 | Commercial | Retail (ID) | Existing | Food Preparation | Natural Gas | Conveyor Oven | E7 | RVT BC Ratio | 0 | 0 | 0 | 0 | 0 | 0 | 0 | 0 | 0 | 0 | 0 | 0 | 0 | 0 | 0 | 0 | 0 | 0 | 0 | 0 | 0 | 0 | 0 | 0 | 0 | 0 | 0
F4_Commercial_Retail (ID)_Existing_Food Preparation_Natural Gas_Conveyor Oven_E8 | F4 | Commercial | Retail (ID) | Existing | Food Preparation | Natural Gas | Conveyor Oven | E8 | RVT BC Ratio | 0 | 0 | 0 | 0 | 0 | 0 | 0 | 0 | 0 | 0 | 0 | 0 | 0 | 0 | 0 | 0 | 0 | 0 | 0 | 0 | 0 | 0 | 0 | 0 | 0 | 0 | 0
F4_Commercial_Retail (ID)_Existing_Food Preparation_Natural Gas_Conveyor Oven_E9 | F4 | Commercial | Retail (ID) | Existing | Food Preparation | Natural Gas | Conveyor Oven | E9 | RVT BC Ratio | 0 | 0 | 0 | 0 | 0 | 0 | 0 | 0 | 0 | 0 | 0 | 0 | 0 | 0 | 0 | 0 | 0 | 0 | 0 | 0 | 0 | 0 | 0 | 0 | 0 | 0 | 0
F4_Commercial_Retail (ID)_Existing_Food Preparation_Natural Gas_Conveyor Oven_E10 | F4 | Commercial | Retail (ID) | Existing | Food Preparation | Natural Gas | Conveyor Oven | E10 | RVT BC Ratio | 0 | 0 | 0 | 0 | 0 | 0 | 0 | 0 | 0 | 0 | 0 | 0 | 0 | 0 | 0 | 0 | 0 | 0 | 0 | 0 | 0 | 0 | 0 | 0 | 0 | 0 | 0
F5_Commercial_Retail (ID)_Existing_Food Preparation_Natural Gas_Conveyor Oven_E1 | F5 | Commercial | Retail (ID) | Existing | Food Preparation | Natural Gas | Conveyor Oven | E1 | RIM BC Ratio | [24 empty] | 1 | 1 | 1 | bar: 2019 to 2042
F5_Commercial_Retail (ID)_Existing_Food Preparation_Natural Gas_Conveyor Oven_E2 | F5 | Commercial | Retail (ID) | Existing | Food Preparation | Natural Gas | Conveyor Oven | E2 | RIM BC Ratio | 0.85998 | 0.86464 | 0.86973 | 0.87529 | 0.88131 | 0.88767 | 0.89466 | 0.90201 | 0.90983 | 0.91805 | 0.92026 | 0.92259 | 0.925 | 0.92754 | 0.93025 | 0.93312 | 0.9362 | 0.93947 | 0.94291 | 0.94657 | 0.95043 | 0.95047 | 0.9505 | 0.95053 | 0.95056 | 0.9506 | 0.95063
F5_Commercial_Retail (ID)_Existing_Food Preparation_Natural Gas_Conveyor Oven_E3 | F5 | Commercial | Retail (ID) | Existing | Food Preparation | Natural Gas | Conveyor Oven | E3 | RIM BC Ratio | 0 | 0 | 0 | 0 | 0 | 0 | 0 | 0 | 0 | 0 | 0 | 0 | 0 | 0 | 0 | 0 | 0 | 0 | 0 | 0 | 0 | 0 | 0 | 0 | 0 | 0 | 0
F5_Commercial_Retail (ID)_Existing_Food Preparation_Natural Gas_Conveyor Oven_E4 | F5 | Commercial | Retail (ID) | Existing | Food Preparation | Natural Gas | Conveyor Oven | E4 | RIM BC Ratio | 0 | 0 | 0 | 0 | 0 | 0 | 0 | 0 | 0 | 0 | 0 | 0 | 0 | 0 | 0 | 0 | 0 | 0 | 0 | 0 | 0 | 0 | 0 | 0 | 0 | 0 | 0
F5_Commercial_Retail (ID)_Existing_Food Preparation_Natural Gas_Conveyor Oven_E5 | F5 | Commercial | Retail (ID) | Existing | Food Preparation | Natural Gas | Conveyor Oven | E5 | RIM BC Ratio | 0 | 0 | 0 | 0 | 0 | 0 | 0 | 0 | 0 | 0 | 0 | 0 | 0 | 0 | 0 | 0 | 0 | 0 | 0 | 0 | 0 | 0 | 0 | 0 | 0 | 0 | 0
F5_Commercial_Retail (ID)_Existing_Food Preparation_Natural Gas_Conveyor Oven_E6 | F5 | Commercial | Retail (ID) | Existing | Food Preparation | Natural Gas | Conveyor Oven | E6 | RIM BC Ratio | 0 | 0 | 0 | 0 | 0 | 0 | 0 | 0 | 0 | 0 | 0 | 0 | 0 | 0 | 0 | 0 | 0 | 0 | 0 | 0 | 0 | 0 | 0 | 0 | 0 | 0 | 0
F5_Commercial_Retail (ID)_Existing_Food Preparation_Natural Gas_Conveyor Oven_E7 | F5 | Commercial | Retail (ID) | Existing | Food Preparation | Natural Gas | Conveyor Oven | E7 | RIM BC Ratio | 0 | 0 | 0 | 0 | 0 | 0 | 0 | 0 | 0 | 0 | 0 | 0 | 0 | 0 | 0 | 0 | 0 | 0 | 0 | 0 | 0 | 0 | 0 | 0 | 0 | 0 | 0
F5_Commercial_Retail (ID)_Existing_Food Preparation_Natural Gas_Conveyor Oven_E8 | F5 | Commercial | Retail (ID) | Existing | Food Preparation | Natural Gas | Conveyor Oven | E8 | RIM BC Ratio | 0 | 0 | 0 | 0 | 0 | 0 | 0 | 0 | 0 | 0 | 0 | 0 | 0 | 0 | 0 | 0 | 0 | 0 | 0 | 0 | 0 | 0 | 0 | 0 | 0 | 0 | 0
F5_Commercial_Retail (ID)_Existing_Food Preparation_Natural Gas_Conveyor Oven_E9 | F5 | Commercial | Retail (ID) | Existing | Food Preparation | Natural Gas | Conveyor Oven | E9 | RIM BC Ratio | 0 | 0 | 0 | 0 | 0 | 0 | 0 | 0 | 0 | 0 | 0 | 0 | 0 | 0 | 0 | 0 | 0 | 0 | 0 | 0 | 0 | 0 | 0 | 0 | 0 | 0 | 0
F5_Commercial_Retail (ID)_Existing_Food Preparation_Natural Gas_Conveyor Oven_E10 | F5 | Commercial | Retail (ID) | Existing | Food Preparation | Natural Gas | Conveyor Oven | E10 | RIM BC Ratio | 0 | 0 | 0 | 0 | 0 | 0 | 0 | 0 | 0 | 0 | 0 | 0 | 0 | 0 | 0 | 0 | 0 | 0 | 0 | 0 | 0 | 0 | 0 | 0 | 0 | 0 | 0
F0_Commercial_Retail (ID)_Existing_Food Preparation_Natural Gas_Double Rack Oven_E0 | F0 | Commercial | Retail (ID) | Existing | Food Preparation | Natural Gas | Double Rack Oven | E0 | Economic Unit | FTSC Qualified (>50% Cooking Efficiency) | FTSC Qualified (>50% Cooking Efficiency) | FTSC Qualified (>50% Cooking Efficiency) | FTSC Qualified (>50% Cooking Efficiency) | FTSC Qualified (>50% Cooking Efficiency) | FTSC Qualified (>50% Cooking Efficiency) | FTSC Qualified (>50% Cooking Efficiency) | FTSC Qualified (>50% Cooking Efficiency) | FTSC Qualified (>50% Cooking Efficiency) | FTSC Qualified (>50% Cooking Efficiency) | FTSC Qualified (>50% Cooking Efficiency) | FTSC Qualified (>50% Cooking Efficiency) | FTSC Qualified (>50% Cooking Efficiency) | FTSC Qualified (>50% Cooking Efficiency) | FTSC Qualified (>50% Cooking Efficiency) | FTSC Qualified (>50% Cooking Efficiency) | FTSC Qualified (>50% Cooking Efficiency) | FTSC Qualified (>50% Cooking Efficiency) | FTSC Qualified (>50% Cooking Efficiency) | FTSC Qualified (>50% Cooking Efficiency) | FTSC Qualified (>50% Cooking Efficiency) | FTSC Qualified (>50% Cooking Efficiency) | FTSC Qualified (>50% Cooking Efficiency) | FTSC Qualified (>50% Cooking Efficiency) | FTSC Qualified (>50% Cooking Efficiency) | FTSC Qualified (>50% Cooking Efficiency) | FTSC Qualified (>50% Cooking Efficiency)
F1_Commercial_Retail (ID)_Existing_Food Preparation_Natural Gas_Double Rack Oven_E1 | F1 | Commercial | Retail (ID) | Existing | Food Preparation | Natural Gas | Double Rack Oven | E1 | CCE | 0 | 0 | 0 | 0 | 0 | 0 | 0 | 0 | 0 | 0 | 0 | 0 | 0 | 0 | 0 | 0 | 0 | 0 | 0 | 0 | 0 | 0 | 0 | 0 | 0 | 0 | 0
F1_Commercial_Retail (ID)_Existing_Food Preparation_Natural Gas_Double Rack Oven_E2 | F1 | Commercial | Retail (ID) | Existing | Food Preparation | Natural Gas | Double Rack Oven | E2 | CCE | 5.6907e-05 | 5.6907e-05 | 5.6907e-05 | 5.6907e-05 | 5.6907e-05 | 5.6907e-05 | 5.6907e-05 | 5.6907e-05 | 5.6907e-05 | 5.6907e-05 | 5.6907e-05 | 5.6907e-05 | 5.6907e-05 | 5.6907e-05 | 5.6907e-05 | 5.6907e-05 | 5.6907e-05 | 5.6907e-05 | 5.6907e-05 | 5.6907e-05 | 5.6907e-05 | 5.6907e-05 | 5.6907e-05 | 5.6907e-05 | 5.6907e-05 | 5.6907e-05 | 5.6907e-05
F1_Commercial_Retail (ID)_Existing_Food Preparation_Natural Gas_Double Rack Oven_E3 | F1 | Commercial | Retail (ID) | Existing | Food Preparation | Natural Gas | Double Rack Oven | E3 | CCE | 0 | 0 | 0 | 0 | 0 | 0 | 0 | 0 | 0 | 0 | 0 | 0 | 0 | 0 | 0 | 0 | 0 | 0 | 0 | 0 | 0 | 0 | 0 | 0 | 0 | 0 | 0
F1_Commercial_Retail (ID)_Existing_Food Preparation_Natural Gas_Double Rack Oven_E4 | F1 | Commercial | Retail (ID) | Existing | Food Preparation | Natural Gas | Double Rack Oven | E4 | CCE | 0 | 0 | 0 | 0 | 0 | 0 | 0 | 0 | 0 | 0 | 0 | 0 | 0 | 0 | 0 | 0 | 0 | 0 | 0 | 0 | 0 | 0 | 0 | 0 | 0 | 0 | 0
F1_Commercial_Retail (ID)_Existing_Food Preparation_Natural Gas_Double Rack Oven_E5 | F1 | Commercial | Retail (ID) | Existing | Food Preparation | Natural Gas | Double Rack Oven | E5 | CCE | 0 | 0 | 0 | 0 | 0 | 0 | 0 | 0 | 0 | 0 | 0 | 0 | 0 | 0 | 0 | 0 | 0 | 0 | 0 | 0 | 0 | 0 | 0 | 0 | 0 | 0 | 0
F1_Commercial_Retail (ID)_Existing_Food Preparation_Natural Gas_Double Rack Oven_E6 | F1 | Commercial | Retail (ID) | Existing | Food Preparation | Natural Gas | Double Rack Oven | E6 | CCE | 0 | 0 | 0 | 0 | 0 | 0 | 0 | 0 | 0 | 0 | 0 | 0 | 0 | 0 | 0 | 0 | 0 | 0 | 0 | 0 | 0 | 0 | 0 | 0 | 0 | 0 | 0
F1_Commercial_Retail (ID)_Existing_Food Preparation_Natural Gas_Double Rack Oven_E7 | F1 | Commercial | Retail (ID) | Existing | Food Preparation | Natural Gas | Double Rack Oven | E7 | CCE | 0 | 0 | 0 | 0 | 0 | 0 | 0 | 0 | 0 | 0 | 0 | 0 | 0 | 0 | 0 | 0 | 0 | 0 | 0 | 0 | 0 | 0 | 0 | 0 | 0 | 0 | 0
F1_Commercial_Retail (ID)_Existing_Food Preparation_Natural Gas_Double Rack Oven_E8 | F1 | Commercial | Retail (ID) | Existing | Food Preparation | Natural Gas | Double Rack Oven | E8 | CCE | 0 | 0 | 0 | 0 | 0 | 0 | 0 | 0 | 0 | 0 | 0 | 0 | 0 | 0 | 0 | 0 | 0 | 0 | 0 | 0 | 0 | 0 | 0 | 0 | 0 | 0 | 0
F1_Commercial_Retail (ID)_Existing_Food Preparation_Natural Gas_Double Rack Oven_E9 | F1 | Commercial | Retail (ID) | Existing | Food Preparation | Natural Gas | Double Rack Oven | E9 | CCE | 0 | 0 | 0 | 0 | 0 | 0 | 0 | 0 | 0 | 0 | 0 | 0 | 0 | 0 | 0 | 0 | 0 | 0 | 0 | 0 | 0 | 0 | 0 | 0 | 0 | 0 | 0
F1_Commercial_Retail (ID)_Existing_Food Preparation_Natural Gas_Double Rack Oven_E10 | F1 | Commercial | Retail (ID) | Existing | Food Preparation | Natural Gas | Double Rack Oven | E10 | CCE | 0 | 0 | 0 | 0 | 0 | 0 | 0 | 0 | 0 | 0 | 0 | 0 | 0 | 0 | 0 | 0 | 0 | 0 | 0 | 0 | 0 | 0 | 0 | 0 | 0 | 0 | 0
F2_Commercial_Retail (ID)_Existing_Food Preparation_Natural Gas_Double Rack Oven_E1 | F2 | Commercial | Retail (ID) | Existing | Food Preparation | Natural Gas | Double Rack Oven | E1 | TRC BC Ratio | [24 empty] | 1 | 1 | 1 | bar: 2019 to 2042
F2_Commercial_Retail (ID)_Existing_Food Preparation_Natural Gas_Double Rack Oven_E2 | F2 | Commercial | Retail (ID) | Existing | Food Preparation | Natural Gas | Double Rack Oven | E2 | TRC BC Ratio | 62.5406 | 64.1168 | 65.9841 | 68.1241 | 70.5441 | 73.4885 | 76.5191 | 79.5204 | 82.4098 | 85.3394 | 87.6704 | 89.8541 | 92.2005 | 94.4973 | 96.5509 | 98.4727 | 100.1961 | 101.8977 | 103.7151 | 105.4881 | 107.3094 | 109.2031 | 111.1168 | 113.0908 | 115.1 | 117.1449 | 119.226
F2_Commercial_Retail (ID)_Existing_Food Preparation_Natural Gas_Double Rack Oven_E3 | F2 | Commercial | Retail (ID) | Existing | Food Preparation | Natural Gas | Double Rack Oven | E3 | TRC BC Ratio | 0 | 0 | 0 | 0 | 0 | 0 | 0 | 0 | 0 | 0 | 0 | 0 | 0 | 0 | 0 | 0 | 0 | 0 | 0 | 0 | 0 | 0 | 0 | 0 | 0 | 0 | 0
F2_Commercial_Retail (ID)_Existing_Food Preparation_Natural Gas_Double Rack Oven_E4 | F2 | Commercial | Retail (ID) | Existing | Food Preparation | Natural Gas | Double Rack Oven | E4 | TRC BC Ratio | 0 | 0 | 0 | 0 | 0 | 0 | 0 | 0 | 0 | 0 | 0 | 0 | 0 | 0 | 0 | 0 | 0 | 0 | 0 | 0 | 0 | 0 | 0 | 0 | 0 | 0 | 0
F2_Commercial_Retail (ID)_Existing_Food Preparation_Natural Gas_Double Rack Oven_E5 | F2 | Commercial | Retail (ID) | Existing | Food Preparation | Natural Gas | Double Rack Oven | E5 | TRC BC Ratio | 0 | 0 | 0 | 0 | 0 | 0 | 0 | 0 | 0 | 0 | 0 | 0 | 0 | 0 | 0 | 0 | 0 | 0 | 0 | 0 | 0 | 0 | 0 | 0 | 0 | 0 | 0
F2_Commercial_Retail (ID)_Existing_Food Preparation_Natural Gas_Double Rack Oven_E6 | F2 | Commercial | Retail (ID) | Existing | Food Preparation | Natural Gas | Double Rack Oven | E6 | TRC BC Ratio | 0 | 0 | 0 | 0 | 0 | 0 | 0 | 0 | 0 | 0 | 0 | 0 | 0 | 0 | 0 | 0 | 0 | 0 | 0 | 0 | 0 | 0 | 0 | 0 | 0 | 0 | 0
F2_Commercial_Retail (ID)_Existing_Food Preparation_Natural Gas_Double Rack Oven_E7 | F2 | Commercial | Retail (ID) | Existing | Food Preparation | Natural Gas | Double Rack Oven | E7 | TRC BC Ratio | 0 | 0 | 0 | 0 | 0 | 0 | 0 | 0 | 0 | 0 | 0 | 0 | 0 | 0 | 0 | 0 | 0 | 0 | 0 | 0 | 0 | 0 | 0 | 0 | 0 | 0 | 0
F2_Commercial_Retail (ID)_Existing_Food Preparation_Natural Gas_Double Rack Oven_E8 | F2 | Commercial | Retail (ID) | Existing | Food Preparation | Natural Gas | Double Rack Oven | E8 | TRC BC Ratio | 0 | 0 | 0 | 0 | 0 | 0 | 0 | 0 | 0 | 0 | 0 | 0 | 0 | 0 | 0 | 0 | 0 | 0 | 0 | 0 | 0 | 0 | 0 | 0 | 0 | 0 | 0
F2_Commercial_Retail (ID)_Existing_Food Preparation_Natural Gas_Double Rack Oven_E9 | F2 | Commercial | Retail (ID) | Existing | Food Preparation | Natural Gas | Double Rack Oven | E9 | TRC BC Ratio | 0 | 0 | 0 | 0 | 0 | 0 | 0 | 0 | 0 | 0 | 0 | 0 | 0 | 0 | 0 | 0 | 0 | 0 | 0 | 0 | 0 | 0 | 0 | 0 | 0 | 0 | 0
F2_Commercial_Retail (ID)_Existing_Food Preparation_Natural Gas_Double Rack Oven_E10 | F2 | Commercial | Retail (ID) | Existing | Food Preparation | Natural Gas | Double Rack Oven | E10 | TRC BC Ratio | 0 | 0 | 0 | 0 | 0 | 0 | 0 | 0 | 0 | 0 | 0 | 0 | 0 | 0 | 0 | 0 | 0 | 0 | 0 | 0 | 0 | 0 | 0 | 0 | 0 | 0 | 0
F3_Commercial_Retail (ID)_Existing_Food Preparation_Natural Gas_Double Rack Oven_E1 | F3 | Commercial | Retail (ID) | Existing | Food Preparation | Natural Gas | Double Rack Oven | E1 | PACT BC Ratio | [24 empty] | 1 | 1 | 1 | bar: 2019 to 2042
F3_Commercial_Retail (ID)_Existing_Food Preparation_Natural Gas_Double Rack Oven_E2 | F3 | Commercial | Retail (ID) | Existing | Food Preparation | Natural Gas | Double Rack Oven | E2 | PACT BC Ratio | 123.8533 | 126.9747 | 130.6728 | 134.9106 | 139.7031 | 145.5341 | 151.5359 | 157.4796 | 163.2016 | 169.0032 | 173.6194 | 177.9441 | 182.5907 | 187.1392 | 191.2062 | 195.012 | 198.4251 | 201.7948 | 205.394 | 208.9051 | 212.512 | 216.2621 | 220.0519 | 223.9613 | 227.9402 | 231.9897 | 236.1113
F3_Commercial_Retail (ID)_Existing_Food Preparation_Natural Gas_Double Rack Oven_E3 | F3 | Commercial | Retail (ID) | Existing | Food Preparation | Natural Gas | Double Rack Oven | E3 | PACT BC Ratio | 0 | 0 | 0 | 0 | 0 | 0 | 0 | 0 | 0 | 0 | 0 | 0 | 0 | 0 | 0 | 0 | 0 | 0 | 0 | 0 | 0 | 0 | 0 | 0 | 0 | 0 | 0
F3_Commercial_Retail (ID)_Existing_Food Preparation_Natural Gas_Double Rack Oven_E4 | F3 | Commercial | Retail (ID) | Existing | Food Preparation | Natural Gas | Double Rack Oven | E4 | PACT BC Ratio | 0 | 0 | 0 | 0 | 0 | 0 | 0 | 0 | 0 | 0 | 0 | 0 | 0 | 0 | 0 | 0 | 0 | 0 | 0 | 0 | 0 | 0 | 0 | 0 | 0 | 0 | 0
F3_Commercial_Retail (ID)_Existing_Food Preparation_Natural Gas_Double Rack Oven_E5 | F3 | Commercial | Retail (ID) | Existing | Food Preparation | Natural Gas | Double Rack Oven | E5 | PACT BC Ratio | 0 | 0 | 0 | 0 | 0 | 0 | 0 | 0 | 0 | 0 | 0 | 0 | 0 | 0 | 0 | 0 | 0 | 0 | 0 | 0 | 0 | 0 | 0 | 0 | 0 | 0 | 0
F3_Commercial_Retail (ID)_Existing_Food Preparation_Natural Gas_Double Rack Oven_E6 | F3 | Commercial | Retail (ID) | Existing | Food Preparation | Natural Gas | Double Rack Oven | E6 | PACT BC Ratio | 0 | 0 | 0 | 0 | 0 | 0 | 0 | 0 | 0 | 0 | 0 | 0 | 0 | 0 | 0 | 0 | 0 | 0 | 0 | 0 | 0 | 0 | 0 | 0 | 0 | 0 | 0
F3_Commercial_Retail (ID)_Existing_Food Preparation_Natural Gas_Double Rack Oven_E7 | F3 | Commercial | Retail (ID) | Existing | Food Preparation | Natural Gas | Double Rack Oven | E7 | PACT BC Ratio | 0 | 0 | 0 | 0 | 0 | 0 | 0 | 0 | 0 | 0 | 0 | 0 | 0 | 0 | 0 | 0 | 0 | 0 | 0 | 0 | 0 | 0 | 0 | 0 | 0 | 0 | 0
F3_Commercial_Retail (ID)_Existing_Food Preparation_Natural Gas_Double Rack Oven_E8 | F3 | Commercial | Retail (ID) | Existing | Food Preparation | Natural Gas | Double Rack Oven | E8 | PACT BC Ratio | 0 | 0 | 0 | 0 | 0 | 0 | 0 | 0 | 0 | 0 | 0 | 0 | 0 | 0 | 0 | 0 | 0 | 0 | 0 | 0 | 0 | 0 | 0 | 0 | 0 | 0 | 0
F3_Commercial_Retail (ID)_Existing_Food Preparation_Natural Gas_Double Rack Oven_E9 | F3 | Commercial | Retail (ID) | Existing | Food Preparation | Natural Gas | Double Rack Oven | E9 | PACT BC Ratio | 0 | 0 | 0 | 0 | 0 | 0 | 0 | 0 | 0 | 0 | 0 | 0 | 0 | 0 | 0 | 0 | 0 | 0 | 0 | 0 | 0 | 0 | 0 | 0 | 0 | 0 | 0
F3_Commercial_Retail (ID)_Existing_Food Preparation_Natural Gas_Double Rack Oven_E10 | F3 | Commercial | Retail (ID) | Existing | Food Preparation | Natural Gas | Double Rack Oven | E10 | PACT BC Ratio | 0 | 0 | 0 | 0 | 0 | 0 | 0 | 0 | 0 | 0 | 0 | 0 | 0 | 0 | 0 | 0 | 0 | 0 | 0 | 0 | 0 | 0 | 0 | 0 | 0 | 0 | 0
F4_Commercial_Retail (ID)_Existing_Food Preparation_Natural Gas_Double Rack Oven_E1 | F4 | Commercial | Retail (ID) | Existing | Food Preparation | Natural Gas | Double Rack Oven | E1 | RVT BC Ratio | [24 empty] | 1 | 1 | 1 | bar: 2019 to 2042
F4_Commercial_Retail (ID)_Existing_Food Preparation_Natural Gas_Double Rack Oven_E2 | F4 | Commercial | Retail (ID) | Existing | Food Preparation | Natural Gas | Double Rack Oven | E2 | RVT BC Ratio | 88.7981 | 90.4679 | 92.4279 | 94.7128 | 97.3301 | 100.597 | 103.873 | 106.9835 | 109.7991 | 112.5285 | 115.3566 | 117.9269 | 120.6399 | 123.2068 | 125.4142 | 127.4063 | 129.0923 | 130.7019 | 132.4136 | 134.012 | 135.6159 | 138.0018 | 140.4131 | 142.9004 | 145.432 | 148.0085 | 150.6308
F4_Commercial_Retail (ID)_Existing_Food Preparation_Natural Gas_Double Rack Oven_E3 | F4 | Commercial | Retail (ID) | Existing | Food Preparation | Natural Gas | Double Rack Oven | E3 | RVT BC Ratio | 0 | 0 | 0 | 0 | 0 | 0 | 0 | 0 | 0 | 0 | 0 | 0 | 0 | 0 | 0 | 0 | 0 | 0 | 0 | 0 | 0 | 0 | 0 | 0 | 0 | 0 | 0
F4_Commercial_Retail (ID)_Existing_Food Preparation_Natural Gas_Double Rack Oven_E4 | F4 | Commercial | Retail (ID) | Existing | Food Preparation | Natural Gas | Double Rack Oven | E4 | RVT BC Ratio | 0 | 0 | 0 | 0 | 0 | 0 | 0 | 0 | 0 | 0 | 0 | 0 | 0 | 0 | 0 | 0 | 0 | 0 | 0 | 0 | 0 | 0 | 0 | 0 | 0 | 0 | 0
F4_Commercial_Retail (ID)_Existing_Food Preparation_Natural Gas_Double Rack Oven_E5 | F4 | Commercial | Retail (ID) | Existing | Food Preparation | Natural Gas | Double Rack Oven | E5 | RVT BC Ratio | 0 | 0 | 0 | 0 | 0 | 0 | 0 | 0 | 0 | 0 | 0 | 0 | 0 | 0 | 0 | 0 | 0 | 0 | 0 | 0 | 0 | 0 | 0 | 0 | 0 | 0 | 0
F4_Commercial_Retail (ID)_Existing_Food Preparation_Natural Gas_Double Rack Oven_E6 | F4 | Commercial | Retail (ID) | Existing | Food Preparation | Natural Gas | Double Rack Oven | E6 | RVT BC Ratio | 0 | 0 | 0 | 0 | 0 | 0 | 0 | 0 | 0 | 0 | 0 | 0 | 0 | 0 | 0 | 0 | 0 | 0 | 0 | 0 | 0 | 0 | 0 | 0 | 0 | 0 | 0
F4_Commercial_Retail (ID)_Existing_Food Preparation_Natural Gas_Double Rack Oven_E7 | F4 | Commercial | Retail (ID) | Existing | Food Preparation | Natural Gas | Double Rack Oven | E7 | RVT BC Ratio | 0 | 0 | 0 | 0 | 0 | 0 | 0 | 0 | 0 | 0 | 0 | 0 | 0 | 0 | 0 | 0 | 0 | 0 | 0 | 0 | 0 | 0 | 0 | 0 | 0 | 0 | 0
F4_Commercial_Retail (ID)_Existing_Food Preparation_Natural Gas_Double Rack Oven_E8 | F4 | Commercial | Retail (ID) | Existing | Food Preparation | Natural Gas | Double Rack Oven | E8 | RVT BC Ratio | 0 | 0 | 0 | 0 | 0 | 0 | 0 | 0 | 0 | 0 | 0 | 0 | 0 | 0 | 0 | 0 | 0 | 0 | 0 | 0 | 0 | 0 | 0 | 0 | 0 | 0 | 0
F4_Commercial_Retail (ID)_Existing_Food Preparation_Natural Gas_Double Rack Oven_E9 | F4 | Commercial | Retail (ID) | Existing | Food Preparation | Natural Gas | Double Rack Oven | E9 | RVT BC Ratio | 0 | 0 | 0 | 0 | 0 | 0 | 0 | 0 | 0 | 0 | 0 | 0 | 0 | 0 | 0 | 0 | 0 | 0 | 0 | 0 | 0 | 0 | 0 | 0 | 0 | 0 | 0
F4_Commercial_Retail (ID)_Existing_Food Preparation_Natural Gas_Double Rack Oven_E10 | F4 | Commercial | Retail (ID) | Existing | Food Preparation | Natural Gas | Double Rack Oven | E10 | RVT BC Ratio | 0 | 0 | 0 | 0 | 0 | 0 | 0 | 0 | 0 | 0 | 0 | 0 | 0 | 0 | 0 | 0 | 0 | 0 | 0 | 0 | 0 | 0 | 0 | 0 | 0 | 0 | 0
F5_Commercial_Retail (ID)_Existing_Food Preparation_Natural Gas_Double Rack Oven_E1 | F5 | Commercial | Retail (ID) | Existing | Food Preparation | Natural Gas | Double Rack Oven | E1 | RIM BC Ratio | [24 empty] | 1 | 1 | 1 | bar: 2019 to 2042
F5_Commercial_Retail (ID)_Existing_Food Preparation_Natural Gas_Double Rack Oven_E2 | F5 | Commercial | Retail (ID) | Existing | Food Preparation | Natural Gas | Double Rack Oven | E2 | RIM BC Ratio | 0.84326 | 0.84859 | 0.85483 | 0.86131 | 0.86797 | 0.87489 | 0.88229 | 0.89029 | 0.89902 | 0.90844 | 0.91041 | 0.91279 | 0.9156 | 0.91889 | 0.92236 | 0.92603 | 0.92995 | 0.93411 | 0.9385 | 0.94318 | 0.94813 | 0.94821 | 0.94828 | 0.94835 | 0.94842 | 0.94849 | 0.94855
F5_Commercial_Retail (ID)_Existing_Food Preparation_Natural Gas_Double Rack Oven_E3 | F5 | Commercial | Retail (ID) | Existing | Food Preparation | Natural Gas | Double Rack Oven | E3 | RIM BC Ratio | 0 | 0 | 0 | 0 | 0 | 0 | 0 | 0 | 0 | 0 | 0 | 0 | 0 | 0 | 0 | 0 | 0 | 0 | 0 | 0 | 0 | 0 | 0 | 0 | 0 | 0 | 0
F5_Commercial_Retail (ID)_Existing_Food Preparation_Natural Gas_Double Rack Oven_E4 | F5 | Commercial | Retail (ID) | Existing | Food Preparation | Natural Gas | Double Rack Oven | E4 | RIM BC Ratio | 0 | 0 | 0 | 0 | 0 | 0 | 0 | 0 | 0 | 0 | 0 | 0 | 0 | 0 | 0 | 0 | 0 | 0 | 0 | 0 | 0 | 0 | 0 | 0 | 0 | 0 | 0
F5_Commercial_Retail (ID)_Existing_Food Preparation_Natural Gas_Double Rack Oven_E5 | F5 | Commercial | Retail (ID) | Existing | Food Preparation | Natural Gas | Double Rack Oven | E5 | RIM BC Ratio | 0 | 0 | 0 | 0 | 0 | 0 | 0 | 0 | 0 | 0 | 0 | 0 | 0 | 0 | 0 | 0 | 0 | 0 | 0 | 0 | 0 | 0 | 0 | 0 | 0 | 0 | 0
F5_Commercial_Retail (ID)_Existing_Food Preparation_Natural Gas_Double Rack Oven_E6 | F5 | Commercial | Retail (ID) | Existing | Food Preparation | Natural Gas | Double Rack Oven | E6 | RIM BC Ratio | 0 | 0 | 0 | 0 | 0 | 0 | 0 | 0 | 0 | 0 | 0 | 0 | 0 | 0 | 0 | 0 | 0 | 0 | 0 | 0 | 0 | 0 | 0 | 0 | 0 | 0 | 0
F5_Commercial_Retail (ID)_Existing_Food Preparation_Natural Gas_Double Rack Oven_E7 | F5 | Commercial | Retail (ID) | Existing | Food Preparation | Natural Gas | Double Rack Oven | E7 | RIM BC Ratio | 0 | 0 | 0 | 0 | 0 | 0 | 0 | 0 | 0 | 0 | 0 | 0 | 0 | 0 | 0 | 0 | 0 | 0 | 0 | 0 | 0 | 0 | 0 | 0 | 0 | 0 | 0
F5_Commercial_Retail (ID)_Existing_Food Preparation_Natural Gas_Double Rack Oven_E8 | F5 | Commercial | Retail (ID) | Existing | Food Preparation | Natural Gas | Double Rack Oven | E8 | RIM BC Ratio | 0 | 0 | 0 | 0 | 0 | 0 | 0 | 0 | 0 | 0 | 0 | 0 | 0 | 0 | 0 | 0 | 0 | 0 | 0 | 0 | 0 | 0 | 0 | 0 | 0 | 0 | 0
F5_Commercial_Retail (ID)_Existing_Food Preparation_Natural Gas_Double Rack Oven_E9 | F5 | Commercial | Retail (ID) | Existing | Food Preparation | Natural Gas | Double Rack Oven | E9 | RIM BC Ratio | 0 | 0 | 0 | 0 | 0 | 0 | 0 | 0 | 0 | 0 | 0 | 0 | 0 | 0 | 0 | 0 | 0 | 0 | 0 | 0 | 0 | 0 | 0 | 0 | 0 | 0 | 0
F5_Commercial_Retail (ID)_Existing_Food Preparation_Natural Gas_Double Rack Oven_E10 | F5 | Commercial | Retail (ID) | Existing | Food Preparation | Natural Gas | Double Rack Oven | E10 | RIM BC Ratio | 0 | 0 | 0 | 0 | 0 | 0 | 0 | 0 | 0 | 0 | 0 | 0 | 0 | 0 | 0 | 0 | 0 | 0 | 0 | 0 | 0 | 0 | 0 | 0 | 0 | 0 | 0
F0_Commercial_Retail (ID)_Existing_Food Preparation_Natural Gas_Fryer_E0 | F0 | Commercial | Retail (ID) | Existing | Food Preparation | Natural Gas | Fryer | E0 | Economic Unit | ENERGY STAR | ENERGY STAR | ENERGY STAR | ENERGY STAR | ENERGY STAR | ENERGY STAR | ENERGY STAR | ENERGY STAR | ENERGY STAR | ENERGY STAR | ENERGY STAR | ENERGY STAR | ENERGY STAR | ENERGY STAR | ENERGY STAR | ENERGY STAR | ENERGY STAR | ENERGY STAR | ENERGY STAR | ENERGY STAR | ENERGY STAR | ENERGY STAR | ENERGY STAR | ENERGY STAR | ENERGY STAR | ENERGY STAR | ENERGY STAR
F1_Commercial_Retail (ID)_Existing_Food Preparation_Natural Gas_Fryer_E1 | F1 | Commercial | Retail (ID) | Existing | Food Preparation | Natural Gas | Fryer | E1 | CCE | 0 | 0 | 0 | 0 | 0 | 0 | 0 | 0 | 0 | 0 | 0 | 0 | 0 | 0 | 0 | 0 | 0 | 0 | 0 | 0 | 0 | 0 | 0 | 0 | 0 | 0 | 0
F1_Commercial_Retail (ID)_Existing_Food Preparation_Natural Gas_Fryer_E2 | F1 | Commercial | Retail (ID) | Existing | Food Preparation | Natural Gas | Fryer | E2 | CCE | 0.00011477 | 0.00011477 | 0.00011477 | 0.00011477 | 0.00011477 | 0.00011477 | 0.00011477 | 0.00011477 | 0.00011477 | 0.00011477 | 0.00011477 | 0.00011477 | 0.00011477 | 0.00011477 | 0.00011477 | 0.00011477 | 0.00011477 | 0.00011477 | 0.00011477 | 0.00011477 | 0.00011477 | 0.00011477 | 0.00011477 | 0.00011477 | 0.00011477 | 0.00011477 | 0.00011477
F1_Commercial_Retail (ID)_Existing_Food Preparation_Natural Gas_Fryer_E3 | F1 | Commercial | Retail (ID) | Existing | Food Preparation | Natural Gas | Fryer | E3 | CCE | 0 | 0 | 0 | 0 | 0 | 0 | 0 | 0 | 0 | 0 | 0 | 0 | 0 | 0 | 0 | 0 | 0 | 0 | 0 | 0 | 0 | 0 | 0 | 0 | 0 | 0 | 0
F1_Commercial_Retail (ID)_Existing_Food Preparation_Natural Gas_Fryer_E4 | F1 | Commercial | Retail (ID) | Existing | Food Preparation | Natural Gas | Fryer | E4 | CCE | 0 | 0 | 0 | 0 | 0 | 0 | 0 | 0 | 0 | 0 | 0 | 0 | 0 | 0 | 0 | 0 | 0 | 0 | 0 | 0 | 0 | 0 | 0 | 0 | 0 | 0 | 0
F1_Commercial_Retail (ID)_Existing_Food Preparation_Natural Gas_Fryer_E5 | F1 | Commercial | Retail (ID) | Existing | Food Preparation | Natural Gas | Fryer | E5 | CCE | 0 | 0 | 0 | 0 | 0 | 0 | 0 | 0 | 0 | 0 | 0 | 0 | 0 | 0 | 0 | 0 | 0 | 0 | 0 | 0 | 0 | 0 | 0 | 0 | 0 | 0 | 0
F1_Commercial_Retail (ID)_Existing_Food Preparation_Natural Gas_Fryer_E6 | F1 | Commercial | Retail (ID) | Existing | Food Preparation | Natural Gas | Fryer | E6 | CCE | 0 | 0 | 0 | 0 | 0 | 0 | 0 | 0 | 0 | 0 | 0 | 0 | 0 | 0 | 0 | 0 | 0 | 0 | 0 | 0 | 0 | 0 | 0 | 0 | 0 | 0 | 0
F1_Commercial_Retail (ID)_Existing_Food Preparation_Natural Gas_Fryer_E7 | F1 | Commercial | Retail (ID) | Existing | Food Preparation | Natural Gas | Fryer | E7 | CCE | 0 | 0 | 0 | 0 | 0 | 0 | 0 | 0 | 0 | 0 | 0 | 0 | 0 | 0 | 0 | 0 | 0 | 0 | 0 | 0 | 0 | 0 | 0 | 0 | 0 | 0 | 0
F1_Commercial_Retail (ID)_Existing_Food Preparation_Natural Gas_Fryer_E8 | F1 | Commercial | Retail (ID) | Existing | Food Preparation | Natural Gas | Fryer | E8 | CCE | 0 | 0 | 0 | 0 | 0 | 0 | 0 | 0 | 0 | 0 | 0 | 0 | 0 | 0 | 0 | 0 | 0 | 0 | 0 | 0 | 0 | 0 | 0 | 0 | 0 | 0 | 0
F1_Commercial_Retail (ID)_Existing_Food Preparation_Natural Gas_Fryer_E9 | F1 | Commercial | Retail (ID) | Existing | Food Preparation | Natural Gas | Fryer | E9 | CCE | 0 | 0 | 0 | 0 | 0 | 0 | 0 | 0 | 0 | 0 | 0 | 0 | 0 | 0 | 0 | 0 | 0 | 0 | 0 | 0 | 0 | 0 | 0 | 0 | 0 | 0 | 0
F1_Commercial_Retail (ID)_Existing_Food Preparation_Natural Gas_Fryer_E10 | F1 | Commercial | Retail (ID) | Existing | Food Preparation | Natural Gas | Fryer | E10 | CCE | 0 | 0 | 0 | 0 | 0 | 0 | 0 | 0 | 0 | 0 | 0 | 0 | 0 | 0 | 0 | 0 | 0 | 0 | 0 | 0 | 0 | 0 | 0 | 0 | 0 | 0 | 0
F2_Commercial_Retail (ID)_Existing_Food Preparation_Natural Gas_Fryer_E1 | F2 | Commercial | Retail (ID) | Existing | Food Preparation | Natural Gas | Fryer | E1 | TRC BC Ratio | [24 empty] | 1 | 1 | 1 | bar: 2019 to 2042
F2_Commercial_Retail (ID)_Existing_Food Preparation_Natural Gas_Fryer_E2 | F2 | Commercial | Retail (ID) | Existing | Food Preparation | Natural Gas | Fryer | E2 | TRC BC Ratio | 32.3037 | 33.1522 | 34.1046 | 35.1713 | 36.3592 | 37.7644 | 39.1955 | 40.6053 | 41.9612 | 43.3371 | 44.457 | 45.5138 | 46.6445 | 47.7567 | 48.7663 | 49.7219 | 50.594 | 51.4589 | 52.3762 | 53.2766 | 54.2004 | 55.1577 | 56.1263 | 57.1234 | 58.1382 | 59.1711 | 60.2224
F2_Commercial_Retail (ID)_Existing_Food Preparation_Natural Gas_Fryer_E3 | F2 | Commercial | Retail (ID) | Existing | Food Preparation | Natural Gas | Fryer | E3 | TRC BC Ratio | 0 | 0 | 0 | 0 | 0 | 0 | 0 | 0 | 0 | 0 | 0 | 0 | 0 | 0 | 0 | 0 | 0 | 0 | 0 | 0 | 0 | 0 | 0 | 0 | 0 | 0 | 0
F2_Commercial_Retail (ID)_Existing_Food Preparation_Natural Gas_Fryer_E4 | F2 | Commercial | Retail (ID) | Existing | Food Preparation | Natural Gas | Fryer | E4 | TRC BC Ratio | 0 | 0 | 0 | 0 | 0 | 0 | 0 | 0 | 0 | 0 | 0 | 0 | 0 | 0 | 0 | 0 | 0 | 0 | 0 | 0 | 0 | 0 | 0 | 0 | 0 | 0 | 0
F2_Commercial_Retail (ID)_Existing_Food Preparation_Natural Gas_Fryer_E5 | F2 | Commercial | Retail (ID) | Existing | Food Preparation | Natural Gas | Fryer | E5 | TRC BC Ratio | 0 | 0 | 0 | 0 | 0 | 0 | 0 | 0 | 0 | 0 | 0 | 0 | 0 | 0 | 0 | 0 | 0 | 0 | 0 | 0 | 0 | 0 | 0 | 0 | 0 | 0 | 0
F2_Commercial_Retail (ID)_Existing_Food Preparation_Natural Gas_Fryer_E6 | F2 | Commercial | Retail (ID) | Existing | Food Preparation | Natural Gas | Fryer | E6 | TRC BC Ratio | 0 | 0 | 0 | 0 | 0 | 0 | 0 | 0 | 0 | 0 | 0 | 0 | 0 | 0 | 0 | 0 | 0 | 0 | 0 | 0 | 0 | 0 | 0 | 0 | 0 | 0 | 0
F2_Commercial_Retail (ID)_Existing_Food Preparation_Natural Gas_Fryer_E7 | F2 | Commercial | Retail (ID) | Existing | Food Preparation | Natural Gas | Fryer | E7 | TRC BC Ratio | 0 | 0 | 0 | 0 | 0 | 0 | 0 | 0 | 0 | 0 | 0 | 0 | 0 | 0 | 0 | 0 | 0 | 0 | 0 | 0 | 0 | 0 | 0 | 0 | 0 | 0 | 0
F2_Commercial_Retail (ID)_Existing_Food Preparation_Natural Gas_Fryer_E8 | F2 | Commercial | Retail (ID) | Existing | Food Preparation | Natural Gas | Fryer | E8 | TRC BC Ratio | 0 | 0 | 0 | 0 | 0 | 0 | 0 | 0 | 0 | 0 | 0 | 0 | 0 | 0 | 0 | 0 | 0 | 0 | 0 | 0 | 0 | 0 | 0 | 0 | 0 | 0 | 0
F2_Commercial_Retail (ID)_Existing_Food Preparation_Natural Gas_Fryer_E9 | F2 | Commercial | Retail (ID) | Existing | Food Preparation | Natural Gas | Fryer | E9 | TRC BC Ratio | 0 | 0 | 0 | 0 | 0 | 0 | 0 | 0 | 0 | 0 | 0 | 0 | 0 | 0 | 0 | 0 | 0 | 0 | 0 | 0 | 0 | 0 | 0 | 0 | 0 | 0 | 0
F2_Commercial_Retail (ID)_Existing_Food Preparation_Natural Gas_Fryer_E10 | F2 | Commercial | Retail (ID) | Existing | Food Preparation | Natural Gas | Fryer | E10 | TRC BC Ratio | 0 | 0 | 0 | 0 | 0 | 0 | 0 | 0 | 0 | 0 | 0 | 0 | 0 | 0 | 0 | 0 | 0 | 0 | 0 | 0 | 0 | 0 | 0 | 0 | 0 | 0 | 0
F3_Commercial_Retail (ID)_Existing_Food Preparation_Natural Gas_Fryer_E1 | F3 | Commercial | Retail (ID) | Existing | Food Preparation | Natural Gas | Fryer | E1 | PACT BC Ratio | [24 empty] | 1 | 1 | 1 | bar: 2019 to 2042
F3_Commercial_Retail (ID)_Existing_Food Preparation_Natural Gas_Fryer_E2 | F3 | Commercial | Retail (ID) | Existing | Food Preparation | Natural Gas | Fryer | E2 | PACT BC Ratio | 63.9732 | 65.6535 | 67.5396 | 69.652 | 72.0045 | 74.7873 | 77.6214 | 80.4134 | 83.0986 | 85.8233 | 88.0411 | 90.134 | 92.3731 | 94.5757 | 96.5751 | 98.4675 | 100.1946 | 101.9075 | 103.7241 | 105.5073 | 107.3366 | 109.2325 | 111.1506 | 113.1253 | 115.135 | 117.1805 | 119.2623
F3_Commercial_Retail (ID)_Existing_Food Preparation_Natural Gas_Fryer_E3 | F3 | Commercial | Retail (ID) | Existing | Food Preparation | Natural Gas | Fryer | E3 | PACT BC Ratio | 0 | 0 | 0 | 0 | 0 | 0 | 0 | 0 | 0 | 0 | 0 | 0 | 0 | 0 | 0 | 0 | 0 | 0 | 0 | 0 | 0 | 0 | 0 | 0 | 0 | 0 | 0
F3_Commercial_Retail (ID)_Existing_Food Preparation_Natural Gas_Fryer_E4 | F3 | Commercial | Retail (ID) | Existing | Food Preparation | Natural Gas | Fryer | E4 | PACT BC Ratio | 0 | 0 | 0 | 0 | 0 | 0 | 0 | 0 | 0 | 0 | 0 | 0 | 0 | 0 | 0 | 0 | 0 | 0 | 0 | 0 | 0 | 0 | 0 | 0 | 0 | 0 | 0
F3_Commercial_Retail (ID)_Existing_Food Preparation_Natural Gas_Fryer_E5 | F3 | Commercial | Retail (ID) | Existing | Food Preparation | Natural Gas | Fryer | E5 | PACT BC Ratio | 0 | 0 | 0 | 0 | 0 | 0 | 0 | 0 | 0 | 0 | 0 | 0 | 0 | 0 | 0 | 0 | 0 | 0 | 0 | 0 | 0 | 0 | 0 | 0 | 0 | 0 | 0
F3_Commercial_Retail (ID)_Existing_Food Preparation_Natural Gas_Fryer_E6 | F3 | Commercial | Retail (ID) | Existing | Food Preparation | Natural Gas | Fryer | E6 | PACT BC Ratio | 0 | 0 | 0 | 0 | 0 | 0 | 0 | 0 | 0 | 0 | 0 | 0 | 0 | 0 | 0 | 0 | 0 | 0 | 0 | 0 | 0 | 0 | 0 | 0 | 0 | 0 | 0
F3_Commercial_Retail (ID)_Existing_Food Preparation_Natural Gas_Fryer_E7 | F3 | Commercial | Retail (ID) | Existing | Food Preparation | Natural Gas | Fryer | E7 | PACT BC Ratio | 0 | 0 | 0 | 0 | 0 | 0 | 0 | 0 | 0 | 0 | 0 | 0 | 0 | 0 | 0 | 0 | 0 | 0 | 0 | 0 | 0 | 0 | 0 | 0 | 0 | 0 | 0
F3_Commercial_Retail (ID)_Existing_Food Preparation_Natural Gas_Fryer_E8 | F3 | Commercial | Retail (ID) | Existing | Food Preparation | Natural Gas | Fryer | E8 | PACT BC Ratio | 0 | 0 | 0 | 0 | 0 | 0 | 0 | 0 | 0 | 0 | 0 | 0 | 0 | 0 | 0 | 0 | 0 | 0 | 0 | 0 | 0 | 0 | 0 | 0 | 0 | 0 | 0
F3_Commercial_Retail (ID)_Existing_Food Preparation_Natural Gas_Fryer_E9 | F3 | Commercial | Retail (ID) | Existing | Food Preparation | Natural Gas | Fryer | E9 | PACT BC Ratio | 0 | 0 | 0 | 0 | 0 | 0 | 0 | 0 | 0 | 0 | 0 | 0 | 0 | 0 | 0 | 0 | 0 | 0 | 0 | 0 | 0 | 0 | 0 | 0 | 0 | 0 | 0
F3_Commercial_Retail (ID)_Existing_Food Preparation_Natural Gas_Fryer_E10 | F3 | Commercial | Retail (ID) | Existing | Food Preparation | Natural Gas | Fryer | E10 | PACT BC Ratio | 0 | 0 | 0 | 0 | 0 | 0 | 0 | 0 | 0 | 0 | 0 | 0 | 0 | 0 | 0 | 0 | 0 | 0 | 0 | 0 | 0 | 0 | 0 | 0 | 0 | 0 | 0
F4_Commercial_Retail (ID)_Existing_Food Preparation_Natural Gas_Fryer_E1 | F4 | Commercial | Retail (ID) | Existing | Food Preparation | Natural Gas | Fryer | E1 | RVT BC Ratio | [24 empty] | 1 | 1 | 1 | bar: 2019 to 2042
F4_Commercial_Retail (ID)_Existing_Food Preparation_Natural Gas_Fryer_E2 | F4 | Commercial | Retail (ID) | Existing | Food Preparation | Natural Gas | Fryer | E2 | RVT BC Ratio | 45.5957 | 46.5039 | 47.5263 | 48.6741 | 49.9542 | 51.5016 | 53.037 | 54.4888 | 55.8051 | 57.0872 | 58.4152 | 59.6324 | 60.9325 | 62.1926 | 63.3005 | 64.319 | 65.2081 | 66.0671 | 66.9731 | 67.833 | 68.6984 | 69.9047 | 71.125 | 72.3814 | 73.6601 | 74.9616 | 76.2861
F4_Commercial_Retail (ID)_Existing_Food Preparation_Natural Gas_Fryer_E3 | F4 | Commercial | Retail (ID) | Existing | Food Preparation | Natural Gas | Fryer | E3 | RVT BC Ratio | 0 | 0 | 0 | 0 | 0 | 0 | 0 | 0 | 0 | 0 | 0 | 0 | 0 | 0 | 0 | 0 | 0 | 0 | 0 | 0 | 0 | 0 | 0 | 0 | 0 | 0 | 0
F4_Commercial_Retail (ID)_Existing_Food Preparation_Natural Gas_Fryer_E4 | F4 | Commercial | Retail (ID) | Existing | Food Preparation | Natural Gas | Fryer | E4 | RVT BC Ratio | 0 | 0 | 0 | 0 | 0 | 0 | 0 | 0 | 0 | 0 | 0 | 0 | 0 | 0 | 0 | 0 | 0 | 0 | 0 | 0 | 0 | 0 | 0 | 0 | 0 | 0 | 0
F4_Commercial_Retail (ID)_Existing_Food Preparation_Natural Gas_Fryer_E5 | F4 | Commercial | Retail (ID) | Existing | Food Preparation | Natural Gas | Fryer | E5 | RVT BC Ratio | 0 | 0 | 0 | 0 | 0 | 0 | 0 | 0 | 0 | 0 | 0 | 0 | 0 | 0 | 0 | 0 | 0 | 0 | 0 | 0 | 0 | 0 | 0 | 0 | 0 | 0 | 0
F4_Commercial_Retail (ID)_Existing_Food Preparation_Natural Gas_Fryer_E6 | F4 | Commercial | Retail (ID) | Existing | Food Preparation | Natural Gas | Fryer | E6 | RVT BC Ratio | 0 | 0 | 0 | 0 | 0 | 0 | 0 | 0 | 0 | 0 | 0 | 0 | 0 | 0 | 0 | 0 | 0 | 0 | 0 | 0 | 0 | 0 | 0 | 0 | 0 | 0 | 0
F4_Commercial_Retail (ID)_Existing_Food Preparation_Natural Gas_Fryer_E7 | F4 | Commercial | Retail (ID) | Existing | Food Preparation | Natural Gas | Fryer | E7 | RVT BC Ratio | 0 | 0 | 0 | 0 | 0 | 0 | 0 | 0 | 0 | 0 | 0 | 0 | 0 | 0 | 0 | 0 | 0 | 0 | 0 | 0 | 0 | 0 | 0 | 0 | 0 | 0 | 0
F4_Commercial_Retail (ID)_Existing_Food Preparation_Natural Gas_Fryer_E8 | F4 | Commercial | Retail (ID) | Existing | Food Preparation | Natural Gas | Fryer | E8 | RVT BC Ratio | 0 | 0 | 0 | 0 | 0 | 0 | 0 | 0 | 0 | 0 | 0 | 0 | 0 | 0 | 0 | 0 | 0 | 0 | 0 | 0 | 0 | 0 | 0 | 0 | 0 | 0 | 0
F4_Commercial_Retail (ID)_Existing_Food Preparation_Natural Gas_Fryer_E9 | F4 | Commercial | Retail (ID) | Existing | Food Preparation | Natural Gas | Fryer | E9 | RVT BC Ratio | 0 | 0 | 0 | 0 | 0 | 0 | 0 | 0 | 0 | 0 | 0 | 0 | 0 | 0 | 0 | 0 | 0 | 0 | 0 | 0 | 0 | 0 | 0 | 0 | 0 | 0 | 0
F4_Commercial_Retail (ID)_Existing_Food Preparation_Natural Gas_Fryer_E10 | F4 | Commercial | Retail (ID) | Existing | Food Preparation | Natural Gas | Fryer | E10 | RVT BC Ratio | 0 | 0 | 0 | 0 | 0 | 0 | 0 | 0 | 0 | 0 | 0 | 0 | 0 | 0 | 0 | 0 | 0 | 0 | 0 | 0 | 0 | 0 | 0 | 0 | 0 | 0 | 0
F5_Commercial_Retail (ID)_Existing_Food Preparation_Natural Gas_Fryer_E1 | F5 | Commercial | Retail (ID) | Existing | Food Preparation | Natural Gas | Fryer | E1 | RIM BC Ratio | [24 empty] | 1 | 1 | 1 | bar: 2019 to 2042
F5_Commercial_Retail (ID)_Existing_Food Preparation_Natural Gas_Fryer_E2 | F5 | Commercial | Retail (ID) | Existing | Food Preparation | Natural Gas | Fryer | E2 | RIM BC Ratio | 0.84647 | 0.8518 | 0.8575 | 0.86356 | 0.86994 | 0.87652 | 0.88349 | 0.89098 | 0.89909 | 0.90779 | 0.91015 | 0.91283 | 0.91561 | 0.91851 | 0.92156 | 0.92479 | 0.92821 | 0.93185 | 0.93566 | 0.93972 | 0.944 | 0.94415 | 0.94429 | 0.94443 | 0.94457 | 0.9447 | 0.94484
F5_Commercial_Retail (ID)_Existing_Food Preparation_Natural Gas_Fryer_E3 | F5 | Commercial | Retail (ID) | Existing | Food Preparation | Natural Gas | Fryer | E3 | RIM BC Ratio | 0 | 0 | 0 | 0 | 0 | 0 | 0 | 0 | 0 | 0 | 0 | 0 | 0 | 0 | 0 | 0 | 0 | 0 | 0 | 0 | 0 | 0 | 0 | 0 | 0 | 0 | 0
F5_Commercial_Retail (ID)_Existing_Food Preparation_Natural Gas_Fryer_E4 | F5 | Commercial | Retail (ID) | Existing | Food Preparation | Natural Gas | Fryer | E4 | RIM BC Ratio | 0 | 0 | 0 | 0 | 0 | 0 | 0 | 0 | 0 | 0 | 0 | 0 | 0 | 0 | 0 | 0 | 0 | 0 | 0 | 0 | 0 | 0 | 0 | 0 | 0 | 0 | 0
F5_Commercial_Retail (ID)_Existing_Food Preparation_Natural Gas_Fryer_E5 | F5 | Commercial | Retail (ID) | Existing | Food Preparation | Natural Gas | Fryer | E5 | RIM BC Ratio | 0 | 0 | 0 | 0 | 0 | 0 | 0 | 0 | 0 | 0 | 0 | 0 | 0 | 0 | 0 | 0 | 0 | 0 | 0 | 0 | 0 | 0 | 0 | 0 | 0 | 0 | 0
F5_Commercial_Retail (ID)_Existing_Food Preparation_Natural Gas_Fryer_E6 | F5 | Commercial | Retail (ID) | Existing | Food Preparation | Natural Gas | Fryer | E6 | RIM BC Ratio | 0 | 0 | 0 | 0 | 0 | 0 | 0 | 0 | 0 | 0 | 0 | 0 | 0 | 0 | 0 | 0 | 0 | 0 | 0 | 0 | 0 | 0 | 0 | 0 | 0 | 0 | 0
F5_Commercial_Retail (ID)_Existing_Food Preparation_Natural Gas_Fryer_E7 | F5 | Commercial | Retail (ID) | Existing | Food Preparation | Natural Gas | Fryer | E7 | RIM BC Ratio | 0 | 0 | 0 | 0 | 0 | 0 | 0 | 0 | 0 | 0 | 0 | 0 | 0 | 0 | 0 | 0 | 0 | 0 | 0 | 0 | 0 | 0 | 0 | 0 | 0 | 0 | 0
F5_Commercial_Retail (ID)_Existing_Food Preparation_Natural Gas_Fryer_E8 | F5 | Commercial | Retail (ID) | Existing | Food Preparation | Natural Gas | Fryer | E8 | RIM BC Ratio | 0 | 0 | 0 | 0 | 0 | 0 | 0 | 0 | 0 | 0 | 0 | 0 | 0 | 0 | 0 | 0 | 0 | 0 | 0 | 0 | 0 | 0 | 0 | 0 | 0 | 0 | 0
F5_Commercial_Retail (ID)_Existing_Food Preparation_Natural Gas_Fryer_E9 | F5 | Commercial | Retail (ID) | Existing | Food Preparation | Natural Gas | Fryer | E9 | RIM BC Ratio | 0 | 0 | 0 | 0 | 0 | 0 | 0 | 0 | 0 | 0 | 0 | 0 | 0 | 0 | 0 | 0 | 0 | 0 | 0 | 0 | 0 | 0 | 0 | 0 | 0 | 0 | 0
F5_Commercial_Retail (ID)_Existing_Food Preparation_Natural Gas_Fryer_E10 | F5 | Commercial | Retail (ID) | Existing | Food Preparation | Natural Gas | Fryer | E10 | RIM BC Ratio | 0 | 0 | 0 | 0 | 0 | 0 | 0 | 0 | 0 | 0 | 0 | 0 | 0 | 0 | 0 | 0 | 0 | 0 | 0 | 0 | 0 | 0 | 0 | 0 | 0 | 0 | 0
F0_Commercial_Retail (ID)_Existing_Food Preparation_Natural Gas_Broiler_E0 | F0 | Commercial | Retail (ID) | Existing | Food Preparation | Natural Gas | Broiler | E0 | Economic Unit | Standard | Standard | Standard | Standard | Standard | Standard | Standard | Standard | Standard | Standard | Standard | Standard | Standard | Standard | Standard | Standard | Standard | Standard | Standard | Standard | Standard | Standard | Standard | Standard | Standard | Standard | Standard
F1_Commercial_Retail (ID)_Existing_Food Preparation_Natural Gas_Broiler_E1 | F1 | Commercial | Retail (ID) | Existing | Food Preparation | Natural Gas | Broiler | E1 | CCE | 0 | 0 | 0 | 0 | 0 | 0 | 0 | 0 | 0 | 0 | 0 | 0 | 0 | 0 | 0 | 0 | 0 | 0 | 0 | 0 | 0 | 0 | 0 | 0 | 0 | 0 | 0
F1_Commercial_Retail (ID)_Existing_Food Preparation_Natural Gas_Broiler_E2 | F1 | Commercial | Retail (ID) | Existing | Food Preparation | Natural Gas | Broiler | E2 | CCE | 0.0069043 | 0.0069043 | 0.0069043 | 0.0069043 | 0.0069043 | 0.0069043 | 0.0069043 | 0.0069043 | 0.0069043 | 0.0069043 | 0.0069043 | 0.0069043 | 0.0069043 | 0.0069043 | 0.0069043 | 0.0069043 | 0.0069043 | 0.0069043 | 0.0069043 | 0.0069043 | 0.0069043 | 0.0069043 | 0.0069043 | 0.0069043 | 0.0069043 | 0.0069043 | 0.0069043
F1_Commercial_Retail (ID)_Existing_Food Preparation_Natural Gas_Broiler_E3 | F1 | Commercial | Retail (ID) | Existing | Food Preparation | Natural Gas | Broiler | E3 | CCE | 0 | 0 | 0 | 0 | 0 | 0 | 0 | 0 | 0 | 0 | 0 | 0 | 0 | 0 | 0 | 0 | 0 | 0 | 0 | 0 | 0 | 0 | 0 | 0 | 0 | 0 | 0
F1_Commercial_Retail (ID)_Existing_Food Preparation_Natural Gas_Broiler_E4 | F1 | Commercial | Retail (ID) | Existing | Food Preparation | Natural Gas | Broiler | E4 | CCE | 0 | 0 | 0 | 0 | 0 | 0 | 0 | 0 | 0 | 0 | 0 | 0 | 0 | 0 | 0 | 0 | 0 | 0 | 0 | 0 | 0 | 0 | 0 | 0 | 0 | 0 | 0
F1_Commercial_Retail (ID)_Existing_Food Preparation_Natural Gas_Broiler_E5 | F1 | Commercial | Retail (ID) | Existing | Food Preparation | Natural Gas | Broiler | E5 | CCE | 0 | 0 | 0 | 0 | 0 | 0 | 0 | 0 | 0 | 0 | 0 | 0 | 0 | 0 | 0 | 0 | 0 | 0 | 0 | 0 | 0 | 0 | 0 | 0 | 0 | 0 | 0
F1_Commercial_Retail (ID)_Existing_Food Preparation_Natural Gas_Broiler_E6 | F1 | Commercial | Retail (ID) | Existing | Food Preparation | Natural Gas | Broiler | E6 | CCE | 0 | 0 | 0 | 0 | 0 | 0 | 0 | 0 | 0 | 0 | 0 | 0 | 0 | 0 | 0 | 0 | 0 | 0 | 0 | 0 | 0 | 0 | 0 | 0 | 0 | 0 | 0
F1_Commercial_Retail (ID)_Existing_Food Preparation_Natural Gas_Broiler_E7 | F1 | Commercial | Retail (ID) | Existing | Food Preparation | Natural Gas | Broiler | E7 | CCE | 0 | 0 | 0 | 0 | 0 | 0 | 0 | 0 | 0 | 0 | 0 | 0 | 0 | 0 | 0 | 0 | 0 | 0 | 0 | 0 | 0 | 0 | 0 | 0 | 0 | 0 | 0
F1_Commercial_Retail (ID)_Existing_Food Preparation_Natural Gas_Broiler_E8 | F1 | Commercial | Retail (ID) | Existing | Food Preparation | Natural Gas | Broiler | E8 | CCE | 0 | 0 | 0 | 0 | 0 | 0 | 0 | 0 | 0 | 0 | 0 | 0 | 0 | 0 | 0 | 0 | 0 | 0 | 0 | 0 | 0 | 0 | 0 | 0 | 0 | 0 | 0
F1_Commercial_Retail (ID)_Existing_Food Preparation_Natural Gas_Broiler_E9 | F1 | Commercial | Retail (ID) | Existing | Food Preparation | Natural Gas | Broiler | E9 | CCE | 0 | 0 | 0 | 0 | 0 | 0 | 0 | 0 | 0 | 0 | 0 | 0 | 0 | 0 | 0 | 0 | 0 | 0 | 0 | 0 | 0 | 0 | 0 | 0 | 0 | 0 | 0
F1_Commercial_Retail (ID)_Existing_Food Preparation_Natural Gas_Broiler_E10 | F1 | Commercial | Retail (ID) | Existing | Food Preparation | Natural Gas | Broiler | E10 | CCE | 0 | 0 | 0 | 0 | 0 | 0 | 0 | 0 | 0 | 0 | 0 | 0 | 0 | 0 | 0 | 0 | 0 | 0 | 0 | 0 | 0 | 0 | 0 | 0 | 0 | 0 | 0
F2_Commercial_Retail (ID)_Existing_Food Preparation_Natural Gas_Broiler_E1 | F2 | Commercial | Retail (ID) | Existing | Food Preparation | Natural Gas | Broiler | E1 | TRC BC Ratio | [24 empty] | 1 | 1 | 1 | bar: 2019 to 2042
F2_Commercial_Retail (ID)_Existing_Food Preparation_Natural Gas_Broiler_E2 | F2 | Commercial | Retail (ID) | Existing | Food Preparation | Natural Gas | Broiler | E2 | TRC BC Ratio | 0.51548 | 0.52847 | 0.54386 | 0.5615 | 0.58144 | 0.60571 | 0.63069 | 0.65543 | 0.67924 | 0.70339 | 0.7226 | 0.7406 | 0.75994 | 0.77887 | 0.7958 | 0.81164 | 0.82584 | 0.83987 | 0.85485 | 0.86946 | 0.88447 | 0.90008 | 0.91585 | 0.93212 | 0.94868 | 0.96554 | 0.98269
F2_Commercial_Retail (ID)_Existing_Food Preparation_Natural Gas_Broiler_E3 | F2 | Commercial | Retail (ID) | Existing | Food Preparation | Natural Gas | Broiler | E3 | TRC BC Ratio | 0 | 0 | 0 | 0 | 0 | 0 | 0 | 0 | 0 | 0 | 0 | 0 | 0 | 0 | 0 | 0 | 0 | 0 | 0 | 0 | 0 | 0 | 0 | 0 | 0 | 0 | 0
F2_Commercial_Retail (ID)_Existing_Food Preparation_Natural Gas_Broiler_E4 | F2 | Commercial | Retail (ID) | Existing | Food Preparation | Natural Gas | Broiler | E4 | TRC BC Ratio | 0 | 0 | 0 | 0 | 0 | 0 | 0 | 0 | 0 | 0 | 0 | 0 | 0 | 0 | 0 | 0 | 0 | 0 | 0 | 0 | 0 | 0 | 0 | 0 | 0 | 0 | 0
F2_Commercial_Retail (ID)_Existing_Food Preparation_Natural Gas_Broiler_E5 | F2 | Commercial | Retail (ID) | Existing | Food Preparation | Natural Gas | Broiler | E5 | TRC BC Ratio | 0 | 0 | 0 | 0 | 0 | 0 | 0 | 0 | 0 | 0 | 0 | 0 | 0 | 0 | 0 | 0 | 0 | 0 | 0 | 0 | 0 | 0 | 0 | 0 | 0 | 0 | 0
F2_Commercial_Retail (ID)_Existing_Food Preparation_Natural Gas_Broiler_E6 | F2 | Commercial | Retail (ID) | Existing | Food Preparation | Natural Gas | Broiler | E6 | TRC BC Ratio | 0 | 0 | 0 | 0 | 0 | 0 | 0 | 0 | 0 | 0 | 0 | 0 | 0 | 0 | 0 | 0 | 0 | 0 | 0 | 0 | 0 | 0 | 0 | 0 | 0 | 0 | 0
F2_Commercial_Retail (ID)_Existing_Food Preparation_Natural Gas_Broiler_E7 | F2 | Commercial | Retail (ID) | Existing | Food Preparation | Natural Gas | Broiler | E7 | TRC BC Ratio | 0 | 0 | 0 | 0 | 0 | 0 | 0 | 0 | 0 | 0 | 0 | 0 | 0 | 0 | 0 | 0 | 0 | 0 | 0 | 0 | 0 | 0 | 0 | 0 | 0 | 0 | 0
F2_Commercial_Retail (ID)_Existing_Food Preparation_Natural Gas_Broiler_E8 | F2 | Commercial | Retail (ID) | Existing | Food Preparation | Natural Gas | Broiler | E8 | TRC BC Ratio | 0 | 0 | 0 | 0 | 0 | 0 | 0 | 0 | 0 | 0 | 0 | 0 | 0 | 0 | 0 | 0 | 0 | 0 | 0 | 0 | 0 | 0 | 0 | 0 | 0 | 0 | 0
F2_Commercial_Retail (ID)_Existing_Food Preparation_Natural Gas_Broiler_E9 | F2 | Commercial | Retail (ID) | Existing | Food Preparation | Natural Gas | Broiler | E9 | TRC BC Ratio | 0 | 0 | 0 | 0 | 0 | 0 | 0 | 0 | 0 | 0 | 0 | 0 | 0 | 0 | 0 | 0 | 0 | 0 | 0 | 0 | 0 | 0 | 0 | 0 | 0 | 0 | 0
F2_Commercial_Retail (ID)_Existing_Food Preparation_Natural Gas_Broiler_E10 | F2 | Commercial | Retail (ID) | Existing | Food Preparation | Natural Gas | Broiler | E10 | TRC BC Ratio | 0 | 0 | 0 | 0 | 0 | 0 | 0 | 0 | 0 | 0 | 0 | 0 | 0 | 0 | 0 | 0 | 0 | 0 | 0 | 0 | 0 | 0 | 0 | 0 | 0 | 0 | 0
F3_Commercial_Retail (ID)_Existing_Food Preparation_Natural Gas_Broiler_E1 | F3 | Commercial | Retail (ID) | Existing | Food Preparation | Natural Gas | Broiler | E1 | PACT BC Ratio | [24 empty] | 1 | 1 | 1 | bar: 2019 to 2042
F3_Commercial_Retail (ID)_Existing_Food Preparation_Natural Gas_Broiler_E2 | F3 | Commercial | Retail (ID) | Existing | Food Preparation | Natural Gas | Broiler | E2 | PACT BC Ratio | 1.0208 | 1.0466 | 1.077 | 1.112 | 1.1515 | 1.1995 | 1.249 | 1.298 | 1.3452 | 1.393 | 1.431 | 1.4667 | 1.505 | 1.5425 | 1.576 | 1.6073 | 1.6355 | 1.6632 | 1.6929 | 1.7218 | 1.7516 | 1.7825 | 1.8137 | 1.8459 | 1.8787 | 1.9121 | 1.9461
F3_Commercial_Retail (ID)_Existing_Food Preparation_Natural Gas_Broiler_E3 | F3 | Commercial | Retail (ID) | Existing | Food Preparation | Natural Gas | Broiler | E3 | PACT BC Ratio | 0 | 0 | 0 | 0 | 0 | 0 | 0 | 0 | 0 | 0 | 0 | 0 | 0 | 0 | 0 | 0 | 0 | 0 | 0 | 0 | 0 | 0 | 0 | 0 | 0 | 0 | 0
F3_Commercial_Retail (ID)_Existing_Food Preparation_Natural Gas_Broiler_E4 | F3 | Commercial | Retail (ID) | Existing | Food Preparation | Natural Gas | Broiler | E4 | PACT BC Ratio | 0 | 0 | 0 | 0 | 0 | 0 | 0 | 0 | 0 | 0 | 0 | 0 | 0 | 0 | 0 | 0 | 0 | 0 | 0 | 0 | 0 | 0 | 0 | 0 | 0 | 0 | 0
F3_Commercial_Retail (ID)_Existing_Food Preparation_Natural Gas_Broiler_E5 | F3 | Commercial | Retail (ID) | Existing | Food Preparation | Natural Gas | Broiler | E5 | PACT BC Ratio | 0 | 0 | 0 | 0 | 0 | 0 | 0 | 0 | 0 | 0 | 0 | 0 | 0 | 0 | 0 | 0 | 0 | 0 | 0 | 0 | 0 | 0 | 0 | 0 | 0 | 0 | 0
F3_Commercial_Retail (ID)_Existing_Food Preparation_Natural Gas_Broiler_E6 | F3 | Commercial | Retail (ID) | Existing | Food Preparation | Natural Gas | Broiler | E6 | PACT BC Ratio | 0 | 0 | 0 | 0 | 0 | 0 | 0 | 0 | 0 | 0 | 0 | 0 | 0 | 0 | 0 | 0 | 0 | 0 | 0 | 0 | 0 | 0 | 0 | 0 | 0 | 0 | 0
F3_Commercial_Retail (ID)_Existing_Food Preparation_Natural Gas_Broiler_E7 | F3 | Commercial | Retail (ID) | Existing | Food Preparation | Natural Gas | Broiler | E7 | PACT BC Ratio | 0 | 0 | 0 | 0 | 0 | 0 | 0 | 0 | 0 | 0 | 0 | 0 | 0 | 0 | 0 | 0 | 0 | 0 | 0 | 0 | 0 | 0 | 0 | 0 | 0 | 0 | 0
F3_Commercial_Retail (ID)_Existing_Food Preparation_Natural Gas_Broiler_E8 | F3 | Commercial | Retail (ID) | Existing | Food Preparation | Natural Gas | Broiler | E8 | PACT BC Ratio | 0 | 0 | 0 | 0 | 0 | 0 | 0 | 0 | 0 | 0 | 0 | 0 | 0 | 0 | 0 | 0 | 0 | 0 | 0 | 0 | 0 | 0 | 0 | 0 | 0 | 0 | 0
F3_Commercial_Retail (ID)_Existing_Food Preparation_Natural Gas_Broiler_E9 | F3 | Commercial | Retail (ID) | Existing | Food Preparation | Natural Gas | Broiler | E9 | PACT BC Ratio | 0 | 0 | 0 | 0 | 0 | 0 | 0 | 0 | 0 | 0 | 0 | 0 | 0 | 0 | 0 | 0 | 0 | 0 | 0 | 0 | 0 | 0 | 0 | 0 | 0 | 0 | 0
F3_Commercial_Retail (ID)_Existing_Food Preparation_Natural Gas_Broiler_E10 | F3 | Commercial | Retail (ID) | Existing | Food Preparation | Natural Gas | Broiler | E10 | PACT BC Ratio | 0 | 0 | 0 | 0 | 0 | 0 | 0 | 0 | 0 | 0 | 0 | 0 | 0 | 0 | 0 | 0 | 0 | 0 | 0 | 0 | 0 | 0 | 0 | 0 | 0 | 0 | 0
F4_Commercial_Retail (ID)_Existing_Food Preparation_Natural Gas_Broiler_E1 | F4 | Commercial | Retail (ID) | Existing | Food Preparation | Natural Gas | Broiler | E1 | RVT BC Ratio | [24 empty] | 1 | 1 | 1 | bar: 2019 to 2042
F4_Commercial_Retail (ID)_Existing_Food Preparation_Natural Gas_Broiler_E2 | F4 | Commercial | Retail (ID) | Existing | Food Preparation | Natural Gas | Broiler | E2 | RVT BC Ratio | 1.1345 | 1.1483 | 1.1644 | 1.1833 | 1.2048 | 1.2317 | 1.2588 | 1.2844 | 1.3076 | 1.3301 | 1.3534 | 1.3746 | 1.3969 | 1.4181 | 1.4363 | 1.4527 | 1.4666 | 1.4799 | 1.494 | 1.5072 | 1.5204 | 1.54 | 1.5599 | 1.5804 | 1.6013 | 1.6225 | 1.6441
F4_Commercial_Retail (ID)_Existing_Food Preparation_Natural Gas_Broiler_E3 | F4 | Commercial | Retail (ID) | Existing | Food Preparation | Natural Gas | Broiler | E3 | RVT BC Ratio | 0 | 0 | 0 | 0 | 0 | 0 | 0 | 0 | 0 | 0 | 0 | 0 | 0 | 0 | 0 | 0 | 0 | 0 | 0 | 0 | 0 | 0 | 0 | 0 | 0 | 0 | 0
F4_Commercial_Retail (ID)_Existing_Food Preparation_Natural Gas_Broiler_E4 | F4 | Commercial | Retail (ID) | Existing | Food Preparation | Natural Gas | Broiler | E4 | RVT BC Ratio | 0 | 0 | 0 | 0 | 0 | 0 | 0 | 0 | 0 | 0 | 0 | 0 | 0 | 0 | 0 | 0 | 0 | 0 | 0 | 0 | 0 | 0 | 0 | 0 | 0 | 0 | 0
F4_Commercial_Retail (ID)_Existing_Food Preparation_Natural Gas_Broiler_E5 | F4 | Commercial | Retail (ID) | Existing | Food Preparation | Natural Gas | Broiler | E5 | RVT BC Ratio | 0 | 0 | 0 | 0 | 0 | 0 | 0 | 0 | 0 | 0 | 0 | 0 | 0 | 0 | 0 | 0 | 0 | 0 | 0 | 0 | 0 | 0 | 0 | 0 | 0 | 0 | 0
F4_Commercial_Retail (ID)_Existing_Food Preparation_Natural Gas_Broiler_E6 | F4 | Commercial | Retail (ID) | Existing | Food Preparation | Natural Gas | Broiler | E6 | RVT BC Ratio | 0 | 0 | 0 | 0 | 0 | 0 | 0 | 0 | 0 | 0 | 0 | 0 | 0 | 0 | 0 | 0 | 0 | 0 | 0 | 0 | 0 | 0 | 0 | 0 | 0 | 0 | 0
F4_Commercial_Retail (ID)_Existing_Food Preparation_Natural Gas_Broiler_E7 | F4 | Commercial | Retail (ID) | Existing | Food Preparation | Natural Gas | Broiler | E7 | RVT BC Ratio | 0 | 0 | 0 | 0 | 0 | 0 | 0 | 0 | 0 | 0 | 0 | 0 | 0 | 0 | 0 | 0 | 0 | 0 | 0 | 0 | 0 | 0 | 0 | 0 | 0 | 0 | 0
F4_Commercial_Retail (ID)_Existing_Food Preparation_Natural Gas_Broiler_E8 | F4 | Commercial | Retail (ID) | Existing | Food Preparation | Natural Gas | Broiler | E8 | RVT BC Ratio | 0 | 0 | 0 | 0 | 0 | 0 | 0 | 0 | 0 | 0 | 0 | 0 | 0 | 0 | 0 | 0 | 0 | 0 | 0 | 0 | 0 | 0 | 0 | 0 | 0 | 0 | 0
F4_Commercial_Retail (ID)_Existing_Food Preparation_Natural Gas_Broiler_E9 | F4 | Commercial | Retail (ID) | Existing | Food Preparation | Natural Gas | Broiler | E9 | RVT BC Ratio | 0 | 0 | 0 | 0 | 0 | 0 | 0 | 0 | 0 | 0 | 0 | 0 | 0 | 0 | 0 | 0 | 0 | 0 | 0 | 0 | 0 | 0 | 0 | 0 | 0 | 0 | 0
F4_Commercial_Retail (ID)_Existing_Food Preparation_Natural Gas_Broiler_E10 | F4 | Commercial | Retail (ID) | Existing | Food Preparation | Natural Gas | Broiler | E10 | RVT BC Ratio | 0 | 0 | 0 | 0 | 0 | 0 | 0 | 0 | 0 | 0 | 0 | 0 | 0 | 0 | 0 | 0 | 0 | 0 | 0 | 0 | 0 | 0 | 0 | 0 | 0 | 0 | 0
F5_Commercial_Retail (ID)_Existing_Food Preparation_Natural Gas_Broiler_E1 | F5 | Commercial | Retail (ID) | Existing | Food Preparation | Natural Gas | Broiler | E1 | RIM BC Ratio | [24 empty] | 1 | 1 | 1 | bar: 2019 to 2042
F5_Commercial_Retail (ID)_Existing_Food Preparation_Natural Gas_Broiler_E2 | F5 | Commercial | Retail (ID) | Existing | Food Preparation | Natural Gas | Broiler | E2 | RIM BC Ratio | 0.46352 | 0.47035 | 0.47832 | 0.48711 | 0.49667 | 0.50767 | 0.51882 | 0.52986 | 0.54066 | 0.55164 | 0.55821 | 0.56442 | 0.57104 | 0.57762 | 0.58361 | 0.58931 | 0.59463 | 0.59995 | 0.60556 | 0.61116 | 0.61694 | 0.62073 | 0.62447 | 0.62825 | 0.632 | 0.63574 | 0.63945
F5_Commercial_Retail (ID)_Existing_Food Preparation_Natural Gas_Broiler_E3 | F5 | Commercial | Retail (ID) | Existing | Food Preparation | Natural Gas | Broiler | E3 | RIM BC Ratio | 0 | 0 | 0 | 0 | 0 | 0 | 0 | 0 | 0 | 0 | 0 | 0 | 0 | 0 | 0 | 0 | 0 | 0 | 0 | 0 | 0 | 0 | 0 | 0 | 0 | 0 | 0
F5_Commercial_Retail (ID)_Existing_Food Preparation_Natural Gas_Broiler_E4 | F5 | Commercial | Retail (ID) | Existing | Food Preparation | Natural Gas | Broiler | E4 | RIM BC Ratio | 0 | 0 | 0 | 0 | 0 | 0 | 0 | 0 | 0 | 0 | 0 | 0 | 0 | 0 | 0 | 0 | 0 | 0 | 0 | 0 | 0 | 0 | 0 | 0 | 0 | 0 | 0
F5_Commercial_Retail (ID)_Existing_Food Preparation_Natural Gas_Broiler_E5 | F5 | Commercial | Retail (ID) | Existing | Food Preparation | Natural Gas | Broiler | E5 | RIM BC Ratio | 0 | 0 | 0 | 0 | 0 | 0 | 0 | 0 | 0 | 0 | 0 | 0 | 0 | 0 | 0 | 0 | 0 | 0 | 0 | 0 | 0 | 0 | 0 | 0 | 0 | 0 | 0
F5_Commercial_Retail (ID)_Existing_Food Preparation_Natural Gas_Broiler_E6 | F5 | Commercial | Retail (ID) | Existing | Food Preparation | Natural Gas | Broiler | E6 | RIM BC Ratio | 0 | 0 | 0 | 0 | 0 | 0 | 0 | 0 | 0 | 0 | 0 | 0 | 0 | 0 | 0 | 0 | 0 | 0 | 0 | 0 | 0 | 0 | 0 | 0 | 0 | 0 | 0
F5_Commercial_Retail (ID)_Existing_Food Preparation_Natural Gas_Broiler_E7 | F5 | Commercial | Retail (ID) | Existing | Food Preparation | Natural Gas | Broiler | E7 | RIM BC Ratio | 0 | 0 | 0 | 0 | 0 | 0 | 0 | 0 | 0 | 0 | 0 | 0 | 0 | 0 | 0 | 0 | 0 | 0 | 0 | 0 | 0 | 0 | 0 | 0 | 0 | 0 | 0
F5_Commercial_Retail (ID)_Existing_Food Preparation_Natural Gas_Broiler_E8 | F5 | Commercial | Retail (ID) | Existing | Food Preparation | Natural Gas | Broiler | E8 | RIM BC Ratio | 0 | 0 | 0 | 0 | 0 | 0 | 0 | 0 | 0 | 0 | 0 | 0 | 0 | 0 | 0 | 0 | 0 | 0 | 0 | 0 | 0 | 0 | 0 | 0 | 0 | 0 | 0
F5_Commercial_Retail (ID)_Existing_Food Preparation_Natural Gas_Broiler_E9 | F5 | Commercial | Retail (ID) | Existing | Food Preparation | Natural Gas | Broiler | E9 | RIM BC Ratio | 0 | 0 | 0 | 0 | 0 | 0 | 0 | 0 | 0 | 0 | 0 | 0 | 0 | 0 | 0 | 0 | 0 | 0 | 0 | 0 | 0 | 0 | 0 | 0 | 0 | 0 | 0
F5_Commercial_Retail (ID)_Existing_Food Preparation_Natural Gas_Broiler_E10 | F5 | Commercial | Retail (ID) | Existing | Food Preparation | Natural Gas | Broiler | E10 | RIM BC Ratio | 0 | 0 | 0 | 0 | 0 | 0 | 0 | 0 | 0 | 0 | 0 | 0 | 0 | 0 | 0 | 0 | 0 | 0 | 0 | 0 | 0 | 0 | 0 | 0 | 0 | 0 | 0
F0_Commercial_Retail (ID)_Existing_Food Preparation_Natural Gas_Griddle_E0 | F0 | Commercial | Retail (ID) | Existing | Food Preparation | Natural Gas | Griddle | E0 | Economic Unit | Standard | Standard | Standard | ENERGY STAR | ENERGY STAR | ENERGY STAR | ENERGY STAR | ENERGY STAR | ENERGY STAR | ENERGY STAR | ENERGY STAR | ENERGY STAR | ENERGY STAR | ENERGY STAR | ENERGY STAR | ENERGY STAR | ENERGY STAR | ENERGY STAR | ENERGY STAR | ENERGY STAR | ENERGY STAR | ENERGY STAR | ENERGY STAR | ENERGY STAR | ENERGY STAR | ENERGY STAR | ENERGY STAR
F1_Commercial_Retail (ID)_Existing_Food Preparation_Natural Gas_Griddle_E1 | F1 | Commercial | Retail (ID) | Existing | Food Preparation | Natural Gas | Griddle | E1 | CCE | 0 | 0 | 0 | 0 | 0 | 0 | 0 | 0 | 0 | 0 | 0 | 0 | 0 | 0 | 0 | 0 | 0 | 0 | 0 | 0 | 0 | 0 | 0 | 0 | 0 | 0 | 0
F1_Commercial_Retail (ID)_Existing_Food Preparation_Natural Gas_Griddle_E2 | F1 | Commercial | Retail (ID) | Existing | Food Preparation | Natural Gas | Griddle | E2 | CCE | 0.0038679 | 0.0038679 | 0.0038679 | 0.0038679 | 0.0038679 | 0.0038679 | 0.0038679 | 0.0038679 | 0.0038679 | 0.0038679 | 0.0038679 | 0.0038679 | 0.0038679 | 0.0038679 | 0.0038679 | 0.0038679 | 0.0038679 | 0.0038679 | 0.0038679 | 0.0038679 | 0.0038679 | 0.0038679 | 0.0038679 | 0.0038679 | 0.0038679 | 0.0038679 | 0.0038679
F1_Commercial_Retail (ID)_Existing_Food Preparation_Natural Gas_Griddle_E3 | F1 | Commercial | Retail (ID) | Existing | Food Preparation | Natural Gas | Griddle | E3 | CCE | 0 | 0 | 0 | 0 | 0 | 0 | 0 | 0 | 0 | 0 | 0 | 0 | 0 | 0 | 0 | 0 | 0 | 0 | 0 | 0 | 0 | 0 | 0 | 0 | 0 | 0 | 0
F1_Commercial_Retail (ID)_Existing_Food Preparation_Natural Gas_Griddle_E4 | F1 | Commercial | Retail (ID) | Existing | Food Preparation | Natural Gas | Griddle | E4 | CCE | 0 | 0 | 0 | 0 | 0 | 0 | 0 | 0 | 0 | 0 | 0 | 0 | 0 | 0 | 0 | 0 | 0 | 0 | 0 | 0 | 0 | 0 | 0 | 0 | 0 | 0 | 0
F1_Commercial_Retail (ID)_Existing_Food Preparation_Natural Gas_Griddle_E5 | F1 | Commercial | Retail (ID) | Existing | Food Preparation | Natural Gas | Griddle | E5 | CCE | 0 | 0 | 0 | 0 | 0 | 0 | 0 | 0 | 0 | 0 | 0 | 0 | 0 | 0 | 0 | 0 | 0 | 0 | 0 | 0 | 0 | 0 | 0 | 0 | 0 | 0 | 0
F1_Commercial_Retail (ID)_Existing_Food Preparation_Natural Gas_Griddle_E6 | F1 | Commercial | Retail (ID) | Existing | Food Preparation | Natural Gas | Griddle | E6 | CCE | 0 | 0 | 0 | 0 | 0 | 0 | 0 | 0 | 0 | 0 | 0 | 0 | 0 | 0 | 0 | 0 | 0 | 0 | 0 | 0 | 0 | 0 | 0 | 0 | 0 | 0 | 0
F1_Commercial_Retail (ID)_Existing_Food Preparation_Natural Gas_Griddle_E7 | F1 | Commercial | Retail (ID) | Existing | Food Preparation | Natural Gas | Griddle | E7 | CCE | 0 | 0 | 0 | 0 | 0 | 0 | 0 | 0 | 0 | 0 | 0 | 0 | 0 | 0 | 0 | 0 | 0 | 0 | 0 | 0 | 0 | 0 | 0 | 0 | 0 | 0 | 0
F1_Commercial_Retail (ID)_Existing_Food Preparation_Natural Gas_Griddle_E8 | F1 | Commercial | Retail (ID) | Existing | Food Preparation | Natural Gas | Griddle | E8 | CCE | 0 | 0 | 0 | 0 | 0 | 0 | 0 | 0 | 0 | 0 | 0 | 0 | 0 | 0 | 0 | 0 | 0 | 0 | 0 | 0 | 0 | 0 | 0 | 0 | 0 | 0 | 0
F1_Commercial_Retail (ID)_Existing_Food Preparation_Natural Gas_Griddle_E9 | F1 | Commercial | Retail (ID) | Existing | Food Preparation | Natural Gas | Griddle | E9 | CCE | 0 | 0 | 0 | 0 | 0 | 0 | 0 | 0 | 0 | 0 | 0 | 0 | 0 | 0 | 0 | 0 | 0 | 0 | 0 | 0 | 0 | 0 | 0 | 0 | 0 | 0 | 0
F1_Commercial_Retail (ID)_Existing_Food Preparation_Natural Gas_Griddle_E10 | F1 | Commercial | Retail (ID) | Existing | Food Preparation | Natural Gas | Griddle | E10 | CCE | 0 | 0 | 0 | 0 | 0 | 0 | 0 | 0 | 0 | 0 | 0 | 0 | 0 | 0 | 0 | 0 | 0 | 0 | 0 | 0 | 0 | 0 | 0 | 0 | 0 | 0 | 0
F2_Commercial_Retail (ID)_Existing_Food Preparation_Natural Gas_Griddle_E1 | F2 | Commercial | Retail (ID) | Existing | Food Preparation | Natural Gas | Griddle | E1 | TRC BC Ratio | [24 empty] | 1 | 1 | 1 | bar: 2019 to 2042
F2_Commercial_Retail (ID)_Existing_Food Preparation_Natural Gas_Griddle_E2 | F2 | Commercial | Retail (ID) | Existing | Food Preparation | Natural Gas | Griddle | E2 | TRC BC Ratio | 0.92015 | 0.94334 | 0.97081 | 1.0023 | 1.0379 | 1.0812 | 1.1258 | 1.17 | 1.2125 | 1.2556 | 1.2899 | 1.322 | 1.3565 | 1.3903 | 1.4205 | 1.4488 | 1.4742 | 1.4992 | 1.5259 | 1.552 | 1.5788 | 1.6067 | 1.6348 | 1.6639 | 1.6934 | 1.7235 | 1.7542
F2_Commercial_Retail (ID)_Existing_Food Preparation_Natural Gas_Griddle_E3 | F2 | Commercial | Retail (ID) | Existing | Food Preparation | Natural Gas | Griddle | E3 | TRC BC Ratio | 0 | 0 | 0 | 0 | 0 | 0 | 0 | 0 | 0 | 0 | 0 | 0 | 0 | 0 | 0 | 0 | 0 | 0 | 0 | 0 | 0 | 0 | 0 | 0 | 0 | 0 | 0
F2_Commercial_Retail (ID)_Existing_Food Preparation_Natural Gas_Griddle_E4 | F2 | Commercial | Retail (ID) | Existing | Food Preparation | Natural Gas | Griddle | E4 | TRC BC Ratio | 0 | 0 | 0 | 0 | 0 | 0 | 0 | 0 | 0 | 0 | 0 | 0 | 0 | 0 | 0 | 0 | 0 | 0 | 0 | 0 | 0 | 0 | 0 | 0 | 0 | 0 | 0
F2_Commercial_Retail (ID)_Existing_Food Preparation_Natural Gas_Griddle_E5 | F2 | Commercial | Retail (ID) | Existing | Food Preparation | Natural Gas | Griddle | E5 | TRC BC Ratio | 0 | 0 | 0 | 0 | 0 | 0 | 0 | 0 | 0 | 0 | 0 | 0 | 0 | 0 | 0 | 0 | 0 | 0 | 0 | 0 | 0 | 0 | 0 | 0 | 0 | 0 | 0
F2_Commercial_Retail (ID)_Existing_Food Preparation_Natural Gas_Griddle_E6 | F2 | Commercial | Retail (ID) | Existing | Food Preparation | Natural Gas | Griddle | E6 | TRC BC Ratio | 0 | 0 | 0 | 0 | 0 | 0 | 0 | 0 | 0 | 0 | 0 | 0 | 0 | 0 | 0 | 0 | 0 | 0 | 0 | 0 | 0 | 0 | 0 | 0 | 0 | 0 | 0
F2_Commercial_Retail (ID)_Existing_Food Preparation_Natural Gas_Griddle_E7 | F2 | Commercial | Retail (ID) | Existing | Food Preparation | Natural Gas | Griddle | E7 | TRC BC Ratio | 0 | 0 | 0 | 0 | 0 | 0 | 0 | 0 | 0 | 0 | 0 | 0 | 0 | 0 | 0 | 0 | 0 | 0 | 0 | 0 | 0 | 0 | 0 | 0 | 0 | 0 | 0
F2_Commercial_Retail (ID)_Existing_Food Preparation_Natural Gas_Griddle_E8 | F2 | Commercial | Retail (ID) | Existing | Food Preparation | Natural Gas | Griddle | E8 | TRC BC Ratio | 0 | 0 | 0 | 0 | 0 | 0 | 0 | 0 | 0 | 0 | 0 | 0 | 0 | 0 | 0 | 0 | 0 | 0 | 0 | 0 | 0 | 0 | 0 | 0 | 0 | 0 | 0
F2_Commercial_Retail (ID)_Existing_Food Preparation_Natural Gas_Griddle_E9 | F2 | Commercial | Retail (ID) | Existing | Food Preparation | Natural Gas | Griddle | E9 | TRC BC Ratio | 0 | 0 | 0 | 0 | 0 | 0 | 0 | 0 | 0 | 0 | 0 | 0 | 0 | 0 | 0 | 0 | 0 | 0 | 0 | 0 | 0 | 0 | 0 | 0 | 0 | 0 | 0
F2_Commercial_Retail (ID)_Existing_Food Preparation_Natural Gas_Griddle_E10 | F2 | Commercial | Retail (ID) | Existing | Food Preparation | Natural Gas | Griddle | E10 | TRC BC Ratio | 0 | 0 | 0 | 0 | 0 | 0 | 0 | 0 | 0 | 0 | 0 | 0 | 0 | 0 | 0 | 0 | 0 | 0 | 0 | 0 | 0 | 0 | 0 | 0 | 0 | 0 | 0
F3_Commercial_Retail (ID)_Existing_Food Preparation_Natural Gas_Griddle_E1 | F3 | Commercial | Retail (ID) | Existing | Food Preparation | Natural Gas | Griddle | E1 | PACT BC Ratio | [24 empty] | 1 | 1 | 1 | bar: 2019 to 2042
F3_Commercial_Retail (ID)_Existing_Food Preparation_Natural Gas_Griddle_E2 | F3 | Commercial | Retail (ID) | Existing | Food Preparation | Natural Gas | Griddle | E2 | PACT BC Ratio | 1.8222 | 1.8682 | 1.9226 | 1.9849 | 2.0554 | 2.1412 | 2.2295 | 2.317 | 2.4012 | 2.4865 | 2.5544 | 2.6181 | 2.6864 | 2.7533 | 2.8132 | 2.8692 | 2.9194 | 2.969 | 3.0219 | 3.0736 | 3.1267 | 3.1818 | 3.2376 | 3.2951 | 3.3536 | 3.4132 | 3.4739
F3_Commercial_Retail (ID)_Existing_Food Preparation_Natural Gas_Griddle_E3 | F3 | Commercial | Retail (ID) | Existing | Food Preparation | Natural Gas | Griddle | E3 | PACT BC Ratio | 0 | 0 | 0 | 0 | 0 | 0 | 0 | 0 | 0 | 0 | 0 | 0 | 0 | 0 | 0 | 0 | 0 | 0 | 0 | 0 | 0 | 0 | 0 | 0 | 0 | 0 | 0
F3_Commercial_Retail (ID)_Existing_Food Preparation_Natural Gas_Griddle_E4 | F3 | Commercial | Retail (ID) | Existing | Food Preparation | Natural Gas | Griddle | E4 | PACT BC Ratio | 0 | 0 | 0 | 0 | 0 | 0 | 0 | 0 | 0 | 0 | 0 | 0 | 0 | 0 | 0 | 0 | 0 | 0 | 0 | 0 | 0 | 0 | 0 | 0 | 0 | 0 | 0
F3_Commercial_Retail (ID)_Existing_Food Preparation_Natural Gas_Griddle_E5 | F3 | Commercial | Retail (ID) | Existing | Food Preparation | Natural Gas | Griddle | E5 | PACT BC Ratio | 0 | 0 | 0 | 0 | 0 | 0 | 0 | 0 | 0 | 0 | 0 | 0 | 0 | 0 | 0 | 0 | 0 | 0 | 0 | 0 | 0 | 0 | 0 | 0 | 0 | 0 | 0
F3_Commercial_Retail (ID)_Existing_Food Preparation_Natural Gas_Griddle_E6 | F3 | Commercial | Retail (ID) | Existing | Food Preparation | Natural Gas | Griddle | E6 | PACT BC Ratio | 0 | 0 | 0 | 0 | 0 | 0 | 0 | 0 | 0 | 0 | 0 | 0 | 0 | 0 | 0 | 0 | 0 | 0 | 0 | 0 | 0 | 0 | 0 | 0 | 0 | 0 | 0
F3_Commercial_Retail (ID)_Existing_Food Preparation_Natural Gas_Griddle_E7 | F3 | Commercial | Retail (ID) | Existing | Food Preparation | Natural Gas | Griddle | E7 | PACT BC Ratio | 0 | 0 | 0 | 0 | 0 | 0 | 0 | 0 | 0 | 0 | 0 | 0 | 0 | 0 | 0 | 0 | 0 | 0 | 0 | 0 | 0 | 0 | 0 | 0 | 0 | 0 | 0
F3_Commercial_Retail (ID)_Existing_Food Preparation_Natural Gas_Griddle_E8 | F3 | Commercial | Retail (ID) | Existing | Food Preparation | Natural Gas | Griddle | E8 | PACT BC Ratio | 0 | 0 | 0 | 0 | 0 | 0 | 0 | 0 | 0 | 0 | 0 | 0 | 0 | 0 | 0 | 0 | 0 | 0 | 0 | 0 | 0 | 0 | 0 | 0 | 0 | 0 | 0
F3_Commercial_Retail (ID)_Existing_Food Preparation_Natural Gas_Griddle_E9 | F3 | Commercial | Retail (ID) | Existing | Food Preparation | Natural Gas | Griddle | E9 | PACT BC Ratio | 0 | 0 | 0 | 0 | 0 | 0 | 0 | 0 | 0 | 0 | 0 | 0 | 0 | 0 | 0 | 0 | 0 | 0 | 0 | 0 | 0 | 0 | 0 | 0 | 0 | 0 | 0
F3_Commercial_Retail (ID)_Existing_Food Preparation_Natural Gas_Griddle_E10 | F3 | Commercial | Retail (ID) | Existing | Food Preparation | Natural Gas | Griddle | E10 | PACT BC Ratio | 0 | 0 | 0 | 0 | 0 | 0 | 0 | 0 | 0 | 0 | 0 | 0 | 0 | 0 | 0 | 0 | 0 | 0 | 0 | 0 | 0 | 0 | 0 | 0 | 0 | 0 | 0
F4_Commercial_Retail (ID)_Existing_Food Preparation_Natural Gas_Griddle_E1 | F4 | Commercial | Retail (ID) | Existing | Food Preparation | Natural Gas | Griddle | E1 | RVT BC Ratio | [24 empty] | 1 | 1 | 1 | bar: 2019 to 2042
F4_Commercial_Retail (ID)_Existing_Food Preparation_Natural Gas_Griddle_E2 | F4 | Commercial | Retail (ID) | Existing | Food Preparation | Natural Gas | Griddle | E2 | RVT BC Ratio | 1.7064 | 1.731 | 1.7599 | 1.7935 | 1.832 | 1.88 | 1.9282 | 1.974 | 2.0154 | 2.0556 | 2.0972 | 2.135 | 2.1749 | 2.2127 | 2.2452 | 2.2745 | 2.2993 | 2.323 | 2.3482 | 2.3717 | 2.3953 | 2.4304 | 2.4658 | 2.5024 | 2.5397 | 2.5776 | 2.6162
F4_Commercial_Retail (ID)_Existing_Food Preparation_Natural Gas_Griddle_E3 | F4 | Commercial | Retail (ID) | Existing | Food Preparation | Natural Gas | Griddle | E3 | RVT BC Ratio | 0 | 0 | 0 | 0 | 0 | 0 | 0 | 0 | 0 | 0 | 0 | 0 | 0 | 0 | 0 | 0 | 0 | 0 | 0 | 0 | 0 | 0 | 0 | 0 | 0 | 0 | 0
F4_Commercial_Retail (ID)_Existing_Food Preparation_Natural Gas_Griddle_E4 | F4 | Commercial | Retail (ID) | Existing | Food Preparation | Natural Gas | Griddle | E4 | RVT BC Ratio | 0 | 0 | 0 | 0 | 0 | 0 | 0 | 0 | 0 | 0 | 0 | 0 | 0 | 0 | 0 | 0 | 0 | 0 | 0 | 0 | 0 | 0 | 0 | 0 | 0 | 0 | 0
F4_Commercial_Retail (ID)_Existing_Food Preparation_Natural Gas_Griddle_E5 | F4 | Commercial | Retail (ID) | Existing | Food Preparation | Natural Gas | Griddle | E5 | RVT BC Ratio | 0 | 0 | 0 | 0 | 0 | 0 | 0 | 0 | 0 | 0 | 0 | 0 | 0 | 0 | 0 | 0 | 0 | 0 | 0 | 0 | 0 | 0 | 0 | 0 | 0 | 0 | 0
F4_Commercial_Retail (ID)_Existing_Food Preparation_Natural Gas_Griddle_E6 | F4 | Commercial | Retail (ID) | Existing | Food Preparation | Natural Gas | Griddle | E6 | RVT BC Ratio | 0 | 0 | 0 | 0 | 0 | 0 | 0 | 0 | 0 | 0 | 0 | 0 | 0 | 0 | 0 | 0 | 0 | 0 | 0 | 0 | 0 | 0 | 0 | 0 | 0 | 0 | 0
F4_Commercial_Retail (ID)_Existing_Food Preparation_Natural Gas_Griddle_E7 | F4 | Commercial | Retail (ID) | Existing | Food Preparation | Natural Gas | Griddle | E7 | RVT BC Ratio | 0 | 0 | 0 | 0 | 0 | 0 | 0 | 0 | 0 | 0 | 0 | 0 | 0 | 0 | 0 | 0 | 0 | 0 | 0 | 0 | 0 | 0 | 0 | 0 | 0 | 0 | 0
F4_Commercial_Retail (ID)_Existing_Food Preparation_Natural Gas_Griddle_E8 | F4 | Commercial | Retail (ID) | Existing | Food Preparation | Natural Gas | Griddle | E8 | RVT BC Ratio | 0 | 0 | 0 | 0 | 0 | 0 | 0 | 0 | 0 | 0 | 0 | 0 | 0 | 0 | 0 | 0 | 0 | 0 | 0 | 0 | 0 | 0 | 0 | 0 | 0 | 0 | 0
F4_Commercial_Retail (ID)_Existing_Food Preparation_Natural Gas_Griddle_E9 | F4 | Commercial | Retail (ID) | Existing | Food Preparation | Natural Gas | Griddle | E9 | RVT BC Ratio | 0 | 0 | 0 | 0 | 0 | 0 | 0 | 0 | 0 | 0 | 0 | 0 | 0 | 0 | 0 | 0 | 0 | 0 | 0 | 0 | 0 | 0 | 0 | 0 | 0 | 0 | 0
F4_Commercial_Retail (ID)_Existing_Food Preparation_Natural Gas_Griddle_E10 | F4 | Commercial | Retail (ID) | Existing | Food Preparation | Natural Gas | Griddle | E10 | RVT BC Ratio | 0 | 0 | 0 | 0 | 0 | 0 | 0 | 0 | 0 | 0 | 0 | 0 | 0 | 0 | 0 | 0 | 0 | 0 | 0 | 0 | 0 | 0 | 0 | 0 | 0 | 0 | 0
F5_Commercial_Retail (ID)_Existing_Food Preparation_Natural Gas_Griddle_E1 | F5 | Commercial | Retail (ID) | Existing | Food Preparation | Natural Gas | Griddle | E1 | RIM BC Ratio | [24 empty] | 1 | 1 | 1 | bar: 2019 to 2042
F5_Commercial_Retail (ID)_Existing_Food Preparation_Natural Gas_Griddle_E2 | F5 | Commercial | Retail (ID) | Existing | Food Preparation | Natural Gas | Griddle | E2 | RIM BC Ratio | 0.57918 | 0.58622 | 0.59442 | 0.60335 | 0.61294 | 0.62377 | 0.63478 | 0.6458 | 0.65675 | 0.66799 | 0.6738 | 0.6794 | 0.68542 | 0.6915 | 0.69715 | 0.7026 | 0.7078 | 0.71307 | 0.71861 | 0.72421 | 0.73002 | 0.73298 | 0.7359 | 0.73884 | 0.74174 | 0.74461 | 0.74746
F5_Commercial_Retail (ID)_Existing_Food Preparation_Natural Gas_Griddle_E3 | F5 | Commercial | Retail (ID) | Existing | Food Preparation | Natural Gas | Griddle | E3 | RIM BC Ratio | 0 | 0 | 0 | 0 | 0 | 0 | 0 | 0 | 0 | 0 | 0 | 0 | 0 | 0 | 0 | 0 | 0 | 0 | 0 | 0 | 0 | 0 | 0 | 0 | 0 | 0 | 0
F5_Commercial_Retail (ID)_Existing_Food Preparation_Natural Gas_Griddle_E4 | F5 | Commercial | Retail (ID) | Existing | Food Preparation | Natural Gas | Griddle | E4 | RIM BC Ratio | 0 | 0 | 0 | 0 | 0 | 0 | 0 | 0 | 0 | 0 | 0 | 0 | 0 | 0 | 0 | 0 | 0 | 0 | 0 | 0 | 0 | 0 | 0 | 0 | 0 | 0 | 0
F5_Commercial_Retail (ID)_Existing_Food Preparation_Natural Gas_Griddle_E5 | F5 | Commercial | Retail (ID) | Existing | Food Preparation | Natural Gas | Griddle | E5 | RIM BC Ratio | 0 | 0 | 0 | 0 | 0 | 0 | 0 | 0 | 0 | 0 | 0 | 0 | 0 | 0 | 0 | 0 | 0 | 0 | 0 | 0 | 0 | 0 | 0 | 0 | 0 | 0 | 0
F5_Commercial_Retail (ID)_Existing_Food Preparation_Natural Gas_Griddle_E6 | F5 | Commercial | Retail (ID) | Existing | Food Preparation | Natural Gas | Griddle | E6 | RIM BC Ratio | 0 | 0 | 0 | 0 | 0 | 0 | 0 | 0 | 0 | 0 | 0 | 0 | 0 | 0 | 0 | 0 | 0 | 0 | 0 | 0 | 0 | 0 | 0 | 0 | 0 | 0 | 0
F5_Commercial_Retail (ID)_Existing_Food Preparation_Natural Gas_Griddle_E7 | F5 | Commercial | Retail (ID) | Existing | Food Preparation | Natural Gas | Griddle | E7 | RIM BC Ratio | 0 | 0 | 0 | 0 | 0 | 0 | 0 | 0 | 0 | 0 | 0 | 0 | 0 | 0 | 0 | 0 | 0 | 0 | 0 | 0 | 0 | 0 | 0 | 0 | 0 | 0 | 0
F5_Commercial_Retail (ID)_Existing_Food Preparation_Natural Gas_Griddle_E8 | F5 | Commercial | Retail (ID) | Existing | Food Preparation | Natural Gas | Griddle | E8 | RIM BC Ratio | 0 | 0 | 0 | 0 | 0 | 0 | 0 | 0 | 0 | 0 | 0 | 0 | 0 | 0 | 0 | 0 | 0 | 0 | 0 | 0 | 0 | 0 | 0 | 0 | 0 | 0 | 0
F5_Commercial_Retail (ID)_Existing_Food Preparation_Natural Gas_Griddle_E9 | F5 | Commercial | Retail (ID) | Existing | Food Preparation | Natural Gas | Griddle | E9 | RIM BC Ratio | 0 | 0 | 0 | 0 | 0 | 0 | 0 | 0 | 0 | 0 | 0 | 0 | 0 | 0 | 0 | 0 | 0 | 0 | 0 | 0 | 0 | 0 | 0 | 0 | 0 | 0 | 0
F5_Commercial_Retail (ID)_Existing_Food Preparation_Natural Gas_Griddle_E10 | F5 | Commercial | Retail (ID) | Existing | Food Preparation | Natural Gas | Griddle | E10 | RIM BC Ratio | 0 | 0 | 0 | 0 | 0 | 0 | 0 | 0 | 0 | 0 | 0 | 0 | 0 | 0 | 0 | 0 | 0 | 0 | 0 | 0 | 0 | 0 | 0 | 0 | 0 | 0 | 0
F0_Commercial_Retail (ID)_Existing_Food Preparation_Natural Gas_Range_E0 | F0 | Commercial | Retail (ID) | Existing | Food Preparation | Natural Gas | Range | E0 | Economic Unit | High Efficiency | High Efficiency | High Efficiency | High Efficiency | High Efficiency | High Efficiency | High Efficiency | High Efficiency | High Efficiency | High Efficiency | High Efficiency | High Efficiency | High Efficiency | High Efficiency | High Efficiency | High Efficiency | High Efficiency | High Efficiency | High Efficiency | High Efficiency | High Efficiency | High Efficiency | High Efficiency | High Efficiency | High Efficiency | High Efficiency | High Efficiency
F1_Commercial_Retail (ID)_Existing_Food Preparation_Natural Gas_Range_E1 | F1 | Commercial | Retail (ID) | Existing | Food Preparation | Natural Gas | Range | E1 | CCE | 0 | 0 | 0 | 0 | 0 | 0 | 0 | 0 | 0 | 0 | 0 | 0 | 0 | 0 | 0 | 0 | 0 | 0 | 0 | 0 | 0 | 0 | 0 | 0 | 0 | 0 | 0
F1_Commercial_Retail (ID)_Existing_Food Preparation_Natural Gas_Range_E2 | F1 | Commercial | Retail (ID) | Existing | Food Preparation | Natural Gas | Range | E2 | CCE | 0.0010372 | 0.0010372 | 0.0010372 | 0.0010372 | 0.0010372 | 0.0010372 | 0.0010372 | 0.0010372 | 0.0010372 | 0.0010372 | 0.0010372 | 0.0010372 | 0.0010372 | 0.0010372 | 0.0010372 | 0.0010372 | 0.0010372 | 0.0010372 | 0.0010372 | 0.0010372 | 0.0010372 | 0.0010372 | 0.0010372 | 0.0010372 | 0.0010372 | 0.0010372 | 0.0010372
F1_Commercial_Retail (ID)_Existing_Food Preparation_Natural Gas_Range_E3 | F1 | Commercial | Retail (ID) | Existing | Food Preparation | Natural Gas | Range | E3 | CCE | 0 | 0 | 0 | 0 | 0 | 0 | 0 | 0 | 0 | 0 | 0 | 0 | 0 | 0 | 0 | 0 | 0 | 0 | 0 | 0 | 0 | 0 | 0 | 0 | 0 | 0 | 0
F1_Commercial_Retail (ID)_Existing_Food Preparation_Natural Gas_Range_E4 | F1 | Commercial | Retail (ID) | Existing | Food Preparation | Natural Gas | Range | E4 | CCE | 0 | 0 | 0 | 0 | 0 | 0 | 0 | 0 | 0 | 0 | 0 | 0 | 0 | 0 | 0 | 0 | 0 | 0 | 0 | 0 | 0 | 0 | 0 | 0 | 0 | 0 | 0
F1_Commercial_Retail (ID)_Existing_Food Preparation_Natural Gas_Range_E5 | F1 | Commercial | Retail (ID) | Existing | Food Preparation | Natural Gas | Range | E5 | CCE | 0 | 0 | 0 | 0 | 0 | 0 | 0 | 0 | 0 | 0 | 0 | 0 | 0 | 0 | 0 | 0 | 0 | 0 | 0 | 0 | 0 | 0 | 0 | 0 | 0 | 0 | 0
F1_Commercial_Retail (ID)_Existing_Food Preparation_Natural Gas_Range_E6 | F1 | Commercial | Retail (ID) | Existing | Food Preparation | Natural Gas | Range | E6 | CCE | 0 | 0 | 0 | 0 | 0 | 0 | 0 | 0 | 0 | 0 | 0 | 0 | 0 | 0 | 0 | 0 | 0 | 0 | 0 | 0 | 0 | 0 | 0 | 0 | 0 | 0 | 0
F1_Commercial_Retail (ID)_Existing_Food Preparation_Natural Gas_Range_E7 | F1 | Commercial | Retail (ID) | Existing | Food Preparation | Natural Gas | Range | E7 | CCE | 0 | 0 | 0 | 0 | 0 | 0 | 0 | 0 | 0 | 0 | 0 | 0 | 0 | 0 | 0 | 0 | 0 | 0 | 0 | 0 | 0 | 0 | 0 | 0 | 0 | 0 | 0
F1_Commercial_Retail (ID)_Existing_Food Preparation_Natural Gas_Range_E8 | F1 | Commercial | Retail (ID) | Existing | Food Preparation | Natural Gas | Range | E8 | CCE | 0 | 0 | 0 | 0 | 0 | 0 | 0 | 0 | 0 | 0 | 0 | 0 | 0 | 0 | 0 | 0 | 0 | 0 | 0 | 0 | 0 | 0 | 0 | 0 | 0 | 0 | 0
F1_Commercial_Retail (ID)_Existing_Food Preparation_Natural Gas_Range_E9 | F1 | Commercial | Retail (ID) | Existing | Food Preparation | Natural Gas | Range | E9 | CCE | 0 | 0 | 0 | 0 | 0 | 0 | 0 | 0 | 0 | 0 | 0 | 0 | 0 | 0 | 0 | 0 | 0 | 0 | 0 | 0 | 0 | 0 | 0 | 0 | 0 | 0 | 0
F1_Commercial_Retail (ID)_Existing_Food Preparation_Natural Gas_Range_E10 | F1 | Commercial | Retail (ID) | Existing | Food Preparation | Natural Gas | Range | E10 | CCE | 0 | 0 | 0 | 0 | 0 | 0 | 0 | 0 | 0 | 0 | 0 | 0 | 0 | 0 | 0 | 0 | 0 | 0 | 0 | 0 | 0 | 0 | 0 | 0 | 0 | 0 | 0
F2_Commercial_Retail (ID)_Existing_Food Preparation_Natural Gas_Range_E1 | F2 | Commercial | Retail (ID) | Existing | Food Preparation | Natural Gas | Range | E1 | TRC BC Ratio | [24 empty] | 1 | 1 | 1 | bar: 2019 to 2042
F2_Commercial_Retail (ID)_Existing_Food Preparation_Natural Gas_Range_E2 | F2 | Commercial | Retail (ID) | Existing | Food Preparation | Natural Gas | Range | E2 | TRC BC Ratio | 3.3438 | 3.421 | 3.5181 | 3.6326 | 3.7658 | 3.9338 | 4.1088 | 4.2833 | 4.4516 | 4.6222 | 4.7553 | 4.8792 | 5.0127 | 5.1428 | 5.2575 | 5.3637 | 5.4574 | 5.5495 | 5.6485 | 5.7445 | 5.8433 | 5.9463 | 6.0503 | 6.1578 | 6.2672 | 6.3786 | 6.4919
F2_Commercial_Retail (ID)_Existing_Food Preparation_Natural Gas_Range_E3 | F2 | Commercial | Retail (ID) | Existing | Food Preparation | Natural Gas | Range | E3 | TRC BC Ratio | 0 | 0 | 0 | 0 | 0 | 0 | 0 | 0 | 0 | 0 | 0 | 0 | 0 | 0 | 0 | 0 | 0 | 0 | 0 | 0 | 0 | 0 | 0 | 0 | 0 | 0 | 0
F2_Commercial_Retail (ID)_Existing_Food Preparation_Natural Gas_Range_E4 | F2 | Commercial | Retail (ID) | Existing | Food Preparation | Natural Gas | Range | E4 | TRC BC Ratio | 0 | 0 | 0 | 0 | 0 | 0 | 0 | 0 | 0 | 0 | 0 | 0 | 0 | 0 | 0 | 0 | 0 | 0 | 0 | 0 | 0 | 0 | 0 | 0 | 0 | 0 | 0
F2_Commercial_Retail (ID)_Existing_Food Preparation_Natural Gas_Range_E5 | F2 | Commercial | Retail (ID) | Existing | Food Preparation | Natural Gas | Range | E5 | TRC BC Ratio | 0 | 0 | 0 | 0 | 0 | 0 | 0 | 0 | 0 | 0 | 0 | 0 | 0 | 0 | 0 | 0 | 0 | 0 | 0 | 0 | 0 | 0 | 0 | 0 | 0 | 0 | 0
F2_Commercial_Retail (ID)_Existing_Food Preparation_Natural Gas_Range_E6 | F2 | Commercial | Retail (ID) | Existing | Food Preparation | Natural Gas | Range | E6 | TRC BC Ratio | 0 | 0 | 0 | 0 | 0 | 0 | 0 | 0 | 0 | 0 | 0 | 0 | 0 | 0 | 0 | 0 | 0 | 0 | 0 | 0 | 0 | 0 | 0 | 0 | 0 | 0 | 0
F2_Commercial_Retail (ID)_Existing_Food Preparation_Natural Gas_Range_E7 | F2 | Commercial | Retail (ID) | Existing | Food Preparation | Natural Gas | Range | E7 | TRC BC Ratio | 0 | 0 | 0 | 0 | 0 | 0 | 0 | 0 | 0 | 0 | 0 | 0 | 0 | 0 | 0 | 0 | 0 | 0 | 0 | 0 | 0 | 0 | 0 | 0 | 0 | 0 | 0
F2_Commercial_Retail (ID)_Existing_Food Preparation_Natural Gas_Range_E8 | F2 | Commercial | Retail (ID) | Existing | Food Preparation | Natural Gas | Range | E8 | TRC BC Ratio | 0 | 0 | 0 | 0 | 0 | 0 | 0 | 0 | 0 | 0 | 0 | 0 | 0 | 0 | 0 | 0 | 0 | 0 | 0 | 0 | 0 | 0 | 0 | 0 | 0 | 0 | 0
F2_Commercial_Retail (ID)_Existing_Food Preparation_Natural Gas_Range_E9 | F2 | Commercial | Retail (ID) | Existing | Food Preparation | Natural Gas | Range | E9 | TRC BC Ratio | 0 | 0 | 0 | 0 | 0 | 0 | 0 | 0 | 0 | 0 | 0 | 0 | 0 | 0 | 0 | 0 | 0 | 0 | 0 | 0 | 0 | 0 | 0 | 0 | 0 | 0 | 0
F2_Commercial_Retail (ID)_Existing_Food Preparation_Natural Gas_Range_E10 | F2 | Commercial | Retail (ID) | Existing | Food Preparation | Natural Gas | Range | E10 | TRC BC Ratio | 0 | 0 | 0 | 0 | 0 | 0 | 0 | 0 | 0 | 0 | 0 | 0 | 0 | 0 | 0 | 0 | 0 | 0 | 0 | 0 | 0 | 0 | 0 | 0 | 0 | 0 | 0
F3_Commercial_Retail (ID)_Existing_Food Preparation_Natural Gas_Range_E1 | F3 | Commercial | Retail (ID) | Existing | Food Preparation | Natural Gas | Range | E1 | PACT BC Ratio | [24 empty] | 1 | 1 | 1 | bar: 2019 to 2042
F3_Commercial_Retail (ID)_Existing_Food Preparation_Natural Gas_Range_E2 | F3 | Commercial | Retail (ID) | Existing | Food Preparation | Natural Gas | Range | E2 | PACT BC Ratio | 6.6219 | 6.7748 | 6.9671 | 7.1939 | 7.4577 | 7.7904 | 8.1369 | 8.4825 | 8.8157 | 9.1536 | 9.4172 | 9.6625 | 9.927 | 10.1846 | 10.4117 | 10.6221 | 10.8076 | 10.99 | 11.1861 | 11.3763 | 11.5719 | 11.7759 | 11.9819 | 12.1947 | 12.4114 | 12.6319 | 12.8563
F3_Commercial_Retail (ID)_Existing_Food Preparation_Natural Gas_Range_E3 | F3 | Commercial | Retail (ID) | Existing | Food Preparation | Natural Gas | Range | E3 | PACT BC Ratio | 0 | 0 | 0 | 0 | 0 | 0 | 0 | 0 | 0 | 0 | 0 | 0 | 0 | 0 | 0 | 0 | 0 | 0 | 0 | 0 | 0 | 0 | 0 | 0 | 0 | 0 | 0
F3_Commercial_Retail (ID)_Existing_Food Preparation_Natural Gas_Range_E4 | F3 | Commercial | Retail (ID) | Existing | Food Preparation | Natural Gas | Range | E4 | PACT BC Ratio | 0 | 0 | 0 | 0 | 0 | 0 | 0 | 0 | 0 | 0 | 0 | 0 | 0 | 0 | 0 | 0 | 0 | 0 | 0 | 0 | 0 | 0 | 0 | 0 | 0 | 0 | 0
F3_Commercial_Retail (ID)_Existing_Food Preparation_Natural Gas_Range_E5 | F3 | Commercial | Retail (ID) | Existing | Food Preparation | Natural Gas | Range | E5 | PACT BC Ratio | 0 | 0 | 0 | 0 | 0 | 0 | 0 | 0 | 0 | 0 | 0 | 0 | 0 | 0 | 0 | 0 | 0 | 0 | 0 | 0 | 0 | 0 | 0 | 0 | 0 | 0 | 0
F3_Commercial_Retail (ID)_Existing_Food Preparation_Natural Gas_Range_E6 | F3 | Commercial | Retail (ID) | Existing | Food Preparation | Natural Gas | Range | E6 | PACT BC Ratio | 0 | 0 | 0 | 0 | 0 | 0 | 0 | 0 | 0 | 0 | 0 | 0 | 0 | 0 | 0 | 0 | 0 | 0 | 0 | 0 | 0 | 0 | 0 | 0 | 0 | 0 | 0
F3_Commercial_Retail (ID)_Existing_Food Preparation_Natural Gas_Range_E7 | F3 | Commercial | Retail (ID) | Existing | Food Preparation | Natural Gas | Range | E7 | PACT BC Ratio | 0 | 0 | 0 | 0 | 0 | 0 | 0 | 0 | 0 | 0 | 0 | 0 | 0 | 0 | 0 | 0 | 0 | 0 | 0 | 0 | 0 | 0 | 0 | 0 | 0 | 0 | 0
F3_Commercial_Retail (ID)_Existing_Food Preparation_Natural Gas_Range_E8 | F3 | Commercial | Retail (ID) | Existing | Food Preparation | Natural Gas | Range | E8 | PACT BC Ratio | 0 | 0 | 0 | 0 | 0 | 0 | 0 | 0 | 0 | 0 | 0 | 0 | 0 | 0 | 0 | 0 | 0 | 0 | 0 | 0 | 0 | 0 | 0 | 0 | 0 | 0 | 0
F3_Commercial_Retail (ID)_Existing_Food Preparation_Natural Gas_Range_E9 | F3 | Commercial | Retail (ID) | Existing | Food Preparation | Natural Gas | Range | E9 | PACT BC Ratio | 0 | 0 | 0 | 0 | 0 | 0 | 0 | 0 | 0 | 0 | 0 | 0 | 0 | 0 | 0 | 0 | 0 | 0 | 0 | 0 | 0 | 0 | 0 | 0 | 0 | 0 | 0
F3_Commercial_Retail (ID)_Existing_Food Preparation_Natural Gas_Range_E10 | F3 | Commercial | Retail (ID) | Existing | Food Preparation | Natural Gas | Range | E10 | PACT BC Ratio | 0 | 0 | 0 | 0 | 0 | 0 | 0 | 0 | 0 | 0 | 0 | 0 | 0 | 0 | 0 | 0 | 0 | 0 | 0 | 0 | 0 | 0 | 0 | 0 | 0 | 0 | 0
F4_Commercial_Retail (ID)_Existing_Food Preparation_Natural Gas_Range_E1 | F4 | Commercial | Retail (ID) | Existing | Food Preparation | Natural Gas | Range | E1 | RVT BC Ratio | [24 empty] | 1 | 1 | 1 | bar: 2019 to 2042
F4_Commercial_Retail (ID)_Existing_Food Preparation_Natural Gas_Range_E2 | F4 | Commercial | Retail (ID) | Existing | Food Preparation | Natural Gas | Range | E2 | RVT BC Ratio | 5.1792 | 5.2586 | 5.3555 | 5.4731 | 5.6131 | 5.7982 | 5.988 | 6.1717 | 6.3407 | 6.503 | 6.6698 | 6.8187 | 6.9741 | 7.1177 | 7.2386 | 7.3458 | 7.4337 | 7.5165 | 7.6054 | 7.687 | 7.7685 | 7.8983 | 8.0294 | 8.1648 | 8.3026 | 8.4429 | 8.5857
F4_Commercial_Retail (ID)_Existing_Food Preparation_Natural Gas_Range_E3 | F4 | Commercial | Retail (ID) | Existing | Food Preparation | Natural Gas | Range | E3 | RVT BC Ratio | 0 | 0 | 0 | 0 | 0 | 0 | 0 | 0 | 0 | 0 | 0 | 0 | 0 | 0 | 0 | 0 | 0 | 0 | 0 | 0 | 0 | 0 | 0 | 0 | 0 | 0 | 0
F4_Commercial_Retail (ID)_Existing_Food Preparation_Natural Gas_Range_E4 | F4 | Commercial | Retail (ID) | Existing | Food Preparation | Natural Gas | Range | E4 | RVT BC Ratio | 0 | 0 | 0 | 0 | 0 | 0 | 0 | 0 | 0 | 0 | 0 | 0 | 0 | 0 | 0 | 0 | 0 | 0 | 0 | 0 | 0 | 0 | 0 | 0 | 0 | 0 | 0
F4_Commercial_Retail (ID)_Existing_Food Preparation_Natural Gas_Range_E5 | F4 | Commercial | Retail (ID) | Existing | Food Preparation | Natural Gas | Range | E5 | RVT BC Ratio | 0 | 0 | 0 | 0 | 0 | 0 | 0 | 0 | 0 | 0 | 0 | 0 | 0 | 0 | 0 | 0 | 0 | 0 | 0 | 0 | 0 | 0 | 0 | 0 | 0 | 0 | 0
F4_Commercial_Retail (ID)_Existing_Food Preparation_Natural Gas_Range_E6 | F4 | Commercial | Retail (ID) | Existing | Food Preparation | Natural Gas | Range | E6 | RVT BC Ratio | 0 | 0 | 0 | 0 | 0 | 0 | 0 | 0 | 0 | 0 | 0 | 0 | 0 | 0 | 0 | 0 | 0 | 0 | 0 | 0 | 0 | 0 | 0 | 0 | 0 | 0 | 0
F4_Commercial_Retail (ID)_Existing_Food Preparation_Natural Gas_Range_E7 | F4 | Commercial | Retail (ID) | Existing | Food Preparation | Natural Gas | Range | E7 | RVT BC Ratio | 0 | 0 | 0 | 0 | 0 | 0 | 0 | 0 | 0 | 0 | 0 | 0 | 0 | 0 | 0 | 0 | 0 | 0 | 0 | 0 | 0 | 0 | 0 | 0 | 0 | 0 | 0
F4_Commercial_Retail (ID)_Existing_Food Preparation_Natural Gas_Range_E8 | F4 | Commercial | Retail (ID) | Existing | Food Preparation | Natural Gas | Range | E8 | RVT BC Ratio | 0 | 0 | 0 | 0 | 0 | 0 | 0 | 0 | 0 | 0 | 0 | 0 | 0 | 0 | 0 | 0 | 0 | 0 | 0 | 0 | 0 | 0 | 0 | 0 | 0 | 0 | 0
F4_Commercial_Retail (ID)_Existing_Food Preparation_Natural Gas_Range_E9 | F4 | Commercial | Retail (ID) | Existing | Food Preparation | Natural Gas | Range | E9 | RVT BC Ratio | 0 | 0 | 0 | 0 | 0 | 0 | 0 | 0 | 0 | 0 | 0 | 0 | 0 | 0 | 0 | 0 | 0 | 0 | 0 | 0 | 0 | 0 | 0 | 0 | 0 | 0 | 0
F4_Commercial_Retail (ID)_Existing_Food Preparation_Natural Gas_Range_E10 | F4 | Commercial | Retail (ID) | Existing | Food Preparation | Natural Gas | Range | E10 | RVT BC Ratio | 0 | 0 | 0 | 0 | 0 | 0 | 0 | 0 | 0 | 0 | 0 | 0 | 0 | 0 | 0 | 0 | 0 | 0 | 0 | 0 | 0 | 0 | 0 | 0 | 0 | 0 | 0
F5_Commercial_Retail (ID)_Existing_Food Preparation_Natural Gas_Range_E1 | F5 | Commercial | Retail (ID) | Existing | Food Preparation | Natural Gas | Range | E1 | RIM BC Ratio | [24 empty] | 1 | 1 | 1 | bar: 2019 to 2042
F5_Commercial_Retail (ID)_Existing_Food Preparation_Natural Gas_Range_E2 | F5 | Commercial | Retail (ID) | Existing | Food Preparation | Natural Gas | Range | E2 | RIM BC Ratio | 0.74594 | 0.75205 | 0.75992 | 0.76838 | 0.77738 | 0.787 | 0.79679 | 0.80669 | 0.81671 | 0.82748 | 0.83065 | 0.8342 | 0.83846 | 0.84334 | 0.84814 | 0.85298 | 0.85789 | 0.863 | 0.8684 | 0.87403 | 0.87996 | 0.88112 | 0.88225 | 0.88339 | 0.88451 | 0.88561 | 0.8867
F5_Commercial_Retail (ID)_Existing_Food Preparation_Natural Gas_Range_E3 | F5 | Commercial | Retail (ID) | Existing | Food Preparation | Natural Gas | Range | E3 | RIM BC Ratio | 0 | 0 | 0 | 0 | 0 | 0 | 0 | 0 | 0 | 0 | 0 | 0 | 0 | 0 | 0 | 0 | 0 | 0 | 0 | 0 | 0 | 0 | 0 | 0 | 0 | 0 | 0
F5_Commercial_Retail (ID)_Existing_Food Preparation_Natural Gas_Range_E4 | F5 | Commercial | Retail (ID) | Existing | Food Preparation | Natural Gas | Range | E4 | RIM BC Ratio | 0 | 0 | 0 | 0 | 0 | 0 | 0 | 0 | 0 | 0 | 0 | 0 | 0 | 0 | 0 | 0 | 0 | 0 | 0 | 0 | 0 | 0 | 0 | 0 | 0 | 0 | 0
F5_Commercial_Retail (ID)_Existing_Food Preparation_Natural Gas_Range_E5 | F5 | Commercial | Retail (ID) | Existing | Food Preparation | Natural Gas | Range | E5 | RIM BC Ratio | 0 | 0 | 0 | 0 | 0 | 0 | 0 | 0 | 0 | 0 | 0 | 0 | 0 | 0 | 0 | 0 | 0 | 0 | 0 | 0 | 0 | 0 | 0 | 0 | 0 | 0 | 0
F5_Commercial_Retail (ID)_Existing_Food Preparation_Natural Gas_Range_E6 | F5 | Commercial | Retail (ID) | Existing | Food Preparation | Natural Gas | Range | E6 | RIM BC Ratio | 0 | 0 | 0 | 0 | 0 | 0 | 0 | 0 | 0 | 0 | 0 | 0 | 0 | 0 | 0 | 0 | 0 | 0 | 0 | 0 | 0 | 0 | 0 | 0 | 0 | 0 | 0
F5_Commercial_Retail (ID)_Existing_Food Preparation_Natural Gas_Range_E7 | F5 | Commercial | Retail (ID) | Existing | Food Preparation | Natural Gas | Range | E7 | RIM BC Ratio | 0 | 0 | 0 | 0 | 0 | 0 | 0 | 0 | 0 | 0 | 0 | 0 | 0 | 0 | 0 | 0 | 0 | 0 | 0 | 0 | 0 | 0 | 0 | 0 | 0 | 0 | 0
F5_Commercial_Retail (ID)_Existing_Food Preparation_Natural Gas_Range_E8 | F5 | Commercial | Retail (ID) | Existing | Food Preparation | Natural Gas | Range | E8 | RIM BC Ratio | 0 | 0 | 0 | 0 | 0 | 0 | 0 | 0 | 0 | 0 | 0 | 0 | 0 | 0 | 0 | 0 | 0 | 0 | 0 | 0 | 0 | 0 | 0 | 0 | 0 | 0 | 0
F5_Commercial_Retail (ID)_Existing_Food Preparation_Natural Gas_Range_E9 | F5 | Commercial | Retail (ID) | Existing | Food Preparation | Natural Gas | Range | E9 | RIM BC Ratio | 0 | 0 | 0 | 0 | 0 | 0 | 0 | 0 | 0 | 0 | 0 | 0 | 0 | 0 | 0 | 0 | 0 | 0 | 0 | 0 | 0 | 0 | 0 | 0 | 0 | 0 | 0
F5_Commercial_Retail (ID)_Existing_Food Preparation_Natural Gas_Range_E10 | F5 | Commercial | Retail (ID) | Existing | Food Preparation | Natural Gas | Range | E10 | RIM BC Ratio | 0 | 0 | 0 | 0 | 0 | 0 | 0 | 0 | 0 | 0 | 0 | 0 | 0 | 0 | 0 | 0 | 0 | 0 | 0 | 0 | 0 | 0 | 0 | 0 | 0 | 0 | 0
F0_Commercial_Retail (ID)_Existing_Food Preparation_Natural Gas_Steamer_E0 | F0 | Commercial | Retail (ID) | Existing | Food Preparation | Natural Gas | Steamer | E0 | Economic Unit | ENERGY STAR | ENERGY STAR | ENERGY STAR | ENERGY STAR | ENERGY STAR | ENERGY STAR | ENERGY STAR | ENERGY STAR | ENERGY STAR | ENERGY STAR | ENERGY STAR | ENERGY STAR | ENERGY STAR | ENERGY STAR | ENERGY STAR | ENERGY STAR | ENERGY STAR | ENERGY STAR | ENERGY STAR | ENERGY STAR | ENERGY STAR | ENERGY STAR | ENERGY STAR | ENERGY STAR | ENERGY STAR | ENERGY STAR | ENERGY STAR
F1_Commercial_Retail (ID)_Existing_Food Preparation_Natural Gas_Steamer_E1 | F1 | Commercial | Retail (ID) | Existing | Food Preparation | Natural Gas | Steamer | E1 | CCE | 0 | 0 | 0 | 0 | 0 | 0 | 0 | 0 | 0 | 0 | 0 | 0 | 0 | 0 | 0 | 0 | 0 | 0 | 0 | 0 | 0 | 0 | 0 | 0 | 0 | 0 | 0
F1_Commercial_Retail (ID)_Existing_Food Preparation_Natural Gas_Steamer_E2 | F1 | Commercial | Retail (ID) | Existing | Food Preparation | Natural Gas | Steamer | E2 | CCE | 0.0015697 | 0.0015697 | 0.0015697 | 0.0015697 | 0.0015697 | 0.0015697 | 0.0015697 | 0.0015697 | 0.0015697 | 0.0015697 | 0.0015697 | 0.0015697 | 0.0015697 | 0.0015697 | 0.0015697 | 0.0015697 | 0.0015697 | 0.0015697 | 0.0015697 | 0.0015697 | 0.0015697 | 0.0015697 | 0.0015697 | 0.0015697 | 0.0015697 | 0.0015697 | 0.0015697
F1_Commercial_Retail (ID)_Existing_Food Preparation_Natural Gas_Steamer_E3 | F1 | Commercial | Retail (ID) | Existing | Food Preparation | Natural Gas | Steamer | E3 | CCE | 0 | 0 | 0 | 0 | 0 | 0 | 0 | 0 | 0 | 0 | 0 | 0 | 0 | 0 | 0 | 0 | 0 | 0 | 0 | 0 | 0 | 0 | 0 | 0 | 0 | 0 | 0
F1_Commercial_Retail (ID)_Existing_Food Preparation_Natural Gas_Steamer_E4 | F1 | Commercial | Retail (ID) | Existing | Food Preparation | Natural Gas | Steamer | E4 | CCE | 0 | 0 | 0 | 0 | 0 | 0 | 0 | 0 | 0 | 0 | 0 | 0 | 0 | 0 | 0 | 0 | 0 | 0 | 0 | 0 | 0 | 0 | 0 | 0 | 0 | 0 | 0
F1_Commercial_Retail (ID)_Existing_Food Preparation_Natural Gas_Steamer_E5 | F1 | Commercial | Retail (ID) | Existing | Food Preparation | Natural Gas | Steamer | E5 | CCE | 0 | 0 | 0 | 0 | 0 | 0 | 0 | 0 | 0 | 0 | 0 | 0 | 0 | 0 | 0 | 0 | 0 | 0 | 0 | 0 | 0 | 0 | 0 | 0 | 0 | 0 | 0
F1_Commercial_Retail (ID)_Existing_Food Preparation_Natural Gas_Steamer_E6 | F1 | Commercial | Retail (ID) | Existing | Food Preparation | Natural Gas | Steamer | E6 | CCE | 0 | 0 | 0 | 0 | 0 | 0 | 0 | 0 | 0 | 0 | 0 | 0 | 0 | 0 | 0 | 0 | 0 | 0 | 0 | 0 | 0 | 0 | 0 | 0 | 0 | 0 | 0
F1_Commercial_Retail (ID)_Existing_Food Preparation_Natural Gas_Steamer_E7 | F1 | Commercial | Retail (ID) | Existing | Food Preparation | Natural Gas | Steamer | E7 | CCE | 0 | 0 | 0 | 0 | 0 | 0 | 0 | 0 | 0 | 0 | 0 | 0 | 0 | 0 | 0 | 0 | 0 | 0 | 0 | 0 | 0 | 0 | 0 | 0 | 0 | 0 | 0
F1_Commercial_Retail (ID)_Existing_Food Preparation_Natural Gas_Steamer_E8 | F1 | Commercial | Retail (ID) | Existing | Food Preparation | Natural Gas | Steamer | E8 | CCE | 0 | 0 | 0 | 0 | 0 | 0 | 0 | 0 | 0 | 0 | 0 | 0 | 0 | 0 | 0 | 0 | 0 | 0 | 0 | 0 | 0 | 0 | 0 | 0 | 0 | 0 | 0
F1_Commercial_Retail (ID)_Existing_Food Preparation_Natural Gas_Steamer_E9 | F1 | Commercial | Retail (ID) | Existing | Food Preparation | Natural Gas | Steamer | E9 | CCE | 0 | 0 | 0 | 0 | 0 | 0 | 0 | 0 | 0 | 0 | 0 | 0 | 0 | 0 | 0 | 0 | 0 | 0 | 0 | 0 | 0 | 0 | 0 | 0 | 0 | 0 | 0
F1_Commercial_Retail (ID)_Existing_Food Preparation_Natural Gas_Steamer_E10 | F1 | Commercial | Retail (ID) | Existing | Food Preparation | Natural Gas | Steamer | E10 | CCE | 0 | 0 | 0 | 0 | 0 | 0 | 0 | 0 | 0 | 0 | 0 | 0 | 0 | 0 | 0 | 0 | 0 | 0 | 0 | 0 | 0 | 0 | 0 | 0 | 0 | 0 | 0
F2_Commercial_Retail (ID)_Existing_Food Preparation_Natural Gas_Steamer_E1 | F2 | Commercial | Retail (ID) | Existing | Food Preparation | Natural Gas | Steamer | E1 | TRC BC Ratio | [24 empty] | 1 | 1 | 1 | bar: 2019 to 2042
F2_Commercial_Retail (ID)_Existing_Food Preparation_Natural Gas_Steamer_E2 | F2 | Commercial | Retail (ID) | Existing | Food Preparation | Natural Gas | Steamer | E2 | TRC BC Ratio | 2.2673 | 2.3245 | 2.3922 | 2.4698 | 2.5575 | 2.6642 | 2.7741 | 2.8829 | 2.9877 | 3.0939 | 3.1784 | 3.2576 | 3.3426 | 3.4259 | 3.5004 | 3.57 | 3.6325 | 3.6942 | 3.7601 | 3.8244 | 3.8904 | 3.959 | 4.0284 | 4.1 | 4.1728 | 4.247 | 4.3224
F2_Commercial_Retail (ID)_Existing_Food Preparation_Natural Gas_Steamer_E3 | F2 | Commercial | Retail (ID) | Existing | Food Preparation | Natural Gas | Steamer | E3 | TRC BC Ratio | 0 | 0 | 0 | 0 | 0 | 0 | 0 | 0 | 0 | 0 | 0 | 0 | 0 | 0 | 0 | 0 | 0 | 0 | 0 | 0 | 0 | 0 | 0 | 0 | 0 | 0 | 0
F2_Commercial_Retail (ID)_Existing_Food Preparation_Natural Gas_Steamer_E4 | F2 | Commercial | Retail (ID) | Existing | Food Preparation | Natural Gas | Steamer | E4 | TRC BC Ratio | 0 | 0 | 0 | 0 | 0 | 0 | 0 | 0 | 0 | 0 | 0 | 0 | 0 | 0 | 0 | 0 | 0 | 0 | 0 | 0 | 0 | 0 | 0 | 0 | 0 | 0 | 0
F2_Commercial_Retail (ID)_Existing_Food Preparation_Natural Gas_Steamer_E5 | F2 | Commercial | Retail (ID) | Existing | Food Preparation | Natural Gas | Steamer | E5 | TRC BC Ratio | 0 | 0 | 0 | 0 | 0 | 0 | 0 | 0 | 0 | 0 | 0 | 0 | 0 | 0 | 0 | 0 | 0 | 0 | 0 | 0 | 0 | 0 | 0 | 0 | 0 | 0 | 0
F2_Commercial_Retail (ID)_Existing_Food Preparation_Natural Gas_Steamer_E6 | F2 | Commercial | Retail (ID) | Existing | Food Preparation | Natural Gas | Steamer | E6 | TRC BC Ratio | 0 | 0 | 0 | 0 | 0 | 0 | 0 | 0 | 0 | 0 | 0 | 0 | 0 | 0 | 0 | 0 | 0 | 0 | 0 | 0 | 0 | 0 | 0 | 0 | 0 | 0 | 0
F2_Commercial_Retail (ID)_Existing_Food Preparation_Natural Gas_Steamer_E7 | F2 | Commercial | Retail (ID) | Existing | Food Preparation | Natural Gas | Steamer | E7 | TRC BC Ratio | 0 | 0 | 0 | 0 | 0 | 0 | 0 | 0 | 0 | 0 | 0 | 0 | 0 | 0 | 0 | 0 | 0 | 0 | 0 | 0 | 0 | 0 | 0 | 0 | 0 | 0 | 0
F2_Commercial_Retail (ID)_Existing_Food Preparation_Natural Gas_Steamer_E8 | F2 | Commercial | Retail (ID) | Existing | Food Preparation | Natural Gas | Steamer | E8 | TRC BC Ratio | 0 | 0 | 0 | 0 | 0 | 0 | 0 | 0 | 0 | 0 | 0 | 0 | 0 | 0 | 0 | 0 | 0 | 0 | 0 | 0 | 0 | 0 | 0 | 0 | 0 | 0 | 0
F2_Commercial_Retail (ID)_Existing_Food Preparation_Natural Gas_Steamer_E9 | F2 | Commercial | Retail (ID) | Existing | Food Preparation | Natural Gas | Steamer | E9 | TRC BC Ratio | 0 | 0 | 0 | 0 | 0 | 0 | 0 | 0 | 0 | 0 | 0 | 0 | 0 | 0 | 0 | 0 | 0 | 0 | 0 | 0 | 0 | 0 | 0 | 0 | 0 | 0 | 0
F2_Commercial_Retail (ID)_Existing_Food Preparation_Natural Gas_Steamer_E10 | F2 | Commercial | Retail (ID) | Existing | Food Preparation | Natural Gas | Steamer | E10 | TRC BC Ratio | 0 | 0 | 0 | 0 | 0 | 0 | 0 | 0 | 0 | 0 | 0 | 0 | 0 | 0 | 0 | 0 | 0 | 0 | 0 | 0 | 0 | 0 | 0 | 0 | 0 | 0 | 0
F3_Commercial_Retail (ID)_Existing_Food Preparation_Natural Gas_Steamer_E1 | F3 | Commercial | Retail (ID) | Existing | Food Preparation | Natural Gas | Steamer | E1 | PACT BC Ratio | [24 empty] | 1 | 1 | 1 | bar: 2019 to 2042
F3_Commercial_Retail (ID)_Existing_Food Preparation_Natural Gas_Steamer_E2 | F3 | Commercial | Retail (ID) | Existing | Food Preparation | Natural Gas | Steamer | E2 | PACT BC Ratio | 4.4902 | 4.6033 | 4.7374 | 4.891 | 5.0648 | 5.2762 | 5.4938 | 5.7093 | 5.9167 | 6.127 | 6.2944 | 6.4512 | 6.6196 | 6.7845 | 6.932 | 7.07 | 7.1937 | 7.3159 | 7.4463 | 7.5736 | 7.7044 | 7.8404 | 7.9778 | 8.1195 | 8.2637 | 8.4105 | 8.56
F3_Commercial_Retail (ID)_Existing_Food Preparation_Natural Gas_Steamer_E3 | F3 | Commercial | Retail (ID) | Existing | Food Preparation | Natural Gas | Steamer | E3 | PACT BC Ratio | 0 | 0 | 0 | 0 | 0 | 0 | 0 | 0 | 0 | 0 | 0 | 0 | 0 | 0 | 0 | 0 | 0 | 0 | 0 | 0 | 0 | 0 | 0 | 0 | 0 | 0 | 0
F3_Commercial_Retail (ID)_Existing_Food Preparation_Natural Gas_Steamer_E4 | F3 | Commercial | Retail (ID) | Existing | Food Preparation | Natural Gas | Steamer | E4 | PACT BC Ratio | 0 | 0 | 0 | 0 | 0 | 0 | 0 | 0 | 0 | 0 | 0 | 0 | 0 | 0 | 0 | 0 | 0 | 0 | 0 | 0 | 0 | 0 | 0 | 0 | 0 | 0 | 0
F3_Commercial_Retail (ID)_Existing_Food Preparation_Natural Gas_Steamer_E5 | F3 | Commercial | Retail (ID) | Existing | Food Preparation | Natural Gas | Steamer | E5 | PACT BC Ratio | 0 | 0 | 0 | 0 | 0 | 0 | 0 | 0 | 0 | 0 | 0 | 0 | 0 | 0 | 0 | 0 | 0 | 0 | 0 | 0 | 0 | 0 | 0 | 0 | 0 | 0 | 0
F3_Commercial_Retail (ID)_Existing_Food Preparation_Natural Gas_Steamer_E6 | F3 | Commercial | Retail (ID) | Existing | Food Preparation | Natural Gas | Steamer | E6 | PACT BC Ratio | 0 | 0 | 0 | 0 | 0 | 0 | 0 | 0 | 0 | 0 | 0 | 0 | 0 | 0 | 0 | 0 | 0 | 0 | 0 | 0 | 0 | 0 | 0 | 0 | 0 | 0 | 0
F3_Commercial_Retail (ID)_Existing_Food Preparation_Natural Gas_Steamer_E7 | F3 | Commercial | Retail (ID) | Existing | Food Preparation | Natural Gas | Steamer | E7 | PACT BC Ratio | 0 | 0 | 0 | 0 | 0 | 0 | 0 | 0 | 0 | 0 | 0 | 0 | 0 | 0 | 0 | 0 | 0 | 0 | 0 | 0 | 0 | 0 | 0 | 0 | 0 | 0 | 0
F3_Commercial_Retail (ID)_Existing_Food Preparation_Natural Gas_Steamer_E8 | F3 | Commercial | Retail (ID) | Existing | Food Preparation | Natural Gas | Steamer | E8 | PACT BC Ratio | 0 | 0 | 0 | 0 | 0 | 0 | 0 | 0 | 0 | 0 | 0 | 0 | 0 | 0 | 0 | 0 | 0 | 0 | 0 | 0 | 0 | 0 | 0 | 0 | 0 | 0 | 0
F3_Commercial_Retail (ID)_Existing_Food Preparation_Natural Gas_Steamer_E9 | F3 | Commercial | Retail (ID) | Existing | Food Preparation | Natural Gas | Steamer | E9 | PACT BC Ratio | 0 | 0 | 0 | 0 | 0 | 0 | 0 | 0 | 0 | 0 | 0 | 0 | 0 | 0 | 0 | 0 | 0 | 0 | 0 | 0 | 0 | 0 | 0 | 0 | 0 | 0 | 0
F3_Commercial_Retail (ID)_Existing_Food Preparation_Natural Gas_Steamer_E10 | F3 | Commercial | Retail (ID) | Existing | Food Preparation | Natural Gas | Steamer | E10 | PACT BC Ratio | 0 | 0 | 0 | 0 | 0 | 0 | 0 | 0 | 0 | 0 | 0 | 0 | 0 | 0 | 0 | 0 | 0 | 0 | 0 | 0 | 0 | 0 | 0 | 0 | 0 | 0 | 0
F4_Commercial_Retail (ID)_Existing_Food Preparation_Natural Gas_Steamer_E1 | F4 | Commercial | Retail (ID) | Existing | Food Preparation | Natural Gas | Steamer | E1 | RVT BC Ratio | [24 empty] | 1 | 1 | 1 | bar: 2019 to 2042
F4_Commercial_Retail (ID)_Existing_Food Preparation_Natural Gas_Steamer_E2 | F4 | Commercial | Retail (ID) | Existing | Food Preparation | Natural Gas | Steamer | E2 | RVT BC Ratio | 3.6105 | 3.6711 | 3.7421 | 3.8249 | 3.9198 | 4.0383 | 4.157 | 4.2698 | 4.3719 | 4.4708 | 4.5734 | 4.6665 | 4.7649 | 4.858 | 4.938 | 5.0102 | 5.0713 | 5.1297 | 5.1917 | 5.2497 | 5.3078 | 5.3943 | 5.4818 | 5.5719 | 5.6637 | 5.7571 | 5.8522
F4_Commercial_Retail (ID)_Existing_Food Preparation_Natural Gas_Steamer_E3 | F4 | Commercial | Retail (ID) | Existing | Food Preparation | Natural Gas | Steamer | E3 | RVT BC Ratio | 0 | 0 | 0 | 0 | 0 | 0 | 0 | 0 | 0 | 0 | 0 | 0 | 0 | 0 | 0 | 0 | 0 | 0 | 0 | 0 | 0 | 0 | 0 | 0 | 0 | 0 | 0
F4_Commercial_Retail (ID)_Existing_Food Preparation_Natural Gas_Steamer_E4 | F4 | Commercial | Retail (ID) | Existing | Food Preparation | Natural Gas | Steamer | E4 | RVT BC Ratio | 0 | 0 | 0 | 0 | 0 | 0 | 0 | 0 | 0 | 0 | 0 | 0 | 0 | 0 | 0 | 0 | 0 | 0 | 0 | 0 | 0 | 0 | 0 | 0 | 0 | 0 | 0
F4_Commercial_Retail (ID)_Existing_Food Preparation_Natural Gas_Steamer_E5 | F4 | Commercial | Retail (ID) | Existing | Food Preparation | Natural Gas | Steamer | E5 | RVT BC Ratio | 0 | 0 | 0 | 0 | 0 | 0 | 0 | 0 | 0 | 0 | 0 | 0 | 0 | 0 | 0 | 0 | 0 | 0 | 0 | 0 | 0 | 0 | 0 | 0 | 0 | 0 | 0
F4_Commercial_Retail (ID)_Existing_Food Preparation_Natural Gas_Steamer_E6 | F4 | Commercial | Retail (ID) | Existing | Food Preparation | Natural Gas | Steamer | E6 | RVT BC Ratio | 0 | 0 | 0 | 0 | 0 | 0 | 0 | 0 | 0 | 0 | 0 | 0 | 0 | 0 | 0 | 0 | 0 | 0 | 0 | 0 | 0 | 0 | 0 | 0 | 0 | 0 | 0
F4_Commercial_Retail (ID)_Existing_Food Preparation_Natural Gas_Steamer_E7 | F4 | Commercial | Retail (ID) | Existing | Food Preparation | Natural Gas | Steamer | E7 | RVT BC Ratio | 0 | 0 | 0 | 0 | 0 | 0 | 0 | 0 | 0 | 0 | 0 | 0 | 0 | 0 | 0 | 0 | 0 | 0 | 0 | 0 | 0 | 0 | 0 | 0 | 0 | 0 | 0
F4_Commercial_Retail (ID)_Existing_Food Preparation_Natural Gas_Steamer_E8 | F4 | Commercial | Retail (ID) | Existing | Food Preparation | Natural Gas | Steamer | E8 | RVT BC Ratio | 0 | 0 | 0 | 0 | 0 | 0 | 0 | 0 | 0 | 0 | 0 | 0 | 0 | 0 | 0 | 0 | 0 | 0 | 0 | 0 | 0 | 0 | 0 | 0 | 0 | 0 | 0
F4_Commercial_Retail (ID)_Existing_Food Preparation_Natural Gas_Steamer_E9 | F4 | Commercial | Retail (ID) | Existing | Food Preparation | Natural Gas | Steamer | E9 | RVT BC Ratio | 0 | 0 | 0 | 0 | 0 | 0 | 0 | 0 | 0 | 0 | 0 | 0 | 0 | 0 | 0 | 0 | 0 | 0 | 0 | 0 | 0 | 0 | 0 | 0 | 0 | 0 | 0
F4_Commercial_Retail (ID)_Existing_Food Preparation_Natural Gas_Steamer_E10 | F4 | Commercial | Retail (ID) | Existing | Food Preparation | Natural Gas | Steamer | E10 | RVT BC Ratio | 0 | 0 | 0 | 0 | 0 | 0 | 0 | 0 | 0 | 0 | 0 | 0 | 0 | 0 | 0 | 0 | 0 | 0 | 0 | 0 | 0 | 0 | 0 | 0 | 0 | 0 | 0
F5_Commercial_Retail (ID)_Existing_Food Preparation_Natural Gas_Steamer_E1 | F5 | Commercial | Retail (ID) | Existing | Food Preparation | Natural Gas | Steamer | E1 | RIM BC Ratio | [24 empty] | 1 | 1 | 1 | bar: 2019 to 2042
F5_Commercial_Retail (ID)_Existing_Food Preparation_Natural Gas_Steamer_E2 | F5 | Commercial | Retail (ID) | Existing | Food Preparation | Natural Gas | Steamer | E2 | RIM BC Ratio | 0.71403 | 0.72058 | 0.72819 | 0.73634 | 0.74493 | 0.75434 | 0.76404 | 0.77397 | 0.78419 | 0.79486 | 0.79903 | 0.80326 | 0.8079 | 0.81279 | 0.81752 | 0.82224 | 0.82693 | 0.83176 | 0.83685 | 0.84211 | 0.8476 | 0.84922 | 0.85081 | 0.8524 | 0.85396 | 0.85551 | 0.85703
F5_Commercial_Retail (ID)_Existing_Food Preparation_Natural Gas_Steamer_E3 | F5 | Commercial | Retail (ID) | Existing | Food Preparation | Natural Gas | Steamer | E3 | RIM BC Ratio | 0 | 0 | 0 | 0 | 0 | 0 | 0 | 0 | 0 | 0 | 0 | 0 | 0 | 0 | 0 | 0 | 0 | 0 | 0 | 0 | 0 | 0 | 0 | 0 | 0 | 0 | 0
F5_Commercial_Retail (ID)_Existing_Food Preparation_Natural Gas_Steamer_E4 | F5 | Commercial | Retail (ID) | Existing | Food Preparation | Natural Gas | Steamer | E4 | RIM BC Ratio | 0 | 0 | 0 | 0 | 0 | 0 | 0 | 0 | 0 | 0 | 0 | 0 | 0 | 0 | 0 | 0 | 0 | 0 | 0 | 0 | 0 | 0 | 0 | 0 | 0 | 0 | 0
F5_Commercial_Retail (ID)_Existing_Food Preparation_Natural Gas_Steamer_E5 | F5 | Commercial | Retail (ID) | Existing | Food Preparation | Natural Gas | Steamer | E5 | RIM BC Ratio | 0 | 0 | 0 | 0 | 0 | 0 | 0 | 0 | 0 | 0 | 0 | 0 | 0 | 0 | 0 | 0 | 0 | 0 | 0 | 0 | 0 | 0 | 0 | 0 | 0 | 0 | 0
F5_Commercial_Retail (ID)_Existing_Food Preparation_Natural Gas_Steamer_E6 | F5 | Commercial | Retail (ID) | Existing | Food Preparation | Natural Gas | Steamer | E6 | RIM BC Ratio | 0 | 0 | 0 | 0 | 0 | 0 | 0 | 0 | 0 | 0 | 0 | 0 | 0 | 0 | 0 | 0 | 0 | 0 | 0 | 0 | 0 | 0 | 0 | 0 | 0 | 0 | 0
F5_Commercial_Retail (ID)_Existing_Food Preparation_Natural Gas_Steamer_E7 | F5 | Commercial | Retail (ID) | Existing | Food Preparation | Natural Gas | Steamer | E7 | RIM BC Ratio | 0 | 0 | 0 | 0 | 0 | 0 | 0 | 0 | 0 | 0 | 0 | 0 | 0 | 0 | 0 | 0 | 0 | 0 | 0 | 0 | 0 | 0 | 0 | 0 | 0 | 0 | 0
F5_Commercial_Retail (ID)_Existing_Food Preparation_Natural Gas_Steamer_E8 | F5 | Commercial | Retail (ID) | Existing | Food Preparation | Natural Gas | Steamer | E8 | RIM BC Ratio | 0 | 0 | 0 | 0 | 0 | 0 | 0 | 0 | 0 | 0 | 0 | 0 | 0 | 0 | 0 | 0 | 0 | 0 | 0 | 0 | 0 | 0 | 0 | 0 | 0 | 0 | 0
F5_Commercial_Retail (ID)_Existing_Food Preparation_Natural Gas_Steamer_E9 | F5 | Commercial | Retail (ID) | Existing | Food Preparation | Natural Gas | Steamer | E9 | RIM BC Ratio | 0 | 0 | 0 | 0 | 0 | 0 | 0 | 0 | 0 | 0 | 0 | 0 | 0 | 0 | 0 | 0 | 0 | 0 | 0 | 0 | 0 | 0 | 0 | 0 | 0 | 0 | 0
F5_Commercial_Retail (ID)_Existing_Food Preparation_Natural Gas_Steamer_E10 | F5 | Commercial | Retail (ID) | Existing | Food Preparation | Natural Gas | Steamer | E10 | RIM BC Ratio | 0 | 0 | 0 | 0 | 0 | 0 | 0 | 0 | 0 | 0 | 0 | 0 | 0 | 0 | 0 | 0 | 0 | 0 | 0 | 0 | 0 | 0 | 0 | 0 | 0 | 0 | 0
F0_Commercial_Retail (ID)_Existing_Food Preparation_Natural Gas_Food Prep Other_E0 | F0 | Commercial | Retail (ID) | Existing | Food Preparation | Natural Gas | Food Prep Other | E0 | Economic Unit | Standard | Standard | Standard | Standard | Standard | Standard | Standard | Standard | Standard | Standard | Standard | Standard | Standard | Standard | Standard | Standard | Standard | Standard | Standard | Standard | Standard | Standard | Standard | Standard | Standard | Standard | Standard
F1_Commercial_Retail (ID)_Existing_Food Preparation_Natural Gas_Food Prep Other_E1 | F1 | Commercial | Retail (ID) | Existing | Food Preparation | Natural Gas | Food Prep Other | E1 | CCE | 0 | 0 | 0 | 0 | 0 | 0 | 0 | 0 | 0 | 0 | 0 | 0 | 0 | 0 | 0 | 0 | 0 | 0 | 0 | 0 | 0 | 0 | 0 | 0 | 0 | 0 | 0
F1_Commercial_Retail (ID)_Existing_Food Preparation_Natural Gas_Food Prep Other_E2 | F1 | Commercial | Retail (ID) | Existing | Food Preparation | Natural Gas | Food Prep Other | E2 | CCE | 0.19058 | 0.19058 | 0.19058 | 0.19058 | 0.19058 | 0.19058 | 0.19058 | 0.19058 | 0.19058 | 0.19058 | 0.19058 | 0.19058 | 0.19058 | 0.19058 | 0.19058 | 0.19058 | 0.19058 | 0.19058 | 0.19058 | 0.19058 | 0.19058 | 0.19058 | 0.19058 | 0.19058 | 0.19058 | 0.19058 | 0.19058
F1_Commercial_Retail (ID)_Existing_Food Preparation_Natural Gas_Food Prep Other_E3 | F1 | Commercial | Retail (ID) | Existing | Food Preparation | Natural Gas | Food Prep Other | E3 | CCE | 0 | 0 | 0 | 0 | 0 | 0 | 0 | 0 | 0 | 0 | 0 | 0 | 0 | 0 | 0 | 0 | 0 | 0 | 0 | 0 | 0 | 0 | 0 | 0 | 0 | 0 | 0
F1_Commercial_Retail (ID)_Existing_Food Preparation_Natural Gas_Food Prep Other_E4 | F1 | Commercial | Retail (ID) | Existing | Food Preparation | Natural Gas | Food Prep Other | E4 | CCE | 0 | 0 | 0 | 0 | 0 | 0 | 0 | 0 | 0 | 0 | 0 | 0 | 0 | 0 | 0 | 0 | 0 | 0 | 0 | 0 | 0 | 0 | 0 | 0 | 0 | 0 | 0
F1_Commercial_Retail (ID)_Existing_Food Preparation_Natural Gas_Food Prep Other_E5 | F1 | Commercial | Retail (ID) | Existing | Food Preparation | Natural Gas | Food Prep Other | E5 | CCE | 0 | 0 | 0 | 0 | 0 | 0 | 0 | 0 | 0 | 0 | 0 | 0 | 0 | 0 | 0 | 0 | 0 | 0 | 0 | 0 | 0 | 0 | 0 | 0 | 0 | 0 | 0
F1_Commercial_Retail (ID)_Existing_Food Preparation_Natural Gas_Food Prep Other_E6 | F1 | Commercial | Retail (ID) | Existing | Food Preparation | Natural Gas | Food Prep Other | E6 | CCE | 0 | 0 | 0 | 0 | 0 | 0 | 0 | 0 | 0 | 0 | 0 | 0 | 0 | 0 | 0 | 0 | 0 | 0 | 0 | 0 | 0 | 0 | 0 | 0 | 0 | 0 | 0
F1_Commercial_Retail (ID)_Existing_Food Preparation_Natural Gas_Food Prep Other_E7 | F1 | Commercial | Retail (ID) | Existing | Food Preparation | Natural Gas | Food Prep Other | E7 | CCE | 0 | 0 | 0 | 0 | 0 | 0 | 0 | 0 | 0 | 0 | 0 | 0 | 0 | 0 | 0 | 0 | 0 | 0 | 0 | 0 | 0 | 0 | 0 | 0 | 0 | 0 | 0
F1_Commercial_Retail (ID)_Existing_Food Preparation_Natural Gas_Food Prep Other_E8 | F1 | Commercial | Retail (ID) | Existing | Food Preparation | Natural Gas | Food Prep Other | E8 | CCE | 0 | 0 | 0 | 0 | 0 | 0 | 0 | 0 | 0 | 0 | 0 | 0 | 0 | 0 | 0 | 0 | 0 | 0 | 0 | 0 | 0 | 0 | 0 | 0 | 0 | 0 | 0
F1_Commercial_Retail (ID)_Existing_Food Preparation_Natural Gas_Food Prep Other_E9 | F1 | Commercial | Retail (ID) | Existing | Food Preparation | Natural Gas | Food Prep Other | E9 | CCE | 0 | 0 | 0 | 0 | 0 | 0 | 0 | 0 | 0 | 0 | 0 | 0 | 0 | 0 | 0 | 0 | 0 | 0 | 0 | 0 | 0 | 0 | 0 | 0 | 0 | 0 | 0
F1_Commercial_Retail (ID)_Existing_Food Preparation_Natural Gas_Food Prep Other_E10 | F1 | Commercial | Retail (ID) | Existing | Food Preparation | Natural Gas | Food Prep Other | E10 | CCE | 0 | 0 | 0 | 0 | 0 | 0 | 0 | 0 | 0 | 0 | 0 | 0 | 0 | 0 | 0 | 0 | 0 | 0 | 0 | 0 | 0 | 0 | 0 | 0 | 0 | 0 | 0
F2_Commercial_Retail (ID)_Existing_Food Preparation_Natural Gas_Food Prep Other_E1 | F2 | Commercial | Retail (ID) | Existing | Food Preparation | Natural Gas | Food Prep Other | E1 | TRC BC Ratio | [24 empty] | 1 | 1 | 1 | bar: 2019 to 2042
F2_Commercial_Retail (ID)_Existing_Food Preparation_Natural Gas_Food Prep Other_E2 | F2 | Commercial | Retail (ID) | Existing | Food Preparation | Natural Gas | Food Prep Other | E2 | TRC BC Ratio | 0.018197 | 0.018618 | 0.019146 | 0.019769 | 0.020494 | 0.021409 | 0.022361 | 0.02331 | 0.024226 | 0.025155 | 0.025879 | 0.026553 | 0.02728 | 0.027988 | 0.028612 | 0.02919 | 0.0297 | 0.030201 | 0.03074 | 0.031263 | 0.0318 | 0.032361 | 0.032927 | 0.033512 | 0.034107 | 0.034713 | 0.03533
F2_Commercial_Retail (ID)_Existing_Food Preparation_Natural Gas_Food Prep Other_E3 | F2 | Commercial | Retail (ID) | Existing | Food Preparation | Natural Gas | Food Prep Other | E3 | TRC BC Ratio | 0 | 0 | 0 | 0 | 0 | 0 | 0 | 0 | 0 | 0 | 0 | 0 | 0 | 0 | 0 | 0 | 0 | 0 | 0 | 0 | 0 | 0 | 0 | 0 | 0 | 0 | 0
F2_Commercial_Retail (ID)_Existing_Food Preparation_Natural Gas_Food Prep Other_E4 | F2 | Commercial | Retail (ID) | Existing | Food Preparation | Natural Gas | Food Prep Other | E4 | TRC BC Ratio | 0 | 0 | 0 | 0 | 0 | 0 | 0 | 0 | 0 | 0 | 0 | 0 | 0 | 0 | 0 | 0 | 0 | 0 | 0 | 0 | 0 | 0 | 0 | 0 | 0 | 0 | 0
F2_Commercial_Retail (ID)_Existing_Food Preparation_Natural Gas_Food Prep Other_E5 | F2 | Commercial | Retail (ID) | Existing | Food Preparation | Natural Gas | Food Prep Other | E5 | TRC BC Ratio | 0 | 0 | 0 | 0 | 0 | 0 | 0 | 0 | 0 | 0 | 0 | 0 | 0 | 0 | 0 | 0 | 0 | 0 | 0 | 0 | 0 | 0 | 0 | 0 | 0 | 0 | 0
F2_Commercial_Retail (ID)_Existing_Food Preparation_Natural Gas_Food Prep Other_E6 | F2 | Commercial | Retail (ID) | Existing | Food Preparation | Natural Gas | Food Prep Other | E6 | TRC BC Ratio | 0 | 0 | 0 | 0 | 0 | 0 | 0 | 0 | 0 | 0 | 0 | 0 | 0 | 0 | 0 | 0 | 0 | 0 | 0 | 0 | 0 | 0 | 0 | 0 | 0 | 0 | 0
F2_Commercial_Retail (ID)_Existing_Food Preparation_Natural Gas_Food Prep Other_E7 | F2 | Commercial | Retail (ID) | Existing | Food Preparation | Natural Gas | Food Prep Other | E7 | TRC BC Ratio | 0 | 0 | 0 | 0 | 0 | 0 | 0 | 0 | 0 | 0 | 0 | 0 | 0 | 0 | 0 | 0 | 0 | 0 | 0 | 0 | 0 | 0 | 0 | 0 | 0 | 0 | 0
F2_Commercial_Retail (ID)_Existing_Food Preparation_Natural Gas_Food Prep Other_E8 | F2 | Commercial | Retail (ID) | Existing | Food Preparation | Natural Gas | Food Prep Other | E8 | TRC BC Ratio | 0 | 0 | 0 | 0 | 0 | 0 | 0 | 0 | 0 | 0 | 0 | 0 | 0 | 0 | 0 | 0 | 0 | 0 | 0 | 0 | 0 | 0 | 0 | 0 | 0 | 0 | 0
F2_Commercial_Retail (ID)_Existing_Food Preparation_Natural Gas_Food Prep Other_E9 | F2 | Commercial | Retail (ID) | Existing | Food Preparation | Natural Gas | Food Prep Other | E9 | TRC BC Ratio | 0 | 0 | 0 | 0 | 0 | 0 | 0 | 0 | 0 | 0 | 0 | 0 | 0 | 0 | 0 | 0 | 0 | 0 | 0 | 0 | 0 | 0 | 0 | 0 | 0 | 0 | 0
F2_Commercial_Retail (ID)_Existing_Food Preparation_Natural Gas_Food Prep Other_E10 | F2 | Commercial | Retail (ID) | Existing | Food Preparation | Natural Gas | Food Prep Other | E10 | TRC BC Ratio | 0 | 0 | 0 | 0 | 0 | 0 | 0 | 0 | 0 | 0 | 0 | 0 | 0 | 0 | 0 | 0 | 0 | 0 | 0 | 0 | 0 | 0 | 0 | 0 | 0 | 0 | 0
F3_Commercial_Retail (ID)_Existing_Food Preparation_Natural Gas_Food Prep Other_E1 | F3 | Commercial | Retail (ID) | Existing | Food Preparation | Natural Gas | Food Prep Other | E1 | PACT BC Ratio | [24 empty] | 1 | 1 | 1 | bar: 2019 to 2042
F3_Commercial_Retail (ID)_Existing_Food Preparation_Natural Gas_Food Prep Other_E2 | F3 | Commercial | Retail (ID) | Existing | Food Preparation | Natural Gas | Food Prep Other | E2 | PACT BC Ratio | 0.036038 | 0.03687 | 0.037916 | 0.039151 | 0.040586 | 0.042397 | 0.044283 | 0.046163 | 0.047977 | 0.049815 | 0.05125 | 0.052585 | 0.054024 | 0.055426 | 0.056663 | 0.057807 | 0.058817 | 0.059809 | 0.060877 | 0.061912 | 0.062976 | 0.064087 | 0.065207 | 0.066366 | 0.067545 | 0.068745 | 0.069966
F3_Commercial_Retail (ID)_Existing_Food Preparation_Natural Gas_Food Prep Other_E3 | F3 | Commercial | Retail (ID) | Existing | Food Preparation | Natural Gas | Food Prep Other | E3 | PACT BC Ratio | 0 | 0 | 0 | 0 | 0 | 0 | 0 | 0 | 0 | 0 | 0 | 0 | 0 | 0 | 0 | 0 | 0 | 0 | 0 | 0 | 0 | 0 | 0 | 0 | 0 | 0 | 0
F3_Commercial_Retail (ID)_Existing_Food Preparation_Natural Gas_Food Prep Other_E4 | F3 | Commercial | Retail (ID) | Existing | Food Preparation | Natural Gas | Food Prep Other | E4 | PACT BC Ratio | 0 | 0 | 0 | 0 | 0 | 0 | 0 | 0 | 0 | 0 | 0 | 0 | 0 | 0 | 0 | 0 | 0 | 0 | 0 | 0 | 0 | 0 | 0 | 0 | 0 | 0 | 0
F3_Commercial_Retail (ID)_Existing_Food Preparation_Natural Gas_Food Prep Other_E5 | F3 | Commercial | Retail (ID) | Existing | Food Preparation | Natural Gas | Food Prep Other | E5 | PACT BC Ratio | 0 | 0 | 0 | 0 | 0 | 0 | 0 | 0 | 0 | 0 | 0 | 0 | 0 | 0 | 0 | 0 | 0 | 0 | 0 | 0 | 0 | 0 | 0 | 0 | 0 | 0 | 0
F3_Commercial_Retail (ID)_Existing_Food Preparation_Natural Gas_Food Prep Other_E6 | F3 | Commercial | Retail (ID) | Existing | Food Preparation | Natural Gas | Food Prep Other | E6 | PACT BC Ratio | 0 | 0 | 0 | 0 | 0 | 0 | 0 | 0 | 0 | 0 | 0 | 0 | 0 | 0 | 0 | 0 | 0 | 0 | 0 | 0 | 0 | 0 | 0 | 0 | 0 | 0 | 0
F3_Commercial_Retail (ID)_Existing_Food Preparation_Natural Gas_Food Prep Other_E7 | F3 | Commercial | Retail (ID) | Existing | Food Preparation | Natural Gas | Food Prep Other | E7 | PACT BC Ratio | 0 | 0 | 0 | 0 | 0 | 0 | 0 | 0 | 0 | 0 | 0 | 0 | 0 | 0 | 0 | 0 | 0 | 0 | 0 | 0 | 0 | 0 | 0 | 0 | 0 | 0 | 0
F3_Commercial_Retail (ID)_Existing_Food Preparation_Natural Gas_Food Prep Other_E8 | F3 | Commercial | Retail (ID) | Existing | Food Preparation | Natural Gas | Food Prep Other | E8 | PACT BC Ratio | 0 | 0 | 0 | 0 | 0 | 0 | 0 | 0 | 0 | 0 | 0 | 0 | 0 | 0 | 0 | 0 | 0 | 0 | 0 | 0 | 0 | 0 | 0 | 0 | 0 | 0 | 0
F3_Commercial_Retail (ID)_Existing_Food Preparation_Natural Gas_Food Prep Other_E9 | F3 | Commercial | Retail (ID) | Existing | Food Preparation | Natural Gas | Food Prep Other | E9 | PACT BC Ratio | 0 | 0 | 0 | 0 | 0 | 0 | 0 | 0 | 0 | 0 | 0 | 0 | 0 | 0 | 0 | 0 | 0 | 0 | 0 | 0 | 0 | 0 | 0 | 0 | 0 | 0 | 0
F3_Commercial_Retail (ID)_Existing_Food Preparation_Natural Gas_Food Prep Other_E10 | F3 | Commercial | Retail (ID) | Existing | Food Preparation | Natural Gas | Food Prep Other | E10 | PACT BC Ratio | 0 | 0 | 0 | 0 | 0 | 0 | 0 | 0 | 0 | 0 | 0 | 0 | 0 | 0 | 0 | 0 | 0 | 0 | 0 | 0 | 0 | 0 | 0 | 0 | 0 | 0 | 0
F4_Commercial_Retail (ID)_Existing_Food Preparation_Natural Gas_Food Prep Other_E1 | F4 | Commercial | Retail (ID) | Existing | Food Preparation | Natural Gas | Food Prep Other | E1 | RVT BC Ratio | [24 empty] | 1 | 1 | 1 | bar: 2019 to 2042
F4_Commercial_Retail (ID)_Existing_Food Preparation_Natural Gas_Food Prep Other_E2 | F4 | Commercial | Retail (ID) | Existing | Food Preparation | Natural Gas | Food Prep Other | E2 | RVT BC Ratio | 0.43193 | 0.43236 | 0.43288 | 0.43353 | 0.43429 | 0.43529 | 0.43633 | 0.43733 | 0.43825 | 0.43913 | 0.44004 | 0.44085 | 0.44169 | 0.44247 | 0.44313 | 0.44372 | 0.44419 | 0.44465 | 0.44513 | 0.44557 | 0.44602 | 0.44672 | 0.44744 | 0.44817 | 0.44892 | 0.44969 | 0.45046
F4_Commercial_Retail (ID)_Existing_Food Preparation_Natural Gas_Food Prep Other_E3 | F4 | Commercial | Retail (ID) | Existing | Food Preparation | Natural Gas | Food Prep Other | E3 | RVT BC Ratio | 0 | 0 | 0 | 0 | 0 | 0 | 0 | 0 | 0 | 0 | 0 | 0 | 0 | 0 | 0 | 0 | 0 | 0 | 0 | 0 | 0 | 0 | 0 | 0 | 0 | 0 | 0
F4_Commercial_Retail (ID)_Existing_Food Preparation_Natural Gas_Food Prep Other_E4 | F4 | Commercial | Retail (ID) | Existing | Food Preparation | Natural Gas | Food Prep Other | E4 | RVT BC Ratio | 0 | 0 | 0 | 0 | 0 | 0 | 0 | 0 | 0 | 0 | 0 | 0 | 0 | 0 | 0 | 0 | 0 | 0 | 0 | 0 | 0 | 0 | 0 | 0 | 0 | 0 | 0
F4_Commercial_Retail (ID)_Existing_Food Preparation_Natural Gas_Food Prep Other_E5 | F4 | Commercial | Retail (ID) | Existing | Food Preparation | Natural Gas | Food Prep Other | E5 | RVT BC Ratio | 0 | 0 | 0 | 0 | 0 | 0 | 0 | 0 | 0 | 0 | 0 | 0 | 0 | 0 | 0 | 0 | 0 | 0 | 0 | 0 | 0 | 0 | 0 | 0 | 0 | 0 | 0
F4_Commercial_Retail (ID)_Existing_Food Preparation_Natural Gas_Food Prep Other_E6 | F4 | Commercial | Retail (ID) | Existing | Food Preparation | Natural Gas | Food Prep Other | E6 | RVT BC Ratio | 0 | 0 | 0 | 0 | 0 | 0 | 0 | 0 | 0 | 0 | 0 | 0 | 0 | 0 | 0 | 0 | 0 | 0 | 0 | 0 | 0 | 0 | 0 | 0 | 0 | 0 | 0
F4_Commercial_Retail (ID)_Existing_Food Preparation_Natural Gas_Food Prep Other_E7 | F4 | Commercial | Retail (ID) | Existing | Food Preparation | Natural Gas | Food Prep Other | E7 | RVT BC Ratio | 0 | 0 | 0 | 0 | 0 | 0 | 0 | 0 | 0 | 0 | 0 | 0 | 0 | 0 | 0 | 0 | 0 | 0 | 0 | 0 | 0 | 0 | 0 | 0 | 0 | 0 | 0
F4_Commercial_Retail (ID)_Existing_Food Preparation_Natural Gas_Food Prep Other_E8 | F4 | Commercial | Retail (ID) | Existing | Food Preparation | Natural Gas | Food Prep Other | E8 | RVT BC Ratio | 0 | 0 | 0 | 0 | 0 | 0 | 0 | 0 | 0 | 0 | 0 | 0 | 0 | 0 | 0 | 0 | 0 | 0 | 0 | 0 | 0 | 0 | 0 | 0 | 0 | 0 | 0
F4_Commercial_Retail (ID)_Existing_Food Preparation_Natural Gas_Food Prep Other_E9 | F4 | Commercial | Retail (ID) | Existing | Food Preparation | Natural Gas | Food Prep Other | E9 | RVT BC Ratio | 0 | 0 | 0 | 0 | 0 | 0 | 0 | 0 | 0 | 0 | 0 | 0 | 0 | 0 | 0 | 0 | 0 | 0 | 0 | 0 | 0 | 0 | 0 | 0 | 0 | 0 | 0
F4_Commercial_Retail (ID)_Existing_Food Preparation_Natural Gas_Food Prep Other_E10 | F4 | Commercial | Retail (ID) | Existing | Food Preparation | Natural Gas | Food Prep Other | E10 | RVT BC Ratio | 0 | 0 | 0 | 0 | 0 | 0 | 0 | 0 | 0 | 0 | 0 | 0 | 0 | 0 | 0 | 0 | 0 | 0 | 0 | 0 | 0 | 0 | 0 | 0 | 0 | 0 | 0
F5_Commercial_Retail (ID)_Existing_Food Preparation_Natural Gas_Food Prep Other_E1 | F5 | Commercial | Retail (ID) | Existing | Food Preparation | Natural Gas | Food Prep Other | E1 | RIM BC Ratio | [24 empty] | 1 | 1 | 1 | bar: 2019 to 2042
F5_Commercial_Retail (ID)_Existing_Food Preparation_Natural Gas_Food Prep Other_E2 | F5 | Commercial | Retail (ID) | Existing | Food Preparation | Natural Gas | Food Prep Other | E2 | RIM BC Ratio | 0.034556 | 0.03533 | 0.036302 | 0.037446 | 0.038773 | 0.040438 | 0.042169 | 0.04389 | 0.045549 | 0.047229 | 0.048521 | 0.049721 | 0.051015 | 0.052275 | 0.053386 | 0.054416 | 0.055325 | 0.056219 | 0.057179 | 0.058112 | 0.05907 | 0.060046 | 0.061029 | 0.062043 | 0.063072 | 0.064117 | 0.065178
F5_Commercial_Retail (ID)_Existing_Food Preparation_Natural Gas_Food Prep Other_E3 | F5 | Commercial | Retail (ID) | Existing | Food Preparation | Natural Gas | Food Prep Other | E3 | RIM BC Ratio | 0 | 0 | 0 | 0 | 0 | 0 | 0 | 0 | 0 | 0 | 0 | 0 | 0 | 0 | 0 | 0 | 0 | 0 | 0 | 0 | 0 | 0 | 0 | 0 | 0 | 0 | 0
F5_Commercial_Retail (ID)_Existing_Food Preparation_Natural Gas_Food Prep Other_E4 | F5 | Commercial | Retail (ID) | Existing | Food Preparation | Natural Gas | Food Prep Other | E4 | RIM BC Ratio | 0 | 0 | 0 | 0 | 0 | 0 | 0 | 0 | 0 | 0 | 0 | 0 | 0 | 0 | 0 | 0 | 0 | 0 | 0 | 0 | 0 | 0 | 0 | 0 | 0 | 0 | 0
F5_Commercial_Retail (ID)_Existing_Food Preparation_Natural Gas_Food Prep Other_E5 | F5 | Commercial | Retail (ID) | Existing | Food Preparation | Natural Gas | Food Prep Other | E5 | RIM BC Ratio | 0 | 0 | 0 | 0 | 0 | 0 | 0 | 0 | 0 | 0 | 0 | 0 | 0 | 0 | 0 | 0 | 0 | 0 | 0 | 0 | 0 | 0 | 0 | 0 | 0 | 0 | 0
F5_Commercial_Retail (ID)_Existing_Food Preparation_Natural Gas_Food Prep Other_E6 | F5 | Commercial | Retail (ID) | Existing | Food Preparation | Natural Gas | Food Prep Other | E6 | RIM BC Ratio | 0 | 0 | 0 | 0 | 0 | 0 | 0 | 0 | 0 | 0 | 0 | 0 | 0 | 0 | 0 | 0 | 0 | 0 | 0 | 0 | 0 | 0 | 0 | 0 | 0 | 0 | 0
F5_Commercial_Retail (ID)_Existing_Food Preparation_Natural Gas_Food Prep Other_E7 | F5 | Commercial | Retail (ID) | Existing | Food Preparation | Natural Gas | Food Prep Other | E7 | RIM BC Ratio | 0 | 0 | 0 | 0 | 0 | 0 | 0 | 0 | 0 | 0 | 0 | 0 | 0 | 0 | 0 | 0 | 0 | 0 | 0 | 0 | 0 | 0 | 0 | 0 | 0 | 0 | 0
F5_Commercial_Retail (ID)_Existing_Food Preparation_Natural Gas_Food Prep Other_E8 | F5 | Commercial | Retail (ID) | Existing | Food Preparation | Natural Gas | Food Prep Other | E8 | RIM BC Ratio | 0 | 0 | 0 | 0 | 0 | 0 | 0 | 0 | 0 | 0 | 0 | 0 | 0 | 0 | 0 | 0 | 0 | 0 | 0 | 0 | 0 | 0 | 0 | 0 | 0 | 0 | 0
F5_Commercial_Retail (ID)_Existing_Food Preparation_Natural Gas_Food Prep Other_E9 | F5 | Commercial | Retail (ID) | Existing | Food Preparation | Natural Gas | Food Prep Other | E9 | RIM BC Ratio | 0 | 0 | 0 | 0 | 0 | 0 | 0 | 0 | 0 | 0 | 0 | 0 | 0 | 0 | 0 | 0 | 0 | 0 | 0 | 0 | 0 | 0 | 0 | 0 | 0 | 0 | 0
F5_Commercial_Retail (ID)_Existing_Food Preparation_Natural Gas_Food Prep Other_E10 | F5 | Commercial | Retail (ID) | Existing | Food Preparation | Natural Gas | Food Prep Other | E10 | RIM BC Ratio | 0 | 0 | 0 | 0 | 0 | 0 | 0 | 0 | 0 | 0 | 0 | 0 | 0 | 0 | 0 | 0 | 0 | 0 | 0 | 0 | 0 | 0 | 0 | 0 | 0 | 0 | 0
F0_Commercial_Retail (ID)_Existing_Miscellaneous_Natural Gas_Pool Heater_E0 | F0 | Commercial | Retail (ID) | Existing | Miscellaneous | Natural Gas | Pool Heater | E0 | Economic Unit | Standard (EF .82) | Standard (EF .82) | Standard (EF .82) | Standard (EF .82) | Standard (EF .82) | Standard (EF .82) | Standard (EF .82) | Standard (EF .82) | Standard (EF .82) | Standard (EF .82) | Standard (EF .82) | Standard (EF .82) | Standard (EF .82) | Standard (EF .82) | Standard (EF .82) | Standard (EF .82) | Standard (EF .82) | Standard (EF .82) | Standard (EF .82) | Standard (EF .82) | Standard (EF .82) | Standard (EF .82) | Standard (EF .82) | Standard (EF .82) | Standard (EF .82) | Standard (EF .82) | Standard (EF .82)
F1_Commercial_Retail (ID)_Existing_Miscellaneous_Natural Gas_Pool Heater_E1 | F1 | Commercial | Retail (ID) | Existing | Miscellaneous | Natural Gas | Pool Heater | E1 | CCE | 0 | 0 | 0 | 0 | 0 | 0 | 0 | 0 | 0 | 0 | 0 | 0 | 0 | 0 | 0 | 0 | 0 | 0 | 0 | 0 | 0 | 0 | 0 | 0 | 0 | 0 | 0
F1_Commercial_Retail (ID)_Existing_Miscellaneous_Natural Gas_Pool Heater_E2 | F1 | Commercial | Retail (ID) | Existing | Miscellaneous | Natural Gas | Pool Heater | E2 | CCE | 0.013474 | 0.013474 | 0.013474 | 0.013474 | 0.013474 | 0.013474 | 0.013474 | 0.013474 | 0.013474 | 0.013474 | 0.013474 | 0.013474 | 0.013474 | 0.013474 | 0.013474 | 0.013474 | 0.013474 | 0.013474 | 0.013474 | 0.013474 | 0.013474 | 0.013474 | 0.013474 | 0.013474 | 0.013474 | 0.013474 | 0.013474
F1_Commercial_Retail (ID)_Existing_Miscellaneous_Natural Gas_Pool Heater_E3 | F1 | Commercial | Retail (ID) | Existing | Miscellaneous | Natural Gas | Pool Heater | E3 | CCE | 0 | 0 | 0 | 0 | 0 | 0 | 0 | 0 | 0 | 0 | 0 | 0 | 0 | 0 | 0 | 0 | 0 | 0 | 0 | 0 | 0 | 0 | 0 | 0 | 0 | 0 | 0
F1_Commercial_Retail (ID)_Existing_Miscellaneous_Natural Gas_Pool Heater_E4 | F1 | Commercial | Retail (ID) | Existing | Miscellaneous | Natural Gas | Pool Heater | E4 | CCE | 0 | 0 | 0 | 0 | 0 | 0 | 0 | 0 | 0 | 0 | 0 | 0 | 0 | 0 | 0 | 0 | 0 | 0 | 0 | 0 | 0 | 0 | 0 | 0 | 0 | 0 | 0
F1_Commercial_Retail (ID)_Existing_Miscellaneous_Natural Gas_Pool Heater_E5 | F1 | Commercial | Retail (ID) | Existing | Miscellaneous | Natural Gas | Pool Heater | E5 | CCE | 0 | 0 | 0 | 0 | 0 | 0 | 0 | 0 | 0 | 0 | 0 | 0 | 0 | 0 | 0 | 0 | 0 | 0 | 0 | 0 | 0 | 0 | 0 | 0 | 0 | 0 | 0
F1_Commercial_Retail (ID)_Existing_Miscellaneous_Natural Gas_Pool Heater_E6 | F1 | Commercial | Retail (ID) | Existing | Miscellaneous | Natural Gas | Pool Heater | E6 | CCE | 0 | 0 | 0 | 0 | 0 | 0 | 0 | 0 | 0 | 0 | 0 | 0 | 0 | 0 | 0 | 0 | 0 | 0 | 0 | 0 | 0 | 0 | 0 | 0 | 0 | 0 | 0
F1_Commercial_Retail (ID)_Existing_Miscellaneous_Natural Gas_Pool Heater_E7 | F1 | Commercial | Retail (ID) | Existing | Miscellaneous | Natural Gas | Pool Heater | E7 | CCE | 0 | 0 | 0 | 0 | 0 | 0 | 0 | 0 | 0 | 0 | 0 | 0 | 0 | 0 | 0 | 0 | 0 | 0 | 0 | 0 | 0 | 0 | 0 | 0 | 0 | 0 | 0
F1_Commercial_Retail (ID)_Existing_Miscellaneous_Natural Gas_Pool Heater_E8 | F1 | Commercial | Retail (ID) | Existing | Miscellaneous | Natural Gas | Pool Heater | E8 | CCE | 0 | 0 | 0 | 0 | 0 | 0 | 0 | 0 | 0 | 0 | 0 | 0 | 0 | 0 | 0 | 0 | 0 | 0 | 0 | 0 | 0 | 0 | 0 | 0 | 0 | 0 | 0
F1_Commercial_Retail (ID)_Existing_Miscellaneous_Natural Gas_Pool Heater_E9 | F1 | Commercial | Retail (ID) | Existing | Miscellaneous | Natural Gas | Pool Heater | E9 | CCE | 0 | 0 | 0 | 0 | 0 | 0 | 0 | 0 | 0 | 0 | 0 | 0 | 0 | 0 | 0 | 0 | 0 | 0 | 0 | 0 | 0 | 0 | 0 | 0 | 0 | 0 | 0
F1_Commercial_Retail (ID)_Existing_Miscellaneous_Natural Gas_Pool Heater_E10 | F1 | Commercial | Retail (ID) | Existing | Miscellaneous | Natural Gas | Pool Heater | E10 | CCE | 0 | 0 | 0 | 0 | 0 | 0 | 0 | 0 | 0 | 0 | 0 | 0 | 0 | 0 | 0 | 0 | 0 | 0 | 0 | 0 | 0 | 0 | 0 | 0 | 0 | 0 | 0
F2_Commercial_Retail (ID)_Existing_Miscellaneous_Natural Gas_Pool Heater_E1 | F2 | Commercial | Retail (ID) | Existing | Miscellaneous | Natural Gas | Pool Heater | E1 | TRC BC Ratio | [24 empty] | 1 | 1 | 1 | bar: 2019 to 2042
F2_Commercial_Retail (ID)_Existing_Miscellaneous_Natural Gas_Pool Heater_E2 | F2 | Commercial | Retail (ID) | Existing | Miscellaneous | Natural Gas | Pool Heater | E2 | TRC BC Ratio | 0.24558 | 0.24744 | 0.25144 | 0.25792 | 0.26685 | 0.27983 | 0.29405 | 0.30832 | 0.32213 | 0.3369 | 0.34804 | 0.3585 | 0.37033 | 0.38173 | 0.39129 | 0.39986 | 0.40688 | 0.4136 | 0.42102 | 0.42801 | 0.43524 | 0.44289 | 0.45057 | 0.45857 | 0.46672 | 0.47501 | 0.48345
F2_Commercial_Retail (ID)_Existing_Miscellaneous_Natural Gas_Pool Heater_E3 | F2 | Commercial | Retail (ID) | Existing | Miscellaneous | Natural Gas | Pool Heater | E3 | TRC BC Ratio | 0 | 0 | 0 | 0 | 0 | 0 | 0 | 0 | 0 | 0 | 0 | 0 | 0 | 0 | 0 | 0 | 0 | 0 | 0 | 0 | 0 | 0 | 0 | 0 | 0 | 0 | 0
F2_Commercial_Retail (ID)_Existing_Miscellaneous_Natural Gas_Pool Heater_E4 | F2 | Commercial | Retail (ID) | Existing | Miscellaneous | Natural Gas | Pool Heater | E4 | TRC BC Ratio | 0 | 0 | 0 | 0 | 0 | 0 | 0 | 0 | 0 | 0 | 0 | 0 | 0 | 0 | 0 | 0 | 0 | 0 | 0 | 0 | 0 | 0 | 0 | 0 | 0 | 0 | 0
F2_Commercial_Retail (ID)_Existing_Miscellaneous_Natural Gas_Pool Heater_E5 | F2 | Commercial | Retail (ID) | Existing | Miscellaneous | Natural Gas | Pool Heater | E5 | TRC BC Ratio | 0 | 0 | 0 | 0 | 0 | 0 | 0 | 0 | 0 | 0 | 0 | 0 | 0 | 0 | 0 | 0 | 0 | 0 | 0 | 0 | 0 | 0 | 0 | 0 | 0 | 0 | 0
F2_Commercial_Retail (ID)_Existing_Miscellaneous_Natural Gas_Pool Heater_E6 | F2 | Commercial | Retail (ID) | Existing | Miscellaneous | Natural Gas | Pool Heater | E6 | TRC BC Ratio | 0 | 0 | 0 | 0 | 0 | 0 | 0 | 0 | 0 | 0 | 0 | 0 | 0 | 0 | 0 | 0 | 0 | 0 | 0 | 0 | 0 | 0 | 0 | 0 | 0 | 0 | 0
F2_Commercial_Retail (ID)_Existing_Miscellaneous_Natural Gas_Pool Heater_E7 | F2 | Commercial | Retail (ID) | Existing | Miscellaneous | Natural Gas | Pool Heater | E7 | TRC BC Ratio | 0 | 0 | 0 | 0 | 0 | 0 | 0 | 0 | 0 | 0 | 0 | 0 | 0 | 0 | 0 | 0 | 0 | 0 | 0 | 0 | 0 | 0 | 0 | 0 | 0 | 0 | 0
F2_Commercial_Retail (ID)_Existing_Miscellaneous_Natural Gas_Pool Heater_E8 | F2 | Commercial | Retail (ID) | Existing | Miscellaneous | Natural Gas | Pool Heater | E8 | TRC BC Ratio | 0 | 0 | 0 | 0 | 0 | 0 | 0 | 0 | 0 | 0 | 0 | 0 | 0 | 0 | 0 | 0 | 0 | 0 | 0 | 0 | 0 | 0 | 0 | 0 | 0 | 0 | 0
F2_Commercial_Retail (ID)_Existing_Miscellaneous_Natural Gas_Pool Heater_E9 | F2 | Commercial | Retail (ID) | Existing | Miscellaneous | Natural Gas | Pool Heater | E9 | TRC BC Ratio | 0 | 0 | 0 | 0 | 0 | 0 | 0 | 0 | 0 | 0 | 0 | 0 | 0 | 0 | 0 | 0 | 0 | 0 | 0 | 0 | 0 | 0 | 0 | 0 | 0 | 0 | 0
F2_Commercial_Retail (ID)_Existing_Miscellaneous_Natural Gas_Pool Heater_E10 | F2 | Commercial | Retail (ID) | Existing | Miscellaneous | Natural Gas | Pool Heater | E10 | TRC BC Ratio | 0 | 0 | 0 | 0 | 0 | 0 | 0 | 0 | 0 | 0 | 0 | 0 | 0 | 0 | 0 | 0 | 0 | 0 | 0 | 0 | 0 | 0 | 0 | 0 | 0 | 0 | 0
F3_Commercial_Retail (ID)_Existing_Miscellaneous_Natural Gas_Pool Heater_E1 | F3 | Commercial | Retail (ID) | Existing | Miscellaneous | Natural Gas | Pool Heater | E1 | PACT BC Ratio | [24 empty] | 1 | 1 | 1 | bar: 2019 to 2042
F3_Commercial_Retail (ID)_Existing_Miscellaneous_Natural Gas_Pool Heater_E2 | F3 | Commercial | Retail (ID) | Existing | Miscellaneous | Natural Gas | Pool Heater | E2 | PACT BC Ratio | 0.60931 | 0.61394 | 0.62387 | 0.63995 | 0.66211 | 0.69429 | 0.72958 | 0.76498 | 0.79925 | 0.8359 | 0.86355 | 0.8895 | 0.91884 | 0.94714 | 0.97086 | 0.99213 | 1.0095 | 1.0262 | 1.0446 | 1.062 | 1.0799 | 1.0989 | 1.1179 | 1.1378 | 1.158 | 1.1786 | 1.1995
F3_Commercial_Retail (ID)_Existing_Miscellaneous_Natural Gas_Pool Heater_E3 | F3 | Commercial | Retail (ID) | Existing | Miscellaneous | Natural Gas | Pool Heater | E3 | PACT BC Ratio | 0 | 0 | 0 | 0 | 0 | 0 | 0 | 0 | 0 | 0 | 0 | 0 | 0 | 0 | 0 | 0 | 0 | 0 | 0 | 0 | 0 | 0 | 0 | 0 | 0 | 0 | 0
F3_Commercial_Retail (ID)_Existing_Miscellaneous_Natural Gas_Pool Heater_E4 | F3 | Commercial | Retail (ID) | Existing | Miscellaneous | Natural Gas | Pool Heater | E4 | PACT BC Ratio | 0 | 0 | 0 | 0 | 0 | 0 | 0 | 0 | 0 | 0 | 0 | 0 | 0 | 0 | 0 | 0 | 0 | 0 | 0 | 0 | 0 | 0 | 0 | 0 | 0 | 0 | 0
F3_Commercial_Retail (ID)_Existing_Miscellaneous_Natural Gas_Pool Heater_E5 | F3 | Commercial | Retail (ID) | Existing | Miscellaneous | Natural Gas | Pool Heater | E5 | PACT BC Ratio | 0 | 0 | 0 | 0 | 0 | 0 | 0 | 0 | 0 | 0 | 0 | 0 | 0 | 0 | 0 | 0 | 0 | 0 | 0 | 0 | 0 | 0 | 0 | 0 | 0 | 0 | 0
F3_Commercial_Retail (ID)_Existing_Miscellaneous_Natural Gas_Pool Heater_E6 | F3 | Commercial | Retail (ID) | Existing | Miscellaneous | Natural Gas | Pool Heater | E6 | PACT BC Ratio | 0 | 0 | 0 | 0 | 0 | 0 | 0 | 0 | 0 | 0 | 0 | 0 | 0 | 0 | 0 | 0 | 0 | 0 | 0 | 0 | 0 | 0 | 0 | 0 | 0 | 0 | 0
F3_Commercial_Retail (ID)_Existing_Miscellaneous_Natural Gas_Pool Heater_E7 | F3 | Commercial | Retail (ID) | Existing | Miscellaneous | Natural Gas | Pool Heater | E7 | PACT BC Ratio | 0 | 0 | 0 | 0 | 0 | 0 | 0 | 0 | 0 | 0 | 0 | 0 | 0 | 0 | 0 | 0 | 0 | 0 | 0 | 0 | 0 | 0 | 0 | 0 | 0 | 0 | 0
F3_Commercial_Retail (ID)_Existing_Miscellaneous_Natural Gas_Pool Heater_E8 | F3 | Commercial | Retail (ID) | Existing | Miscellaneous | Natural Gas | Pool Heater | E8 | PACT BC Ratio | 0 | 0 | 0 | 0 | 0 | 0 | 0 | 0 | 0 | 0 | 0 | 0 | 0 | 0 | 0 | 0 | 0 | 0 | 0 | 0 | 0 | 0 | 0 | 0 | 0 | 0 | 0
F3_Commercial_Retail (ID)_Existing_Miscellaneous_Natural Gas_Pool Heater_E9 | F3 | Commercial | Retail (ID) | Existing | Miscellaneous | Natural Gas | Pool Heater | E9 | PACT BC Ratio | 0 | 0 | 0 | 0 | 0 | 0 | 0 | 0 | 0 | 0 | 0 | 0 | 0 | 0 | 0 | 0 | 0 | 0 | 0 | 0 | 0 | 0 | 0 | 0 | 0 | 0 | 0
F3_Commercial_Retail (ID)_Existing_Miscellaneous_Natural Gas_Pool Heater_E10 | F3 | Commercial | Retail (ID) | Existing | Miscellaneous | Natural Gas | Pool Heater | E10 | PACT BC Ratio | 0 | 0 | 0 | 0 | 0 | 0 | 0 | 0 | 0 | 0 | 0 | 0 | 0 | 0 | 0 | 0 | 0 | 0 | 0 | 0 | 0 | 0 | 0 | 0 | 0 | 0 | 0
F4_Commercial_Retail (ID)_Existing_Miscellaneous_Natural Gas_Pool Heater_E1 | F4 | Commercial | Retail (ID) | Existing | Miscellaneous | Natural Gas | Pool Heater | E1 | RVT BC Ratio | [24 empty] | 1 | 1 | 1 | bar: 2019 to 2042
F4_Commercial_Retail (ID)_Existing_Miscellaneous_Natural Gas_Pool Heater_E2 | F4 | Commercial | Retail (ID) | Existing | Miscellaneous | Natural Gas | Pool Heater | E2 | RVT BC Ratio | 0.63728 | 0.63996 | 0.6448 | 0.65211 | 0.66171 | 0.67568 | 0.68979 | 0.70332 | 0.71552 | 0.72835 | 0.74306 | 0.75687 | 0.77248 | 0.78692 | 0.7982 | 0.80735 | 0.81352 | 0.81821 | 0.82349 | 0.82781 | 0.83205 | 0.84168 | 0.85136 | 0.86145 | 0.87171 | 0.88216 | 0.89279
F4_Commercial_Retail (ID)_Existing_Miscellaneous_Natural Gas_Pool Heater_E3 | F4 | Commercial | Retail (ID) | Existing | Miscellaneous | Natural Gas | Pool Heater | E3 | RVT BC Ratio | 0 | 0 | 0 | 0 | 0 | 0 | 0 | 0 | 0 | 0 | 0 | 0 | 0 | 0 | 0 | 0 | 0 | 0 | 0 | 0 | 0 | 0 | 0 | 0 | 0 | 0 | 0
F4_Commercial_Retail (ID)_Existing_Miscellaneous_Natural Gas_Pool Heater_E4 | F4 | Commercial | Retail (ID) | Existing | Miscellaneous | Natural Gas | Pool Heater | E4 | RVT BC Ratio | 0 | 0 | 0 | 0 | 0 | 0 | 0 | 0 | 0 | 0 | 0 | 0 | 0 | 0 | 0 | 0 | 0 | 0 | 0 | 0 | 0 | 0 | 0 | 0 | 0 | 0 | 0
F4_Commercial_Retail (ID)_Existing_Miscellaneous_Natural Gas_Pool Heater_E5 | F4 | Commercial | Retail (ID) | Existing | Miscellaneous | Natural Gas | Pool Heater | E5 | RVT BC Ratio | 0 | 0 | 0 | 0 | 0 | 0 | 0 | 0 | 0 | 0 | 0 | 0 | 0 | 0 | 0 | 0 | 0 | 0 | 0 | 0 | 0 | 0 | 0 | 0 | 0 | 0 | 0
F4_Commercial_Retail (ID)_Existing_Miscellaneous_Natural Gas_Pool Heater_E6 | F4 | Commercial | Retail (ID) | Existing | Miscellaneous | Natural Gas | Pool Heater | E6 | RVT BC Ratio | 0 | 0 | 0 | 0 | 0 | 0 | 0 | 0 | 0 | 0 | 0 | 0 | 0 | 0 | 0 | 0 | 0 | 0 | 0 | 0 | 0 | 0 | 0 | 0 | 0 | 0 | 0
F4_Commercial_Retail (ID)_Existing_Miscellaneous_Natural Gas_Pool Heater_E7 | F4 | Commercial | Retail (ID) | Existing | Miscellaneous | Natural Gas | Pool Heater | E7 | RVT BC Ratio | 0 | 0 | 0 | 0 | 0 | 0 | 0 | 0 | 0 | 0 | 0 | 0 | 0 | 0 | 0 | 0 | 0 | 0 | 0 | 0 | 0 | 0 | 0 | 0 | 0 | 0 | 0
F4_Commercial_Retail (ID)_Existing_Miscellaneous_Natural Gas_Pool Heater_E8 | F4 | Commercial | Retail (ID) | Existing | Miscellaneous | Natural Gas | Pool Heater | E8 | RVT BC Ratio | 0 | 0 | 0 | 0 | 0 | 0 | 0 | 0 | 0 | 0 | 0 | 0 | 0 | 0 | 0 | 0 | 0 | 0 | 0 | 0 | 0 | 0 | 0 | 0 | 0 | 0 | 0
F4_Commercial_Retail (ID)_Existing_Miscellaneous_Natural Gas_Pool Heater_E9 | F4 | Commercial | Retail (ID) | Existing | Miscellaneous | Natural Gas | Pool Heater | E9 | RVT BC Ratio | 0 | 0 | 0 | 0 | 0 | 0 | 0 | 0 | 0 | 0 | 0 | 0 | 0 | 0 | 0 | 0 | 0 | 0 | 0 | 0 | 0 | 0 | 0 | 0 | 0 | 0 | 0
F4_Commercial_Retail (ID)_Existing_Miscellaneous_Natural Gas_Pool Heater_E10 | F4 | Commercial | Retail (ID) | Existing | Miscellaneous | Natural Gas | Pool Heater | E10 | RVT BC Ratio | 0 | 0 | 0 | 0 | 0 | 0 | 0 | 0 | 0 | 0 | 0 | 0 | 0 | 0 | 0 | 0 | 0 | 0 | 0 | 0 | 0 | 0 | 0 | 0 | 0 | 0 | 0
F5_Commercial_Retail (ID)_Existing_Miscellaneous_Natural Gas_Pool Heater_E1 | F5 | Commercial | Retail (ID) | Existing | Miscellaneous | Natural Gas | Pool Heater | E1 | RIM BC Ratio | [24 empty] | 1 | 1 | 1 | bar: 2019 to 2042
F5_Commercial_Retail (ID)_Existing_Miscellaneous_Natural Gas_Pool Heater_E2 | F5 | Commercial | Retail (ID) | Existing | Miscellaneous | Natural Gas | Pool Heater | E2 | RIM BC Ratio | 0.35197 | 0.3535 | 0.35717 | 0.36322 | 0.37161 | 0.38346 | 0.39657 | 0.40958 | 0.42222 | 0.43548 | 0.44287 | 0.4496 | 0.45697 | 0.46415 | 0.4704 | 0.47633 | 0.48175 | 0.48744 | 0.49363 | 0.49972 | 0.50607 | 0.5102 | 0.51427 | 0.51843 | 0.52259 | 0.52674 | 0.53088
F5_Commercial_Retail (ID)_Existing_Miscellaneous_Natural Gas_Pool Heater_E3 | F5 | Commercial | Retail (ID) | Existing | Miscellaneous | Natural Gas | Pool Heater | E3 | RIM BC Ratio | 0 | 0 | 0 | 0 | 0 | 0 | 0 | 0 | 0 | 0 | 0 | 0 | 0 | 0 | 0 | 0 | 0 | 0 | 0 | 0 | 0 | 0 | 0 | 0 | 0 | 0 | 0
F5_Commercial_Retail (ID)_Existing_Miscellaneous_Natural Gas_Pool Heater_E4 | F5 | Commercial | Retail (ID) | Existing | Miscellaneous | Natural Gas | Pool Heater | E4 | RIM BC Ratio | 0 | 0 | 0 | 0 | 0 | 0 | 0 | 0 | 0 | 0 | 0 | 0 | 0 | 0 | 0 | 0 | 0 | 0 | 0 | 0 | 0 | 0 | 0 | 0 | 0 | 0 | 0
F5_Commercial_Retail (ID)_Existing_Miscellaneous_Natural Gas_Pool Heater_E5 | F5 | Commercial | Retail (ID) | Existing | Miscellaneous | Natural Gas | Pool Heater | E5 | RIM BC Ratio | 0 | 0 | 0 | 0 | 0 | 0 | 0 | 0 | 0 | 0 | 0 | 0 | 0 | 0 | 0 | 0 | 0 | 0 | 0 | 0 | 0 | 0 | 0 | 0 | 0 | 0 | 0
F5_Commercial_Retail (ID)_Existing_Miscellaneous_Natural Gas_Pool Heater_E6 | F5 | Commercial | Retail (ID) | Existing | Miscellaneous | Natural Gas | Pool Heater | E6 | RIM BC Ratio | 0 | 0 | 0 | 0 | 0 | 0 | 0 | 0 | 0 | 0 | 0 | 0 | 0 | 0 | 0 | 0 | 0 | 0 | 0 | 0 | 0 | 0 | 0 | 0 | 0 | 0 | 0
F5_Commercial_Retail (ID)_Existing_Miscellaneous_Natural Gas_Pool Heater_E7 | F5 | Commercial | Retail (ID) | Existing | Miscellaneous | Natural Gas | Pool Heater | E7 | RIM BC Ratio | 0 | 0 | 0 | 0 | 0 | 0 | 0 | 0 | 0 | 0 | 0 | 0 | 0 | 0 | 0 | 0 | 0 | 0 | 0 | 0 | 0 | 0 | 0 | 0 | 0 | 0 | 0
F5_Commercial_Retail (ID)_Existing_Miscellaneous_Natural Gas_Pool Heater_E8 | F5 | Commercial | Retail (ID) | Existing | Miscellaneous | Natural Gas | Pool Heater | E8 | RIM BC Ratio | 0 | 0 | 0 | 0 | 0 | 0 | 0 | 0 | 0 | 0 | 0 | 0 | 0 | 0 | 0 | 0 | 0 | 0 | 0 | 0 | 0 | 0 | 0 | 0 | 0 | 0 | 0
F5_Commercial_Retail (ID)_Existing_Miscellaneous_Natural Gas_Pool Heater_E9 | F5 | Commercial | Retail (ID) | Existing | Miscellaneous | Natural Gas | Pool Heater | E9 | RIM BC Ratio | 0 | 0 | 0 | 0 | 0 | 0 | 0 | 0 | 0 | 0 | 0 | 0 | 0 | 0 | 0 | 0 | 0 | 0 | 0 | 0 | 0 | 0 | 0 | 0 | 0 | 0 | 0
F5_Commercial_Retail (ID)_Existing_Miscellaneous_Natural Gas_Pool Heater_E10 | F5 | Commercial | Retail (ID) | Existing | Miscellaneous | Natural Gas | Pool Heater | E10 | RIM BC Ratio | 0 | 0 | 0 | 0 | 0 | 0 | 0 | 0 | 0 | 0 | 0 | 0 | 0 | 0 | 0 | 0 | 0 | 0 | 0 | 0 | 0 | 0 | 0 | 0 | 0 | 0 | 0
F0_Commercial_Retail (ID)_Existing_Miscellaneous_Natural Gas_Miscellaneous_E0 | F0 | Commercial | Retail (ID) | Existing | Miscellaneous | Natural Gas | Miscellaneous | E0 | Economic Unit | Standard | Standard | Standard | Standard | Standard | Standard | Standard | Standard | Standard | Standard | Standard | Standard | Standard | Standard | Standard | Standard | Standard | Standard | Standard | Standard | Standard | Standard | Standard | Standard | Standard | Standard | Standard
F1_Commercial_Retail (ID)_Existing_Miscellaneous_Natural Gas_Miscellaneous_E1 | F1 | Commercial | Retail (ID) | Existing | Miscellaneous | Natural Gas | Miscellaneous | E1 | CCE | 0 | 0 | 0 | 0 | 0 | 0 | 0 | 0 | 0 | 0 | 0 | 0 | 0 | 0 | 0 | 0 | 0 | 0 | 0 | 0 | 0 | 0 | 0 | 0 | 0 | 0 | 0
F1_Commercial_Retail (ID)_Existing_Miscellaneous_Natural Gas_Miscellaneous_E2 | F1 | Commercial | Retail (ID) | Existing | Miscellaneous | Natural Gas | Miscellaneous | E2 | CCE | 0 | 0 | 0 | 0 | 0 | 0 | 0 | 0 | 0 | 0 | 0 | 0 | 0 | 0 | 0 | 0 | 0 | 0 | 0 | 0 | 0 | 0 | 0 | 0 | 0 | 0 | 0
F1_Commercial_Retail (ID)_Existing_Miscellaneous_Natural Gas_Miscellaneous_E3 | F1 | Commercial | Retail (ID) | Existing | Miscellaneous | Natural Gas | Miscellaneous | E3 | CCE | 0 | 0 | 0 | 0 | 0 | 0 | 0 | 0 | 0 | 0 | 0 | 0 | 0 | 0 | 0 | 0 | 0 | 0 | 0 | 0 | 0 | 0 | 0 | 0 | 0 | 0 | 0
F1_Commercial_Retail (ID)_Existing_Miscellaneous_Natural Gas_Miscellaneous_E4 | F1 | Commercial | Retail (ID) | Existing | Miscellaneous | Natural Gas | Miscellaneous | E4 | CCE | 0 | 0 | 0 | 0 | 0 | 0 | 0 | 0 | 0 | 0 | 0 | 0 | 0 | 0 | 0 | 0 | 0 | 0 | 0 | 0 | 0 | 0 | 0 | 0 | 0 | 0 | 0
F1_Commercial_Retail (ID)_Existing_Miscellaneous_Natural Gas_Miscellaneous_E5 | F1 | Commercial | Retail (ID) | Existing | Miscellaneous | Natural Gas | Miscellaneous | E5 | CCE | 0 | 0 | 0 | 0 | 0 | 0 | 0 | 0 | 0 | 0 | 0 | 0 | 0 | 0 | 0 | 0 | 0 | 0 | 0 | 0 | 0 | 0 | 0 | 0 | 0 | 0 | 0
F1_Commercial_Retail (ID)_Existing_Miscellaneous_Natural Gas_Miscellaneous_E6 | F1 | Commercial | Retail (ID) | Existing | Miscellaneous | Natural Gas | Miscellaneous | E6 | CCE | 0 | 0 | 0 | 0 | 0 | 0 | 0 | 0 | 0 | 0 | 0 | 0 | 0 | 0 | 0 | 0 | 0 | 0 | 0 | 0 | 0 | 0 | 0 | 0 | 0 | 0 | 0
F1_Commercial_Retail (ID)_Existing_Miscellaneous_Natural Gas_Miscellaneous_E7 | F1 | Commercial | Retail (ID) | Existing | Miscellaneous | Natural Gas | Miscellaneous | E7 | CCE | 0 | 0 | 0 | 0 | 0 | 0 | 0 | 0 | 0 | 0 | 0 | 0 | 0 | 0 | 0 | 0 | 0 | 0 | 0 | 0 | 0 | 0 | 0 | 0 | 0 | 0 | 0
F1_Commercial_Retail (ID)_Existing_Miscellaneous_Natural Gas_Miscellaneous_E8 | F1 | Commercial | Retail (ID) | Existing | Miscellaneous | Natural Gas | Miscellaneous | E8 | CCE | 0 | 0 | 0 | 0 | 0 | 0 | 0 | 0 | 0 | 0 | 0 | 0 | 0 | 0 | 0 | 0 | 0 | 0 | 0 | 0 | 0 | 0 | 0 | 0 | 0 | 0 | 0
F1_Commercial_Retail (ID)_Existing_Miscellaneous_Natural Gas_Miscellaneous_E9 | F1 | Commercial | Retail (ID) | Existing | Miscellaneous | Natural Gas | Miscellaneous | E9 | CCE | 0 | 0 | 0 | 0 | 0 | 0 | 0 | 0 | 0 | 0 | 0 | 0 | 0 | 0 | 0 | 0 | 0 | 0 | 0 | 0 | 0 | 0 | 0 | 0 | 0 | 0 | 0
F1_Commercial_Retail (ID)_Existing_Miscellaneous_Natural Gas_Miscellaneous_E10 | F1 | Commercial | Retail (ID) | Existing | Miscellaneous | Natural Gas | Miscellaneous | E10 | CCE | 0 | 0 | 0 | 0 | 0 | 0 | 0 | 0 | 0 | 0 | 0 | 0 | 0 | 0 | 0 | 0 | 0 | 0 | 0 | 0 | 0 | 0 | 0 | 0 | 0 | 0 | 0
F2_Commercial_Retail (ID)_Existing_Miscellaneous_Natural Gas_Miscellaneous_E1 | F2 | Commercial | Retail (ID) | Existing | Miscellaneous | Natural Gas | Miscellaneous | E1 | TRC BC Ratio | [24 empty] | 1 | 1 | 1 | bar: 2019 to 2042
F2_Commercial_Retail (ID)_Existing_Miscellaneous_Natural Gas_Miscellaneous_E2 | F2 | Commercial | Retail (ID) | Existing | Miscellaneous | Natural Gas | Miscellaneous | E2 | TRC BC Ratio | 0 | 0 | 0 | 0 | 0 | 0 | 0 | 0 | 0 | 0 | 0 | 0 | 0 | 0 | 0 | 0 | 0 | 0 | 0 | 0 | 0 | 0 | 0 | 0 | 0 | 0 | 0
F2_Commercial_Retail (ID)_Existing_Miscellaneous_Natural Gas_Miscellaneous_E3 | F2 | Commercial | Retail (ID) | Existing | Miscellaneous | Natural Gas | Miscellaneous | E3 | TRC BC Ratio | 0 | 0 | 0 | 0 | 0 | 0 | 0 | 0 | 0 | 0 | 0 | 0 | 0 | 0 | 0 | 0 | 0 | 0 | 0 | 0 | 0 | 0 | 0 | 0 | 0 | 0 | 0
F2_Commercial_Retail (ID)_Existing_Miscellaneous_Natural Gas_Miscellaneous_E4 | F2 | Commercial | Retail (ID) | Existing | Miscellaneous | Natural Gas | Miscellaneous | E4 | TRC BC Ratio | 0 | 0 | 0 | 0 | 0 | 0 | 0 | 0 | 0 | 0 | 0 | 0 | 0 | 0 | 0 | 0 | 0 | 0 | 0 | 0 | 0 | 0 | 0 | 0 | 0 | 0 | 0
F2_Commercial_Retail (ID)_Existing_Miscellaneous_Natural Gas_Miscellaneous_E5 | F2 | Commercial | Retail (ID) | Existing | Miscellaneous | Natural Gas | Miscellaneous | E5 | TRC BC Ratio | 0 | 0 | 0 | 0 | 0 | 0 | 0 | 0 | 0 | 0 | 0 | 0 | 0 | 0 | 0 | 0 | 0 | 0 | 0 | 0 | 0 | 0 | 0 | 0 | 0 | 0 | 0
F2_Commercial_Retail (ID)_Existing_Miscellaneous_Natural Gas_Miscellaneous_E6 | F2 | Commercial | Retail (ID) | Existing | Miscellaneous | Natural Gas | Miscellaneous | E6 | TRC BC Ratio | 0 | 0 | 0 | 0 | 0 | 0 | 0 | 0 | 0 | 0 | 0 | 0 | 0 | 0 | 0 | 0 | 0 | 0 | 0 | 0 | 0 | 0 | 0 | 0 | 0 | 0 | 0
F2_Commercial_Retail (ID)_Existing_Miscellaneous_Natural Gas_Miscellaneous_E7 | F2 | Commercial | Retail (ID) | Existing | Miscellaneous | Natural Gas | Miscellaneous | E7 | TRC BC Ratio | 0 | 0 | 0 | 0 | 0 | 0 | 0 | 0 | 0 | 0 | 0 | 0 | 0 | 0 | 0 | 0 | 0 | 0 | 0 | 0 | 0 | 0 | 0 | 0 | 0 | 0 | 0
F2_Commercial_Retail (ID)_Existing_Miscellaneous_Natural Gas_Miscellaneous_E8 | F2 | Commercial | Retail (ID) | Existing | Miscellaneous | Natural Gas | Miscellaneous | E8 | TRC BC Ratio | 0 | 0 | 0 | 0 | 0 | 0 | 0 | 0 | 0 | 0 | 0 | 0 | 0 | 0 | 0 | 0 | 0 | 0 | 0 | 0 | 0 | 0 | 0 | 0 | 0 | 0 | 0
F2_Commercial_Retail (ID)_Existing_Miscellaneous_Natural Gas_Miscellaneous_E9 | F2 | Commercial | Retail (ID) | Existing | Miscellaneous | Natural Gas | Miscellaneous | E9 | TRC BC Ratio | 0 | 0 | 0 | 0 | 0 | 0 | 0 | 0 | 0 | 0 | 0 | 0 | 0 | 0 | 0 | 0 | 0 | 0 | 0 | 0 | 0 | 0 | 0 | 0 | 0 | 0 | 0
F2_Commercial_Retail (ID)_Existing_Miscellaneous_Natural Gas_Miscellaneous_E10 | F2 | Commercial | Retail (ID) | Existing | Miscellaneous | Natural Gas | Miscellaneous | E10 | TRC BC Ratio | 0 | 0 | 0 | 0 | 0 | 0 | 0 | 0 | 0 | 0 | 0 | 0 | 0 | 0 | 0 | 0 | 0 | 0 | 0 | 0 | 0 | 0 | 0 | 0 | 0 | 0 | 0
F3_Commercial_Retail (ID)_Existing_Miscellaneous_Natural Gas_Miscellaneous_E1 | F3 | Commercial | Retail (ID) | Existing | Miscellaneous | Natural Gas | Miscellaneous | E1 | PACT BC Ratio | [24 empty] | 1 | 1 | 1 | bar: 2019 to 2042
F3_Commercial_Retail (ID)_Existing_Miscellaneous_Natural Gas_Miscellaneous_E2 | F3 | Commercial | Retail (ID) | Existing | Miscellaneous | Natural Gas | Miscellaneous | E2 | PACT BC Ratio | 0 | 0 | 0 | 0 | 0 | 0 | 0 | 0 | 0 | 0 | 0 | 0 | 0 | 0 | 0 | 0 | 0 | 0 | 0 | 0 | 0 | 0 | 0 | 0 | 0 | 0 | 0
F3_Commercial_Retail (ID)_Existing_Miscellaneous_Natural Gas_Miscellaneous_E3 | F3 | Commercial | Retail (ID) | Existing | Miscellaneous | Natural Gas | Miscellaneous | E3 | PACT BC Ratio | 0 | 0 | 0 | 0 | 0 | 0 | 0 | 0 | 0 | 0 | 0 | 0 | 0 | 0 | 0 | 0 | 0 | 0 | 0 | 0 | 0 | 0 | 0 | 0 | 0 | 0 | 0
F3_Commercial_Retail (ID)_Existing_Miscellaneous_Natural Gas_Miscellaneous_E4 | F3 | Commercial | Retail (ID) | Existing | Miscellaneous | Natural Gas | Miscellaneous | E4 | PACT BC Ratio | 0 | 0 | 0 | 0 | 0 | 0 | 0 | 0 | 0 | 0 | 0 | 0 | 0 | 0 | 0 | 0 | 0 | 0 | 0 | 0 | 0 | 0 | 0 | 0 | 0 | 0 | 0
F3_Commercial_Retail (ID)_Existing_Miscellaneous_Natural Gas_Miscellaneous_E5 | F3 | Commercial | Retail (ID) | Existing | Miscellaneous | Natural Gas | Miscellaneous | E5 | PACT BC Ratio | 0 | 0 | 0 | 0 | 0 | 0 | 0 | 0 | 0 | 0 | 0 | 0 | 0 | 0 | 0 | 0 | 0 | 0 | 0 | 0 | 0 | 0 | 0 | 0 | 0 | 0 | 0
F3_Commercial_Retail (ID)_Existing_Miscellaneous_Natural Gas_Miscellaneous_E6 | F3 | Commercial | Retail (ID) | Existing | Miscellaneous | Natural Gas | Miscellaneous | E6 | PACT BC Ratio | 0 | 0 | 0 | 0 | 0 | 0 | 0 | 0 | 0 | 0 | 0 | 0 | 0 | 0 | 0 | 0 | 0 | 0 | 0 | 0 | 0 | 0 | 0 | 0 | 0 | 0 | 0
F3_Commercial_Retail (ID)_Existing_Miscellaneous_Natural Gas_Miscellaneous_E7 | F3 | Commercial | Retail (ID) | Existing | Miscellaneous | Natural Gas | Miscellaneous | E7 | PACT BC Ratio | 0 | 0 | 0 | 0 | 0 | 0 | 0 | 0 | 0 | 0 | 0 | 0 | 0 | 0 | 0 | 0 | 0 | 0 | 0 | 0 | 0 | 0 | 0 | 0 | 0 | 0 | 0
F3_Commercial_Retail (ID)_Existing_Miscellaneous_Natural Gas_Miscellaneous_E8 | F3 | Commercial | Retail (ID) | Existing | Miscellaneous | Natural Gas | Miscellaneous | E8 | PACT BC Ratio | 0 | 0 | 0 | 0 | 0 | 0 | 0 | 0 | 0 | 0 | 0 | 0 | 0 | 0 | 0 | 0 | 0 | 0 | 0 | 0 | 0 | 0 | 0 | 0 | 0 | 0 | 0
F3_Commercial_Retail (ID)_Existing_Miscellaneous_Natural Gas_Miscellaneous_E9 | F3 | Commercial | Retail (ID) | Existing | Miscellaneous | Natural Gas | Miscellaneous | E9 | PACT BC Ratio | 0 | 0 | 0 | 0 | 0 | 0 | 0 | 0 | 0 | 0 | 0 | 0 | 0 | 0 | 0 | 0 | 0 | 0 | 0 | 0 | 0 | 0 | 0 | 0 | 0 | 0 | 0
F3_Commercial_Retail (ID)_Existing_Miscellaneous_Natural Gas_Miscellaneous_E10 | F3 | Commercial | Retail (ID) | Existing | Miscellaneous | Natural Gas | Miscellaneous | E10 | PACT BC Ratio | 0 | 0 | 0 | 0 | 0 | 0 | 0 | 0 | 0 | 0 | 0 | 0 | 0 | 0 | 0 | 0 | 0 | 0 | 0 | 0 | 0 | 0 | 0 | 0 | 0 | 0 | 0
F4_Commercial_Retail (ID)_Existing_Miscellaneous_Natural Gas_Miscellaneous_E1 | F4 | Commercial | Retail (ID) | Existing | Miscellaneous | Natural Gas | Miscellaneous | E1 | RVT BC Ratio | [24 empty] | 1 | 1 | 1 | bar: 2019 to 2042
F4_Commercial_Retail (ID)_Existing_Miscellaneous_Natural Gas_Miscellaneous_E2 | F4 | Commercial | Retail (ID) | Existing | Miscellaneous | Natural Gas | Miscellaneous | E2 | RVT BC Ratio | 0 | 0 | 0 | 0 | 0 | 0 | 0 | 0 | 0 | 0 | 0 | 0 | 0 | 0 | 0 | 0 | 0 | 0 | 0 | 0 | 0 | 0 | 0 | 0 | 0 | 0 | 0
F4_Commercial_Retail (ID)_Existing_Miscellaneous_Natural Gas_Miscellaneous_E3 | F4 | Commercial | Retail (ID) | Existing | Miscellaneous | Natural Gas | Miscellaneous | E3 | RVT BC Ratio | 0 | 0 | 0 | 0 | 0 | 0 | 0 | 0 | 0 | 0 | 0 | 0 | 0 | 0 | 0 | 0 | 0 | 0 | 0 | 0 | 0 | 0 | 0 | 0 | 0 | 0 | 0
F4_Commercial_Retail (ID)_Existing_Miscellaneous_Natural Gas_Miscellaneous_E4 | F4 | Commercial | Retail (ID) | Existing | Miscellaneous | Natural Gas | Miscellaneous | E4 | RVT BC Ratio | 0 | 0 | 0 | 0 | 0 | 0 | 0 | 0 | 0 | 0 | 0 | 0 | 0 | 0 | 0 | 0 | 0 | 0 | 0 | 0 | 0 | 0 | 0 | 0 | 0 | 0 | 0
F4_Commercial_Retail (ID)_Existing_Miscellaneous_Natural Gas_Miscellaneous_E5 | F4 | Commercial | Retail (ID) | Existing | Miscellaneous | Natural Gas | Miscellaneous | E5 | RVT BC Ratio | 0 | 0 | 0 | 0 | 0 | 0 | 0 | 0 | 0 | 0 | 0 | 0 | 0 | 0 | 0 | 0 | 0 | 0 | 0 | 0 | 0 | 0 | 0 | 0 | 0 | 0 | 0
F4_Commercial_Retail (ID)_Existing_Miscellaneous_Natural Gas_Miscellaneous_E6 | F4 | Commercial | Retail (ID) | Existing | Miscellaneous | Natural Gas | Miscellaneous | E6 | RVT BC Ratio | 0 | 0 | 0 | 0 | 0 | 0 | 0 | 0 | 0 | 0 | 0 | 0 | 0 | 0 | 0 | 0 | 0 | 0 | 0 | 0 | 0 | 0 | 0 | 0 | 0 | 0 | 0
F4_Commercial_Retail (ID)_Existing_Miscellaneous_Natural Gas_Miscellaneous_E7 | F4 | Commercial | Retail (ID) | Existing | Miscellaneous | Natural Gas | Miscellaneous | E7 | RVT BC Ratio | 0 | 0 | 0 | 0 | 0 | 0 | 0 | 0 | 0 | 0 | 0 | 0 | 0 | 0 | 0 | 0 | 0 | 0 | 0 | 0 | 0 | 0 | 0 | 0 | 0 | 0 | 0
F4_Commercial_Retail (ID)_Existing_Miscellaneous_Natural Gas_Miscellaneous_E8 | F4 | Commercial | Retail (ID) | Existing | Miscellaneous | Natural Gas | Miscellaneous | E8 | RVT BC Ratio | 0 | 0 | 0 | 0 | 0 | 0 | 0 | 0 | 0 | 0 | 0 | 0 | 0 | 0 | 0 | 0 | 0 | 0 | 0 | 0 | 0 | 0 | 0 | 0 | 0 | 0 | 0
F4_Commercial_Retail (ID)_Existing_Miscellaneous_Natural Gas_Miscellaneous_E9 | F4 | Commercial | Retail (ID) | Existing | Miscellaneous | Natural Gas | Miscellaneous | E9 | RVT BC Ratio | 0 | 0 | 0 | 0 | 0 | 0 | 0 | 0 | 0 | 0 | 0 | 0 | 0 | 0 | 0 | 0 | 0 | 0 | 0 | 0 | 0 | 0 | 0 | 0 | 0 | 0 | 0
F4_Commercial_Retail (ID)_Existing_Miscellaneous_Natural Gas_Miscellaneous_E10 | F4 | Commercial | Retail (ID) | Existing | Miscellaneous | Natural Gas | Miscellaneous | E10 | RVT BC Ratio | 0 | 0 | 0 | 0 | 0 | 0 | 0 | 0 | 0 | 0 | 0 | 0 | 0 | 0 | 0 | 0 | 0 | 0 | 0 | 0 | 0 | 0 | 0 | 0 | 0 | 0 | 0
F5_Commercial_Retail (ID)_Existing_Miscellaneous_Natural Gas_Miscellaneous_E1 | F5 | Commercial | Retail (ID) | Existing | Miscellaneous | Natural Gas | Miscellaneous | E1 | RIM BC Ratio | [24 empty] | 1 | 1 | 1 | bar: 2019 to 2042
F5_Commercial_Retail (ID)_Existing_Miscellaneous_Natural Gas_Miscellaneous_E2 | F5 | Commercial | Retail (ID) | Existing | Miscellaneous | Natural Gas | Miscellaneous | E2 | RIM BC Ratio | 0 | 0 | 0 | 0 | 0 | 0 | 0 | 0 | 0 | 0 | 0 | 0 | 0 | 0 | 0 | 0 | 0 | 0 | 0 | 0 | 0 | 0 | 0 | 0 | 0 | 0 | 0
F5_Commercial_Retail (ID)_Existing_Miscellaneous_Natural Gas_Miscellaneous_E3 | F5 | Commercial | Retail (ID) | Existing | Miscellaneous | Natural Gas | Miscellaneous | E3 | RIM BC Ratio | 0 | 0 | 0 | 0 | 0 | 0 | 0 | 0 | 0 | 0 | 0 | 0 | 0 | 0 | 0 | 0 | 0 | 0 | 0 | 0 | 0 | 0 | 0 | 0 | 0 | 0 | 0
F5_Commercial_Retail (ID)_Existing_Miscellaneous_Natural Gas_Miscellaneous_E4 | F5 | Commercial | Retail (ID) | Existing | Miscellaneous | Natural Gas | Miscellaneous | E4 | RIM BC Ratio | 0 | 0 | 0 | 0 | 0 | 0 | 0 | 0 | 0 | 0 | 0 | 0 | 0 | 0 | 0 | 0 | 0 | 0 | 0 | 0 | 0 | 0 | 0 | 0 | 0 | 0 | 0
F5_Commercial_Retail (ID)_Existing_Miscellaneous_Natural Gas_Miscellaneous_E5 | F5 | Commercial | Retail (ID) | Existing | Miscellaneous | Natural Gas | Miscellaneous | E5 | RIM BC Ratio | 0 | 0 | 0 | 0 | 0 | 0 | 0 | 0 | 0 | 0 | 0 | 0 | 0 | 0 | 0 | 0 | 0 | 0 | 0 | 0 | 0 | 0 | 0 | 0 | 0 | 0 | 0
F5_Commercial_Retail (ID)_Existing_Miscellaneous_Natural Gas_Miscellaneous_E6 | F5 | Commercial | Retail (ID) | Existing | Miscellaneous | Natural Gas | Miscellaneous | E6 | RIM BC Ratio | 0 | 0 | 0 | 0 | 0 | 0 | 0 | 0 | 0 | 0 | 0 | 0 | 0 | 0 | 0 | 0 | 0 | 0 | 0 | 0 | 0 | 0 | 0 | 0 | 0 | 0 | 0
F5_Commercial_Retail (ID)_Existing_Miscellaneous_Natural Gas_Miscellaneous_E7 | F5 | Commercial | Retail (ID) | Existing | Miscellaneous | Natural Gas | Miscellaneous | E7 | RIM BC Ratio | 0 | 0 | 0 | 0 | 0 | 0 | 0 | 0 | 0 | 0 | 0 | 0 | 0 | 0 | 0 | 0 | 0 | 0 | 0 | 0 | 0 | 0 | 0 | 0 | 0 | 0 | 0
F5_Commercial_Retail (ID)_Existing_Miscellaneous_Natural Gas_Miscellaneous_E8 | F5 | Commercial | Retail (ID) | Existing | Miscellaneous | Natural Gas | Miscellaneous | E8 | RIM BC Ratio | 0 | 0 | 0 | 0 | 0 | 0 | 0 | 0 | 0 | 0 | 0 | 0 | 0 | 0 | 0 | 0 | 0 | 0 | 0 | 0 | 0 | 0 | 0 | 0 | 0 | 0 | 0
F5_Commercial_Retail (ID)_Existing_Miscellaneous_Natural Gas_Miscellaneous_E9 | F5 | Commercial | Retail (ID) | Existing | Miscellaneous | Natural Gas | Miscellaneous | E9 | RIM BC Ratio | 0 | 0 | 0 | 0 | 0 | 0 | 0 | 0 | 0 | 0 | 0 | 0 | 0 | 0 | 0 | 0 | 0 | 0 | 0 | 0 | 0 | 0 | 0 | 0 | 0 | 0 | 0
F5_Commercial_Retail (ID)_Existing_Miscellaneous_Natural Gas_Miscellaneous_E10 | F5 | Commercial | Retail (ID) | Existing | Miscellaneous | Natural Gas | Miscellaneous | E10 | RIM BC Ratio | 0 | 0 | 0 | 0 | 0 | 0 | 0 | 0 | 0 | 0 | 0 | 0 | 0 | 0 | 0 | 0 | 0 | 0 | 0 | 0 | 0 | 0 | 0 | 0 | 0 | 0 | 0
F0_Commercial_Retail (ID)_New_Space Heating_Natural Gas_Furnace_E0 | F0 | Commercial | Retail (ID) | New | Space Heating | Natural Gas | Furnace | E0 | Economic Unit | AFUE 96% | AFUE 96% | AFUE 96% | AFUE 96% | AFUE 96% | AFUE 96% | AFUE 96% | AFUE 96% | AFUE 96% | AFUE 96% | AFUE 96% | AFUE 96% | AFUE 96% | AFUE 96% | AFUE 96% | AFUE 96% | AFUE 96% | AFUE 96% | AFUE 96% | AFUE 96% | AFUE 96% | AFUE 96% | AFUE 96% | AFUE 96% | AFUE 96% | AFUE 96% | AFUE 96%
F1_Commercial_Retail (ID)_New_Space Heating_Natural Gas_Furnace_E1 | F1 | Commercial | Retail (ID) | New | Space Heating | Natural Gas | Furnace | E1 | CCE | 0 | 0 | 0 | 0 | 0 | 0 | 0 | 0 | 0 | 0 | 0 | 0 | 0 | 0 | 0 | 0 | 0 | 0 | 0 | 0 | 0 | 0 | 0 | 0 | 0 | 0 | 0
F1_Commercial_Retail (ID)_New_Space Heating_Natural Gas_Furnace_E2 | F1 | Commercial | Retail (ID) | New | Space Heating | Natural Gas | Furnace | E2 | CCE | 0.023568 | 0.024458 | 0.024458 | 0.024458 | 0.024458 | 0.024458 | 0.024458 | 0.024458 | 0.024458 | 0.024458 | 0.024458 | 0.024458 | 0.024458 | 0.024458 | 0.024458 | 0.024458 | 0.024458 | 0.024458 | 0.024458 | 0.024458 | 0.024458 | 0.024458 | 0.024458 | 0.024458 | 0.024458 | 0.024458 | 0.024458
F1_Commercial_Retail (ID)_New_Space Heating_Natural Gas_Furnace_E3 | F1 | Commercial | Retail (ID) | New | Space Heating | Natural Gas | Furnace | E3 | CCE | 0.0035145 | 0.0036472 | 0.0036472 | 0.0036472 | 0.0036472 | 0.0036472 | 0.0036472 | 0.0036472 | 0.0036472 | 0.0036472 | 0.0036472 | 0.0036472 | 0.0036472 | 0.0036472 | 0.0036472 | 0.0036472 | 0.0036472 | 0.0036472 | 0.0036472 | 0.0036472 | 0.0036472 | 0.0036472 | 0.0036472 | 0.0036472 | 0.0036472 | 0.0036472 | 0.0036472
F1_Commercial_Retail (ID)_New_Space Heating_Natural Gas_Furnace_E4 | F1 | Commercial | Retail (ID) | New | Space Heating | Natural Gas | Furnace | E4 | CCE | 0 | 0 | 0 | 0 | 0 | 0 | 0 | 0 | 0 | 0 | 0 | 0 | 0 | 0 | 0 | 0 | 0 | 0 | 0 | 0 | 0 | 0 | 0 | 0 | 0 | 0 | 0
F1_Commercial_Retail (ID)_New_Space Heating_Natural Gas_Furnace_E5 | F1 | Commercial | Retail (ID) | New | Space Heating | Natural Gas | Furnace | E5 | CCE | 0 | 0 | 0 | 0 | 0 | 0 | 0 | 0 | 0 | 0 | 0 | 0 | 0 | 0 | 0 | 0 | 0 | 0 | 0 | 0 | 0 | 0 | 0 | 0 | 0 | 0 | 0
F1_Commercial_Retail (ID)_New_Space Heating_Natural Gas_Furnace_E6 | F1 | Commercial | Retail (ID) | New | Space Heating | Natural Gas | Furnace | E6 | CCE | 0 | 0 | 0 | 0 | 0 | 0 | 0 | 0 | 0 | 0 | 0 | 0 | 0 | 0 | 0 | 0 | 0 | 0 | 0 | 0 | 0 | 0 | 0 | 0 | 0 | 0 | 0
F1_Commercial_Retail (ID)_New_Space Heating_Natural Gas_Furnace_E7 | F1 | Commercial | Retail (ID) | New | Space Heating | Natural Gas | Furnace | E7 | CCE | 0 | 0 | 0 | 0 | 0 | 0 | 0 | 0 | 0 | 0 | 0 | 0 | 0 | 0 | 0 | 0 | 0 | 0 | 0 | 0 | 0 | 0 | 0 | 0 | 0 | 0 | 0
F1_Commercial_Retail (ID)_New_Space Heating_Natural Gas_Furnace_E8 | F1 | Commercial | Retail (ID) | New | Space Heating | Natural Gas | Furnace | E8 | CCE | 0 | 0 | 0 | 0 | 0 | 0 | 0 | 0 | 0 | 0 | 0 | 0 | 0 | 0 | 0 | 0 | 0 | 0 | 0 | 0 | 0 | 0 | 0 | 0 | 0 | 0 | 0
F1_Commercial_Retail (ID)_New_Space Heating_Natural Gas_Furnace_E9 | F1 | Commercial | Retail (ID) | New | Space Heating | Natural Gas | Furnace | E9 | CCE | 0 | 0 | 0 | 0 | 0 | 0 | 0 | 0 | 0 | 0 | 0 | 0 | 0 | 0 | 0 | 0 | 0 | 0 | 0 | 0 | 0 | 0 | 0 | 0 | 0 | 0 | 0
F1_Commercial_Retail (ID)_New_Space Heating_Natural Gas_Furnace_E10 | F1 | Commercial | Retail (ID) | New | Space Heating | Natural Gas | Furnace | E10 | CCE | 0 | 0 | 0 | 0 | 0 | 0 | 0 | 0 | 0 | 0 | 0 | 0 | 0 | 0 | 0 | 0 | 0 | 0 | 0 | 0 | 0 | 0 | 0 | 0 | 0 | 0 | 0
F2_Commercial_Retail (ID)_New_Space Heating_Natural Gas_Furnace_E1 | F2 | Commercial | Retail (ID) | New | Space Heating | Natural Gas | Furnace | E1 | TRC BC Ratio | [24 empty] | 1 | 1 | 1 | bar: 2019 to 2042
F2_Commercial_Retail (ID)_New_Space Heating_Natural Gas_Furnace_E2 | F2 | Commercial | Retail (ID) | New | Space Heating | Natural Gas | Furnace | E2 | TRC BC Ratio | 0.15957 | 0.16189 | 0.16518 | 0.16893 | 0.17319 | 0.17938 | 0.1857 | 0.19242 | 0.19873 | 0.20513 | 0.21074 | 0.2158 | 0.22143 | 0.22726 | 0.2326 | 0.23782 | 0.2426 | 0.24755 | 0.25271 | 0.25802 | 0.26343 | 0.26917 | 0.27598 | 0.28184 | 0.28782 | 0.29393 | 0.30017
F2_Commercial_Retail (ID)_New_Space Heating_Natural Gas_Furnace_E3 | F2 | Commercial | Retail (ID) | New | Space Heating | Natural Gas | Furnace | E3 | TRC BC Ratio | 1.0701 | 1.0857 | 1.1077 | 1.1329 | 1.1614 | 1.203 | 1.2454 | 1.2904 | 1.3327 | 1.3757 | 1.4132 | 1.4472 | 1.4849 | 1.524 | 1.5598 | 1.5948 | 1.6269 | 1.6601 | 1.6947 | 1.7303 | 1.7666 | 1.8051 | 1.8508 | 1.8901 | 1.9302 | 1.9711 | 2.013
F2_Commercial_Retail (ID)_New_Space Heating_Natural Gas_Furnace_E4 | F2 | Commercial | Retail (ID) | New | Space Heating | Natural Gas | Furnace | E4 | TRC BC Ratio | 0 | 0 | 0 | 0 | 0 | 0 | 0 | 0 | 0 | 0 | 0 | 0 | 0 | 0 | 0 | 0 | 0 | 0 | 0 | 0 | 0 | 0 | 0 | 0 | 0 | 0 | 0
F2_Commercial_Retail (ID)_New_Space Heating_Natural Gas_Furnace_E5 | F2 | Commercial | Retail (ID) | New | Space Heating | Natural Gas | Furnace | E5 | TRC BC Ratio | 0 | 0 | 0 | 0 | 0 | 0 | 0 | 0 | 0 | 0 | 0 | 0 | 0 | 0 | 0 | 0 | 0 | 0 | 0 | 0 | 0 | 0 | 0 | 0 | 0 | 0 | 0
F2_Commercial_Retail (ID)_New_Space Heating_Natural Gas_Furnace_E6 | F2 | Commercial | Retail (ID) | New | Space Heating | Natural Gas | Furnace | E6 | TRC BC Ratio | 0 | 0 | 0 | 0 | 0 | 0 | 0 | 0 | 0 | 0 | 0 | 0 | 0 | 0 | 0 | 0 | 0 | 0 | 0 | 0 | 0 | 0 | 0 | 0 | 0 | 0 | 0
F2_Commercial_Retail (ID)_New_Space Heating_Natural Gas_Furnace_E7 | F2 | Commercial | Retail (ID) | New | Space Heating | Natural Gas | Furnace | E7 | TRC BC Ratio | 0 | 0 | 0 | 0 | 0 | 0 | 0 | 0 | 0 | 0 | 0 | 0 | 0 | 0 | 0 | 0 | 0 | 0 | 0 | 0 | 0 | 0 | 0 | 0 | 0 | 0 | 0
F2_Commercial_Retail (ID)_New_Space Heating_Natural Gas_Furnace_E8 | F2 | Commercial | Retail (ID) | New | Space Heating | Natural Gas | Furnace | E8 | TRC BC Ratio | 0 | 0 | 0 | 0 | 0 | 0 | 0 | 0 | 0 | 0 | 0 | 0 | 0 | 0 | 0 | 0 | 0 | 0 | 0 | 0 | 0 | 0 | 0 | 0 | 0 | 0 | 0
F2_Commercial_Retail (ID)_New_Space Heating_Natural Gas_Furnace_E9 | F2 | Commercial | Retail (ID) | New | Space Heating | Natural Gas | Furnace | E9 | TRC BC Ratio | 0 | 0 | 0 | 0 | 0 | 0 | 0 | 0 | 0 | 0 | 0 | 0 | 0 | 0 | 0 | 0 | 0 | 0 | 0 | 0 | 0 | 0 | 0 | 0 | 0 | 0 | 0
F2_Commercial_Retail (ID)_New_Space Heating_Natural Gas_Furnace_E10 | F2 | Commercial | Retail (ID) | New | Space Heating | Natural Gas | Furnace | E10 | TRC BC Ratio | 0 | 0 | 0 | 0 | 0 | 0 | 0 | 0 | 0 | 0 | 0 | 0 | 0 | 0 | 0 | 0 | 0 | 0 | 0 | 0 | 0 | 0 | 0 | 0 | 0 | 0 | 0
F3_Commercial_Retail (ID)_New_Space Heating_Natural Gas_Furnace_E1 | F3 | Commercial | Retail (ID) | New | Space Heating | Natural Gas | Furnace | E1 | PACT BC Ratio | [24 empty] | 1 | 1 | 1 | bar: 2019 to 2042
F3_Commercial_Retail (ID)_New_Space Heating_Natural Gas_Furnace_E2 | F3 | Commercial | Retail (ID) | New | Space Heating | Natural Gas | Furnace | E2 | PACT BC Ratio | 0.44694 | 0.45344 | 0.46265 | 0.47316 | 0.48509 | 0.50243 | 0.52014 | 0.53894 | 0.55663 | 0.57456 | 0.59026 | 0.60445 | 0.6202 | 0.63653 | 0.65148 | 0.66611 | 0.67951 | 0.69335 | 0.70783 | 0.72269 | 0.73784 | 0.75392 | 0.773 | 0.78941 | 0.80617 | 0.82328 | 0.84075
F3_Commercial_Retail (ID)_New_Space Heating_Natural Gas_Furnace_E3 | F3 | Commercial | Retail (ID) | New | Space Heating | Natural Gas | Furnace | E3 | PACT BC Ratio | 2.9972 | 3.0408 | 3.1026 | 3.1731 | 3.253 | 3.3694 | 3.4881 | 3.6142 | 3.7328 | 3.8531 | 3.9584 | 4.0535 | 4.1591 | 4.2686 | 4.3689 | 4.467 | 4.5569 | 4.6497 | 4.7468 | 4.8464 | 4.948 | 5.0559 | 5.1838 | 5.2939 | 5.4062 | 5.521 | 5.6382
F3_Commercial_Retail (ID)_New_Space Heating_Natural Gas_Furnace_E4 | F3 | Commercial | Retail (ID) | New | Space Heating | Natural Gas | Furnace | E4 | PACT BC Ratio | 0 | 0 | 0 | 0 | 0 | 0 | 0 | 0 | 0 | 0 | 0 | 0 | 0 | 0 | 0 | 0 | 0 | 0 | 0 | 0 | 0 | 0 | 0 | 0 | 0 | 0 | 0
F3_Commercial_Retail (ID)_New_Space Heating_Natural Gas_Furnace_E5 | F3 | Commercial | Retail (ID) | New | Space Heating | Natural Gas | Furnace | E5 | PACT BC Ratio | 0 | 0 | 0 | 0 | 0 | 0 | 0 | 0 | 0 | 0 | 0 | 0 | 0 | 0 | 0 | 0 | 0 | 0 | 0 | 0 | 0 | 0 | 0 | 0 | 0 | 0 | 0
F3_Commercial_Retail (ID)_New_Space Heating_Natural Gas_Furnace_E6 | F3 | Commercial | Retail (ID) | New | Space Heating | Natural Gas | Furnace | E6 | PACT BC Ratio | 0 | 0 | 0 | 0 | 0 | 0 | 0 | 0 | 0 | 0 | 0 | 0 | 0 | 0 | 0 | 0 | 0 | 0 | 0 | 0 | 0 | 0 | 0 | 0 | 0 | 0 | 0
F3_Commercial_Retail (ID)_New_Space Heating_Natural Gas_Furnace_E7 | F3 | Commercial | Retail (ID) | New | Space Heating | Natural Gas | Furnace | E7 | PACT BC Ratio | 0 | 0 | 0 | 0 | 0 | 0 | 0 | 0 | 0 | 0 | 0 | 0 | 0 | 0 | 0 | 0 | 0 | 0 | 0 | 0 | 0 | 0 | 0 | 0 | 0 | 0 | 0
F3_Commercial_Retail (ID)_New_Space Heating_Natural Gas_Furnace_E8 | F3 | Commercial | Retail (ID) | New | Space Heating | Natural Gas | Furnace | E8 | PACT BC Ratio | 0 | 0 | 0 | 0 | 0 | 0 | 0 | 0 | 0 | 0 | 0 | 0 | 0 | 0 | 0 | 0 | 0 | 0 | 0 | 0 | 0 | 0 | 0 | 0 | 0 | 0 | 0
F3_Commercial_Retail (ID)_New_Space Heating_Natural Gas_Furnace_E9 | F3 | Commercial | Retail (ID) | New | Space Heating | Natural Gas | Furnace | E9 | PACT BC Ratio | 0 | 0 | 0 | 0 | 0 | 0 | 0 | 0 | 0 | 0 | 0 | 0 | 0 | 0 | 0 | 0 | 0 | 0 | 0 | 0 | 0 | 0 | 0 | 0 | 0 | 0 | 0
F3_Commercial_Retail (ID)_New_Space Heating_Natural Gas_Furnace_E10 | F3 | Commercial | Retail (ID) | New | Space Heating | Natural Gas | Furnace | E10 | PACT BC Ratio | 0 | 0 | 0 | 0 | 0 | 0 | 0 | 0 | 0 | 0 | 0 | 0 | 0 | 0 | 0 | 0 | 0 | 0 | 0 | 0 | 0 | 0 | 0 | 0 | 0 | 0 | 0
F4_Commercial_Retail (ID)_New_Space Heating_Natural Gas_Furnace_E1 | F4 | Commercial | Retail (ID) | New | Space Heating | Natural Gas | Furnace | E1 | RVT BC Ratio | [24 empty] | 1 | 1 | 1 | bar: 2019 to 2042
F4_Commercial_Retail (ID)_New_Space Heating_Natural Gas_Furnace_E2 | F4 | Commercial | Retail (ID) | New | Space Heating | Natural Gas | Furnace | E2 | RVT BC Ratio | 0.45194 | 0.4538 | 0.45689 | 0.46046 | 0.46456 | 0.47122 | 0.47784 | 0.48475 | 0.49082 | 0.49671 | 0.50339 | 0.50922 | 0.51571 | 0.5224 | 0.52835 | 0.53406 | 0.5391 | 0.54424 | 0.54956 | 0.55496 | 0.56035 | 0.56759 | 0.57617 | 0.58355 | 0.59109 | 0.59879 | 0.60665
F4_Commercial_Retail (ID)_New_Space Heating_Natural Gas_Furnace_E3 | F4 | Commercial | Retail (ID) | New | Space Heating | Natural Gas | Furnace | E3 | RVT BC Ratio | 1.7273 | 1.7398 | 1.7605 | 1.7845 | 1.8119 | 1.8566 | 1.901 | 1.9474 | 1.9881 | 2.0275 | 2.0723 | 2.1114 | 2.155 | 2.1998 | 2.2397 | 2.278 | 2.3118 | 2.3462 | 2.382 | 2.4181 | 2.4543 | 2.5028 | 2.5604 | 2.6099 | 2.6604 | 2.7121 | 2.7648
F4_Commercial_Retail (ID)_New_Space Heating_Natural Gas_Furnace_E4 | F4 | Commercial | Retail (ID) | New | Space Heating | Natural Gas | Furnace | E4 | RVT BC Ratio | 0 | 0 | 0 | 0 | 0 | 0 | 0 | 0 | 0 | 0 | 0 | 0 | 0 | 0 | 0 | 0 | 0 | 0 | 0 | 0 | 0 | 0 | 0 | 0 | 0 | 0 | 0
F4_Commercial_Retail (ID)_New_Space Heating_Natural Gas_Furnace_E5 | F4 | Commercial | Retail (ID) | New | Space Heating | Natural Gas | Furnace | E5 | RVT BC Ratio | 0 | 0 | 0 | 0 | 0 | 0 | 0 | 0 | 0 | 0 | 0 | 0 | 0 | 0 | 0 | 0 | 0 | 0 | 0 | 0 | 0 | 0 | 0 | 0 | 0 | 0 | 0
F4_Commercial_Retail (ID)_New_Space Heating_Natural Gas_Furnace_E6 | F4 | Commercial | Retail (ID) | New | Space Heating | Natural Gas | Furnace | E6 | RVT BC Ratio | 0 | 0 | 0 | 0 | 0 | 0 | 0 | 0 | 0 | 0 | 0 | 0 | 0 | 0 | 0 | 0 | 0 | 0 | 0 | 0 | 0 | 0 | 0 | 0 | 0 | 0 | 0
F4_Commercial_Retail (ID)_New_Space Heating_Natural Gas_Furnace_E7 | F4 | Commercial | Retail (ID) | New | Space Heating | Natural Gas | Furnace | E7 | RVT BC Ratio | 0 | 0 | 0 | 0 | 0 | 0 | 0 | 0 | 0 | 0 | 0 | 0 | 0 | 0 | 0 | 0 | 0 | 0 | 0 | 0 | 0 | 0 | 0 | 0 | 0 | 0 | 0
F4_Commercial_Retail (ID)_New_Space Heating_Natural Gas_Furnace_E8 | F4 | Commercial | Retail (ID) | New | Space Heating | Natural Gas | Furnace | E8 | RVT BC Ratio | 0 | 0 | 0 | 0 | 0 | 0 | 0 | 0 | 0 | 0 | 0 | 0 | 0 | 0 | 0 | 0 | 0 | 0 | 0 | 0 | 0 | 0 | 0 | 0 | 0 | 0 | 0
F4_Commercial_Retail (ID)_New_Space Heating_Natural Gas_Furnace_E9 | F4 | Commercial | Retail (ID) | New | Space Heating | Natural Gas | Furnace | E9 | RVT BC Ratio | 0 | 0 | 0 | 0 | 0 | 0 | 0 | 0 | 0 | 0 | 0 | 0 | 0 | 0 | 0 | 0 | 0 | 0 | 0 | 0 | 0 | 0 | 0 | 0 | 0 | 0 | 0
F4_Commercial_Retail (ID)_New_Space Heating_Natural Gas_Furnace_E10 | F4 | Commercial | Retail (ID) | New | Space Heating | Natural Gas | Furnace | E10 | RVT BC Ratio | 0 | 0 | 0 | 0 | 0 | 0 | 0 | 0 | 0 | 0 | 0 | 0 | 0 | 0 | 0 | 0 | 0 | 0 | 0 | 0 | 0 | 0 | 0 | 0 | 0 | 0 | 0
F5_Commercial_Retail (ID)_New_Space Heating_Natural Gas_Furnace_E1 | F5 | Commercial | Retail (ID) | New | Space Heating | Natural Gas | Furnace | E1 | RIM BC Ratio | [24 empty] | 1 | 1 | 1 | bar: 2019 to 2042
F5_Commercial_Retail (ID)_New_Space Heating_Natural Gas_Furnace_E2 | F5 | Commercial | Retail (ID) | New | Space Heating | Natural Gas | Furnace | E2 | RIM BC Ratio | 0.29371 | 0.29714 | 0.30175 | 0.30693 | 0.31273 | 0.3207 | 0.32876 | 0.3372 | 0.34521 | 0.35332 | 0.35953 | 0.36514 | 0.37126 | 0.37751 | 0.38322 | 0.38877 | 0.39389 | 0.39914 | 0.40458 | 0.41012 | 0.41575 | 0.42081 | 0.42668 | 0.43164 | 0.4366 | 0.44157 | 0.44655
F5_Commercial_Retail (ID)_New_Space Heating_Natural Gas_Furnace_E3 | F5 | Commercial | Retail (ID) | New | Space Heating | Natural Gas | Furnace | E3 | RIM BC Ratio | 0.66627 | 0.67161 | 0.67801 | 0.68505 | 0.69272 | 0.7019 | 0.7113 | 0.72109 | 0.7309 | 0.74108 | 0.74632 | 0.75133 | 0.75666 | 0.76207 | 0.76721 | 0.77232 | 0.77726 | 0.78236 | 0.78764 | 0.79308 | 0.79866 | 0.80142 | 0.80457 | 0.80717 | 0.80974 | 0.81226 | 0.81476
F5_Commercial_Retail (ID)_New_Space Heating_Natural Gas_Furnace_E4 | F5 | Commercial | Retail (ID) | New | Space Heating | Natural Gas | Furnace | E4 | RIM BC Ratio | 0 | 0 | 0 | 0 | 0 | 0 | 0 | 0 | 0 | 0 | 0 | 0 | 0 | 0 | 0 | 0 | 0 | 0 | 0 | 0 | 0 | 0 | 0 | 0 | 0 | 0 | 0
F5_Commercial_Retail (ID)_New_Space Heating_Natural Gas_Furnace_E5 | F5 | Commercial | Retail (ID) | New | Space Heating | Natural Gas | Furnace | E5 | RIM BC Ratio | 0 | 0 | 0 | 0 | 0 | 0 | 0 | 0 | 0 | 0 | 0 | 0 | 0 | 0 | 0 | 0 | 0 | 0 | 0 | 0 | 0 | 0 | 0 | 0 | 0 | 0 | 0
F5_Commercial_Retail (ID)_New_Space Heating_Natural Gas_Furnace_E6 | F5 | Commercial | Retail (ID) | New | Space Heating | Natural Gas | Furnace | E6 | RIM BC Ratio | 0 | 0 | 0 | 0 | 0 | 0 | 0 | 0 | 0 | 0 | 0 | 0 | 0 | 0 | 0 | 0 | 0 | 0 | 0 | 0 | 0 | 0 | 0 | 0 | 0 | 0 | 0
F5_Commercial_Retail (ID)_New_Space Heating_Natural Gas_Furnace_E7 | F5 | Commercial | Retail (ID) | New | Space Heating | Natural Gas | Furnace | E7 | RIM BC Ratio | 0 | 0 | 0 | 0 | 0 | 0 | 0 | 0 | 0 | 0 | 0 | 0 | 0 | 0 | 0 | 0 | 0 | 0 | 0 | 0 | 0 | 0 | 0 | 0 | 0 | 0 | 0
F5_Commercial_Retail (ID)_New_Space Heating_Natural Gas_Furnace_E8 | F5 | Commercial | Retail (ID) | New | Space Heating | Natural Gas | Furnace | E8 | RIM BC Ratio | 0 | 0 | 0 | 0 | 0 | 0 | 0 | 0 | 0 | 0 | 0 | 0 | 0 | 0 | 0 | 0 | 0 | 0 | 0 | 0 | 0 | 0 | 0 | 0 | 0 | 0 | 0
F5_Commercial_Retail (ID)_New_Space Heating_Natural Gas_Furnace_E9 | F5 | Commercial | Retail (ID) | New | Space Heating | Natural Gas | Furnace | E9 | RIM BC Ratio | 0 | 0 | 0 | 0 | 0 | 0 | 0 | 0 | 0 | 0 | 0 | 0 | 0 | 0 | 0 | 0 | 0 | 0 | 0 | 0 | 0 | 0 | 0 | 0 | 0 | 0 | 0
F5_Commercial_Retail (ID)_New_Space Heating_Natural Gas_Furnace_E10 | F5 | Commercial | Retail (ID) | New | Space Heating | Natural Gas | Furnace | E10 | RIM BC Ratio | 0 | 0 | 0 | 0 | 0 | 0 | 0 | 0 | 0 | 0 | 0 | 0 | 0 | 0 | 0 | 0 | 0 | 0 | 0 | 0 | 0 | 0 | 0 | 0 | 0 | 0 | 0
F0_Commercial_Retail (ID)_New_Space Heating_Natural Gas_Boiler_E0 | F0 | Commercial | Retail (ID) | New | Space Heating | Natural Gas | Boiler | E0 | Economic Unit | AFUE 97% | AFUE 97% | AFUE 97% | AFUE 97% | AFUE 97% | AFUE 97% | AFUE 97% | AFUE 97% | AFUE 97% | AFUE 97% | AFUE 97% | AFUE 97% | AFUE 97% | AFUE 97% | AFUE 97% | AFUE 97% | AFUE 97% | AFUE 97% | AFUE 97% | AFUE 97% | AFUE 97% | AFUE 97% | AFUE 97% | AFUE 97% | AFUE 97% | AFUE 97% | AFUE 97%
F1_Commercial_Retail (ID)_New_Space Heating_Natural Gas_Boiler_E1 | F1 | Commercial | Retail (ID) | New | Space Heating | Natural Gas | Boiler | E1 | CCE | 0 | 0 | 0 | 0 | 0 | 0 | 0 | 0 | 0 | 0 | 0 | 0 | 0 | 0 | 0 | 0 | 0 | 0 | 0 | 0 | 0 | 0 | 0 | 0 | 0 | 0 | 0
F1_Commercial_Retail (ID)_New_Space Heating_Natural Gas_Boiler_E2 | F1 | Commercial | Retail (ID) | New | Space Heating | Natural Gas | Boiler | E2 | CCE | 0.00097925 | 0.0010162 | 0.0010162 | 0.0010162 | 0.0010162 | 0.0010162 | 0.0010162 | 0.0010162 | 0.0010162 | 0.0010162 | 0.0010162 | 0.0010162 | 0.0010162 | 0.0010162 | 0.0010162 | 0.0010162 | 0.0010162 | 0.0010162 | 0.0010162 | 0.0010162 | 0.0010162 | 0.0010162 | 0.0010162 | 0.0010162 | 0.0010162 | 0.0010162 | 0.0010162
F1_Commercial_Retail (ID)_New_Space Heating_Natural Gas_Boiler_E3 | F1 | Commercial | Retail (ID) | New | Space Heating | Natural Gas | Boiler | E3 | CCE | -0.00021399 | -0.00022207 | -0.00022207 | -0.00022207 | -0.00022207 | -0.00022207 | -0.00022207 | -0.00022207 | -0.00022207 | -0.00022207 | -0.00022207 | -0.00022207 | -0.00022207 | -0.00022207 | -0.00022207 | -0.00022207 | -0.00022207 | -0.00022207 | -0.00022207 | -0.00022207 | -0.00022207 | -0.00022207 | -0.00022207 | -0.00022207 | -0.00022207 | -0.00022207 | -0.00022207
F1_Commercial_Retail (ID)_New_Space Heating_Natural Gas_Boiler_E4 | F1 | Commercial | Retail (ID) | New | Space Heating | Natural Gas | Boiler | E4 | CCE | 0.022506 | 0.023356 | 0.023356 | 0.023356 | 0.023356 | 0.023356 | 0.023356 | 0.023356 | 0.023356 | 0.023356 | 0.023356 | 0.023356 | 0.023356 | 0.023356 | 0.023356 | 0.023356 | 0.023356 | 0.023356 | 0.023356 | 0.023356 | 0.023356 | 0.023356 | 0.023356 | 0.023356 | 0.023356 | 0.023356 | 0.023356
F1_Commercial_Retail (ID)_New_Space Heating_Natural Gas_Boiler_E5 | F1 | Commercial | Retail (ID) | New | Space Heating | Natural Gas | Boiler | E5 | CCE | 0 | 0 | 0 | 0 | 0 | 0 | 0 | 0 | 0 | 0 | 0 | 0 | 0 | 0 | 0 | 0 | 0 | 0 | 0 | 0 | 0 | 0 | 0 | 0 | 0 | 0 | 0
F1_Commercial_Retail (ID)_New_Space Heating_Natural Gas_Boiler_E6 | F1 | Commercial | Retail (ID) | New | Space Heating | Natural Gas | Boiler | E6 | CCE | 0 | 0 | 0 | 0 | 0 | 0 | 0 | 0 | 0 | 0 | 0 | 0 | 0 | 0 | 0 | 0 | 0 | 0 | 0 | 0 | 0 | 0 | 0 | 0 | 0 | 0 | 0
F1_Commercial_Retail (ID)_New_Space Heating_Natural Gas_Boiler_E7 | F1 | Commercial | Retail (ID) | New | Space Heating | Natural Gas | Boiler | E7 | CCE | 0 | 0 | 0 | 0 | 0 | 0 | 0 | 0 | 0 | 0 | 0 | 0 | 0 | 0 | 0 | 0 | 0 | 0 | 0 | 0 | 0 | 0 | 0 | 0 | 0 | 0 | 0
F1_Commercial_Retail (ID)_New_Space Heating_Natural Gas_Boiler_E8 | F1 | Commercial | Retail (ID) | New | Space Heating | Natural Gas | Boiler | E8 | CCE | 0 | 0 | 0 | 0 | 0 | 0 | 0 | 0 | 0 | 0 | 0 | 0 | 0 | 0 | 0 | 0 | 0 | 0 | 0 | 0 | 0 | 0 | 0 | 0 | 0 | 0 | 0
F1_Commercial_Retail (ID)_New_Space Heating_Natural Gas_Boiler_E9 | F1 | Commercial | Retail (ID) | New | Space Heating | Natural Gas | Boiler | E9 | CCE | 0 | 0 | 0 | 0 | 0 | 0 | 0 | 0 | 0 | 0 | 0 | 0 | 0 | 0 | 0 | 0 | 0 | 0 | 0 | 0 | 0 | 0 | 0 | 0 | 0 | 0 | 0
F1_Commercial_Retail (ID)_New_Space Heating_Natural Gas_Boiler_E10 | F1 | Commercial | Retail (ID) | New | Space Heating | Natural Gas | Boiler | E10 | CCE | 0 | 0 | 0 | 0 | 0 | 0 | 0 | 0 | 0 | 0 | 0 | 0 | 0 | 0 | 0 | 0 | 0 | 0 | 0 | 0 | 0 | 0 | 0 | 0 | 0 | 0 | 0
F2_Commercial_Retail (ID)_New_Space Heating_Natural Gas_Boiler_E1 | F2 | Commercial | Retail (ID) | New | Space Heating | Natural Gas | Boiler | E1 | TRC BC Ratio | [24 empty] | 1 | 1 | 1 | bar: 2019 to 2042
F2_Commercial_Retail (ID)_New_Space Heating_Natural Gas_Boiler_E2 | F2 | Commercial | Retail (ID) | New | Space Heating | Natural Gas | Boiler | E2 | TRC BC Ratio | 4.3367 | 4.4123 | 4.5058 | 4.6075 | 4.7179 | 4.8627 | 5.0104 | 5.1659 | 5.3155 | 5.4675 | 5.6065 | 5.7368 | 5.8779 | 6.0225 | 6.1594 | 6.2952 | 6.4242 | 6.5569 | 6.6945 | 6.8356 | 6.9795 | 7.1295 | 7.2983 | 7.45 | 7.6033 | 7.7204 | 7.8258
F2_Commercial_Retail (ID)_New_Space Heating_Natural Gas_Boiler_E3 | F2 | Commercial | Retail (ID) | New | Space Heating | Natural Gas | Boiler | E3 | TRC BC Ratio | [24 empty] | 1 | 1 | 1 | bar: 2019 to 2042
F2_Commercial_Retail (ID)_New_Space Heating_Natural Gas_Boiler_E4 | F2 | Commercial | Retail (ID) | New | Space Heating | Natural Gas | Boiler | E4 | TRC BC Ratio | 0.21748 | 0.22192 | 0.22682 | 0.2319 | 0.23717 | 0.24322 | 0.24939 | 0.25581 | 0.26217 | 0.26867 | 0.27495 | 0.28111 | 0.28758 | 0.29412 | 0.30057 | 0.30706 | 0.31348 | 0.32005 | 0.32681 | 0.33372 | 0.34078 | 0.34799 | 0.35562 | 0.36284 | 0.37004 | 0.37341 | 0.37539
F2_Commercial_Retail (ID)_New_Space Heating_Natural Gas_Boiler_E5 | F2 | Commercial | Retail (ID) | New | Space Heating | Natural Gas | Boiler | E5 | TRC BC Ratio | 0 | 0 | 0 | 0 | 0 | 0 | 0 | 0 | 0 | 0 | 0 | 0 | 0 | 0 | 0 | 0 | 0 | 0 | 0 | 0 | 0 | 0 | 0 | 0 | 0 | 0 | 0
F2_Commercial_Retail (ID)_New_Space Heating_Natural Gas_Boiler_E6 | F2 | Commercial | Retail (ID) | New | Space Heating | Natural Gas | Boiler | E6 | TRC BC Ratio | 0 | 0 | 0 | 0 | 0 | 0 | 0 | 0 | 0 | 0 | 0 | 0 | 0 | 0 | 0 | 0 | 0 | 0 | 0 | 0 | 0 | 0 | 0 | 0 | 0 | 0 | 0
F2_Commercial_Retail (ID)_New_Space Heating_Natural Gas_Boiler_E7 | F2 | Commercial | Retail (ID) | New | Space Heating | Natural Gas | Boiler | E7 | TRC BC Ratio | 0 | 0 | 0 | 0 | 0 | 0 | 0 | 0 | 0 | 0 | 0 | 0 | 0 | 0 | 0 | 0 | 0 | 0 | 0 | 0 | 0 | 0 | 0 | 0 | 0 | 0 | 0
F2_Commercial_Retail (ID)_New_Space Heating_Natural Gas_Boiler_E8 | F2 | Commercial | Retail (ID) | New | Space Heating | Natural Gas | Boiler | E8 | TRC BC Ratio | 0 | 0 | 0 | 0 | 0 | 0 | 0 | 0 | 0 | 0 | 0 | 0 | 0 | 0 | 0 | 0 | 0 | 0 | 0 | 0 | 0 | 0 | 0 | 0 | 0 | 0 | 0
F2_Commercial_Retail (ID)_New_Space Heating_Natural Gas_Boiler_E9 | F2 | Commercial | Retail (ID) | New | Space Heating | Natural Gas | Boiler | E9 | TRC BC Ratio | 0 | 0 | 0 | 0 | 0 | 0 | 0 | 0 | 0 | 0 | 0 | 0 | 0 | 0 | 0 | 0 | 0 | 0 | 0 | 0 | 0 | 0 | 0 | 0 | 0 | 0 | 0
F2_Commercial_Retail (ID)_New_Space Heating_Natural Gas_Boiler_E10 | F2 | Commercial | Retail (ID) | New | Space Heating | Natural Gas | Boiler | E10 | TRC BC Ratio | 0 | 0 | 0 | 0 | 0 | 0 | 0 | 0 | 0 | 0 | 0 | 0 | 0 | 0 | 0 | 0 | 0 | 0 | 0 | 0 | 0 | 0 | 0 | 0 | 0 | 0 | 0
F3_Commercial_Retail (ID)_New_Space Heating_Natural Gas_Boiler_E1 | F3 | Commercial | Retail (ID) | New | Space Heating | Natural Gas | Boiler | E1 | PACT BC Ratio | [24 empty] | 1 | 1 | 1 | bar: 2019 to 2042
F3_Commercial_Retail (ID)_New_Space Heating_Natural Gas_Boiler_E2 | F3 | Commercial | Retail (ID) | New | Space Heating | Natural Gas | Boiler | E2 | PACT BC Ratio | 12.1466 | 12.3585 | 12.6204 | 12.9051 | 13.2144 | 13.6201 | 14.0337 | 14.4693 | 14.8882 | 15.3141 | 15.7032 | 16.0684 | 16.4633 | 16.8685 | 17.252 | 17.6323 | 17.9936 | 18.3652 | 18.7508 | 19.146 | 19.5489 | 19.9691 | 20.442 | 20.8669 | 21.2961 | 21.6241 | 21.9193
F3_Commercial_Retail (ID)_New_Space Heating_Natural Gas_Boiler_E3 | F3 | Commercial | Retail (ID) | New | Space Heating | Natural Gas | Boiler | E3 | PACT BC Ratio | [24 empty] | 1 | 1 | 1 | bar: 2019 to 2042
F3_Commercial_Retail (ID)_New_Space Heating_Natural Gas_Boiler_E4 | F3 | Commercial | Retail (ID) | New | Space Heating | Natural Gas | Boiler | E4 | PACT BC Ratio | 0.60913 | 0.62157 | 0.6353 | 0.64953 | 0.66428 | 0.68125 | 0.69852 | 0.71649 | 0.73433 | 0.75252 | 0.7701 | 0.78737 | 0.80548 | 0.82382 | 0.84187 | 0.86005 | 0.87802 | 0.89642 | 0.91536 | 0.93472 | 0.95449 | 0.97469 | 0.99605 | 1.0163 | 1.0365 | 1.0459 | 1.0514
F3_Commercial_Retail (ID)_New_Space Heating_Natural Gas_Boiler_E5 | F3 | Commercial | Retail (ID) | New | Space Heating | Natural Gas | Boiler | E5 | PACT BC Ratio | 0 | 0 | 0 | 0 | 0 | 0 | 0 | 0 | 0 | 0 | 0 | 0 | 0 | 0 | 0 | 0 | 0 | 0 | 0 | 0 | 0 | 0 | 0 | 0 | 0 | 0 | 0
F3_Commercial_Retail (ID)_New_Space Heating_Natural Gas_Boiler_E6 | F3 | Commercial | Retail (ID) | New | Space Heating | Natural Gas | Boiler | E6 | PACT BC Ratio | 0 | 0 | 0 | 0 | 0 | 0 | 0 | 0 | 0 | 0 | 0 | 0 | 0 | 0 | 0 | 0 | 0 | 0 | 0 | 0 | 0 | 0 | 0 | 0 | 0 | 0 | 0
F3_Commercial_Retail (ID)_New_Space Heating_Natural Gas_Boiler_E7 | F3 | Commercial | Retail (ID) | New | Space Heating | Natural Gas | Boiler | E7 | PACT BC Ratio | 0 | 0 | 0 | 0 | 0 | 0 | 0 | 0 | 0 | 0 | 0 | 0 | 0 | 0 | 0 | 0 | 0 | 0 | 0 | 0 | 0 | 0 | 0 | 0 | 0 | 0 | 0
F3_Commercial_Retail (ID)_New_Space Heating_Natural Gas_Boiler_E8 | F3 | Commercial | Retail (ID) | New | Space Heating | Natural Gas | Boiler | E8 | PACT BC Ratio | 0 | 0 | 0 | 0 | 0 | 0 | 0 | 0 | 0 | 0 | 0 | 0 | 0 | 0 | 0 | 0 | 0 | 0 | 0 | 0 | 0 | 0 | 0 | 0 | 0 | 0 | 0
F3_Commercial_Retail (ID)_New_Space Heating_Natural Gas_Boiler_E9 | F3 | Commercial | Retail (ID) | New | Space Heating | Natural Gas | Boiler | E9 | PACT BC Ratio | 0 | 0 | 0 | 0 | 0 | 0 | 0 | 0 | 0 | 0 | 0 | 0 | 0 | 0 | 0 | 0 | 0 | 0 | 0 | 0 | 0 | 0 | 0 | 0 | 0 | 0 | 0
F3_Commercial_Retail (ID)_New_Space Heating_Natural Gas_Boiler_E10 | F3 | Commercial | Retail (ID) | New | Space Heating | Natural Gas | Boiler | E10 | PACT BC Ratio | 0 | 0 | 0 | 0 | 0 | 0 | 0 | 0 | 0 | 0 | 0 | 0 | 0 | 0 | 0 | 0 | 0 | 0 | 0 | 0 | 0 | 0 | 0 | 0 | 0 | 0 | 0
F4_Commercial_Retail (ID)_New_Space Heating_Natural Gas_Boiler_E1 | F4 | Commercial | Retail (ID) | New | Space Heating | Natural Gas | Boiler | E1 | RVT BC Ratio | [24 empty] | 1 | 1 | 1 | bar: 2019 to 2042
F4_Commercial_Retail (ID)_New_Space Heating_Natural Gas_Boiler_E2 | F4 | Commercial | Retail (ID) | New | Space Heating | Natural Gas | Boiler | E2 | RVT BC Ratio | 6.128 | 6.1991 | 6.293 | 6.3954 | 6.5072 | 6.665 | 6.823 | 6.9881 | 7.1403 | 7.2914 | 7.4585 | 7.6131 | 7.7803 | 7.951 | 8.1099 | 8.2656 | 8.4107 | 8.5587 | 8.7113 | 8.8663 | 9.0226 | 9.2116 | 9.4243 | 9.6155 | 9.8086 | 9.9561 | 10.0889
F4_Commercial_Retail (ID)_New_Space Heating_Natural Gas_Boiler_E3 | F4 | Commercial | Retail (ID) | New | Space Heating | Natural Gas | Boiler | E3 | RVT BC Ratio | [24 empty] | 1 | 1 | 1 | bar: 2019 to 2042
F4_Commercial_Retail (ID)_New_Space Heating_Natural Gas_Boiler_E4 | F4 | Commercial | Retail (ID) | New | Space Heating | Natural Gas | Boiler | E4 | RVT BC Ratio | 0.5153 | 0.51993 | 0.52514 | 0.53056 | 0.53619 | 0.5429 | 0.54971 | 0.55682 | 0.5638 | 0.57091 | 0.57855 | 0.5861 | 0.59402 | 0.60201 | 0.60983 | 0.61767 | 0.62536 | 0.63322 | 0.64127 | 0.64948 | 0.65781 | 0.6669 | 0.67651 | 0.68561 | 0.69469 | 0.69892 | 0.70143
F4_Commercial_Retail (ID)_New_Space Heating_Natural Gas_Boiler_E5 | F4 | Commercial | Retail (ID) | New | Space Heating | Natural Gas | Boiler | E5 | RVT BC Ratio | 0 | 0 | 0 | 0 | 0 | 0 | 0 | 0 | 0 | 0 | 0 | 0 | 0 | 0 | 0 | 0 | 0 | 0 | 0 | 0 | 0 | 0 | 0 | 0 | 0 | 0 | 0
F4_Commercial_Retail (ID)_New_Space Heating_Natural Gas_Boiler_E6 | F4 | Commercial | Retail (ID) | New | Space Heating | Natural Gas | Boiler | E6 | RVT BC Ratio | 0 | 0 | 0 | 0 | 0 | 0 | 0 | 0 | 0 | 0 | 0 | 0 | 0 | 0 | 0 | 0 | 0 | 0 | 0 | 0 | 0 | 0 | 0 | 0 | 0 | 0 | 0
F4_Commercial_Retail (ID)_New_Space Heating_Natural Gas_Boiler_E7 | F4 | Commercial | Retail (ID) | New | Space Heating | Natural Gas | Boiler | E7 | RVT BC Ratio | 0 | 0 | 0 | 0 | 0 | 0 | 0 | 0 | 0 | 0 | 0 | 0 | 0 | 0 | 0 | 0 | 0 | 0 | 0 | 0 | 0 | 0 | 0 | 0 | 0 | 0 | 0
F4_Commercial_Retail (ID)_New_Space Heating_Natural Gas_Boiler_E8 | F4 | Commercial | Retail (ID) | New | Space Heating | Natural Gas | Boiler | E8 | RVT BC Ratio | 0 | 0 | 0 | 0 | 0 | 0 | 0 | 0 | 0 | 0 | 0 | 0 | 0 | 0 | 0 | 0 | 0 | 0 | 0 | 0 | 0 | 0 | 0 | 0 | 0 | 0 | 0
F4_Commercial_Retail (ID)_New_Space Heating_Natural Gas_Boiler_E9 | F4 | Commercial | Retail (ID) | New | Space Heating | Natural Gas | Boiler | E9 | RVT BC Ratio | 0 | 0 | 0 | 0 | 0 | 0 | 0 | 0 | 0 | 0 | 0 | 0 | 0 | 0 | 0 | 0 | 0 | 0 | 0 | 0 | 0 | 0 | 0 | 0 | 0 | 0 | 0
F4_Commercial_Retail (ID)_New_Space Heating_Natural Gas_Boiler_E10 | F4 | Commercial | Retail (ID) | New | Space Heating | Natural Gas | Boiler | E10 | RVT BC Ratio | 0 | 0 | 0 | 0 | 0 | 0 | 0 | 0 | 0 | 0 | 0 | 0 | 0 | 0 | 0 | 0 | 0 | 0 | 0 | 0 | 0 | 0 | 0 | 0 | 0 | 0 | 0
F5_Commercial_Retail (ID)_New_Space Heating_Natural Gas_Boiler_E1 | F5 | Commercial | Retail (ID) | New | Space Heating | Natural Gas | Boiler | E1 | RIM BC Ratio | [24 empty] | 1 | 1 | 1 | bar: 2019 to 2042
F5_Commercial_Retail (ID)_New_Space Heating_Natural Gas_Boiler_E2 | F5 | Commercial | Retail (ID) | New | Space Heating | Natural Gas | Boiler | E2 | RIM BC Ratio | 0.82238 | 0.82743 | 0.83275 | 0.8383 | 0.84409 | 0.85001 | 0.85612 | 0.86241 | 0.86898 | 0.87581 | 0.87847 | 0.88111 | 0.88385 | 0.88664 | 0.88946 | 0.89234 | 0.89529 | 0.89834 | 0.90149 | 0.90476 | 0.90814 | 0.90903 | 0.90999 | 0.91081 | 0.91161 | 0.91221 | 0.91272
F5_Commercial_Retail (ID)_New_Space Heating_Natural Gas_Boiler_E3 | F5 | Commercial | Retail (ID) | New | Space Heating | Natural Gas | Boiler | E3 | RIM BC Ratio | [24 empty] | 1 | 1 | 1 | bar: 2019 to 2042
F5_Commercial_Retail (ID)_New_Space Heating_Natural Gas_Boiler_E4 | F5 | Commercial | Retail (ID) | New | Space Heating | Natural Gas | Boiler | E4 | RIM BC Ratio | 0.36484 | 0.3699 | 0.37535 | 0.38091 | 0.38658 | 0.39288 | 0.39918 | 0.40561 | 0.4119 | 0.41821 | 0.42378 | 0.42912 | 0.43462 | 0.44008 | 0.44538 | 0.45064 | 0.45576 | 0.46093 | 0.46616 | 0.47143 | 0.47672 | 0.4817 | 0.48686 | 0.49165 | 0.49632 | 0.49847 | 0.49973
F5_Commercial_Retail (ID)_New_Space Heating_Natural Gas_Boiler_E5 | F5 | Commercial | Retail (ID) | New | Space Heating | Natural Gas | Boiler | E5 | RIM BC Ratio | 0 | 0 | 0 | 0 | 0 | 0 | 0 | 0 | 0 | 0 | 0 | 0 | 0 | 0 | 0 | 0 | 0 | 0 | 0 | 0 | 0 | 0 | 0 | 0 | 0 | 0 | 0
F5_Commercial_Retail (ID)_New_Space Heating_Natural Gas_Boiler_E6 | F5 | Commercial | Retail (ID) | New | Space Heating | Natural Gas | Boiler | E6 | RIM BC Ratio | 0 | 0 | 0 | 0 | 0 | 0 | 0 | 0 | 0 | 0 | 0 | 0 | 0 | 0 | 0 | 0 | 0 | 0 | 0 | 0 | 0 | 0 | 0 | 0 | 0 | 0 | 0
F5_Commercial_Retail (ID)_New_Space Heating_Natural Gas_Boiler_E7 | F5 | Commercial | Retail (ID) | New | Space Heating | Natural Gas | Boiler | E7 | RIM BC Ratio | 0 | 0 | 0 | 0 | 0 | 0 | 0 | 0 | 0 | 0 | 0 | 0 | 0 | 0 | 0 | 0 | 0 | 0 | 0 | 0 | 0 | 0 | 0 | 0 | 0 | 0 | 0
F5_Commercial_Retail (ID)_New_Space Heating_Natural Gas_Boiler_E8 | F5 | Commercial | Retail (ID) | New | Space Heating | Natural Gas | Boiler | E8 | RIM BC Ratio | 0 | 0 | 0 | 0 | 0 | 0 | 0 | 0 | 0 | 0 | 0 | 0 | 0 | 0 | 0 | 0 | 0 | 0 | 0 | 0 | 0 | 0 | 0 | 0 | 0 | 0 | 0
F5_Commercial_Retail (ID)_New_Space Heating_Natural Gas_Boiler_E9 | F5 | Commercial | Retail (ID) | New | Space Heating | Natural Gas | Boiler | E9 | RIM BC Ratio | 0 | 0 | 0 | 0 | 0 | 0 | 0 | 0 | 0 | 0 | 0 | 0 | 0 | 0 | 0 | 0 | 0 | 0 | 0 | 0 | 0 | 0 | 0 | 0 | 0 | 0 | 0
F5_Commercial_Retail (ID)_New_Space Heating_Natural Gas_Boiler_E10 | F5 | Commercial | Retail (ID) | New | Space Heating | Natural Gas | Boiler | E10 | RIM BC Ratio | 0 | 0 | 0 | 0 | 0 | 0 | 0 | 0 | 0 | 0 | 0 | 0 | 0 | 0 | 0 | 0 | 0 | 0 | 0 | 0 | 0 | 0 | 0 | 0 | 0 | 0 | 0
F0_Commercial_Retail (ID)_New_Space Heating_Natural Gas_Unit Heater_E0 | F0 | Commercial | Retail (ID) | New | Space Heating | Natural Gas | Unit Heater | E0 | Economic Unit | Infrared Radiant | Infrared Radiant | Infrared Radiant | Infrared Radiant | Infrared Radiant | Infrared Radiant | Infrared Radiant | Infrared Radiant | Infrared Radiant | Infrared Radiant | Infrared Radiant | Infrared Radiant | Infrared Radiant | Infrared Radiant | Infrared Radiant | Infrared Radiant | Infrared Radiant | Infrared Radiant | Infrared Radiant | Infrared Radiant | Infrared Radiant | Infrared Radiant | Infrared Radiant | Infrared Radiant | Infrared Radiant | Infrared Radiant | Infrared Radiant
F1_Commercial_Retail (ID)_New_Space Heating_Natural Gas_Unit Heater_E1 | F1 | Commercial | Retail (ID) | New | Space Heating | Natural Gas | Unit Heater | E1 | CCE | 0 | 0 | 0 | 0 | 0 | 0 | 0 | 0 | 0 | 0 | 0 | 0 | 0 | 0 | 0 | 0 | 0 | 0 | 0 | 0 | 0 | 0 | 0 | 0 | 0 | 0 | 0
F1_Commercial_Retail (ID)_New_Space Heating_Natural Gas_Unit Heater_E2 | F1 | Commercial | Retail (ID) | New | Space Heating | Natural Gas | Unit Heater | E2 | CCE | 0.00048274 | 0.00050097 | 0.00050097 | 0.00050097 | 0.00050097 | 0.00050097 | 0.00050097 | 0.00050097 | 0.00050097 | 0.00050097 | 0.00050097 | 0.00050097 | 0.00050097 | 0.00050097 | 0.00050097 | 0.00050097 | 0.00050097 | 0.00050097 | 0.00050097 | 0.00050097 | 0.00050097 | 0.00050097 | 0.00050097 | 0.00050097 | 0.00050097 | 0.00050097 | 0.00050097
F1_Commercial_Retail (ID)_New_Space Heating_Natural Gas_Unit Heater_E3 | F1 | Commercial | Retail (ID) | New | Space Heating | Natural Gas | Unit Heater | E3 | CCE | 0.00015151 | 0.00015723 | 0.00015723 | 0.00015723 | 0.00015723 | 0.00015723 | 0.00015723 | 0.00015723 | 0.00015723 | 0.00015723 | 0.00015723 | 0.00015723 | 0.00015723 | 0.00015723 | 0.00015723 | 0.00015723 | 0.00015723 | 0.00015723 | 0.00015723 | 0.00015723 | 0.00015723 | 0.00015723 | 0.00015723 | 0.00015723 | 0.00015723 | 0.00015723 | 0.00015723
F1_Commercial_Retail (ID)_New_Space Heating_Natural Gas_Unit Heater_E4 | F1 | Commercial | Retail (ID) | New | Space Heating | Natural Gas | Unit Heater | E4 | CCE | 0 | 0 | 0 | 0 | 0 | 0 | 0 | 0 | 0 | 0 | 0 | 0 | 0 | 0 | 0 | 0 | 0 | 0 | 0 | 0 | 0 | 0 | 0 | 0 | 0 | 0 | 0
F1_Commercial_Retail (ID)_New_Space Heating_Natural Gas_Unit Heater_E5 | F1 | Commercial | Retail (ID) | New | Space Heating | Natural Gas | Unit Heater | E5 | CCE | 0 | 0 | 0 | 0 | 0 | 0 | 0 | 0 | 0 | 0 | 0 | 0 | 0 | 0 | 0 | 0 | 0 | 0 | 0 | 0 | 0 | 0 | 0 | 0 | 0 | 0 | 0
F1_Commercial_Retail (ID)_New_Space Heating_Natural Gas_Unit Heater_E6 | F1 | Commercial | Retail (ID) | New | Space Heating | Natural Gas | Unit Heater | E6 | CCE | 0 | 0 | 0 | 0 | 0 | 0 | 0 | 0 | 0 | 0 | 0 | 0 | 0 | 0 | 0 | 0 | 0 | 0 | 0 | 0 | 0 | 0 | 0 | 0 | 0 | 0 | 0
F1_Commercial_Retail (ID)_New_Space Heating_Natural Gas_Unit Heater_E7 | F1 | Commercial | Retail (ID) | New | Space Heating | Natural Gas | Unit Heater | E7 | CCE | 0 | 0 | 0 | 0 | 0 | 0 | 0 | 0 | 0 | 0 | 0 | 0 | 0 | 0 | 0 | 0 | 0 | 0 | 0 | 0 | 0 | 0 | 0 | 0 | 0 | 0 | 0
F1_Commercial_Retail (ID)_New_Space Heating_Natural Gas_Unit Heater_E8 | F1 | Commercial | Retail (ID) | New | Space Heating | Natural Gas | Unit Heater | E8 | CCE | 0 | 0 | 0 | 0 | 0 | 0 | 0 | 0 | 0 | 0 | 0 | 0 | 0 | 0 | 0 | 0 | 0 | 0 | 0 | 0 | 0 | 0 | 0 | 0 | 0 | 0 | 0
F1_Commercial_Retail (ID)_New_Space Heating_Natural Gas_Unit Heater_E9 | F1 | Commercial | Retail (ID) | New | Space Heating | Natural Gas | Unit Heater | E9 | CCE | 0 | 0 | 0 | 0 | 0 | 0 | 0 | 0 | 0 | 0 | 0 | 0 | 0 | 0 | 0 | 0 | 0 | 0 | 0 | 0 | 0 | 0 | 0 | 0 | 0 | 0 | 0
F1_Commercial_Retail (ID)_New_Space Heating_Natural Gas_Unit Heater_E10 | F1 | Commercial | Retail (ID) | New | Space Heating | Natural Gas | Unit Heater | E10 | CCE | 0 | 0 | 0 | 0 | 0 | 0 | 0 | 0 | 0 | 0 | 0 | 0 | 0 | 0 | 0 | 0 | 0 | 0 | 0 | 0 | 0 | 0 | 0 | 0 | 0 | 0 | 0
F2_Commercial_Retail (ID)_New_Space Heating_Natural Gas_Unit Heater_E1 | F2 | Commercial | Retail (ID) | New | Space Heating | Natural Gas | Unit Heater | E1 | TRC BC Ratio | [24 empty] | 1 | 1 | 1 | bar: 2019 to 2042
F2_Commercial_Retail (ID)_New_Space Heating_Natural Gas_Unit Heater_E2 | F2 | Commercial | Retail (ID) | New | Space Heating | Natural Gas | Unit Heater | E2 | TRC BC Ratio | 8.2118 | 8.3468 | 8.5229 | 8.7171 | 8.9308 | 9.2254 | 9.5254 | 9.8431 | 10.1471 | 10.4558 | 10.7322 | 10.9871 | 11.2662 | 11.5527 | 11.8195 | 12.0824 | 12.3278 | 12.5807 | 12.8442 | 13.1144 | 13.3898 | 13.6804 | 14.0169 | 14.3144 | 14.6182 | 14.9285 | 15.2453
F2_Commercial_Retail (ID)_New_Space Heating_Natural Gas_Unit Heater_E3 | F2 | Commercial | Retail (ID) | New | Space Heating | Natural Gas | Unit Heater | E3 | TRC BC Ratio | 36.4528 | 37.4136 | 38.355 | 39.2407 | 40.0672 | 40.8155 | 41.5594 | 42.3293 | 43.1907 | 44.0799 | 45.0274 | 46.0261 | 47.0257 | 47.9841 | 48.9846 | 50.0142 | 51.085 | 52.1766 | 53.2871 | 54.4201 | 55.5776 | 56.7519 | 57.918 | 59.1473 | 60.4027 | 61.6848 | 62.994
F2_Commercial_Retail (ID)_New_Space Heating_Natural Gas_Unit Heater_E4 | F2 | Commercial | Retail (ID) | New | Space Heating | Natural Gas | Unit Heater | E4 | TRC BC Ratio | 0 | 0 | 0 | 0 | 0 | 0 | 0 | 0 | 0 | 0 | 0 | 0 | 0 | 0 | 0 | 0 | 0 | 0 | 0 | 0 | 0 | 0 | 0 | 0 | 0 | 0 | 0
F2_Commercial_Retail (ID)_New_Space Heating_Natural Gas_Unit Heater_E5 | F2 | Commercial | Retail (ID) | New | Space Heating | Natural Gas | Unit Heater | E5 | TRC BC Ratio | 0 | 0 | 0 | 0 | 0 | 0 | 0 | 0 | 0 | 0 | 0 | 0 | 0 | 0 | 0 | 0 | 0 | 0 | 0 | 0 | 0 | 0 | 0 | 0 | 0 | 0 | 0
F2_Commercial_Retail (ID)_New_Space Heating_Natural Gas_Unit Heater_E6 | F2 | Commercial | Retail (ID) | New | Space Heating | Natural Gas | Unit Heater | E6 | TRC BC Ratio | 0 | 0 | 0 | 0 | 0 | 0 | 0 | 0 | 0 | 0 | 0 | 0 | 0 | 0 | 0 | 0 | 0 | 0 | 0 | 0 | 0 | 0 | 0 | 0 | 0 | 0 | 0
F2_Commercial_Retail (ID)_New_Space Heating_Natural Gas_Unit Heater_E7 | F2 | Commercial | Retail (ID) | New | Space Heating | Natural Gas | Unit Heater | E7 | TRC BC Ratio | 0 | 0 | 0 | 0 | 0 | 0 | 0 | 0 | 0 | 0 | 0 | 0 | 0 | 0 | 0 | 0 | 0 | 0 | 0 | 0 | 0 | 0 | 0 | 0 | 0 | 0 | 0
F2_Commercial_Retail (ID)_New_Space Heating_Natural Gas_Unit Heater_E8 | F2 | Commercial | Retail (ID) | New | Space Heating | Natural Gas | Unit Heater | E8 | TRC BC Ratio | 0 | 0 | 0 | 0 | 0 | 0 | 0 | 0 | 0 | 0 | 0 | 0 | 0 | 0 | 0 | 0 | 0 | 0 | 0 | 0 | 0 | 0 | 0 | 0 | 0 | 0 | 0
F2_Commercial_Retail (ID)_New_Space Heating_Natural Gas_Unit Heater_E9 | F2 | Commercial | Retail (ID) | New | Space Heating | Natural Gas | Unit Heater | E9 | TRC BC Ratio | 0 | 0 | 0 | 0 | 0 | 0 | 0 | 0 | 0 | 0 | 0 | 0 | 0 | 0 | 0 | 0 | 0 | 0 | 0 | 0 | 0 | 0 | 0 | 0 | 0 | 0 | 0
F2_Commercial_Retail (ID)_New_Space Heating_Natural Gas_Unit Heater_E10 | F2 | Commercial | Retail (ID) | New | Space Heating | Natural Gas | Unit Heater | E10 | TRC BC Ratio | 0 | 0 | 0 | 0 | 0 | 0 | 0 | 0 | 0 | 0 | 0 | 0 | 0 | 0 | 0 | 0 | 0 | 0 | 0 | 0 | 0 | 0 | 0 | 0 | 0 | 0 | 0
F3_Commercial_Retail (ID)_New_Space Heating_Natural Gas_Unit Heater_E1 | F3 | Commercial | Retail (ID) | New | Space Heating | Natural Gas | Unit Heater | E1 | PACT BC Ratio | [24 empty] | 1 | 1 | 1 | bar: 2019 to 2042
F3_Commercial_Retail (ID)_New_Space Heating_Natural Gas_Unit Heater_E2 | F3 | Commercial | Retail (ID) | New | Space Heating | Natural Gas | Unit Heater | E2 | PACT BC Ratio | 23.0005 | 23.3785 | 23.8718 | 24.4157 | 25.0145 | 25.8396 | 26.6799 | 27.5697 | 28.4211 | 29.2859 | 30.06 | 30.774 | 31.5555 | 32.3581 | 33.1053 | 33.8418 | 34.5291 | 35.2375 | 35.9754 | 36.7323 | 37.5037 | 38.3176 | 39.26 | 40.0933 | 40.9442 | 41.8133 | 42.7008
F3_Commercial_Retail (ID)_New_Space Heating_Natural Gas_Unit Heater_E3 | F3 | Commercial | Retail (ID) | New | Space Heating | Natural Gas | Unit Heater | E3 | PACT BC Ratio | 102.1009 | 104.792 | 107.4289 | 109.9097 | 112.2245 | 114.3205 | 116.404 | 118.5605 | 120.9733 | 123.4638 | 126.1177 | 128.9148 | 131.7147 | 134.3992 | 137.2013 | 140.0851 | 143.0844 | 146.1419 | 149.2522 | 152.4258 | 155.6679 | 158.957 | 162.2229 | 165.6662 | 169.1825 | 172.7734 | 176.4406
F3_Commercial_Retail (ID)_New_Space Heating_Natural Gas_Unit Heater_E4 | F3 | Commercial | Retail (ID) | New | Space Heating | Natural Gas | Unit Heater | E4 | PACT BC Ratio | 0 | 0 | 0 | 0 | 0 | 0 | 0 | 0 | 0 | 0 | 0 | 0 | 0 | 0 | 0 | 0 | 0 | 0 | 0 | 0 | 0 | 0 | 0 | 0 | 0 | 0 | 0
F3_Commercial_Retail (ID)_New_Space Heating_Natural Gas_Unit Heater_E5 | F3 | Commercial | Retail (ID) | New | Space Heating | Natural Gas | Unit Heater | E5 | PACT BC Ratio | 0 | 0 | 0 | 0 | 0 | 0 | 0 | 0 | 0 | 0 | 0 | 0 | 0 | 0 | 0 | 0 | 0 | 0 | 0 | 0 | 0 | 0 | 0 | 0 | 0 | 0 | 0
F3_Commercial_Retail (ID)_New_Space Heating_Natural Gas_Unit Heater_E6 | F3 | Commercial | Retail (ID) | New | Space Heating | Natural Gas | Unit Heater | E6 | PACT BC Ratio | 0 | 0 | 0 | 0 | 0 | 0 | 0 | 0 | 0 | 0 | 0 | 0 | 0 | 0 | 0 | 0 | 0 | 0 | 0 | 0 | 0 | 0 | 0 | 0 | 0 | 0 | 0
F3_Commercial_Retail (ID)_New_Space Heating_Natural Gas_Unit Heater_E7 | F3 | Commercial | Retail (ID) | New | Space Heating | Natural Gas | Unit Heater | E7 | PACT BC Ratio | 0 | 0 | 0 | 0 | 0 | 0 | 0 | 0 | 0 | 0 | 0 | 0 | 0 | 0 | 0 | 0 | 0 | 0 | 0 | 0 | 0 | 0 | 0 | 0 | 0 | 0 | 0
F3_Commercial_Retail (ID)_New_Space Heating_Natural Gas_Unit Heater_E8 | F3 | Commercial | Retail (ID) | New | Space Heating | Natural Gas | Unit Heater | E8 | PACT BC Ratio | 0 | 0 | 0 | 0 | 0 | 0 | 0 | 0 | 0 | 0 | 0 | 0 | 0 | 0 | 0 | 0 | 0 | 0 | 0 | 0 | 0 | 0 | 0 | 0 | 0 | 0 | 0
F3_Commercial_Retail (ID)_New_Space Heating_Natural Gas_Unit Heater_E9 | F3 | Commercial | Retail (ID) | New | Space Heating | Natural Gas | Unit Heater | E9 | PACT BC Ratio | 0 | 0 | 0 | 0 | 0 | 0 | 0 | 0 | 0 | 0 | 0 | 0 | 0 | 0 | 0 | 0 | 0 | 0 | 0 | 0 | 0 | 0 | 0 | 0 | 0 | 0 | 0
F3_Commercial_Retail (ID)_New_Space Heating_Natural Gas_Unit Heater_E10 | F3 | Commercial | Retail (ID) | New | Space Heating | Natural Gas | Unit Heater | E10 | PACT BC Ratio | 0 | 0 | 0 | 0 | 0 | 0 | 0 | 0 | 0 | 0 | 0 | 0 | 0 | 0 | 0 | 0 | 0 | 0 | 0 | 0 | 0 | 0 | 0 | 0 | 0 | 0 | 0
F4_Commercial_Retail (ID)_New_Space Heating_Natural Gas_Unit Heater_E1 | F4 | Commercial | Retail (ID) | New | Space Heating | Natural Gas | Unit Heater | E1 | RVT BC Ratio | [24 empty] | 1 | 1 | 1 | bar: 2019 to 2042
F4_Commercial_Retail (ID)_New_Space Heating_Natural Gas_Unit Heater_E2 | F4 | Commercial | Retail (ID) | New | Space Heating | Natural Gas | Unit Heater | E2 | RVT BC Ratio | 11.5876 | 11.7072 | 11.8784 | 12.0672 | 12.2751 | 12.5893 | 12.9005 | 13.2275 | 13.5242 | 13.8168 | 14.1461 | 14.4442 | 14.771 | 15.1043 | 15.408 | 15.7029 | 15.9704 | 16.2435 | 16.5258 | 16.812 | 17.0996 | 17.4658 | 17.8897 | 18.2645 | 18.6474 | 19.0383 | 19.4376
F4_Commercial_Retail (ID)_New_Space Heating_Natural Gas_Unit Heater_E3 | F4 | Commercial | Retail (ID) | New | Space Heating | Natural Gas | Unit Heater | E3 | RVT BC Ratio | 47.3375 | 48.4246 | 49.4666 | 50.4187 | 51.2751 | 52.0038 | 52.7084 | 53.4904 | 54.4459 | 55.5014 | 56.6323 | 57.91 | 59.1903 | 60.4211 | 61.7087 | 63.0366 | 64.4207 | 65.8342 | 67.275 | 68.7481 | 70.2563 | 71.7359 | 73.2051 | 74.754 | 76.3358 | 77.9512 | 79.6009
F4_Commercial_Retail (ID)_New_Space Heating_Natural Gas_Unit Heater_E4 | F4 | Commercial | Retail (ID) | New | Space Heating | Natural Gas | Unit Heater | E4 | RVT BC Ratio | 0 | 0 | 0 | 0 | 0 | 0 | 0 | 0 | 0 | 0 | 0 | 0 | 0 | 0 | 0 | 0 | 0 | 0 | 0 | 0 | 0 | 0 | 0 | 0 | 0 | 0 | 0
F4_Commercial_Retail (ID)_New_Space Heating_Natural Gas_Unit Heater_E5 | F4 | Commercial | Retail (ID) | New | Space Heating | Natural Gas | Unit Heater | E5 | RVT BC Ratio | 0 | 0 | 0 | 0 | 0 | 0 | 0 | 0 | 0 | 0 | 0 | 0 | 0 | 0 | 0 | 0 | 0 | 0 | 0 | 0 | 0 | 0 | 0 | 0 | 0 | 0 | 0
F4_Commercial_Retail (ID)_New_Space Heating_Natural Gas_Unit Heater_E6 | F4 | Commercial | Retail (ID) | New | Space Heating | Natural Gas | Unit Heater | E6 | RVT BC Ratio | 0 | 0 | 0 | 0 | 0 | 0 | 0 | 0 | 0 | 0 | 0 | 0 | 0 | 0 | 0 | 0 | 0 | 0 | 0 | 0 | 0 | 0 | 0 | 0 | 0 | 0 | 0
F4_Commercial_Retail (ID)_New_Space Heating_Natural Gas_Unit Heater_E7 | F4 | Commercial | Retail (ID) | New | Space Heating | Natural Gas | Unit Heater | E7 | RVT BC Ratio | 0 | 0 | 0 | 0 | 0 | 0 | 0 | 0 | 0 | 0 | 0 | 0 | 0 | 0 | 0 | 0 | 0 | 0 | 0 | 0 | 0 | 0 | 0 | 0 | 0 | 0 | 0
F4_Commercial_Retail (ID)_New_Space Heating_Natural Gas_Unit Heater_E8 | F4 | Commercial | Retail (ID) | New | Space Heating | Natural Gas | Unit Heater | E8 | RVT BC Ratio | 0 | 0 | 0 | 0 | 0 | 0 | 0 | 0 | 0 | 0 | 0 | 0 | 0 | 0 | 0 | 0 | 0 | 0 | 0 | 0 | 0 | 0 | 0 | 0 | 0 | 0 | 0
F4_Commercial_Retail (ID)_New_Space Heating_Natural Gas_Unit Heater_E9 | F4 | Commercial | Retail (ID) | New | Space Heating | Natural Gas | Unit Heater | E9 | RVT BC Ratio | 0 | 0 | 0 | 0 | 0 | 0 | 0 | 0 | 0 | 0 | 0 | 0 | 0 | 0 | 0 | 0 | 0 | 0 | 0 | 0 | 0 | 0 | 0 | 0 | 0 | 0 | 0
F4_Commercial_Retail (ID)_New_Space Heating_Natural Gas_Unit Heater_E10 | F4 | Commercial | Retail (ID) | New | Space Heating | Natural Gas | Unit Heater | E10 | RVT BC Ratio | 0 | 0 | 0 | 0 | 0 | 0 | 0 | 0 | 0 | 0 | 0 | 0 | 0 | 0 | 0 | 0 | 0 | 0 | 0 | 0 | 0 | 0 | 0 | 0 | 0 | 0 | 0
F5_Commercial_Retail (ID)_New_Space Heating_Natural Gas_Unit Heater_E1 | F5 | Commercial | Retail (ID) | New | Space Heating | Natural Gas | Unit Heater | E1 | RIM BC Ratio | [24 empty] | 1 | 1 | 1 | bar: 2019 to 2042
F5_Commercial_Retail (ID)_New_Space Heating_Natural Gas_Unit Heater_E2 | F5 | Commercial | Retail (ID) | New | Space Heating | Natural Gas | Unit Heater | E2 | RIM BC Ratio | 0.83597 | 0.84118 | 0.84676 | 0.85272 | 0.85907 | 0.86561 | 0.87253 | 0.87967 | 0.88723 | 0.89514 | 0.89771 | 0.90033 | 0.90304 | 0.90584 | 0.90872 | 0.91172 | 0.91484 | 0.91811 | 0.92151 | 0.92507 | 0.92879 | 0.92928 | 0.92982 | 0.93028 | 0.93073 | 0.93117 | 0.9316
F5_Commercial_Retail (ID)_New_Space Heating_Natural Gas_Unit Heater_E3 | F5 | Commercial | Retail (ID) | New | Space Heating | Natural Gas | Unit Heater | E3 | RIM BC Ratio | 0.92019 | 0.92332 | 0.9267 | 0.93027 | 0.93406 | 0.93822 | 0.9426 | 0.94608 | 0.94845 | 0.94963 | 0.95074 | 0.95046 | 0.95017 | 0.94985 | 0.94949 | 0.94909 | 0.94864 | 0.94817 | 0.94768 | 0.94715 | 0.94659 | 0.94671 | 0.94682 | 0.94694 | 0.94705 | 0.94716 | 0.94727
F5_Commercial_Retail (ID)_New_Space Heating_Natural Gas_Unit Heater_E4 | F5 | Commercial | Retail (ID) | New | Space Heating | Natural Gas | Unit Heater | E4 | RIM BC Ratio | 0 | 0 | 0 | 0 | 0 | 0 | 0 | 0 | 0 | 0 | 0 | 0 | 0 | 0 | 0 | 0 | 0 | 0 | 0 | 0 | 0 | 0 | 0 | 0 | 0 | 0 | 0
F5_Commercial_Retail (ID)_New_Space Heating_Natural Gas_Unit Heater_E5 | F5 | Commercial | Retail (ID) | New | Space Heating | Natural Gas | Unit Heater | E5 | RIM BC Ratio | 0 | 0 | 0 | 0 | 0 | 0 | 0 | 0 | 0 | 0 | 0 | 0 | 0 | 0 | 0 | 0 | 0 | 0 | 0 | 0 | 0 | 0 | 0 | 0 | 0 | 0 | 0
F5_Commercial_Retail (ID)_New_Space Heating_Natural Gas_Unit Heater_E6 | F5 | Commercial | Retail (ID) | New | Space Heating | Natural Gas | Unit Heater | E6 | RIM BC Ratio | 0 | 0 | 0 | 0 | 0 | 0 | 0 | 0 | 0 | 0 | 0 | 0 | 0 | 0 | 0 | 0 | 0 | 0 | 0 | 0 | 0 | 0 | 0 | 0 | 0 | 0 | 0
F5_Commercial_Retail (ID)_New_Space Heating_Natural Gas_Unit Heater_E7 | F5 | Commercial | Retail (ID) | New | Space Heating | Natural Gas | Unit Heater | E7 | RIM BC Ratio | 0 | 0 | 0 | 0 | 0 | 0 | 0 | 0 | 0 | 0 | 0 | 0 | 0 | 0 | 0 | 0 | 0 | 0 | 0 | 0 | 0 | 0 | 0 | 0 | 0 | 0 | 0
F5_Commercial_Retail (ID)_New_Space Heating_Natural Gas_Unit Heater_E8 | F5 | Commercial | Retail (ID) | New | Space Heating | Natural Gas | Unit Heater | E8 | RIM BC Ratio | 0 | 0 | 0 | 0 | 0 | 0 | 0 | 0 | 0 | 0 | 0 | 0 | 0 | 0 | 0 | 0 | 0 | 0 | 0 | 0 | 0 | 0 | 0 | 0 | 0 | 0 | 0
F5_Commercial_Retail (ID)_New_Space Heating_Natural Gas_Unit Heater_E9 | F5 | Commercial | Retail (ID) | New | Space Heating | Natural Gas | Unit Heater | E9 | RIM BC Ratio | 0 | 0 | 0 | 0 | 0 | 0 | 0 | 0 | 0 | 0 | 0 | 0 | 0 | 0 | 0 | 0 | 0 | 0 | 0 | 0 | 0 | 0 | 0 | 0 | 0 | 0 | 0
F5_Commercial_Retail (ID)_New_Space Heating_Natural Gas_Unit Heater_E10 | F5 | Commercial | Retail (ID) | New | Space Heating | Natural Gas | Unit Heater | E10 | RIM BC Ratio | 0 | 0 | 0 | 0 | 0 | 0 | 0 | 0 | 0 | 0 | 0 | 0 | 0 | 0 | 0 | 0 | 0 | 0 | 0 | 0 | 0 | 0 | 0 | 0 | 0 | 0 | 0
F0_Commercial_Retail (ID)_New_Water Heating_Natural Gas_Water Heater_E0 | F0 | Commercial | Retail (ID) | New | Water Heating | Natural Gas | Water Heater | E0 | Economic Unit | Gas-Fired Absorption HPWH | Gas-Fired Absorption HPWH | Gas-Fired Absorption HPWH | Gas-Fired Absorption HPWH | Gas-Fired Absorption HPWH | Gas-Fired Absorption HPWH | Gas-Fired Absorption HPWH | Gas-Fired Absorption HPWH | Gas-Fired Absorption HPWH | Gas-Fired Absorption HPWH | Gas-Fired Absorption HPWH | Gas-Fired Absorption HPWH | Gas-Fired Absorption HPWH | Gas-Fired Absorption HPWH | Gas-Fired Absorption HPWH | Gas-Fired Absorption HPWH | Gas-Fired Absorption HPWH | Gas-Fired Absorption HPWH | Gas-Fired Absorption HPWH | Gas-Fired Absorption HPWH | Gas-Fired Absorption HPWH | Gas-Fired Absorption HPWH | Gas-Fired Absorption HPWH | Gas-Fired Absorption HPWH | Gas-Fired Absorption HPWH | Gas-Fired Absorption HPWH | Gas-Fired Absorption HPWH
F1_Commercial_Retail (ID)_New_Water Heating_Natural Gas_Water Heater_E1 | F1 | Commercial | Retail (ID) | New | Water Heating | Natural Gas | Water Heater | E1 | CCE | 0 | 0 | 0 | 0 | 0 | 0 | 0 | 0 | 0 | 0 | 0 | 0 | 0 | 0 | 0 | 0 | 0 | 0 | 0 | 0 | 0 | 0 | 0 | 0 | 0 | 0 | 0
F1_Commercial_Retail (ID)_New_Water Heating_Natural Gas_Water Heater_E2 | F1 | Commercial | Retail (ID) | New | Water Heating | Natural Gas | Water Heater | E2 | CCE | 0.00096426 | 0.00096426 | 0.00096426 | 0.00096426 | 0.00096426 | 0.00096426 | 0.00096426 | 0.00096426 | 0.00096426 | 0.00096426 | 0.00096426 | 0.00096426 | 0.00096426 | 0.00096426 | 0.00096426 | 0.00096426 | 0.00096426 | 0.00096426 | 0.00096426 | 0.00096426 | 0.00096426 | 0.00096426 | 0.00096426 | 0.00096426 | 0.00096426 | 0.00096426 | 0.00096426
F1_Commercial_Retail (ID)_New_Water Heating_Natural Gas_Water Heater_E3 | F1 | Commercial | Retail (ID) | New | Water Heating | Natural Gas | Water Heater | E3 | CCE | 0.0017089 | 0.0017089 | 0.0017089 | 0.0017089 | 0.0017089 | 0.0017089 | 0.0017089 | 0.0017089 | 0.0017089 | 0.0017089 | 0.0017089 | 0.0017089 | 0.0017089 | 0.0017089 | 0.0017089 | 0.0017089 | 0.0017089 | 0.0017089 | 0.0017089 | 0.0017089 | 0.0017089 | 0.0017089 | 0.0017089 | 0.0017089 | 0.0017089 | 0.0017089 | 0.0017089
F1_Commercial_Retail (ID)_New_Water Heating_Natural Gas_Water Heater_E4 | F1 | Commercial | Retail (ID) | New | Water Heating | Natural Gas | Water Heater | E4 | CCE | 0.0017403 | 0.0017403 | 0.0017403 | 0.0017403 | 0.0017403 | 0.0017403 | 0.0017403 | 0.0017403 | 0.0017403 | 0.0017403 | 0.0017403 | 0.0017403 | 0.0017403 | 0.0017403 | 0.0017403 | 0.0017403 | 0.0017403 | 0.0017403 | 0.0017403 | 0.0017403 | 0.0017403 | 0.0017403 | 0.0017403 | 0.0017403 | 0.0017403 | 0.0017403 | 0.0017403
F1_Commercial_Retail (ID)_New_Water Heating_Natural Gas_Water Heater_E5 | F1 | Commercial | Retail (ID) | New | Water Heating | Natural Gas | Water Heater | E5 | CCE | 0.0025362 | 0.0025362 | 0.0025362 | 0.0025362 | 0.0025362 | 0.0025362 | 0.0025362 | 0.0025362 | 0.0025362 | 0.0025362 | 0.0025362 | 0.0025362 | 0.0025362 | 0.0025362 | 0.0025362 | 0.0025362 | 0.0025362 | 0.0025362 | 0.0025362 | 0.0025362 | 0.0025362 | 0.0025362 | 0.0025362 | 0.0025362 | 0.0025362 | 0.0025362 | 0.0025362
F1_Commercial_Retail (ID)_New_Water Heating_Natural Gas_Water Heater_E6 | F1 | Commercial | Retail (ID) | New | Water Heating | Natural Gas | Water Heater | E6 | CCE | 0 | 0 | 0 | 0 | 0 | 0 | 0 | 0 | 0 | 0 | 0 | 0 | 0 | 0 | 0 | 0 | 0 | 0 | 0 | 0 | 0 | 0 | 0 | 0 | 0 | 0 | 0
F1_Commercial_Retail (ID)_New_Water Heating_Natural Gas_Water Heater_E7 | F1 | Commercial | Retail (ID) | New | Water Heating | Natural Gas | Water Heater | E7 | CCE | 0 | 0 | 0 | 0 | 0 | 0 | 0 | 0 | 0 | 0 | 0 | 0 | 0 | 0 | 0 | 0 | 0 | 0 | 0 | 0 | 0 | 0 | 0 | 0 | 0 | 0 | 0
F1_Commercial_Retail (ID)_New_Water Heating_Natural Gas_Water Heater_E8 | F1 | Commercial | Retail (ID) | New | Water Heating | Natural Gas | Water Heater | E8 | CCE | 0 | 0 | 0 | 0 | 0 | 0 | 0 | 0 | 0 | 0 | 0 | 0 | 0 | 0 | 0 | 0 | 0 | 0 | 0 | 0 | 0 | 0 | 0 | 0 | 0 | 0 | 0
F1_Commercial_Retail (ID)_New_Water Heating_Natural Gas_Water Heater_E9 | F1 | Commercial | Retail (ID) | New | Water Heating | Natural Gas | Water Heater | E9 | CCE | 0 | 0 | 0 | 0 | 0 | 0 | 0 | 0 | 0 | 0 | 0 | 0 | 0 | 0 | 0 | 0 | 0 | 0 | 0 | 0 | 0 | 0 | 0 | 0 | 0 | 0 | 0
F1_Commercial_Retail (ID)_New_Water Heating_Natural Gas_Water Heater_E10 | F1 | Commercial | Retail (ID) | New | Water Heating | Natural Gas | Water Heater | E10 | CCE | 0 | 0 | 0 | 0 | 0 | 0 | 0 | 0 | 0 | 0 | 0 | 0 | 0 | 0 | 0 | 0 | 0 | 0 | 0 | 0 | 0 | 0 | 0 | 0 | 0 | 0 | 0
F2_Commercial_Retail (ID)_New_Water Heating_Natural Gas_Water Heater_E1 | F2 | Commercial | Retail (ID) | New | Water Heating | Natural Gas | Water Heater | E1 | TRC BC Ratio | [24 empty] | 1 | 1 | 1 | bar: 2019 to 2042
F2_Commercial_Retail (ID)_New_Water Heating_Natural Gas_Water Heater_E2 | F2 | Commercial | Retail (ID) | New | Water Heating | Natural Gas | Water Heater | E2 | TRC BC Ratio | 3.8451 | 3.9461 | 4.0594 | 4.1864 | 4.3278 | 4.495 | 4.6654 | 4.8332 | 4.9946 | 5.1583 | 5.2916 | 5.4174 | 5.552 | 5.6844 | 5.8046 | 5.9183 | 6.0221 | 6.1251 | 6.2343 | 6.3414 | 6.4514 | 6.5653 | 6.6806 | 6.7993 | 6.9201 | 7.043 | 7.1682
F2_Commercial_Retail (ID)_New_Water Heating_Natural Gas_Water Heater_E3 | F2 | Commercial | Retail (ID) | New | Water Heating | Natural Gas | Water Heater | E3 | TRC BC Ratio | 2.1696 | 2.2266 | 2.2905 | 2.3622 | 2.4419 | 2.5363 | 2.6324 | 2.7271 | 2.8182 | 2.9106 | 2.9858 | 3.0568 | 3.1327 | 3.2074 | 3.2752 | 3.3394 | 3.398 | 3.4561 | 3.5177 | 3.5781 | 3.6402 | 3.7045 | 3.7695 | 3.8365 | 3.9047 | 3.974 | 4.0446
F2_Commercial_Retail (ID)_New_Water Heating_Natural Gas_Water Heater_E4 | F2 | Commercial | Retail (ID) | New | Water Heating | Natural Gas | Water Heater | E4 | TRC BC Ratio | 1.3693 | 1.411 | 1.4674 | 1.5411 | 1.6323 | 1.7511 | 1.8738 | 1.9931 | 2.1048 | 2.2181 | 2.2997 | 2.3725 | 2.4531 | 2.5304 | 2.5945 | 2.6512 | 2.697 | 2.7409 | 2.7899 | 2.8359 | 2.8836 | 2.9342 | 2.9849 | 3.038 | 3.0919 | 3.1469 | 3.2028
F2_Commercial_Retail (ID)_New_Water Heating_Natural Gas_Water Heater_E5 | F2 | Commercial | Retail (ID) | New | Water Heating | Natural Gas | Water Heater | E5 | TRC BC Ratio | 1.4998 | 1.5391 | 1.5825 | 1.6301 | 1.6822 | 1.7429 | 1.8046 | 1.8654 | 1.9242 | 1.9839 | 2.0333 | 2.0802 | 2.1302 | 2.1796 | 2.2249 | 2.268 | 2.3078 | 2.3475 | 2.3893 | 2.4305 | 2.4728 | 2.5165 | 2.5607 | 2.6062 | 2.6525 | 2.6996 | 2.7476
F2_Commercial_Retail (ID)_New_Water Heating_Natural Gas_Water Heater_E6 | F2 | Commercial | Retail (ID) | New | Water Heating | Natural Gas | Water Heater | E6 | TRC BC Ratio | 0 | 0 | 0 | 0 | 0 | 0 | 0 | 0 | 0 | 0 | 0 | 0 | 0 | 0 | 0 | 0 | 0 | 0 | 0 | 0 | 0 | 0 | 0 | 0 | 0 | 0 | 0
F2_Commercial_Retail (ID)_New_Water Heating_Natural Gas_Water Heater_E7 | F2 | Commercial | Retail (ID) | New | Water Heating | Natural Gas | Water Heater | E7 | TRC BC Ratio | 0 | 0 | 0 | 0 | 0 | 0 | 0 | 0 | 0 | 0 | 0 | 0 | 0 | 0 | 0 | 0 | 0 | 0 | 0 | 0 | 0 | 0 | 0 | 0 | 0 | 0 | 0
F2_Commercial_Retail (ID)_New_Water Heating_Natural Gas_Water Heater_E8 | F2 | Commercial | Retail (ID) | New | Water Heating | Natural Gas | Water Heater | E8 | TRC BC Ratio | 0 | 0 | 0 | 0 | 0 | 0 | 0 | 0 | 0 | 0 | 0 | 0 | 0 | 0 | 0 | 0 | 0 | 0 | 0 | 0 | 0 | 0 | 0 | 0 | 0 | 0 | 0
F2_Commercial_Retail (ID)_New_Water Heating_Natural Gas_Water Heater_E9 | F2 | Commercial | Retail (ID) | New | Water Heating | Natural Gas | Water Heater | E9 | TRC BC Ratio | 0 | 0 | 0 | 0 | 0 | 0 | 0 | 0 | 0 | 0 | 0 | 0 | 0 | 0 | 0 | 0 | 0 | 0 | 0 | 0 | 0 | 0 | 0 | 0 | 0 | 0 | 0
F2_Commercial_Retail (ID)_New_Water Heating_Natural Gas_Water Heater_E10 | F2 | Commercial | Retail (ID) | New | Water Heating | Natural Gas | Water Heater | E10 | TRC BC Ratio | 0 | 0 | 0 | 0 | 0 | 0 | 0 | 0 | 0 | 0 | 0 | 0 | 0 | 0 | 0 | 0 | 0 | 0 | 0 | 0 | 0 | 0 | 0 | 0 | 0 | 0 | 0
F3_Commercial_Retail (ID)_New_Water Heating_Natural Gas_Water Heater_E1 | F3 | Commercial | Retail (ID) | New | Water Heating | Natural Gas | Water Heater | E1 | PACT BC Ratio | [24 empty] | 1 | 1 | 1 | bar: 2019 to 2042
F3_Commercial_Retail (ID)_New_Water Heating_Natural Gas_Water Heater_E2 | F3 | Commercial | Retail (ID) | New | Water Heating | Natural Gas | Water Heater | E2 | PACT BC Ratio | 9.5402 | 9.7908 | 10.072 | 10.3871 | 10.7379 | 11.1529 | 11.5755 | 11.9919 | 12.3923 | 12.7987 | 13.1294 | 13.4415 | 13.7754 | 14.1039 | 14.4021 | 14.6843 | 14.9418 | 15.1973 | 15.4682 | 15.7341 | 16.0069 | 16.2896 | 16.5757 | 16.8702 | 17.1699 | 17.4749 | 17.7854
F3_Commercial_Retail (ID)_New_Water Heating_Natural Gas_Water Heater_E3 | F3 | Commercial | Retail (ID) | New | Water Heating | Natural Gas | Water Heater | E3 | PACT BC Ratio | 5.383 | 5.5244 | 5.6831 | 5.8609 | 6.0588 | 6.293 | 6.5315 | 6.7664 | 6.9924 | 7.2216 | 7.4082 | 7.5844 | 7.7728 | 7.9581 | 8.1263 | 8.2856 | 8.4309 | 8.575 | 8.7279 | 8.8779 | 9.0319 | 9.1914 | 9.3528 | 9.519 | 9.6881 | 9.8602 | 10.0354
F3_Commercial_Retail (ID)_New_Water Heating_Natural Gas_Water Heater_E4 | F3 | Commercial | Retail (ID) | New | Water Heating | Natural Gas | Water Heater | E4 | PACT BC Ratio | 3.3975 | 3.501 | 3.6409 | 3.8238 | 4.05 | 4.3448 | 4.6492 | 4.9452 | 5.2223 | 5.5035 | 5.7059 | 5.8866 | 6.0866 | 6.2783 | 6.4374 | 6.5781 | 6.6916 | 6.8005 | 6.9222 | 7.0363 | 7.1546 | 7.2801 | 7.4061 | 7.5377 | 7.6716 | 7.8079 | 7.9466
F3_Commercial_Retail (ID)_New_Water Heating_Natural Gas_Water Heater_E5 | F3 | Commercial | Retail (ID) | New | Water Heating | Natural Gas | Water Heater | E5 | PACT BC Ratio | 3.7212 | 3.8189 | 3.9264 | 4.0445 | 4.1737 | 4.3244 | 4.4774 | 4.6284 | 4.7743 | 4.9224 | 5.0449 | 5.1614 | 5.2855 | 5.4079 | 5.5202 | 5.6273 | 5.7261 | 5.8244 | 5.9282 | 6.0305 | 6.1353 | 6.2438 | 6.3536 | 6.4664 | 6.5813 | 6.6982 | 6.8172
F3_Commercial_Retail (ID)_New_Water Heating_Natural Gas_Water Heater_E6 | F3 | Commercial | Retail (ID) | New | Water Heating | Natural Gas | Water Heater | E6 | PACT BC Ratio | 0 | 0 | 0 | 0 | 0 | 0 | 0 | 0 | 0 | 0 | 0 | 0 | 0 | 0 | 0 | 0 | 0 | 0 | 0 | 0 | 0 | 0 | 0 | 0 | 0 | 0 | 0
F3_Commercial_Retail (ID)_New_Water Heating_Natural Gas_Water Heater_E7 | F3 | Commercial | Retail (ID) | New | Water Heating | Natural Gas | Water Heater | E7 | PACT BC Ratio | 0 | 0 | 0 | 0 | 0 | 0 | 0 | 0 | 0 | 0 | 0 | 0 | 0 | 0 | 0 | 0 | 0 | 0 | 0 | 0 | 0 | 0 | 0 | 0 | 0 | 0 | 0
F3_Commercial_Retail (ID)_New_Water Heating_Natural Gas_Water Heater_E8 | F3 | Commercial | Retail (ID) | New | Water Heating | Natural Gas | Water Heater | E8 | PACT BC Ratio | 0 | 0 | 0 | 0 | 0 | 0 | 0 | 0 | 0 | 0 | 0 | 0 | 0 | 0 | 0 | 0 | 0 | 0 | 0 | 0 | 0 | 0 | 0 | 0 | 0 | 0 | 0
F3_Commercial_Retail (ID)_New_Water Heating_Natural Gas_Water Heater_E9 | F3 | Commercial | Retail (ID) | New | Water Heating | Natural Gas | Water Heater | E9 | PACT BC Ratio | 0 | 0 | 0 | 0 | 0 | 0 | 0 | 0 | 0 | 0 | 0 | 0 | 0 | 0 | 0 | 0 | 0 | 0 | 0 | 0 | 0 | 0 | 0 | 0 | 0 | 0 | 0
F3_Commercial_Retail (ID)_New_Water Heating_Natural Gas_Water Heater_E10 | F3 | Commercial | Retail (ID) | New | Water Heating | Natural Gas | Water Heater | E10 | PACT BC Ratio | 0 | 0 | 0 | 0 | 0 | 0 | 0 | 0 | 0 | 0 | 0 | 0 | 0 | 0 | 0 | 0 | 0 | 0 | 0 | 0 | 0 | 0 | 0 | 0 | 0 | 0 | 0
F4_Commercial_Retail (ID)_New_Water Heating_Natural Gas_Water Heater_E1 | F4 | Commercial | Retail (ID) | New | Water Heating | Natural Gas | Water Heater | E1 | RVT BC Ratio | [24 empty] | 1 | 1 | 1 | bar: 2019 to 2042
F4_Commercial_Retail (ID)_New_Water Heating_Natural Gas_Water Heater_E2 | F4 | Commercial | Retail (ID) | New | Water Heating | Natural Gas | Water Heater | E2 | RVT BC Ratio | 5.6625 | 5.7706 | 5.8923 | 6.0289 | 6.1813 | 6.3655 | 6.5482 | 6.721 | 6.8777 | 7.0303 | 7.1884 | 7.3333 | 7.488 | 7.638 | 7.7699 | 7.8911 | 7.9969 | 8.0992 | 8.207 | 8.3094 | 8.4124 | 8.556 | 8.7012 | 8.8508 | 9.003 | 9.1579 | 9.3155
F4_Commercial_Retail (ID)_New_Water Heating_Natural Gas_Water Heater_E3 | F4 | Commercial | Retail (ID) | New | Water Heating | Natural Gas | Water Heater | E3 | RVT BC Ratio | 3.3187 | 3.3797 | 3.4483 | 3.5254 | 3.6114 | 3.7153 | 3.8184 | 3.9159 | 4.0043 | 4.0904 | 4.1796 | 4.2614 | 4.3487 | 4.4333 | 4.5077 | 4.5761 | 4.6359 | 4.6936 | 4.7544 | 4.8122 | 4.8703 | 4.9513 | 5.0333 | 5.1176 | 5.2035 | 5.2909 | 5.3799
F4_Commercial_Retail (ID)_New_Water Heating_Natural Gas_Water Heater_E4 | F4 | Commercial | Retail (ID) | New | Water Heating | Natural Gas | Water Heater | E4 | RVT BC Ratio | 2.4268 | 2.4697 | 2.5303 | 2.6119 | 2.7145 | 2.8526 | 2.9918 | 3.1178 | 3.2234 | 3.3208 | 3.4182 | 3.4964 | 3.5831 | 3.6637 | 3.725 | 3.7744 | 3.8071 | 3.8349 | 3.8671 | 3.8924 | 3.917 | 3.9807 | 4.0447 | 4.1115 | 4.1795 | 4.2487 | 4.3191
F4_Commercial_Retail (ID)_New_Water Heating_Natural Gas_Water Heater_E5 | F4 | Commercial | Retail (ID) | New | Water Heating | Natural Gas | Water Heater | E5 | RVT BC Ratio | 2.3668 | 2.4097 | 2.4565 | 2.5072 | 2.5621 | 2.6277 | 2.6929 | 2.755 | 2.812 | 2.8681 | 2.9265 | 2.981 | 3.0389 | 3.0954 | 3.1458 | 3.1926 | 3.2343 | 3.2748 | 3.3174 | 3.3582 | 3.3993 | 3.4544 | 3.5102 | 3.5675 | 3.6258 | 3.6852 | 3.7456
F4_Commercial_Retail (ID)_New_Water Heating_Natural Gas_Water Heater_E6 | F4 | Commercial | Retail (ID) | New | Water Heating | Natural Gas | Water Heater | E6 | RVT BC Ratio | 0 | 0 | 0 | 0 | 0 | 0 | 0 | 0 | 0 | 0 | 0 | 0 | 0 | 0 | 0 | 0 | 0 | 0 | 0 | 0 | 0 | 0 | 0 | 0 | 0 | 0 | 0
F4_Commercial_Retail (ID)_New_Water Heating_Natural Gas_Water Heater_E7 | F4 | Commercial | Retail (ID) | New | Water Heating | Natural Gas | Water Heater | E7 | RVT BC Ratio | 0 | 0 | 0 | 0 | 0 | 0 | 0 | 0 | 0 | 0 | 0 | 0 | 0 | 0 | 0 | 0 | 0 | 0 | 0 | 0 | 0 | 0 | 0 | 0 | 0 | 0 | 0
F4_Commercial_Retail (ID)_New_Water Heating_Natural Gas_Water Heater_E8 | F4 | Commercial | Retail (ID) | New | Water Heating | Natural Gas | Water Heater | E8 | RVT BC Ratio | 0 | 0 | 0 | 0 | 0 | 0 | 0 | 0 | 0 | 0 | 0 | 0 | 0 | 0 | 0 | 0 | 0 | 0 | 0 | 0 | 0 | 0 | 0 | 0 | 0 | 0 | 0
F4_Commercial_Retail (ID)_New_Water Heating_Natural Gas_Water Heater_E9 | F4 | Commercial | Retail (ID) | New | Water Heating | Natural Gas | Water Heater | E9 | RVT BC Ratio | 0 | 0 | 0 | 0 | 0 | 0 | 0 | 0 | 0 | 0 | 0 | 0 | 0 | 0 | 0 | 0 | 0 | 0 | 0 | 0 | 0 | 0 | 0 | 0 | 0 | 0 | 0
F4_Commercial_Retail (ID)_New_Water Heating_Natural Gas_Water Heater_E10 | F4 | Commercial | Retail (ID) | New | Water Heating | Natural Gas | Water Heater | E10 | RVT BC Ratio | 0 | 0 | 0 | 0 | 0 | 0 | 0 | 0 | 0 | 0 | 0 | 0 | 0 | 0 | 0 | 0 | 0 | 0 | 0 | 0 | 0 | 0 | 0 | 0 | 0 | 0 | 0
F5_Commercial_Retail (ID)_New_Water Heating_Natural Gas_Water Heater_E1 | F5 | Commercial | Retail (ID) | New | Water Heating | Natural Gas | Water Heater | E1 | RIM BC Ratio | [24 empty] | 1 | 1 | 1 | bar: 2019 to 2042
F5_Commercial_Retail (ID)_New_Water Heating_Natural Gas_Water Heater_E2 | F5 | Commercial | Retail (ID) | New | Water Heating | Natural Gas | Water Heater | E2 | RIM BC Ratio | 0.78705 | 0.79309 | 0.79958 | 0.8065 | 0.81384 | 0.82158 | 0.82962 | 0.838 | 0.84681 | 0.85612 | 0.85945 | 0.86296 | 0.8666 | 0.87028 | 0.87398 | 0.87775 | 0.88161 | 0.88564 | 0.88986 | 0.89427 | 0.8989 | 0.89978 | 0.90063 | 0.90149 | 0.90233 | 0.90316 | 0.90397
F5_Commercial_Retail (ID)_New_Water Heating_Natural Gas_Water Heater_E3 | F5 | Commercial | Retail (ID) | New | Water Heating | Natural Gas | Water Heater | E3 | RIM BC Ratio | 0.73991 | 0.7464 | 0.75339 | 0.76088 | 0.76884 | 0.77735 | 0.78611 | 0.79509 | 0.80436 | 0.81406 | 0.8181 | 0.8222 | 0.82645 | 0.8307 | 0.83485 | 0.83902 | 0.84319 | 0.8475 | 0.85201 | 0.85667 | 0.86153 | 0.86296 | 0.86436 | 0.86576 | 0.86714 | 0.86849 | 0.86983
F5_Commercial_Retail (ID)_New_Water Heating_Natural Gas_Water Heater_E4 | F5 | Commercial | Retail (ID) | New | Water Heating | Natural Gas | Water Heater | E4 | RIM BC Ratio | 0.62555 | 0.63424 | 0.64495 | 0.65768 | 0.67207 | 0.68836 | 0.70447 | 0.72088 | 0.73779 | 0.756 | 0.76271 | 0.77022 | 0.77813 | 0.7859 | 0.79324 | 0.8005 | 0.80766 | 0.81514 | 0.82318 | 0.83157 | 0.8405 | 0.8422 | 0.84386 | 0.84555 | 0.84721 | 0.84884 | 0.85046
F5_Commercial_Retail (ID)_New_Water Heating_Natural Gas_Water Heater_E5 | F5 | Commercial | Retail (ID) | New | Water Heating | Natural Gas | Water Heater | E5 | RIM BC Ratio | 0.70117 | 0.70773 | 0.71486 | 0.72255 | 0.73082 | 0.73963 | 0.74854 | 0.75753 | 0.76662 | 0.77595 | 0.78041 | 0.78475 | 0.78924 | 0.79369 | 0.79797 | 0.80222 | 0.8064 | 0.81067 | 0.81513 | 0.81969 | 0.82441 | 0.82634 | 0.82823 | 0.83012 | 0.83198 | 0.83382 | 0.83564
F5_Commercial_Retail (ID)_New_Water Heating_Natural Gas_Water Heater_E6 | F5 | Commercial | Retail (ID) | New | Water Heating | Natural Gas | Water Heater | E6 | RIM BC Ratio | 0 | 0 | 0 | 0 | 0 | 0 | 0 | 0 | 0 | 0 | 0 | 0 | 0 | 0 | 0 | 0 | 0 | 0 | 0 | 0 | 0 | 0 | 0 | 0 | 0 | 0 | 0
F5_Commercial_Retail (ID)_New_Water Heating_Natural Gas_Water Heater_E7 | F5 | Commercial | Retail (ID) | New | Water Heating | Natural Gas | Water Heater | E7 | RIM BC Ratio | 0 | 0 | 0 | 0 | 0 | 0 | 0 | 0 | 0 | 0 | 0 | 0 | 0 | 0 | 0 | 0 | 0 | 0 | 0 | 0 | 0 | 0 | 0 | 0 | 0 | 0 | 0
F5_Commercial_Retail (ID)_New_Water Heating_Natural Gas_Water Heater_E8 | F5 | Commercial | Retail (ID) | New | Water Heating | Natural Gas | Water Heater | E8 | RIM BC Ratio | 0 | 0 | 0 | 0 | 0 | 0 | 0 | 0 | 0 | 0 | 0 | 0 | 0 | 0 | 0 | 0 | 0 | 0 | 0 | 0 | 0 | 0 | 0 | 0 | 0 | 0 | 0
F5_Commercial_Retail (ID)_New_Water Heating_Natural Gas_Water Heater_E9 | F5 | Commercial | Retail (ID) | New | Water Heating | Natural Gas | Water Heater | E9 | RIM BC Ratio | 0 | 0 | 0 | 0 | 0 | 0 | 0 | 0 | 0 | 0 | 0 | 0 | 0 | 0 | 0 | 0 | 0 | 0 | 0 | 0 | 0 | 0 | 0 | 0 | 0 | 0 | 0
F5_Commercial_Retail (ID)_New_Water Heating_Natural Gas_Water Heater_E10 | F5 | Commercial | Retail (ID) | New | Water Heating | Natural Gas | Water Heater | E10 | RIM BC Ratio | 0 | 0 | 0 | 0 | 0 | 0 | 0 | 0 | 0 | 0 | 0 | 0 | 0 | 0 | 0 | 0 | 0 | 0 | 0 | 0 | 0 | 0 | 0 | 0 | 0 | 0 | 0
F0_Commercial_Retail (ID)_New_Food Preparation_Natural Gas_Oven_E0 | F0 | Commercial | Retail (ID) | New | Food Preparation | Natural Gas | Oven | E0 | Economic Unit | ENERGY STAR (>42% Baking Efficiency) | ENERGY STAR (>42% Baking Efficiency) | ENERGY STAR (>42% Baking Efficiency) | ENERGY STAR (>42% Baking Efficiency) | ENERGY STAR (>42% Baking Efficiency) | ENERGY STAR (>42% Baking Efficiency) | ENERGY STAR (>42% Baking Efficiency) | ENERGY STAR (>42% Baking Efficiency) | ENERGY STAR (>42% Baking Efficiency) | ENERGY STAR (>42% Baking Efficiency) | ENERGY STAR (>42% Baking Efficiency) | ENERGY STAR (>42% Baking Efficiency) | ENERGY STAR (>42% Baking Efficiency) | ENERGY STAR (>42% Baking Efficiency) | ENERGY STAR (>42% Baking Efficiency) | ENERGY STAR (>42% Baking Efficiency) | ENERGY STAR (>42% Baking Efficiency) | ENERGY STAR (>42% Baking Efficiency) | ENERGY STAR (>42% Baking Efficiency) | ENERGY STAR (>42% Baking Efficiency) | ENERGY STAR (>42% Baking Efficiency) | ENERGY STAR (>42% Baking Efficiency) | ENERGY STAR (>42% Baking Efficiency) | ENERGY STAR (>42% Baking Efficiency) | ENERGY STAR (>42% Baking Efficiency) | ENERGY STAR (>42% Baking Efficiency) | ENERGY STAR (>42% Baking Efficiency)
F1_Commercial_Retail (ID)_New_Food Preparation_Natural Gas_Oven_E1 | F1 | Commercial | Retail (ID) | New | Food Preparation | Natural Gas | Oven | E1 | CCE | 0 | 0 | 0 | 0 | 0 | 0 | 0 | 0 | 0 | 0 | 0 | 0 | 0 | 0 | 0 | 0 | 0 | 0 | 0 | 0 | 0 | 0 | 0 | 0 | 0 | 0 | 0
F1_Commercial_Retail (ID)_New_Food Preparation_Natural Gas_Oven_E2 | F1 | Commercial | Retail (ID) | New | Food Preparation | Natural Gas | Oven | E2 | CCE | 1.7329e-05 | 1.7329e-05 | 1.7329e-05 | 1.7329e-05 | 1.7329e-05 | 1.7329e-05 | 1.7329e-05 | 1.7329e-05 | 1.7329e-05 | 1.7329e-05 | 1.7329e-05 | 1.7329e-05 | 1.7329e-05 | 1.7329e-05 | 1.7329e-05 | 1.7329e-05 | 1.7329e-05 | 1.7329e-05 | 1.7329e-05 | 1.7329e-05 | 1.7329e-05 | 1.7329e-05 | 1.7329e-05 | 1.7329e-05 | 1.7329e-05 | 1.7329e-05 | 1.7329e-05
F1_Commercial_Retail (ID)_New_Food Preparation_Natural Gas_Oven_E3 | F1 | Commercial | Retail (ID) | New | Food Preparation | Natural Gas | Oven | E3 | CCE | 0 | 0 | 0 | 0 | 0 | 0 | 0 | 0 | 0 | 0 | 0 | 0 | 0 | 0 | 0 | 0 | 0 | 0 | 0 | 0 | 0 | 0 | 0 | 0 | 0 | 0 | 0
F1_Commercial_Retail (ID)_New_Food Preparation_Natural Gas_Oven_E4 | F1 | Commercial | Retail (ID) | New | Food Preparation | Natural Gas | Oven | E4 | CCE | 0 | 0 | 0 | 0 | 0 | 0 | 0 | 0 | 0 | 0 | 0 | 0 | 0 | 0 | 0 | 0 | 0 | 0 | 0 | 0 | 0 | 0 | 0 | 0 | 0 | 0 | 0
F1_Commercial_Retail (ID)_New_Food Preparation_Natural Gas_Oven_E5 | F1 | Commercial | Retail (ID) | New | Food Preparation | Natural Gas | Oven | E5 | CCE | 0 | 0 | 0 | 0 | 0 | 0 | 0 | 0 | 0 | 0 | 0 | 0 | 0 | 0 | 0 | 0 | 0 | 0 | 0 | 0 | 0 | 0 | 0 | 0 | 0 | 0 | 0
F1_Commercial_Retail (ID)_New_Food Preparation_Natural Gas_Oven_E6 | F1 | Commercial | Retail (ID) | New | Food Preparation | Natural Gas | Oven | E6 | CCE | 0 | 0 | 0 | 0 | 0 | 0 | 0 | 0 | 0 | 0 | 0 | 0 | 0 | 0 | 0 | 0 | 0 | 0 | 0 | 0 | 0 | 0 | 0 | 0 | 0 | 0 | 0
F1_Commercial_Retail (ID)_New_Food Preparation_Natural Gas_Oven_E7 | F1 | Commercial | Retail (ID) | New | Food Preparation | Natural Gas | Oven | E7 | CCE | 0 | 0 | 0 | 0 | 0 | 0 | 0 | 0 | 0 | 0 | 0 | 0 | 0 | 0 | 0 | 0 | 0 | 0 | 0 | 0 | 0 | 0 | 0 | 0 | 0 | 0 | 0
F1_Commercial_Retail (ID)_New_Food Preparation_Natural Gas_Oven_E8 | F1 | Commercial | Retail (ID) | New | Food Preparation | Natural Gas | Oven | E8 | CCE | 0 | 0 | 0 | 0 | 0 | 0 | 0 | 0 | 0 | 0 | 0 | 0 | 0 | 0 | 0 | 0 | 0 | 0 | 0 | 0 | 0 | 0 | 0 | 0 | 0 | 0 | 0
F1_Commercial_Retail (ID)_New_Food Preparation_Natural Gas_Oven_E9 | F1 | Commercial | Retail (ID) | New | Food Preparation | Natural Gas | Oven | E9 | CCE | 0 | 0 | 0 | 0 | 0 | 0 | 0 | 0 | 0 | 0 | 0 | 0 | 0 | 0 | 0 | 0 | 0 | 0 | 0 | 0 | 0 | 0 | 0 | 0 | 0 | 0 | 0
F1_Commercial_Retail (ID)_New_Food Preparation_Natural Gas_Oven_E10 | F1 | Commercial | Retail (ID) | New | Food Preparation | Natural Gas | Oven | E10 | CCE | 0 | 0 | 0 | 0 | 0 | 0 | 0 | 0 | 0 | 0 | 0 | 0 | 0 | 0 | 0 | 0 | 0 | 0 | 0 | 0 | 0 | 0 | 0 | 0 | 0 | 0 | 0
F2_Commercial_Retail (ID)_New_Food Preparation_Natural Gas_Oven_E1 | F2 | Commercial | Retail (ID) | New | Food Preparation | Natural Gas | Oven | E1 | TRC BC Ratio | [24 empty] | 1 | 1 | 1 | bar: 2019 to 2042
F2_Commercial_Retail (ID)_New_Food Preparation_Natural Gas_Oven_E2 | F2 | Commercial | Retail (ID) | New | Food Preparation | Natural Gas | Oven | E2 | TRC BC Ratio | 200.1361 | 204.7564 | 210.5683 | 217.4243 | 225.3971 | 235.4523 | 245.9256 | 256.3681 | 266.4403 | 276.6511 | 284.6203 | 292.0334 | 300.0256 | 307.8113 | 314.6777 | 321.0355 | 326.6423 | 332.1537 | 338.0812 | 343.8287 | 349.7412 | 355.907 | 362.1319 | 368.5655 | 375.1134 | 381.7776 | 388.5602
F2_Commercial_Retail (ID)_New_Food Preparation_Natural Gas_Oven_E3 | F2 | Commercial | Retail (ID) | New | Food Preparation | Natural Gas | Oven | E3 | TRC BC Ratio | 0 | 0 | 0 | 0 | 0 | 0 | 0 | 0 | 0 | 0 | 0 | 0 | 0 | 0 | 0 | 0 | 0 | 0 | 0 | 0 | 0 | 0 | 0 | 0 | 0 | 0 | 0
F2_Commercial_Retail (ID)_New_Food Preparation_Natural Gas_Oven_E4 | F2 | Commercial | Retail (ID) | New | Food Preparation | Natural Gas | Oven | E4 | TRC BC Ratio | 0 | 0 | 0 | 0 | 0 | 0 | 0 | 0 | 0 | 0 | 0 | 0 | 0 | 0 | 0 | 0 | 0 | 0 | 0 | 0 | 0 | 0 | 0 | 0 | 0 | 0 | 0
F2_Commercial_Retail (ID)_New_Food Preparation_Natural Gas_Oven_E5 | F2 | Commercial | Retail (ID) | New | Food Preparation | Natural Gas | Oven | E5 | TRC BC Ratio | 0 | 0 | 0 | 0 | 0 | 0 | 0 | 0 | 0 | 0 | 0 | 0 | 0 | 0 | 0 | 0 | 0 | 0 | 0 | 0 | 0 | 0 | 0 | 0 | 0 | 0 | 0
F2_Commercial_Retail (ID)_New_Food Preparation_Natural Gas_Oven_E6 | F2 | Commercial | Retail (ID) | New | Food Preparation | Natural Gas | Oven | E6 | TRC BC Ratio | 0 | 0 | 0 | 0 | 0 | 0 | 0 | 0 | 0 | 0 | 0 | 0 | 0 | 0 | 0 | 0 | 0 | 0 | 0 | 0 | 0 | 0 | 0 | 0 | 0 | 0 | 0
F2_Commercial_Retail (ID)_New_Food Preparation_Natural Gas_Oven_E7 | F2 | Commercial | Retail (ID) | New | Food Preparation | Natural Gas | Oven | E7 | TRC BC Ratio | 0 | 0 | 0 | 0 | 0 | 0 | 0 | 0 | 0 | 0 | 0 | 0 | 0 | 0 | 0 | 0 | 0 | 0 | 0 | 0 | 0 | 0 | 0 | 0 | 0 | 0 | 0
F2_Commercial_Retail (ID)_New_Food Preparation_Natural Gas_Oven_E8 | F2 | Commercial | Retail (ID) | New | Food Preparation | Natural Gas | Oven | E8 | TRC BC Ratio | 0 | 0 | 0 | 0 | 0 | 0 | 0 | 0 | 0 | 0 | 0 | 0 | 0 | 0 | 0 | 0 | 0 | 0 | 0 | 0 | 0 | 0 | 0 | 0 | 0 | 0 | 0
F2_Commercial_Retail (ID)_New_Food Preparation_Natural Gas_Oven_E9 | F2 | Commercial | Retail (ID) | New | Food Preparation | Natural Gas | Oven | E9 | TRC BC Ratio | 0 | 0 | 0 | 0 | 0 | 0 | 0 | 0 | 0 | 0 | 0 | 0 | 0 | 0 | 0 | 0 | 0 | 0 | 0 | 0 | 0 | 0 | 0 | 0 | 0 | 0 | 0
F2_Commercial_Retail (ID)_New_Food Preparation_Natural Gas_Oven_E10 | F2 | Commercial | Retail (ID) | New | Food Preparation | Natural Gas | Oven | E10 | TRC BC Ratio | 0 | 0 | 0 | 0 | 0 | 0 | 0 | 0 | 0 | 0 | 0 | 0 | 0 | 0 | 0 | 0 | 0 | 0 | 0 | 0 | 0 | 0 | 0 | 0 | 0 | 0 | 0
F3_Commercial_Retail (ID)_New_Food Preparation_Natural Gas_Oven_E1 | F3 | Commercial | Retail (ID) | New | Food Preparation | Natural Gas | Oven | E1 | PACT BC Ratio | [24 empty] | 1 | 1 | 1 | bar: 2019 to 2042
F3_Commercial_Retail (ID)_New_Food Preparation_Natural Gas_Oven_E2 | F3 | Commercial | Retail (ID) | New | Food Preparation | Natural Gas | Oven | E2 | PACT BC Ratio | 396.3428 | 405.4928 | 417.0024 | 430.5797 | 446.3688 | 466.2817 | 487.0227 | 507.7028 | 527.6495 | 547.8706 | 563.6526 | 578.3332 | 594.1607 | 609.5791 | 623.1771 | 635.7679 | 646.8715 | 657.786 | 669.5247 | 680.9068 | 692.6157 | 704.8262 | 717.1538 | 729.8947 | 742.8619 | 756.0595 | 769.4916
F3_Commercial_Retail (ID)_New_Food Preparation_Natural Gas_Oven_E3 | F3 | Commercial | Retail (ID) | New | Food Preparation | Natural Gas | Oven | E3 | PACT BC Ratio | 0 | 0 | 0 | 0 | 0 | 0 | 0 | 0 | 0 | 0 | 0 | 0 | 0 | 0 | 0 | 0 | 0 | 0 | 0 | 0 | 0 | 0 | 0 | 0 | 0 | 0 | 0
F3_Commercial_Retail (ID)_New_Food Preparation_Natural Gas_Oven_E4 | F3 | Commercial | Retail (ID) | New | Food Preparation | Natural Gas | Oven | E4 | PACT BC Ratio | 0 | 0 | 0 | 0 | 0 | 0 | 0 | 0 | 0 | 0 | 0 | 0 | 0 | 0 | 0 | 0 | 0 | 0 | 0 | 0 | 0 | 0 | 0 | 0 | 0 | 0 | 0
F3_Commercial_Retail (ID)_New_Food Preparation_Natural Gas_Oven_E5 | F3 | Commercial | Retail (ID) | New | Food Preparation | Natural Gas | Oven | E5 | PACT BC Ratio | 0 | 0 | 0 | 0 | 0 | 0 | 0 | 0 | 0 | 0 | 0 | 0 | 0 | 0 | 0 | 0 | 0 | 0 | 0 | 0 | 0 | 0 | 0 | 0 | 0 | 0 | 0
F3_Commercial_Retail (ID)_New_Food Preparation_Natural Gas_Oven_E6 | F3 | Commercial | Retail (ID) | New | Food Preparation | Natural Gas | Oven | E6 | PACT BC Ratio | 0 | 0 | 0 | 0 | 0 | 0 | 0 | 0 | 0 | 0 | 0 | 0 | 0 | 0 | 0 | 0 | 0 | 0 | 0 | 0 | 0 | 0 | 0 | 0 | 0 | 0 | 0
F3_Commercial_Retail (ID)_New_Food Preparation_Natural Gas_Oven_E7 | F3 | Commercial | Retail (ID) | New | Food Preparation | Natural Gas | Oven | E7 | PACT BC Ratio | 0 | 0 | 0 | 0 | 0 | 0 | 0 | 0 | 0 | 0 | 0 | 0 | 0 | 0 | 0 | 0 | 0 | 0 | 0 | 0 | 0 | 0 | 0 | 0 | 0 | 0 | 0
F3_Commercial_Retail (ID)_New_Food Preparation_Natural Gas_Oven_E8 | F3 | Commercial | Retail (ID) | New | Food Preparation | Natural Gas | Oven | E8 | PACT BC Ratio | 0 | 0 | 0 | 0 | 0 | 0 | 0 | 0 | 0 | 0 | 0 | 0 | 0 | 0 | 0 | 0 | 0 | 0 | 0 | 0 | 0 | 0 | 0 | 0 | 0 | 0 | 0
F3_Commercial_Retail (ID)_New_Food Preparation_Natural Gas_Oven_E9 | F3 | Commercial | Retail (ID) | New | Food Preparation | Natural Gas | Oven | E9 | PACT BC Ratio | 0 | 0 | 0 | 0 | 0 | 0 | 0 | 0 | 0 | 0 | 0 | 0 | 0 | 0 | 0 | 0 | 0 | 0 | 0 | 0 | 0 | 0 | 0 | 0 | 0 | 0 | 0
F3_Commercial_Retail (ID)_New_Food Preparation_Natural Gas_Oven_E10 | F3 | Commercial | Retail (ID) | New | Food Preparation | Natural Gas | Oven | E10 | PACT BC Ratio | 0 | 0 | 0 | 0 | 0 | 0 | 0 | 0 | 0 | 0 | 0 | 0 | 0 | 0 | 0 | 0 | 0 | 0 | 0 | 0 | 0 | 0 | 0 | 0 | 0 | 0 | 0
F4_Commercial_Retail (ID)_New_Food Preparation_Natural Gas_Oven_E1 | F4 | Commercial | Retail (ID) | New | Food Preparation | Natural Gas | Oven | E1 | RVT BC Ratio | [24 empty] | 1 | 1 | 1 | bar: 2019 to 2042
F4_Commercial_Retail (ID)_New_Food Preparation_Natural Gas_Oven_E2 | F4 | Commercial | Retail (ID) | New | Food Preparation | Natural Gas | Oven | E2 | RVT BC Ratio | 286.0995 | 290.8548 | 296.6501 | 303.694 | 312.0735 | 323.1495 | 334.5114 | 345.5023 | 355.6194 | 365.3356 | 375.3162 | 384.231 | 393.5307 | 402.1252 | 409.3641 | 415.7795 | 421.0397 | 425.9983 | 431.318 | 436.1981 | 441.0798 | 448.8487 | 456.6921 | 464.7985 | 473.0488 | 481.4457 | 489.9918
F4_Commercial_Retail (ID)_New_Food Preparation_Natural Gas_Oven_E3 | F4 | Commercial | Retail (ID) | New | Food Preparation | Natural Gas | Oven | E3 | RVT BC Ratio | 0 | 0 | 0 | 0 | 0 | 0 | 0 | 0 | 0 | 0 | 0 | 0 | 0 | 0 | 0 | 0 | 0 | 0 | 0 | 0 | 0 | 0 | 0 | 0 | 0 | 0 | 0
F4_Commercial_Retail (ID)_New_Food Preparation_Natural Gas_Oven_E4 | F4 | Commercial | Retail (ID) | New | Food Preparation | Natural Gas | Oven | E4 | RVT BC Ratio | 0 | 0 | 0 | 0 | 0 | 0 | 0 | 0 | 0 | 0 | 0 | 0 | 0 | 0 | 0 | 0 | 0 | 0 | 0 | 0 | 0 | 0 | 0 | 0 | 0 | 0 | 0
F4_Commercial_Retail (ID)_New_Food Preparation_Natural Gas_Oven_E5 | F4 | Commercial | Retail (ID) | New | Food Preparation | Natural Gas | Oven | E5 | RVT BC Ratio | 0 | 0 | 0 | 0 | 0 | 0 | 0 | 0 | 0 | 0 | 0 | 0 | 0 | 0 | 0 | 0 | 0 | 0 | 0 | 0 | 0 | 0 | 0 | 0 | 0 | 0 | 0
F4_Commercial_Retail (ID)_New_Food Preparation_Natural Gas_Oven_E6 | F4 | Commercial | Retail (ID) | New | Food Preparation | Natural Gas | Oven | E6 | RVT BC Ratio | 0 | 0 | 0 | 0 | 0 | 0 | 0 | 0 | 0 | 0 | 0 | 0 | 0 | 0 | 0 | 0 | 0 | 0 | 0 | 0 | 0 | 0 | 0 | 0 | 0 | 0 | 0
F4_Commercial_Retail (ID)_New_Food Preparation_Natural Gas_Oven_E7 | F4 | Commercial | Retail (ID) | New | Food Preparation | Natural Gas | Oven | E7 | RVT BC Ratio | 0 | 0 | 0 | 0 | 0 | 0 | 0 | 0 | 0 | 0 | 0 | 0 | 0 | 0 | 0 | 0 | 0 | 0 | 0 | 0 | 0 | 0 | 0 | 0 | 0 | 0 | 0
F4_Commercial_Retail (ID)_New_Food Preparation_Natural Gas_Oven_E8 | F4 | Commercial | Retail (ID) | New | Food Preparation | Natural Gas | Oven | E8 | RVT BC Ratio | 0 | 0 | 0 | 0 | 0 | 0 | 0 | 0 | 0 | 0 | 0 | 0 | 0 | 0 | 0 | 0 | 0 | 0 | 0 | 0 | 0 | 0 | 0 | 0 | 0 | 0 | 0
F4_Commercial_Retail (ID)_New_Food Preparation_Natural Gas_Oven_E9 | F4 | Commercial | Retail (ID) | New | Food Preparation | Natural Gas | Oven | E9 | RVT BC Ratio | 0 | 0 | 0 | 0 | 0 | 0 | 0 | 0 | 0 | 0 | 0 | 0 | 0 | 0 | 0 | 0 | 0 | 0 | 0 | 0 | 0 | 0 | 0 | 0 | 0 | 0 | 0
F4_Commercial_Retail (ID)_New_Food Preparation_Natural Gas_Oven_E10 | F4 | Commercial | Retail (ID) | New | Food Preparation | Natural Gas | Oven | E10 | RVT BC Ratio | 0 | 0 | 0 | 0 | 0 | 0 | 0 | 0 | 0 | 0 | 0 | 0 | 0 | 0 | 0 | 0 | 0 | 0 | 0 | 0 | 0 | 0 | 0 | 0 | 0 | 0 | 0
F5_Commercial_Retail (ID)_New_Food Preparation_Natural Gas_Oven_E1 | F5 | Commercial | Retail (ID) | New | Food Preparation | Natural Gas | Oven | E1 | RIM BC Ratio | [24 empty] | 1 | 1 | 1 | bar: 2019 to 2042
F5_Commercial_Retail (ID)_New_Food Preparation_Natural Gas_Oven_E2 | F5 | Commercial | Retail (ID) | New | Food Preparation | Natural Gas | Oven | E2 | RIM BC Ratio | 0.83885 | 0.8442 | 0.85121 | 0.85855 | 0.86615 | 0.8738 | 0.88169 | 0.8899 | 0.89857 | 0.90821 | 0.90953 | 0.91158 | 0.91441 | 0.9181 | 0.92199 | 0.92611 | 0.93052 | 0.93521 | 0.94016 | 0.94545 | 0.95107 | 0.9511 | 0.95112 | 0.95114 | 0.95116 | 0.95118 | 0.9512
F5_Commercial_Retail (ID)_New_Food Preparation_Natural Gas_Oven_E3 | F5 | Commercial | Retail (ID) | New | Food Preparation | Natural Gas | Oven | E3 | RIM BC Ratio | 0 | 0 | 0 | 0 | 0 | 0 | 0 | 0 | 0 | 0 | 0 | 0 | 0 | 0 | 0 | 0 | 0 | 0 | 0 | 0 | 0 | 0 | 0 | 0 | 0 | 0 | 0
F5_Commercial_Retail (ID)_New_Food Preparation_Natural Gas_Oven_E4 | F5 | Commercial | Retail (ID) | New | Food Preparation | Natural Gas | Oven | E4 | RIM BC Ratio | 0 | 0 | 0 | 0 | 0 | 0 | 0 | 0 | 0 | 0 | 0 | 0 | 0 | 0 | 0 | 0 | 0 | 0 | 0 | 0 | 0 | 0 | 0 | 0 | 0 | 0 | 0
F5_Commercial_Retail (ID)_New_Food Preparation_Natural Gas_Oven_E5 | F5 | Commercial | Retail (ID) | New | Food Preparation | Natural Gas | Oven | E5 | RIM BC Ratio | 0 | 0 | 0 | 0 | 0 | 0 | 0 | 0 | 0 | 0 | 0 | 0 | 0 | 0 | 0 | 0 | 0 | 0 | 0 | 0 | 0 | 0 | 0 | 0 | 0 | 0 | 0
F5_Commercial_Retail (ID)_New_Food Preparation_Natural Gas_Oven_E6 | F5 | Commercial | Retail (ID) | New | Food Preparation | Natural Gas | Oven | E6 | RIM BC Ratio | 0 | 0 | 0 | 0 | 0 | 0 | 0 | 0 | 0 | 0 | 0 | 0 | 0 | 0 | 0 | 0 | 0 | 0 | 0 | 0 | 0 | 0 | 0 | 0 | 0 | 0 | 0
F5_Commercial_Retail (ID)_New_Food Preparation_Natural Gas_Oven_E7 | F5 | Commercial | Retail (ID) | New | Food Preparation | Natural Gas | Oven | E7 | RIM BC Ratio | 0 | 0 | 0 | 0 | 0 | 0 | 0 | 0 | 0 | 0 | 0 | 0 | 0 | 0 | 0 | 0 | 0 | 0 | 0 | 0 | 0 | 0 | 0 | 0 | 0 | 0 | 0
F5_Commercial_Retail (ID)_New_Food Preparation_Natural Gas_Oven_E8 | F5 | Commercial | Retail (ID) | New | Food Preparation | Natural Gas | Oven | E8 | RIM BC Ratio | 0 | 0 | 0 | 0 | 0 | 0 | 0 | 0 | 0 | 0 | 0 | 0 | 0 | 0 | 0 | 0 | 0 | 0 | 0 | 0 | 0 | 0 | 0 | 0 | 0 | 0 | 0
F5_Commercial_Retail (ID)_New_Food Preparation_Natural Gas_Oven_E9 | F5 | Commercial | Retail (ID) | New | Food Preparation | Natural Gas | Oven | E9 | RIM BC Ratio | 0 | 0 | 0 | 0 | 0 | 0 | 0 | 0 | 0 | 0 | 0 | 0 | 0 | 0 | 0 | 0 | 0 | 0 | 0 | 0 | 0 | 0 | 0 | 0 | 0 | 0 | 0
F5_Commercial_Retail (ID)_New_Food Preparation_Natural Gas_Oven_E10 | F5 | Commercial | Retail (ID) | New | Food Preparation | Natural Gas | Oven | E10 | RIM BC Ratio | 0 | 0 | 0 | 0 | 0 | 0 | 0 | 0 | 0 | 0 | 0 | 0 | 0 | 0 | 0 | 0 | 0 | 0 | 0 | 0 | 0 | 0 | 0 | 0 | 0 | 0 | 0
F0_Commercial_Retail (ID)_New_Food Preparation_Natural Gas_Conveyor Oven_E0 | F0 | Commercial | Retail (ID) | New | Food Preparation | Natural Gas | Conveyor Oven | E0 | Economic Unit | ENERGY STAR (>42% Baking Efficiency) | ENERGY STAR (>42% Baking Efficiency) | ENERGY STAR (>42% Baking Efficiency) | ENERGY STAR (>42% Baking Efficiency) | ENERGY STAR (>42% Baking Efficiency) | ENERGY STAR (>42% Baking Efficiency) | ENERGY STAR (>42% Baking Efficiency) | ENERGY STAR (>42% Baking Efficiency) | ENERGY STAR (>42% Baking Efficiency) | ENERGY STAR (>42% Baking Efficiency) | ENERGY STAR (>42% Baking Efficiency) | ENERGY STAR (>42% Baking Efficiency) | ENERGY STAR (>42% Baking Efficiency) | ENERGY STAR (>42% Baking Efficiency) | ENERGY STAR (>42% Baking Efficiency) | ENERGY STAR (>42% Baking Efficiency) | ENERGY STAR (>42% Baking Efficiency) | ENERGY STAR (>42% Baking Efficiency) | ENERGY STAR (>42% Baking Efficiency) | ENERGY STAR (>42% Baking Efficiency) | ENERGY STAR (>42% Baking Efficiency) | ENERGY STAR (>42% Baking Efficiency) | ENERGY STAR (>42% Baking Efficiency) | ENERGY STAR (>42% Baking Efficiency) | ENERGY STAR (>42% Baking Efficiency) | ENERGY STAR (>42% Baking Efficiency) | ENERGY STAR (>42% Baking Efficiency)
F1_Commercial_Retail (ID)_New_Food Preparation_Natural Gas_Conveyor Oven_E1 | F1 | Commercial | Retail (ID) | New | Food Preparation | Natural Gas | Conveyor Oven | E1 | CCE | 0 | 0 | 0 | 0 | 0 | 0 | 0 | 0 | 0 | 0 | 0 | 0 | 0 | 0 | 0 | 0 | 0 | 0 | 0 | 0 | 0 | 0 | 0 | 0 | 0 | 0 | 0
F1_Commercial_Retail (ID)_New_Food Preparation_Natural Gas_Conveyor Oven_E2 | F1 | Commercial | Retail (ID) | New | Food Preparation | Natural Gas | Conveyor Oven | E2 | CCE | 2.7101e-05 | 2.7101e-05 | 2.7101e-05 | 2.7101e-05 | 2.7101e-05 | 2.7101e-05 | 2.7101e-05 | 2.7101e-05 | 2.7101e-05 | 2.7101e-05 | 2.7101e-05 | 2.7101e-05 | 2.7101e-05 | 2.7101e-05 | 2.7101e-05 | 2.7101e-05 | 2.7101e-05 | 2.7101e-05 | 2.7101e-05 | 2.7101e-05 | 2.7101e-05 | 2.7101e-05 | 2.7101e-05 | 2.7101e-05 | 2.7101e-05 | 2.7101e-05 | 2.7101e-05
F1_Commercial_Retail (ID)_New_Food Preparation_Natural Gas_Conveyor Oven_E3 | F1 | Commercial | Retail (ID) | New | Food Preparation | Natural Gas | Conveyor Oven | E3 | CCE | 0 | 0 | 0 | 0 | 0 | 0 | 0 | 0 | 0 | 0 | 0 | 0 | 0 | 0 | 0 | 0 | 0 | 0 | 0 | 0 | 0 | 0 | 0 | 0 | 0 | 0 | 0
F1_Commercial_Retail (ID)_New_Food Preparation_Natural Gas_Conveyor Oven_E4 | F1 | Commercial | Retail (ID) | New | Food Preparation | Natural Gas | Conveyor Oven | E4 | CCE | 0 | 0 | 0 | 0 | 0 | 0 | 0 | 0 | 0 | 0 | 0 | 0 | 0 | 0 | 0 | 0 | 0 | 0 | 0 | 0 | 0 | 0 | 0 | 0 | 0 | 0 | 0
F1_Commercial_Retail (ID)_New_Food Preparation_Natural Gas_Conveyor Oven_E5 | F1 | Commercial | Retail (ID) | New | Food Preparation | Natural Gas | Conveyor Oven | E5 | CCE | 0 | 0 | 0 | 0 | 0 | 0 | 0 | 0 | 0 | 0 | 0 | 0 | 0 | 0 | 0 | 0 | 0 | 0 | 0 | 0 | 0 | 0 | 0 | 0 | 0 | 0 | 0
F1_Commercial_Retail (ID)_New_Food Preparation_Natural Gas_Conveyor Oven_E6 | F1 | Commercial | Retail (ID) | New | Food Preparation | Natural Gas | Conveyor Oven | E6 | CCE | 0 | 0 | 0 | 0 | 0 | 0 | 0 | 0 | 0 | 0 | 0 | 0 | 0 | 0 | 0 | 0 | 0 | 0 | 0 | 0 | 0 | 0 | 0 | 0 | 0 | 0 | 0
F1_Commercial_Retail (ID)_New_Food Preparation_Natural Gas_Conveyor Oven_E7 | F1 | Commercial | Retail (ID) | New | Food Preparation | Natural Gas | Conveyor Oven | E7 | CCE | 0 | 0 | 0 | 0 | 0 | 0 | 0 | 0 | 0 | 0 | 0 | 0 | 0 | 0 | 0 | 0 | 0 | 0 | 0 | 0 | 0 | 0 | 0 | 0 | 0 | 0 | 0
F1_Commercial_Retail (ID)_New_Food Preparation_Natural Gas_Conveyor Oven_E8 | F1 | Commercial | Retail (ID) | New | Food Preparation | Natural Gas | Conveyor Oven | E8 | CCE | 0 | 0 | 0 | 0 | 0 | 0 | 0 | 0 | 0 | 0 | 0 | 0 | 0 | 0 | 0 | 0 | 0 | 0 | 0 | 0 | 0 | 0 | 0 | 0 | 0 | 0 | 0
F1_Commercial_Retail (ID)_New_Food Preparation_Natural Gas_Conveyor Oven_E9 | F1 | Commercial | Retail (ID) | New | Food Preparation | Natural Gas | Conveyor Oven | E9 | CCE | 0 | 0 | 0 | 0 | 0 | 0 | 0 | 0 | 0 | 0 | 0 | 0 | 0 | 0 | 0 | 0 | 0 | 0 | 0 | 0 | 0 | 0 | 0 | 0 | 0 | 0 | 0
F1_Commercial_Retail (ID)_New_Food Preparation_Natural Gas_Conveyor Oven_E10 | F1 | Commercial | Retail (ID) | New | Food Preparation | Natural Gas | Conveyor Oven | E10 | CCE | 0 | 0 | 0 | 0 | 0 | 0 | 0 | 0 | 0 | 0 | 0 | 0 | 0 | 0 | 0 | 0 | 0 | 0 | 0 | 0 | 0 | 0 | 0 | 0 | 0 | 0 | 0
F2_Commercial_Retail (ID)_New_Food Preparation_Natural Gas_Conveyor Oven_E1 | F2 | Commercial | Retail (ID) | New | Food Preparation | Natural Gas | Conveyor Oven | E1 | TRC BC Ratio | [24 empty] | 1 | 1 | 1 | bar: 2019 to 2042
F2_Commercial_Retail (ID)_New_Food Preparation_Natural Gas_Conveyor Oven_E2 | F2 | Commercial | Retail (ID) | New | Food Preparation | Natural Gas | Conveyor Oven | E2 | TRC BC Ratio | 141.5598 | 145.3583 | 149.5331 | 154.1063 | 159.1163 | 164.9526 | 170.8722 | 176.7123 | 182.3465 | 188.0631 | 192.7793 | 197.2556 | 202.0296 | 206.7385 | 211.0478 | 215.1494 | 218.9274 | 222.6829 | 226.6513 | 230.5591 | 234.5653 | 238.7106 | 242.9065 | 247.222 | 251.6141 | 256.0842 | 260.6338
F2_Commercial_Retail (ID)_New_Food Preparation_Natural Gas_Conveyor Oven_E3 | F2 | Commercial | Retail (ID) | New | Food Preparation | Natural Gas | Conveyor Oven | E3 | TRC BC Ratio | 0 | 0 | 0 | 0 | 0 | 0 | 0 | 0 | 0 | 0 | 0 | 0 | 0 | 0 | 0 | 0 | 0 | 0 | 0 | 0 | 0 | 0 | 0 | 0 | 0 | 0 | 0
F2_Commercial_Retail (ID)_New_Food Preparation_Natural Gas_Conveyor Oven_E4 | F2 | Commercial | Retail (ID) | New | Food Preparation | Natural Gas | Conveyor Oven | E4 | TRC BC Ratio | 0 | 0 | 0 | 0 | 0 | 0 | 0 | 0 | 0 | 0 | 0 | 0 | 0 | 0 | 0 | 0 | 0 | 0 | 0 | 0 | 0 | 0 | 0 | 0 | 0 | 0 | 0
F2_Commercial_Retail (ID)_New_Food Preparation_Natural Gas_Conveyor Oven_E5 | F2 | Commercial | Retail (ID) | New | Food Preparation | Natural Gas | Conveyor Oven | E5 | TRC BC Ratio | 0 | 0 | 0 | 0 | 0 | 0 | 0 | 0 | 0 | 0 | 0 | 0 | 0 | 0 | 0 | 0 | 0 | 0 | 0 | 0 | 0 | 0 | 0 | 0 | 0 | 0 | 0
F2_Commercial_Retail (ID)_New_Food Preparation_Natural Gas_Conveyor Oven_E6 | F2 | Commercial | Retail (ID) | New | Food Preparation | Natural Gas | Conveyor Oven | E6 | TRC BC Ratio | 0 | 0 | 0 | 0 | 0 | 0 | 0 | 0 | 0 | 0 | 0 | 0 | 0 | 0 | 0 | 0 | 0 | 0 | 0 | 0 | 0 | 0 | 0 | 0 | 0 | 0 | 0
F2_Commercial_Retail (ID)_New_Food Preparation_Natural Gas_Conveyor Oven_E7 | F2 | Commercial | Retail (ID) | New | Food Preparation | Natural Gas | Conveyor Oven | E7 | TRC BC Ratio | 0 | 0 | 0 | 0 | 0 | 0 | 0 | 0 | 0 | 0 | 0 | 0 | 0 | 0 | 0 | 0 | 0 | 0 | 0 | 0 | 0 | 0 | 0 | 0 | 0 | 0 | 0
F2_Commercial_Retail (ID)_New_Food Preparation_Natural Gas_Conveyor Oven_E8 | F2 | Commercial | Retail (ID) | New | Food Preparation | Natural Gas | Conveyor Oven | E8 | TRC BC Ratio | 0 | 0 | 0 | 0 | 0 | 0 | 0 | 0 | 0 | 0 | 0 | 0 | 0 | 0 | 0 | 0 | 0 | 0 | 0 | 0 | 0 | 0 | 0 | 0 | 0 | 0 | 0
F2_Commercial_Retail (ID)_New_Food Preparation_Natural Gas_Conveyor Oven_E9 | F2 | Commercial | Retail (ID) | New | Food Preparation | Natural Gas | Conveyor Oven | E9 | TRC BC Ratio | 0 | 0 | 0 | 0 | 0 | 0 | 0 | 0 | 0 | 0 | 0 | 0 | 0 | 0 | 0 | 0 | 0 | 0 | 0 | 0 | 0 | 0 | 0 | 0 | 0 | 0 | 0
F2_Commercial_Retail (ID)_New_Food Preparation_Natural Gas_Conveyor Oven_E10 | F2 | Commercial | Retail (ID) | New | Food Preparation | Natural Gas | Conveyor Oven | E10 | TRC BC Ratio | 0 | 0 | 0 | 0 | 0 | 0 | 0 | 0 | 0 | 0 | 0 | 0 | 0 | 0 | 0 | 0 | 0 | 0 | 0 | 0 | 0 | 0 | 0 | 0 | 0 | 0 | 0
F3_Commercial_Retail (ID)_New_Food Preparation_Natural Gas_Conveyor Oven_E1 | F3 | Commercial | Retail (ID) | New | Food Preparation | Natural Gas | Conveyor Oven | E1 | PACT BC Ratio | [24 empty] | 1 | 1 | 1 | bar: 2019 to 2042
F3_Commercial_Retail (ID)_New_Food Preparation_Natural Gas_Conveyor Oven_E2 | F3 | Commercial | Retail (ID) | New | Food Preparation | Natural Gas | Conveyor Oven | E2 | PACT BC Ratio | 280.3402 | 287.8628 | 296.1303 | 305.1869 | 315.1087 | 326.6665 | 338.3895 | 349.9551 | 361.1128 | 372.4339 | 381.7737 | 390.6384 | 400.0927 | 409.418 | 417.9519 | 426.0747 | 433.5565 | 440.9938 | 448.8526 | 456.5915 | 464.5252 | 472.7345 | 481.0439 | 489.5901 | 498.2881 | 507.1406 | 516.1504
F3_Commercial_Retail (ID)_New_Food Preparation_Natural Gas_Conveyor Oven_E3 | F3 | Commercial | Retail (ID) | New | Food Preparation | Natural Gas | Conveyor Oven | E3 | PACT BC Ratio | 0 | 0 | 0 | 0 | 0 | 0 | 0 | 0 | 0 | 0 | 0 | 0 | 0 | 0 | 0 | 0 | 0 | 0 | 0 | 0 | 0 | 0 | 0 | 0 | 0 | 0 | 0
F3_Commercial_Retail (ID)_New_Food Preparation_Natural Gas_Conveyor Oven_E4 | F3 | Commercial | Retail (ID) | New | Food Preparation | Natural Gas | Conveyor Oven | E4 | PACT BC Ratio | 0 | 0 | 0 | 0 | 0 | 0 | 0 | 0 | 0 | 0 | 0 | 0 | 0 | 0 | 0 | 0 | 0 | 0 | 0 | 0 | 0 | 0 | 0 | 0 | 0 | 0 | 0
F3_Commercial_Retail (ID)_New_Food Preparation_Natural Gas_Conveyor Oven_E5 | F3 | Commercial | Retail (ID) | New | Food Preparation | Natural Gas | Conveyor Oven | E5 | PACT BC Ratio | 0 | 0 | 0 | 0 | 0 | 0 | 0 | 0 | 0 | 0 | 0 | 0 | 0 | 0 | 0 | 0 | 0 | 0 | 0 | 0 | 0 | 0 | 0 | 0 | 0 | 0 | 0
F3_Commercial_Retail (ID)_New_Food Preparation_Natural Gas_Conveyor Oven_E6 | F3 | Commercial | Retail (ID) | New | Food Preparation | Natural Gas | Conveyor Oven | E6 | PACT BC Ratio | 0 | 0 | 0 | 0 | 0 | 0 | 0 | 0 | 0 | 0 | 0 | 0 | 0 | 0 | 0 | 0 | 0 | 0 | 0 | 0 | 0 | 0 | 0 | 0 | 0 | 0 | 0
F3_Commercial_Retail (ID)_New_Food Preparation_Natural Gas_Conveyor Oven_E7 | F3 | Commercial | Retail (ID) | New | Food Preparation | Natural Gas | Conveyor Oven | E7 | PACT BC Ratio | 0 | 0 | 0 | 0 | 0 | 0 | 0 | 0 | 0 | 0 | 0 | 0 | 0 | 0 | 0 | 0 | 0 | 0 | 0 | 0 | 0 | 0 | 0 | 0 | 0 | 0 | 0
F3_Commercial_Retail (ID)_New_Food Preparation_Natural Gas_Conveyor Oven_E8 | F3 | Commercial | Retail (ID) | New | Food Preparation | Natural Gas | Conveyor Oven | E8 | PACT BC Ratio | 0 | 0 | 0 | 0 | 0 | 0 | 0 | 0 | 0 | 0 | 0 | 0 | 0 | 0 | 0 | 0 | 0 | 0 | 0 | 0 | 0 | 0 | 0 | 0 | 0 | 0 | 0
F3_Commercial_Retail (ID)_New_Food Preparation_Natural Gas_Conveyor Oven_E9 | F3 | Commercial | Retail (ID) | New | Food Preparation | Natural Gas | Conveyor Oven | E9 | PACT BC Ratio | 0 | 0 | 0 | 0 | 0 | 0 | 0 | 0 | 0 | 0 | 0 | 0 | 0 | 0 | 0 | 0 | 0 | 0 | 0 | 0 | 0 | 0 | 0 | 0 | 0 | 0 | 0
F3_Commercial_Retail (ID)_New_Food Preparation_Natural Gas_Conveyor Oven_E10 | F3 | Commercial | Retail (ID) | New | Food Preparation | Natural Gas | Conveyor Oven | E10 | PACT BC Ratio | 0 | 0 | 0 | 0 | 0 | 0 | 0 | 0 | 0 | 0 | 0 | 0 | 0 | 0 | 0 | 0 | 0 | 0 | 0 | 0 | 0 | 0 | 0 | 0 | 0 | 0 | 0
F4_Commercial_Retail (ID)_New_Food Preparation_Natural Gas_Conveyor Oven_E1 | F4 | Commercial | Retail (ID) | New | Food Preparation | Natural Gas | Conveyor Oven | E1 | RVT BC Ratio | [24 empty] | 1 | 1 | 1 | bar: 2019 to 2042
F4_Commercial_Retail (ID)_New_Food Preparation_Natural Gas_Conveyor Oven_E2 | F4 | Commercial | Retail (ID) | New | Food Preparation | Natural Gas | Conveyor Oven | E2 | RVT BC Ratio | 197.3295 | 201.5379 | 206.1154 | 211.0763 | 216.4548 | 222.7907 | 228.9902 | 234.8923 | 240.302 | 245.6202 | 251.1794 | 256.3679 | 261.8913 | 267.2666 | 272.0477 | 276.4834 | 280.4154 | 284.2358 | 288.2495 | 292.0892 | 295.9582 | 301.1813 | 306.4682 | 311.9056 | 317.4397 | 323.0721 | 328.8045
F4_Commercial_Retail (ID)_New_Food Preparation_Natural Gas_Conveyor Oven_E3 | F4 | Commercial | Retail (ID) | New | Food Preparation | Natural Gas | Conveyor Oven | E3 | RVT BC Ratio | 0 | 0 | 0 | 0 | 0 | 0 | 0 | 0 | 0 | 0 | 0 | 0 | 0 | 0 | 0 | 0 | 0 | 0 | 0 | 0 | 0 | 0 | 0 | 0 | 0 | 0 | 0
F4_Commercial_Retail (ID)_New_Food Preparation_Natural Gas_Conveyor Oven_E4 | F4 | Commercial | Retail (ID) | New | Food Preparation | Natural Gas | Conveyor Oven | E4 | RVT BC Ratio | 0 | 0 | 0 | 0 | 0 | 0 | 0 | 0 | 0 | 0 | 0 | 0 | 0 | 0 | 0 | 0 | 0 | 0 | 0 | 0 | 0 | 0 | 0 | 0 | 0 | 0 | 0
F4_Commercial_Retail (ID)_New_Food Preparation_Natural Gas_Conveyor Oven_E5 | F4 | Commercial | Retail (ID) | New | Food Preparation | Natural Gas | Conveyor Oven | E5 | RVT BC Ratio | 0 | 0 | 0 | 0 | 0 | 0 | 0 | 0 | 0 | 0 | 0 | 0 | 0 | 0 | 0 | 0 | 0 | 0 | 0 | 0 | 0 | 0 | 0 | 0 | 0 | 0 | 0
F4_Commercial_Retail (ID)_New_Food Preparation_Natural Gas_Conveyor Oven_E6 | F4 | Commercial | Retail (ID) | New | Food Preparation | Natural Gas | Conveyor Oven | E6 | RVT BC Ratio | 0 | 0 | 0 | 0 | 0 | 0 | 0 | 0 | 0 | 0 | 0 | 0 | 0 | 0 | 0 | 0 | 0 | 0 | 0 | 0 | 0 | 0 | 0 | 0 | 0 | 0 | 0
F4_Commercial_Retail (ID)_New_Food Preparation_Natural Gas_Conveyor Oven_E7 | F4 | Commercial | Retail (ID) | New | Food Preparation | Natural Gas | Conveyor Oven | E7 | RVT BC Ratio | 0 | 0 | 0 | 0 | 0 | 0 | 0 | 0 | 0 | 0 | 0 | 0 | 0 | 0 | 0 | 0 | 0 | 0 | 0 | 0 | 0 | 0 | 0 | 0 | 0 | 0 | 0
F4_Commercial_Retail (ID)_New_Food Preparation_Natural Gas_Conveyor Oven_E8 | F4 | Commercial | Retail (ID) | New | Food Preparation | Natural Gas | Conveyor Oven | E8 | RVT BC Ratio | 0 | 0 | 0 | 0 | 0 | 0 | 0 | 0 | 0 | 0 | 0 | 0 | 0 | 0 | 0 | 0 | 0 | 0 | 0 | 0 | 0 | 0 | 0 | 0 | 0 | 0 | 0
F4_Commercial_Retail (ID)_New_Food Preparation_Natural Gas_Conveyor Oven_E9 | F4 | Commercial | Retail (ID) | New | Food Preparation | Natural Gas | Conveyor Oven | E9 | RVT BC Ratio | 0 | 0 | 0 | 0 | 0 | 0 | 0 | 0 | 0 | 0 | 0 | 0 | 0 | 0 | 0 | 0 | 0 | 0 | 0 | 0 | 0 | 0 | 0 | 0 | 0 | 0 | 0
F4_Commercial_Retail (ID)_New_Food Preparation_Natural Gas_Conveyor Oven_E10 | F4 | Commercial | Retail (ID) | New | Food Preparation | Natural Gas | Conveyor Oven | E10 | RVT BC Ratio | 0 | 0 | 0 | 0 | 0 | 0 | 0 | 0 | 0 | 0 | 0 | 0 | 0 | 0 | 0 | 0 | 0 | 0 | 0 | 0 | 0 | 0 | 0 | 0 | 0 | 0 | 0
F5_Commercial_Retail (ID)_New_Food Preparation_Natural Gas_Conveyor Oven_E1 | F5 | Commercial | Retail (ID) | New | Food Preparation | Natural Gas | Conveyor Oven | E1 | RIM BC Ratio | [24 empty] | 1 | 1 | 1 | bar: 2019 to 2042
F5_Commercial_Retail (ID)_New_Food Preparation_Natural Gas_Conveyor Oven_E2 | F5 | Commercial | Retail (ID) | New | Food Preparation | Natural Gas | Conveyor Oven | E2 | RIM BC Ratio | 0.85998 | 0.86464 | 0.86973 | 0.87529 | 0.88131 | 0.88767 | 0.89466 | 0.90201 | 0.90983 | 0.91805 | 0.92026 | 0.92259 | 0.925 | 0.92754 | 0.93025 | 0.93312 | 0.9362 | 0.93947 | 0.94291 | 0.94657 | 0.95043 | 0.95047 | 0.9505 | 0.95053 | 0.95056 | 0.9506 | 0.95063
F5_Commercial_Retail (ID)_New_Food Preparation_Natural Gas_Conveyor Oven_E3 | F5 | Commercial | Retail (ID) | New | Food Preparation | Natural Gas | Conveyor Oven | E3 | RIM BC Ratio | 0 | 0 | 0 | 0 | 0 | 0 | 0 | 0 | 0 | 0 | 0 | 0 | 0 | 0 | 0 | 0 | 0 | 0 | 0 | 0 | 0 | 0 | 0 | 0 | 0 | 0 | 0
F5_Commercial_Retail (ID)_New_Food Preparation_Natural Gas_Conveyor Oven_E4 | F5 | Commercial | Retail (ID) | New | Food Preparation | Natural Gas | Conveyor Oven | E4 | RIM BC Ratio | 0 | 0 | 0 | 0 | 0 | 0 | 0 | 0 | 0 | 0 | 0 | 0 | 0 | 0 | 0 | 0 | 0 | 0 | 0 | 0 | 0 | 0 | 0 | 0 | 0 | 0 | 0
F5_Commercial_Retail (ID)_New_Food Preparation_Natural Gas_Conveyor Oven_E5 | F5 | Commercial | Retail (ID) | New | Food Preparation | Natural Gas | Conveyor Oven | E5 | RIM BC Ratio | 0 | 0 | 0 | 0 | 0 | 0 | 0 | 0 | 0 | 0 | 0 | 0 | 0 | 0 | 0 | 0 | 0 | 0 | 0 | 0 | 0 | 0 | 0 | 0 | 0 | 0 | 0
F5_Commercial_Retail (ID)_New_Food Preparation_Natural Gas_Conveyor Oven_E6 | F5 | Commercial | Retail (ID) | New | Food Preparation | Natural Gas | Conveyor Oven | E6 | RIM BC Ratio | 0 | 0 | 0 | 0 | 0 | 0 | 0 | 0 | 0 | 0 | 0 | 0 | 0 | 0 | 0 | 0 | 0 | 0 | 0 | 0 | 0 | 0 | 0 | 0 | 0 | 0 | 0
F5_Commercial_Retail (ID)_New_Food Preparation_Natural Gas_Conveyor Oven_E7 | F5 | Commercial | Retail (ID) | New | Food Preparation | Natural Gas | Conveyor Oven | E7 | RIM BC Ratio | 0 | 0 | 0 | 0 | 0 | 0 | 0 | 0 | 0 | 0 | 0 | 0 | 0 | 0 | 0 | 0 | 0 | 0 | 0 | 0 | 0 | 0 | 0 | 0 | 0 | 0 | 0
F5_Commercial_Retail (ID)_New_Food Preparation_Natural Gas_Conveyor Oven_E8 | F5 | Commercial | Retail (ID) | New | Food Preparation | Natural Gas | Conveyor Oven | E8 | RIM BC Ratio | 0 | 0 | 0 | 0 | 0 | 0 | 0 | 0 | 0 | 0 | 0 | 0 | 0 | 0 | 0 | 0 | 0 | 0 | 0 | 0 | 0 | 0 | 0 | 0 | 0 | 0 | 0
F5_Commercial_Retail (ID)_New_Food Preparation_Natural Gas_Conveyor Oven_E9 | F5 | Commercial | Retail (ID) | New | Food Preparation | Natural Gas | Conveyor Oven | E9 | RIM BC Ratio | 0 | 0 | 0 | 0 | 0 | 0 | 0 | 0 | 0 | 0 | 0 | 0 | 0 | 0 | 0 | 0 | 0 | 0 | 0 | 0 | 0 | 0 | 0 | 0 | 0 | 0 | 0
F5_Commercial_Retail (ID)_New_Food Preparation_Natural Gas_Conveyor Oven_E10 | F5 | Commercial | Retail (ID) | New | Food Preparation | Natural Gas | Conveyor Oven | E10 | RIM BC Ratio | 0 | 0 | 0 | 0 | 0 | 0 | 0 | 0 | 0 | 0 | 0 | 0 | 0 | 0 | 0 | 0 | 0 | 0 | 0 | 0 | 0 | 0 | 0 | 0 | 0 | 0 | 0
F0_Commercial_Retail (ID)_New_Food Preparation_Natural Gas_Double Rack Oven_E0 | F0 | Commercial | Retail (ID) | New | Food Preparation | Natural Gas | Double Rack Oven | E0 | Economic Unit | FTSC Qualified (>50% Cooking Efficiency) | FTSC Qualified (>50% Cooking Efficiency) | FTSC Qualified (>50% Cooking Efficiency) | FTSC Qualified (>50% Cooking Efficiency) | FTSC Qualified (>50% Cooking Efficiency) | FTSC Qualified (>50% Cooking Efficiency) | FTSC Qualified (>50% Cooking Efficiency) | FTSC Qualified (>50% Cooking Efficiency) | FTSC Qualified (>50% Cooking Efficiency) | FTSC Qualified (>50% Cooking Efficiency) | FTSC Qualified (>50% Cooking Efficiency) | FTSC Qualified (>50% Cooking Efficiency) | FTSC Qualified (>50% Cooking Efficiency) | FTSC Qualified (>50% Cooking Efficiency) | FTSC Qualified (>50% Cooking Efficiency) | FTSC Qualified (>50% Cooking Efficiency) | FTSC Qualified (>50% Cooking Efficiency) | FTSC Qualified (>50% Cooking Efficiency) | FTSC Qualified (>50% Cooking Efficiency) | FTSC Qualified (>50% Cooking Efficiency) | FTSC Qualified (>50% Cooking Efficiency) | FTSC Qualified (>50% Cooking Efficiency) | FTSC Qualified (>50% Cooking Efficiency) | FTSC Qualified (>50% Cooking Efficiency) | FTSC Qualified (>50% Cooking Efficiency) | FTSC Qualified (>50% Cooking Efficiency) | FTSC Qualified (>50% Cooking Efficiency)
F1_Commercial_Retail (ID)_New_Food Preparation_Natural Gas_Double Rack Oven_E1 | F1 | Commercial | Retail (ID) | New | Food Preparation | Natural Gas | Double Rack Oven | E1 | CCE | 0 | 0 | 0 | 0 | 0 | 0 | 0 | 0 | 0 | 0 | 0 | 0 | 0 | 0 | 0 | 0 | 0 | 0 | 0 | 0 | 0 | 0 | 0 | 0 | 0 | 0 | 0
F1_Commercial_Retail (ID)_New_Food Preparation_Natural Gas_Double Rack Oven_E2 | F1 | Commercial | Retail (ID) | New | Food Preparation | Natural Gas | Double Rack Oven | E2 | CCE | 5.6907e-05 | 5.6907e-05 | 5.6907e-05 | 5.6907e-05 | 5.6907e-05 | 5.6907e-05 | 5.6907e-05 | 5.6907e-05 | 5.6907e-05 | 5.6907e-05 | 5.6907e-05 | 5.6907e-05 | 5.6907e-05 | 5.6907e-05 | 5.6907e-05 | 5.6907e-05 | 5.6907e-05 | 5.6907e-05 | 5.6907e-05 | 5.6907e-05 | 5.6907e-05 | 5.6907e-05 | 5.6907e-05 | 5.6907e-05 | 5.6907e-05 | 5.6907e-05 | 5.6907e-05
F1_Commercial_Retail (ID)_New_Food Preparation_Natural Gas_Double Rack Oven_E3 | F1 | Commercial | Retail (ID) | New | Food Preparation | Natural Gas | Double Rack Oven | E3 | CCE | 0 | 0 | 0 | 0 | 0 | 0 | 0 | 0 | 0 | 0 | 0 | 0 | 0 | 0 | 0 | 0 | 0 | 0 | 0 | 0 | 0 | 0 | 0 | 0 | 0 | 0 | 0
F1_Commercial_Retail (ID)_New_Food Preparation_Natural Gas_Double Rack Oven_E4 | F1 | Commercial | Retail (ID) | New | Food Preparation | Natural Gas | Double Rack Oven | E4 | CCE | 0 | 0 | 0 | 0 | 0 | 0 | 0 | 0 | 0 | 0 | 0 | 0 | 0 | 0 | 0 | 0 | 0 | 0 | 0 | 0 | 0 | 0 | 0 | 0 | 0 | 0 | 0
F1_Commercial_Retail (ID)_New_Food Preparation_Natural Gas_Double Rack Oven_E5 | F1 | Commercial | Retail (ID) | New | Food Preparation | Natural Gas | Double Rack Oven | E5 | CCE | 0 | 0 | 0 | 0 | 0 | 0 | 0 | 0 | 0 | 0 | 0 | 0 | 0 | 0 | 0 | 0 | 0 | 0 | 0 | 0 | 0 | 0 | 0 | 0 | 0 | 0 | 0
F1_Commercial_Retail (ID)_New_Food Preparation_Natural Gas_Double Rack Oven_E6 | F1 | Commercial | Retail (ID) | New | Food Preparation | Natural Gas | Double Rack Oven | E6 | CCE | 0 | 0 | 0 | 0 | 0 | 0 | 0 | 0 | 0 | 0 | 0 | 0 | 0 | 0 | 0 | 0 | 0 | 0 | 0 | 0 | 0 | 0 | 0 | 0 | 0 | 0 | 0
F1_Commercial_Retail (ID)_New_Food Preparation_Natural Gas_Double Rack Oven_E7 | F1 | Commercial | Retail (ID) | New | Food Preparation | Natural Gas | Double Rack Oven | E7 | CCE | 0 | 0 | 0 | 0 | 0 | 0 | 0 | 0 | 0 | 0 | 0 | 0 | 0 | 0 | 0 | 0 | 0 | 0 | 0 | 0 | 0 | 0 | 0 | 0 | 0 | 0 | 0
F1_Commercial_Retail (ID)_New_Food Preparation_Natural Gas_Double Rack Oven_E8 | F1 | Commercial | Retail (ID) | New | Food Preparation | Natural Gas | Double Rack Oven | E8 | CCE | 0 | 0 | 0 | 0 | 0 | 0 | 0 | 0 | 0 | 0 | 0 | 0 | 0 | 0 | 0 | 0 | 0 | 0 | 0 | 0 | 0 | 0 | 0 | 0 | 0 | 0 | 0
F1_Commercial_Retail (ID)_New_Food Preparation_Natural Gas_Double Rack Oven_E9 | F1 | Commercial | Retail (ID) | New | Food Preparation | Natural Gas | Double Rack Oven | E9 | CCE | 0 | 0 | 0 | 0 | 0 | 0 | 0 | 0 | 0 | 0 | 0 | 0 | 0 | 0 | 0 | 0 | 0 | 0 | 0 | 0 | 0 | 0 | 0 | 0 | 0 | 0 | 0
F1_Commercial_Retail (ID)_New_Food Preparation_Natural Gas_Double Rack Oven_E10 | F1 | Commercial | Retail (ID) | New | Food Preparation | Natural Gas | Double Rack Oven | E10 | CCE | 0 | 0 | 0 | 0 | 0 | 0 | 0 | 0 | 0 | 0 | 0 | 0 | 0 | 0 | 0 | 0 | 0 | 0 | 0 | 0 | 0 | 0 | 0 | 0 | 0 | 0 | 0
F2_Commercial_Retail (ID)_New_Food Preparation_Natural Gas_Double Rack Oven_E1 | F2 | Commercial | Retail (ID) | New | Food Preparation | Natural Gas | Double Rack Oven | E1 | TRC BC Ratio | [24 empty] | 1 | 1 | 1 | bar: 2019 to 2042
F2_Commercial_Retail (ID)_New_Food Preparation_Natural Gas_Double Rack Oven_E2 | F2 | Commercial | Retail (ID) | New | Food Preparation | Natural Gas | Double Rack Oven | E2 | TRC BC Ratio | 62.5406 | 64.1168 | 65.9841 | 68.1241 | 70.5441 | 73.4885 | 76.5191 | 79.5204 | 82.4098 | 85.3394 | 87.6704 | 89.8541 | 92.2005 | 94.4973 | 96.5509 | 98.4727 | 100.1961 | 101.8977 | 103.7151 | 105.4881 | 107.3094 | 109.2031 | 111.1168 | 113.0908 | 115.1 | 117.1449 | 119.226
F2_Commercial_Retail (ID)_New_Food Preparation_Natural Gas_Double Rack Oven_E3 | F2 | Commercial | Retail (ID) | New | Food Preparation | Natural Gas | Double Rack Oven | E3 | TRC BC Ratio | 0 | 0 | 0 | 0 | 0 | 0 | 0 | 0 | 0 | 0 | 0 | 0 | 0 | 0 | 0 | 0 | 0 | 0 | 0 | 0 | 0 | 0 | 0 | 0 | 0 | 0 | 0
F2_Commercial_Retail (ID)_New_Food Preparation_Natural Gas_Double Rack Oven_E4 | F2 | Commercial | Retail (ID) | New | Food Preparation | Natural Gas | Double Rack Oven | E4 | TRC BC Ratio | 0 | 0 | 0 | 0 | 0 | 0 | 0 | 0 | 0 | 0 | 0 | 0 | 0 | 0 | 0 | 0 | 0 | 0 | 0 | 0 | 0 | 0 | 0 | 0 | 0 | 0 | 0
F2_Commercial_Retail (ID)_New_Food Preparation_Natural Gas_Double Rack Oven_E5 | F2 | Commercial | Retail (ID) | New | Food Preparation | Natural Gas | Double Rack Oven | E5 | TRC BC Ratio | 0 | 0 | 0 | 0 | 0 | 0 | 0 | 0 | 0 | 0 | 0 | 0 | 0 | 0 | 0 | 0 | 0 | 0 | 0 | 0 | 0 | 0 | 0 | 0 | 0 | 0 | 0
F2_Commercial_Retail (ID)_New_Food Preparation_Natural Gas_Double Rack Oven_E6 | F2 | Commercial | Retail (ID) | New | Food Preparation | Natural Gas | Double Rack Oven | E6 | TRC BC Ratio | 0 | 0 | 0 | 0 | 0 | 0 | 0 | 0 | 0 | 0 | 0 | 0 | 0 | 0 | 0 | 0 | 0 | 0 | 0 | 0 | 0 | 0 | 0 | 0 | 0 | 0 | 0
F2_Commercial_Retail (ID)_New_Food Preparation_Natural Gas_Double Rack Oven_E7 | F2 | Commercial | Retail (ID) | New | Food Preparation | Natural Gas | Double Rack Oven | E7 | TRC BC Ratio | 0 | 0 | 0 | 0 | 0 | 0 | 0 | 0 | 0 | 0 | 0 | 0 | 0 | 0 | 0 | 0 | 0 | 0 | 0 | 0 | 0 | 0 | 0 | 0 | 0 | 0 | 0
F2_Commercial_Retail (ID)_New_Food Preparation_Natural Gas_Double Rack Oven_E8 | F2 | Commercial | Retail (ID) | New | Food Preparation | Natural Gas | Double Rack Oven | E8 | TRC BC Ratio | 0 | 0 | 0 | 0 | 0 | 0 | 0 | 0 | 0 | 0 | 0 | 0 | 0 | 0 | 0 | 0 | 0 | 0 | 0 | 0 | 0 | 0 | 0 | 0 | 0 | 0 | 0
F2_Commercial_Retail (ID)_New_Food Preparation_Natural Gas_Double Rack Oven_E9 | F2 | Commercial | Retail (ID) | New | Food Preparation | Natural Gas | Double Rack Oven | E9 | TRC BC Ratio | 0 | 0 | 0 | 0 | 0 | 0 | 0 | 0 | 0 | 0 | 0 | 0 | 0 | 0 | 0 | 0 | 0 | 0 | 0 | 0 | 0 | 0 | 0 | 0 | 0 | 0 | 0
F2_Commercial_Retail (ID)_New_Food Preparation_Natural Gas_Double Rack Oven_E10 | F2 | Commercial | Retail (ID) | New | Food Preparation | Natural Gas | Double Rack Oven | E10 | TRC BC Ratio | 0 | 0 | 0 | 0 | 0 | 0 | 0 | 0 | 0 | 0 | 0 | 0 | 0 | 0 | 0 | 0 | 0 | 0 | 0 | 0 | 0 | 0 | 0 | 0 | 0 | 0 | 0
F3_Commercial_Retail (ID)_New_Food Preparation_Natural Gas_Double Rack Oven_E1 | F3 | Commercial | Retail (ID) | New | Food Preparation | Natural Gas | Double Rack Oven | E1 | PACT BC Ratio | [24 empty] | 1 | 1 | 1 | bar: 2019 to 2042
F3_Commercial_Retail (ID)_New_Food Preparation_Natural Gas_Double Rack Oven_E2 | F3 | Commercial | Retail (ID) | New | Food Preparation | Natural Gas | Double Rack Oven | E2 | PACT BC Ratio | 123.8533 | 126.9747 | 130.6728 | 134.9106 | 139.7031 | 145.5341 | 151.5359 | 157.4796 | 163.2016 | 169.0032 | 173.6194 | 177.9441 | 182.5907 | 187.1392 | 191.2062 | 195.012 | 198.4251 | 201.7948 | 205.394 | 208.9051 | 212.512 | 216.2621 | 220.0519 | 223.9613 | 227.9402 | 231.9897 | 236.1113
F3_Commercial_Retail (ID)_New_Food Preparation_Natural Gas_Double Rack Oven_E3 | F3 | Commercial | Retail (ID) | New | Food Preparation | Natural Gas | Double Rack Oven | E3 | PACT BC Ratio | 0 | 0 | 0 | 0 | 0 | 0 | 0 | 0 | 0 | 0 | 0 | 0 | 0 | 0 | 0 | 0 | 0 | 0 | 0 | 0 | 0 | 0 | 0 | 0 | 0 | 0 | 0
F3_Commercial_Retail (ID)_New_Food Preparation_Natural Gas_Double Rack Oven_E4 | F3 | Commercial | Retail (ID) | New | Food Preparation | Natural Gas | Double Rack Oven | E4 | PACT BC Ratio | 0 | 0 | 0 | 0 | 0 | 0 | 0 | 0 | 0 | 0 | 0 | 0 | 0 | 0 | 0 | 0 | 0 | 0 | 0 | 0 | 0 | 0 | 0 | 0 | 0 | 0 | 0
F3_Commercial_Retail (ID)_New_Food Preparation_Natural Gas_Double Rack Oven_E5 | F3 | Commercial | Retail (ID) | New | Food Preparation | Natural Gas | Double Rack Oven | E5 | PACT BC Ratio | 0 | 0 | 0 | 0 | 0 | 0 | 0 | 0 | 0 | 0 | 0 | 0 | 0 | 0 | 0 | 0 | 0 | 0 | 0 | 0 | 0 | 0 | 0 | 0 | 0 | 0 | 0
F3_Commercial_Retail (ID)_New_Food Preparation_Natural Gas_Double Rack Oven_E6 | F3 | Commercial | Retail (ID) | New | Food Preparation | Natural Gas | Double Rack Oven | E6 | PACT BC Ratio | 0 | 0 | 0 | 0 | 0 | 0 | 0 | 0 | 0 | 0 | 0 | 0 | 0 | 0 | 0 | 0 | 0 | 0 | 0 | 0 | 0 | 0 | 0 | 0 | 0 | 0 | 0
F3_Commercial_Retail (ID)_New_Food Preparation_Natural Gas_Double Rack Oven_E7 | F3 | Commercial | Retail (ID) | New | Food Preparation | Natural Gas | Double Rack Oven | E7 | PACT BC Ratio | 0 | 0 | 0 | 0 | 0 | 0 | 0 | 0 | 0 | 0 | 0 | 0 | 0 | 0 | 0 | 0 | 0 | 0 | 0 | 0 | 0 | 0 | 0 | 0 | 0 | 0 | 0
F3_Commercial_Retail (ID)_New_Food Preparation_Natural Gas_Double Rack Oven_E8 | F3 | Commercial | Retail (ID) | New | Food Preparation | Natural Gas | Double Rack Oven | E8 | PACT BC Ratio | 0 | 0 | 0 | 0 | 0 | 0 | 0 | 0 | 0 | 0 | 0 | 0 | 0 | 0 | 0 | 0 | 0 | 0 | 0 | 0 | 0 | 0 | 0 | 0 | 0 | 0 | 0
F3_Commercial_Retail (ID)_New_Food Preparation_Natural Gas_Double Rack Oven_E9 | F3 | Commercial | Retail (ID) | New | Food Preparation | Natural Gas | Double Rack Oven | E9 | PACT BC Ratio | 0 | 0 | 0 | 0 | 0 | 0 | 0 | 0 | 0 | 0 | 0 | 0 | 0 | 0 | 0 | 0 | 0 | 0 | 0 | 0 | 0 | 0 | 0 | 0 | 0 | 0 | 0
F3_Commercial_Retail (ID)_New_Food Preparation_Natural Gas_Double Rack Oven_E10 | F3 | Commercial | Retail (ID) | New | Food Preparation | Natural Gas | Double Rack Oven | E10 | PACT BC Ratio | 0 | 0 | 0 | 0 | 0 | 0 | 0 | 0 | 0 | 0 | 0 | 0 | 0 | 0 | 0 | 0 | 0 | 0 | 0 | 0 | 0 | 0 | 0 | 0 | 0 | 0 | 0
F4_Commercial_Retail (ID)_New_Food Preparation_Natural Gas_Double Rack Oven_E1 | F4 | Commercial | Retail (ID) | New | Food Preparation | Natural Gas | Double Rack Oven | E1 | RVT BC Ratio | [24 empty] | 1 | 1 | 1 | bar: 2019 to 2042
F4_Commercial_Retail (ID)_New_Food Preparation_Natural Gas_Double Rack Oven_E2 | F4 | Commercial | Retail (ID) | New | Food Preparation | Natural Gas | Double Rack Oven | E2 | RVT BC Ratio | 88.7981 | 90.4679 | 92.4279 | 94.7128 | 97.3301 | 100.597 | 103.873 | 106.9835 | 109.7991 | 112.5285 | 115.3566 | 117.9269 | 120.6399 | 123.2068 | 125.4142 | 127.4063 | 129.0923 | 130.7019 | 132.4136 | 134.012 | 135.6159 | 138.0018 | 140.4131 | 142.9004 | 145.432 | 148.0085 | 150.6308
F4_Commercial_Retail (ID)_New_Food Preparation_Natural Gas_Double Rack Oven_E3 | F4 | Commercial | Retail (ID) | New | Food Preparation | Natural Gas | Double Rack Oven | E3 | RVT BC Ratio | 0 | 0 | 0 | 0 | 0 | 0 | 0 | 0 | 0 | 0 | 0 | 0 | 0 | 0 | 0 | 0 | 0 | 0 | 0 | 0 | 0 | 0 | 0 | 0 | 0 | 0 | 0
F4_Commercial_Retail (ID)_New_Food Preparation_Natural Gas_Double Rack Oven_E4 | F4 | Commercial | Retail (ID) | New | Food Preparation | Natural Gas | Double Rack Oven | E4 | RVT BC Ratio | 0 | 0 | 0 | 0 | 0 | 0 | 0 | 0 | 0 | 0 | 0 | 0 | 0 | 0 | 0 | 0 | 0 | 0 | 0 | 0 | 0 | 0 | 0 | 0 | 0 | 0 | 0
F4_Commercial_Retail (ID)_New_Food Preparation_Natural Gas_Double Rack Oven_E5 | F4 | Commercial | Retail (ID) | New | Food Preparation | Natural Gas | Double Rack Oven | E5 | RVT BC Ratio | 0 | 0 | 0 | 0 | 0 | 0 | 0 | 0 | 0 | 0 | 0 | 0 | 0 | 0 | 0 | 0 | 0 | 0 | 0 | 0 | 0 | 0 | 0 | 0 | 0 | 0 | 0
F4_Commercial_Retail (ID)_New_Food Preparation_Natural Gas_Double Rack Oven_E6 | F4 | Commercial | Retail (ID) | New | Food Preparation | Natural Gas | Double Rack Oven | E6 | RVT BC Ratio | 0 | 0 | 0 | 0 | 0 | 0 | 0 | 0 | 0 | 0 | 0 | 0 | 0 | 0 | 0 | 0 | 0 | 0 | 0 | 0 | 0 | 0 | 0 | 0 | 0 | 0 | 0
F4_Commercial_Retail (ID)_New_Food Preparation_Natural Gas_Double Rack Oven_E7 | F4 | Commercial | Retail (ID) | New | Food Preparation | Natural Gas | Double Rack Oven | E7 | RVT BC Ratio | 0 | 0 | 0 | 0 | 0 | 0 | 0 | 0 | 0 | 0 | 0 | 0 | 0 | 0 | 0 | 0 | 0 | 0 | 0 | 0 | 0 | 0 | 0 | 0 | 0 | 0 | 0
F4_Commercial_Retail (ID)_New_Food Preparation_Natural Gas_Double Rack Oven_E8 | F4 | Commercial | Retail (ID) | New | Food Preparation | Natural Gas | Double Rack Oven | E8 | RVT BC Ratio | 0 | 0 | 0 | 0 | 0 | 0 | 0 | 0 | 0 | 0 | 0 | 0 | 0 | 0 | 0 | 0 | 0 | 0 | 0 | 0 | 0 | 0 | 0 | 0 | 0 | 0 | 0
F4_Commercial_Retail (ID)_New_Food Preparation_Natural Gas_Double Rack Oven_E9 | F4 | Commercial | Retail (ID) | New | Food Preparation | Natural Gas | Double Rack Oven | E9 | RVT BC Ratio | 0 | 0 | 0 | 0 | 0 | 0 | 0 | 0 | 0 | 0 | 0 | 0 | 0 | 0 | 0 | 0 | 0 | 0 | 0 | 0 | 0 | 0 | 0 | 0 | 0 | 0 | 0
F4_Commercial_Retail (ID)_New_Food Preparation_Natural Gas_Double Rack Oven_E10 | F4 | Commercial | Retail (ID) | New | Food Preparation | Natural Gas | Double Rack Oven | E10 | RVT BC Ratio | 0 | 0 | 0 | 0 | 0 | 0 | 0 | 0 | 0 | 0 | 0 | 0 | 0 | 0 | 0 | 0 | 0 | 0 | 0 | 0 | 0 | 0 | 0 | 0 | 0 | 0 | 0
F5_Commercial_Retail (ID)_New_Food Preparation_Natural Gas_Double Rack Oven_E1 | F5 | Commercial | Retail (ID) | New | Food Preparation | Natural Gas | Double Rack Oven | E1 | RIM BC Ratio | [24 empty] | 1 | 1 | 1 | bar: 2019 to 2042
F5_Commercial_Retail (ID)_New_Food Preparation_Natural Gas_Double Rack Oven_E2 | F5 | Commercial | Retail (ID) | New | Food Preparation | Natural Gas | Double Rack Oven | E2 | RIM BC Ratio | 0.84326 | 0.84859 | 0.85483 | 0.86131 | 0.86797 | 0.87489 | 0.88229 | 0.89029 | 0.89902 | 0.90844 | 0.91041 | 0.91279 | 0.9156 | 0.91889 | 0.92236 | 0.92603 | 0.92995 | 0.93411 | 0.9385 | 0.94318 | 0.94813 | 0.94821 | 0.94828 | 0.94835 | 0.94842 | 0.94849 | 0.94855
F5_Commercial_Retail (ID)_New_Food Preparation_Natural Gas_Double Rack Oven_E3 | F5 | Commercial | Retail (ID) | New | Food Preparation | Natural Gas | Double Rack Oven | E3 | RIM BC Ratio | 0 | 0 | 0 | 0 | 0 | 0 | 0 | 0 | 0 | 0 | 0 | 0 | 0 | 0 | 0 | 0 | 0 | 0 | 0 | 0 | 0 | 0 | 0 | 0 | 0 | 0 | 0
F5_Commercial_Retail (ID)_New_Food Preparation_Natural Gas_Double Rack Oven_E4 | F5 | Commercial | Retail (ID) | New | Food Preparation | Natural Gas | Double Rack Oven | E4 | RIM BC Ratio | 0 | 0 | 0 | 0 | 0 | 0 | 0 | 0 | 0 | 0 | 0 | 0 | 0 | 0 | 0 | 0 | 0 | 0 | 0 | 0 | 0 | 0 | 0 | 0 | 0 | 0 | 0
F5_Commercial_Retail (ID)_New_Food Preparation_Natural Gas_Double Rack Oven_E5 | F5 | Commercial | Retail (ID) | New | Food Preparation | Natural Gas | Double Rack Oven | E5 | RIM BC Ratio | 0 | 0 | 0 | 0 | 0 | 0 | 0 | 0 | 0 | 0 | 0 | 0 | 0 | 0 | 0 | 0 | 0 | 0 | 0 | 0 | 0 | 0 | 0 | 0 | 0 | 0 | 0
F5_Commercial_Retail (ID)_New_Food Preparation_Natural Gas_Double Rack Oven_E6 | F5 | Commercial | Retail (ID) | New | Food Preparation | Natural Gas | Double Rack Oven | E6 | RIM BC Ratio | 0 | 0 | 0 | 0 | 0 | 0 | 0 | 0 | 0 | 0 | 0 | 0 | 0 | 0 | 0 | 0 | 0 | 0 | 0 | 0 | 0 | 0 | 0 | 0 | 0 | 0 | 0
F5_Commercial_Retail (ID)_New_Food Preparation_Natural Gas_Double Rack Oven_E7 | F5 | Commercial | Retail (ID) | New | Food Preparation | Natural Gas | Double Rack Oven | E7 | RIM BC Ratio | 0 | 0 | 0 | 0 | 0 | 0 | 0 | 0 | 0 | 0 | 0 | 0 | 0 | 0 | 0 | 0 | 0 | 0 | 0 | 0 | 0 | 0 | 0 | 0 | 0 | 0 | 0
F5_Commercial_Retail (ID)_New_Food Preparation_Natural Gas_Double Rack Oven_E8 | F5 | Commercial | Retail (ID) | New | Food Preparation | Natural Gas | Double Rack Oven | E8 | RIM BC Ratio | 0 | 0 | 0 | 0 | 0 | 0 | 0 | 0 | 0 | 0 | 0 | 0 | 0 | 0 | 0 | 0 | 0 | 0 | 0 | 0 | 0 | 0 | 0 | 0 | 0 | 0 | 0
F5_Commercial_Retail (ID)_New_Food Preparation_Natural Gas_Double Rack Oven_E9 | F5 | Commercial | Retail (ID) | New | Food Preparation | Natural Gas | Double Rack Oven | E9 | RIM BC Ratio | 0 | 0 | 0 | 0 | 0 | 0 | 0 | 0 | 0 | 0 | 0 | 0 | 0 | 0 | 0 | 0 | 0 | 0 | 0 | 0 | 0 | 0 | 0 | 0 | 0 | 0 | 0
F5_Commercial_Retail (ID)_New_Food Preparation_Natural Gas_Double Rack Oven_E10 | F5 | Commercial | Retail (ID) | New | Food Preparation | Natural Gas | Double Rack Oven | E10 | RIM BC Ratio | 0 | 0 | 0 | 0 | 0 | 0 | 0 | 0 | 0 | 0 | 0 | 0 | 0 | 0 | 0 | 0 | 0 | 0 | 0 | 0 | 0 | 0 | 0 | 0 | 0 | 0 | 0
F0_Commercial_Retail (ID)_New_Food Preparation_Natural Gas_Fryer_E0 | F0 | Commercial | Retail (ID) | New | Food Preparation | Natural Gas | Fryer | E0 | Economic Unit | ENERGY STAR | ENERGY STAR | ENERGY STAR | ENERGY STAR | ENERGY STAR | ENERGY STAR | ENERGY STAR | ENERGY STAR | ENERGY STAR | ENERGY STAR | ENERGY STAR | ENERGY STAR | ENERGY STAR | ENERGY STAR | ENERGY STAR | ENERGY STAR | ENERGY STAR | ENERGY STAR | ENERGY STAR | ENERGY STAR | ENERGY STAR | ENERGY STAR | ENERGY STAR | ENERGY STAR | ENERGY STAR | ENERGY STAR | ENERGY STAR
F1_Commercial_Retail (ID)_New_Food Preparation_Natural Gas_Fryer_E1 | F1 | Commercial | Retail (ID) | New | Food Preparation | Natural Gas | Fryer | E1 | CCE | 0 | 0 | 0 | 0 | 0 | 0 | 0 | 0 | 0 | 0 | 0 | 0 | 0 | 0 | 0 | 0 | 0 | 0 | 0 | 0 | 0 | 0 | 0 | 0 | 0 | 0 | 0
F1_Commercial_Retail (ID)_New_Food Preparation_Natural Gas_Fryer_E2 | F1 | Commercial | Retail (ID) | New | Food Preparation | Natural Gas | Fryer | E2 | CCE | 0.00011477 | 0.00011477 | 0.00011477 | 0.00011477 | 0.00011477 | 0.00011477 | 0.00011477 | 0.00011477 | 0.00011477 | 0.00011477 | 0.00011477 | 0.00011477 | 0.00011477 | 0.00011477 | 0.00011477 | 0.00011477 | 0.00011477 | 0.00011477 | 0.00011477 | 0.00011477 | 0.00011477 | 0.00011477 | 0.00011477 | 0.00011477 | 0.00011477 | 0.00011477 | 0.00011477
F1_Commercial_Retail (ID)_New_Food Preparation_Natural Gas_Fryer_E3 | F1 | Commercial | Retail (ID) | New | Food Preparation | Natural Gas | Fryer | E3 | CCE | 0 | 0 | 0 | 0 | 0 | 0 | 0 | 0 | 0 | 0 | 0 | 0 | 0 | 0 | 0 | 0 | 0 | 0 | 0 | 0 | 0 | 0 | 0 | 0 | 0 | 0 | 0
F1_Commercial_Retail (ID)_New_Food Preparation_Natural Gas_Fryer_E4 | F1 | Commercial | Retail (ID) | New | Food Preparation | Natural Gas | Fryer | E4 | CCE | 0 | 0 | 0 | 0 | 0 | 0 | 0 | 0 | 0 | 0 | 0 | 0 | 0 | 0 | 0 | 0 | 0 | 0 | 0 | 0 | 0 | 0 | 0 | 0 | 0 | 0 | 0
F1_Commercial_Retail (ID)_New_Food Preparation_Natural Gas_Fryer_E5 | F1 | Commercial | Retail (ID) | New | Food Preparation | Natural Gas | Fryer | E5 | CCE | 0 | 0 | 0 | 0 | 0 | 0 | 0 | 0 | 0 | 0 | 0 | 0 | 0 | 0 | 0 | 0 | 0 | 0 | 0 | 0 | 0 | 0 | 0 | 0 | 0 | 0 | 0
F1_Commercial_Retail (ID)_New_Food Preparation_Natural Gas_Fryer_E6 | F1 | Commercial | Retail (ID) | New | Food Preparation | Natural Gas | Fryer | E6 | CCE | 0 | 0 | 0 | 0 | 0 | 0 | 0 | 0 | 0 | 0 | 0 | 0 | 0 | 0 | 0 | 0 | 0 | 0 | 0 | 0 | 0 | 0 | 0 | 0 | 0 | 0 | 0
F1_Commercial_Retail (ID)_New_Food Preparation_Natural Gas_Fryer_E7 | F1 | Commercial | Retail (ID) | New | Food Preparation | Natural Gas | Fryer | E7 | CCE | 0 | 0 | 0 | 0 | 0 | 0 | 0 | 0 | 0 | 0 | 0 | 0 | 0 | 0 | 0 | 0 | 0 | 0 | 0 | 0 | 0 | 0 | 0 | 0 | 0 | 0 | 0
F1_Commercial_Retail (ID)_New_Food Preparation_Natural Gas_Fryer_E8 | F1 | Commercial | Retail (ID) | New | Food Preparation | Natural Gas | Fryer | E8 | CCE | 0 | 0 | 0 | 0 | 0 | 0 | 0 | 0 | 0 | 0 | 0 | 0 | 0 | 0 | 0 | 0 | 0 | 0 | 0 | 0 | 0 | 0 | 0 | 0 | 0 | 0 | 0
F1_Commercial_Retail (ID)_New_Food Preparation_Natural Gas_Fryer_E9 | F1 | Commercial | Retail (ID) | New | Food Preparation | Natural Gas | Fryer | E9 | CCE | 0 | 0 | 0 | 0 | 0 | 0 | 0 | 0 | 0 | 0 | 0 | 0 | 0 | 0 | 0 | 0 | 0 | 0 | 0 | 0 | 0 | 0 | 0 | 0 | 0 | 0 | 0
F1_Commercial_Retail (ID)_New_Food Preparation_Natural Gas_Fryer_E10 | F1 | Commercial | Retail (ID) | New | Food Preparation | Natural Gas | Fryer | E10 | CCE | 0 | 0 | 0 | 0 | 0 | 0 | 0 | 0 | 0 | 0 | 0 | 0 | 0 | 0 | 0 | 0 | 0 | 0 | 0 | 0 | 0 | 0 | 0 | 0 | 0 | 0 | 0
F2_Commercial_Retail (ID)_New_Food Preparation_Natural Gas_Fryer_E1 | F2 | Commercial | Retail (ID) | New | Food Preparation | Natural Gas | Fryer | E1 | TRC BC Ratio | [24 empty] | 1 | 1 | 1 | bar: 2019 to 2042
F2_Commercial_Retail (ID)_New_Food Preparation_Natural Gas_Fryer_E2 | F2 | Commercial | Retail (ID) | New | Food Preparation | Natural Gas | Fryer | E2 | TRC BC Ratio | 32.3037 | 33.1522 | 34.1046 | 35.1713 | 36.3592 | 37.7644 | 39.1955 | 40.6053 | 41.9612 | 43.3371 | 44.457 | 45.5138 | 46.6445 | 47.7567 | 48.7663 | 49.7219 | 50.594 | 51.4589 | 52.3762 | 53.2766 | 54.2004 | 55.1577 | 56.1263 | 57.1234 | 58.1382 | 59.1711 | 60.2224
F2_Commercial_Retail (ID)_New_Food Preparation_Natural Gas_Fryer_E3 | F2 | Commercial | Retail (ID) | New | Food Preparation | Natural Gas | Fryer | E3 | TRC BC Ratio | 0 | 0 | 0 | 0 | 0 | 0 | 0 | 0 | 0 | 0 | 0 | 0 | 0 | 0 | 0 | 0 | 0 | 0 | 0 | 0 | 0 | 0 | 0 | 0 | 0 | 0 | 0
F2_Commercial_Retail (ID)_New_Food Preparation_Natural Gas_Fryer_E4 | F2 | Commercial | Retail (ID) | New | Food Preparation | Natural Gas | Fryer | E4 | TRC BC Ratio | 0 | 0 | 0 | 0 | 0 | 0 | 0 | 0 | 0 | 0 | 0 | 0 | 0 | 0 | 0 | 0 | 0 | 0 | 0 | 0 | 0 | 0 | 0 | 0 | 0 | 0 | 0
F2_Commercial_Retail (ID)_New_Food Preparation_Natural Gas_Fryer_E5 | F2 | Commercial | Retail (ID) | New | Food Preparation | Natural Gas | Fryer | E5 | TRC BC Ratio | 0 | 0 | 0 | 0 | 0 | 0 | 0 | 0 | 0 | 0 | 0 | 0 | 0 | 0 | 0 | 0 | 0 | 0 | 0 | 0 | 0 | 0 | 0 | 0 | 0 | 0 | 0
F2_Commercial_Retail (ID)_New_Food Preparation_Natural Gas_Fryer_E6 | F2 | Commercial | Retail (ID) | New | Food Preparation | Natural Gas | Fryer | E6 | TRC BC Ratio | 0 | 0 | 0 | 0 | 0 | 0 | 0 | 0 | 0 | 0 | 0 | 0 | 0 | 0 | 0 | 0 | 0 | 0 | 0 | 0 | 0 | 0 | 0 | 0 | 0 | 0 | 0
F2_Commercial_Retail (ID)_New_Food Preparation_Natural Gas_Fryer_E7 | F2 | Commercial | Retail (ID) | New | Food Preparation | Natural Gas | Fryer | E7 | TRC BC Ratio | 0 | 0 | 0 | 0 | 0 | 0 | 0 | 0 | 0 | 0 | 0 | 0 | 0 | 0 | 0 | 0 | 0 | 0 | 0 | 0 | 0 | 0 | 0 | 0 | 0 | 0 | 0
F2_Commercial_Retail (ID)_New_Food Preparation_Natural Gas_Fryer_E8 | F2 | Commercial | Retail (ID) | New | Food Preparation | Natural Gas | Fryer | E8 | TRC BC Ratio | 0 | 0 | 0 | 0 | 0 | 0 | 0 | 0 | 0 | 0 | 0 | 0 | 0 | 0 | 0 | 0 | 0 | 0 | 0 | 0 | 0 | 0 | 0 | 0 | 0 | 0 | 0
F2_Commercial_Retail (ID)_New_Food Preparation_Natural Gas_Fryer_E9 | F2 | Commercial | Retail (ID) | New | Food Preparation | Natural Gas | Fryer | E9 | TRC BC Ratio | 0 | 0 | 0 | 0 | 0 | 0 | 0 | 0 | 0 | 0 | 0 | 0 | 0 | 0 | 0 | 0 | 0 | 0 | 0 | 0 | 0 | 0 | 0 | 0 | 0 | 0 | 0
F2_Commercial_Retail (ID)_New_Food Preparation_Natural Gas_Fryer_E10 | F2 | Commercial | Retail (ID) | New | Food Preparation | Natural Gas | Fryer | E10 | TRC BC Ratio | 0 | 0 | 0 | 0 | 0 | 0 | 0 | 0 | 0 | 0 | 0 | 0 | 0 | 0 | 0 | 0 | 0 | 0 | 0 | 0 | 0 | 0 | 0 | 0 | 0 | 0 | 0
F3_Commercial_Retail (ID)_New_Food Preparation_Natural Gas_Fryer_E1 | F3 | Commercial | Retail (ID) | New | Food Preparation | Natural Gas | Fryer | E1 | PACT BC Ratio | [24 empty] | 1 | 1 | 1 | bar: 2019 to 2042
F3_Commercial_Retail (ID)_New_Food Preparation_Natural Gas_Fryer_E2 | F3 | Commercial | Retail (ID) | New | Food Preparation | Natural Gas | Fryer | E2 | PACT BC Ratio | 63.9732 | 65.6535 | 67.5396 | 69.652 | 72.0045 | 74.7873 | 77.6214 | 80.4134 | 83.0986 | 85.8233 | 88.0411 | 90.134 | 92.3731 | 94.5757 | 96.5751 | 98.4675 | 100.1946 | 101.9075 | 103.7241 | 105.5073 | 107.3366 | 109.2325 | 111.1506 | 113.1253 | 115.135 | 117.1805 | 119.2623
F3_Commercial_Retail (ID)_New_Food Preparation_Natural Gas_Fryer_E3 | F3 | Commercial | Retail (ID) | New | Food Preparation | Natural Gas | Fryer | E3 | PACT BC Ratio | 0 | 0 | 0 | 0 | 0 | 0 | 0 | 0 | 0 | 0 | 0 | 0 | 0 | 0 | 0 | 0 | 0 | 0 | 0 | 0 | 0 | 0 | 0 | 0 | 0 | 0 | 0
F3_Commercial_Retail (ID)_New_Food Preparation_Natural Gas_Fryer_E4 | F3 | Commercial | Retail (ID) | New | Food Preparation | Natural Gas | Fryer | E4 | PACT BC Ratio | 0 | 0 | 0 | 0 | 0 | 0 | 0 | 0 | 0 | 0 | 0 | 0 | 0 | 0 | 0 | 0 | 0 | 0 | 0 | 0 | 0 | 0 | 0 | 0 | 0 | 0 | 0
F3_Commercial_Retail (ID)_New_Food Preparation_Natural Gas_Fryer_E5 | F3 | Commercial | Retail (ID) | New | Food Preparation | Natural Gas | Fryer | E5 | PACT BC Ratio | 0 | 0 | 0 | 0 | 0 | 0 | 0 | 0 | 0 | 0 | 0 | 0 | 0 | 0 | 0 | 0 | 0 | 0 | 0 | 0 | 0 | 0 | 0 | 0 | 0 | 0 | 0
F3_Commercial_Retail (ID)_New_Food Preparation_Natural Gas_Fryer_E6 | F3 | Commercial | Retail (ID) | New | Food Preparation | Natural Gas | Fryer | E6 | PACT BC Ratio | 0 | 0 | 0 | 0 | 0 | 0 | 0 | 0 | 0 | 0 | 0 | 0 | 0 | 0 | 0 | 0 | 0 | 0 | 0 | 0 | 0 | 0 | 0 | 0 | 0 | 0 | 0
F3_Commercial_Retail (ID)_New_Food Preparation_Natural Gas_Fryer_E7 | F3 | Commercial | Retail (ID) | New | Food Preparation | Natural Gas | Fryer | E7 | PACT BC Ratio | 0 | 0 | 0 | 0 | 0 | 0 | 0 | 0 | 0 | 0 | 0 | 0 | 0 | 0 | 0 | 0 | 0 | 0 | 0 | 0 | 0 | 0 | 0 | 0 | 0 | 0 | 0
F3_Commercial_Retail (ID)_New_Food Preparation_Natural Gas_Fryer_E8 | F3 | Commercial | Retail (ID) | New | Food Preparation | Natural Gas | Fryer | E8 | PACT BC Ratio | 0 | 0 | 0 | 0 | 0 | 0 | 0 | 0 | 0 | 0 | 0 | 0 | 0 | 0 | 0 | 0 | 0 | 0 | 0 | 0 | 0 | 0 | 0 | 0 | 0 | 0 | 0
F3_Commercial_Retail (ID)_New_Food Preparation_Natural Gas_Fryer_E9 | F3 | Commercial | Retail (ID) | New | Food Preparation | Natural Gas | Fryer | E9 | PACT BC Ratio | 0 | 0 | 0 | 0 | 0 | 0 | 0 | 0 | 0 | 0 | 0 | 0 | 0 | 0 | 0 | 0 | 0 | 0 | 0 | 0 | 0 | 0 | 0 | 0 | 0 | 0 | 0
F3_Commercial_Retail (ID)_New_Food Preparation_Natural Gas_Fryer_E10 | F3 | Commercial | Retail (ID) | New | Food Preparation | Natural Gas | Fryer | E10 | PACT BC Ratio | 0 | 0 | 0 | 0 | 0 | 0 | 0 | 0 | 0 | 0 | 0 | 0 | 0 | 0 | 0 | 0 | 0 | 0 | 0 | 0 | 0 | 0 | 0 | 0 | 0 | 0 | 0
F4_Commercial_Retail (ID)_New_Food Preparation_Natural Gas_Fryer_E1 | F4 | Commercial | Retail (ID) | New | Food Preparation | Natural Gas | Fryer | E1 | RVT BC Ratio | [24 empty] | 1 | 1 | 1 | bar: 2019 to 2042
F4_Commercial_Retail (ID)_New_Food Preparation_Natural Gas_Fryer_E2 | F4 | Commercial | Retail (ID) | New | Food Preparation | Natural Gas | Fryer | E2 | RVT BC Ratio | 45.5957 | 46.5039 | 47.5263 | 48.6741 | 49.9542 | 51.5016 | 53.037 | 54.4888 | 55.8051 | 57.0872 | 58.4152 | 59.6324 | 60.9325 | 62.1926 | 63.3005 | 64.319 | 65.2081 | 66.0671 | 66.9731 | 67.833 | 68.6984 | 69.9047 | 71.125 | 72.3814 | 73.6601 | 74.9616 | 76.2861
F4_Commercial_Retail (ID)_New_Food Preparation_Natural Gas_Fryer_E3 | F4 | Commercial | Retail (ID) | New | Food Preparation | Natural Gas | Fryer | E3 | RVT BC Ratio | 0 | 0 | 0 | 0 | 0 | 0 | 0 | 0 | 0 | 0 | 0 | 0 | 0 | 0 | 0 | 0 | 0 | 0 | 0 | 0 | 0 | 0 | 0 | 0 | 0 | 0 | 0
F4_Commercial_Retail (ID)_New_Food Preparation_Natural Gas_Fryer_E4 | F4 | Commercial | Retail (ID) | New | Food Preparation | Natural Gas | Fryer | E4 | RVT BC Ratio | 0 | 0 | 0 | 0 | 0 | 0 | 0 | 0 | 0 | 0 | 0 | 0 | 0 | 0 | 0 | 0 | 0 | 0 | 0 | 0 | 0 | 0 | 0 | 0 | 0 | 0 | 0
F4_Commercial_Retail (ID)_New_Food Preparation_Natural Gas_Fryer_E5 | F4 | Commercial | Retail (ID) | New | Food Preparation | Natural Gas | Fryer | E5 | RVT BC Ratio | 0 | 0 | 0 | 0 | 0 | 0 | 0 | 0 | 0 | 0 | 0 | 0 | 0 | 0 | 0 | 0 | 0 | 0 | 0 | 0 | 0 | 0 | 0 | 0 | 0 | 0 | 0
F4_Commercial_Retail (ID)_New_Food Preparation_Natural Gas_Fryer_E6 | F4 | Commercial | Retail (ID) | New | Food Preparation | Natural Gas | Fryer | E6 | RVT BC Ratio | 0 | 0 | 0 | 0 | 0 | 0 | 0 | 0 | 0 | 0 | 0 | 0 | 0 | 0 | 0 | 0 | 0 | 0 | 0 | 0 | 0 | 0 | 0 | 0 | 0 | 0 | 0
F4_Commercial_Retail (ID)_New_Food Preparation_Natural Gas_Fryer_E7 | F4 | Commercial | Retail (ID) | New | Food Preparation | Natural Gas | Fryer | E7 | RVT BC Ratio | 0 | 0 | 0 | 0 | 0 | 0 | 0 | 0 | 0 | 0 | 0 | 0 | 0 | 0 | 0 | 0 | 0 | 0 | 0 | 0 | 0 | 0 | 0 | 0 | 0 | 0 | 0
F4_Commercial_Retail (ID)_New_Food Preparation_Natural Gas_Fryer_E8 | F4 | Commercial | Retail (ID) | New | Food Preparation | Natural Gas | Fryer | E8 | RVT BC Ratio | 0 | 0 | 0 | 0 | 0 | 0 | 0 | 0 | 0 | 0 | 0 | 0 | 0 | 0 | 0 | 0 | 0 | 0 | 0 | 0 | 0 | 0 | 0 | 0 | 0 | 0 | 0
F4_Commercial_Retail (ID)_New_Food Preparation_Natural Gas_Fryer_E9 | F4 | Commercial | Retail (ID) | New | Food Preparation | Natural Gas | Fryer | E9 | RVT BC Ratio | 0 | 0 | 0 | 0 | 0 | 0 | 0 | 0 | 0 | 0 | 0 | 0 | 0 | 0 | 0 | 0 | 0 | 0 | 0 | 0 | 0 | 0 | 0 | 0 | 0 | 0 | 0
F4_Commercial_Retail (ID)_New_Food Preparation_Natural Gas_Fryer_E10 | F4 | Commercial | Retail (ID) | New | Food Preparation | Natural Gas | Fryer | E10 | RVT BC Ratio | 0 | 0 | 0 | 0 | 0 | 0 | 0 | 0 | 0 | 0 | 0 | 0 | 0 | 0 | 0 | 0 | 0 | 0 | 0 | 0 | 0 | 0 | 0 | 0 | 0 | 0 | 0
F5_Commercial_Retail (ID)_New_Food Preparation_Natural Gas_Fryer_E1 | F5 | Commercial | Retail (ID) | New | Food Preparation | Natural Gas | Fryer | E1 | RIM BC Ratio | [24 empty] | 1 | 1 | 1 | bar: 2019 to 2042
F5_Commercial_Retail (ID)_New_Food Preparation_Natural Gas_Fryer_E2 | F5 | Commercial | Retail (ID) | New | Food Preparation | Natural Gas | Fryer | E2 | RIM BC Ratio | 0.84647 | 0.8518 | 0.8575 | 0.86356 | 0.86994 | 0.87652 | 0.88349 | 0.89098 | 0.89909 | 0.90779 | 0.91015 | 0.91283 | 0.91561 | 0.91851 | 0.92156 | 0.92479 | 0.92821 | 0.93185 | 0.93566 | 0.93972 | 0.944 | 0.94415 | 0.94429 | 0.94443 | 0.94457 | 0.9447 | 0.94484
F5_Commercial_Retail (ID)_New_Food Preparation_Natural Gas_Fryer_E3 | F5 | Commercial | Retail (ID) | New | Food Preparation | Natural Gas | Fryer | E3 | RIM BC Ratio | 0 | 0 | 0 | 0 | 0 | 0 | 0 | 0 | 0 | 0 | 0 | 0 | 0 | 0 | 0 | 0 | 0 | 0 | 0 | 0 | 0 | 0 | 0 | 0 | 0 | 0 | 0
F5_Commercial_Retail (ID)_New_Food Preparation_Natural Gas_Fryer_E4 | F5 | Commercial | Retail (ID) | New | Food Preparation | Natural Gas | Fryer | E4 | RIM BC Ratio | 0 | 0 | 0 | 0 | 0 | 0 | 0 | 0 | 0 | 0 | 0 | 0 | 0 | 0 | 0 | 0 | 0 | 0 | 0 | 0 | 0 | 0 | 0 | 0 | 0 | 0 | 0
F5_Commercial_Retail (ID)_New_Food Preparation_Natural Gas_Fryer_E5 | F5 | Commercial | Retail (ID) | New | Food Preparation | Natural Gas | Fryer | E5 | RIM BC Ratio | 0 | 0 | 0 | 0 | 0 | 0 | 0 | 0 | 0 | 0 | 0 | 0 | 0 | 0 | 0 | 0 | 0 | 0 | 0 | 0 | 0 | 0 | 0 | 0 | 0 | 0 | 0
F5_Commercial_Retail (ID)_New_Food Preparation_Natural Gas_Fryer_E6 | F5 | Commercial | Retail (ID) | New | Food Preparation | Natural Gas | Fryer | E6 | RIM BC Ratio | 0 | 0 | 0 | 0 | 0 | 0 | 0 | 0 | 0 | 0 | 0 | 0 | 0 | 0 | 0 | 0 | 0 | 0 | 0 | 0 | 0 | 0 | 0 | 0 | 0 | 0 | 0
F5_Commercial_Retail (ID)_New_Food Preparation_Natural Gas_Fryer_E7 | F5 | Commercial | Retail (ID) | New | Food Preparation | Natural Gas | Fryer | E7 | RIM BC Ratio | 0 | 0 | 0 | 0 | 0 | 0 | 0 | 0 | 0 | 0 | 0 | 0 | 0 | 0 | 0 | 0 | 0 | 0 | 0 | 0 | 0 | 0 | 0 | 0 | 0 | 0 | 0
F5_Commercial_Retail (ID)_New_Food Preparation_Natural Gas_Fryer_E8 | F5 | Commercial | Retail (ID) | New | Food Preparation | Natural Gas | Fryer | E8 | RIM BC Ratio | 0 | 0 | 0 | 0 | 0 | 0 | 0 | 0 | 0 | 0 | 0 | 0 | 0 | 0 | 0 | 0 | 0 | 0 | 0 | 0 | 0 | 0 | 0 | 0 | 0 | 0 | 0
F5_Commercial_Retail (ID)_New_Food Preparation_Natural Gas_Fryer_E9 | F5 | Commercial | Retail (ID) | New | Food Preparation | Natural Gas | Fryer | E9 | RIM BC Ratio | 0 | 0 | 0 | 0 | 0 | 0 | 0 | 0 | 0 | 0 | 0 | 0 | 0 | 0 | 0 | 0 | 0 | 0 | 0 | 0 | 0 | 0 | 0 | 0 | 0 | 0 | 0
F5_Commercial_Retail (ID)_New_Food Preparation_Natural Gas_Fryer_E10 | F5 | Commercial | Retail (ID) | New | Food Preparation | Natural Gas | Fryer | E10 | RIM BC Ratio | 0 | 0 | 0 | 0 | 0 | 0 | 0 | 0 | 0 | 0 | 0 | 0 | 0 | 0 | 0 | 0 | 0 | 0 | 0 | 0 | 0 | 0 | 0 | 0 | 0 | 0 | 0
F0_Commercial_Retail (ID)_New_Food Preparation_Natural Gas_Broiler_E0 | F0 | Commercial | Retail (ID) | New | Food Preparation | Natural Gas | Broiler | E0 | Economic Unit | Standard | Standard | Standard | Standard | Standard | Standard | Standard | Standard | Standard | Standard | Standard | Standard | Standard | Standard | Standard | Standard | Standard | Standard | Standard | Standard | Standard | Standard | Standard | Standard | Standard | Standard | Standard
F1_Commercial_Retail (ID)_New_Food Preparation_Natural Gas_Broiler_E1 | F1 | Commercial | Retail (ID) | New | Food Preparation | Natural Gas | Broiler | E1 | CCE | 0 | 0 | 0 | 0 | 0 | 0 | 0 | 0 | 0 | 0 | 0 | 0 | 0 | 0 | 0 | 0 | 0 | 0 | 0 | 0 | 0 | 0 | 0 | 0 | 0 | 0 | 0
F1_Commercial_Retail (ID)_New_Food Preparation_Natural Gas_Broiler_E2 | F1 | Commercial | Retail (ID) | New | Food Preparation | Natural Gas | Broiler | E2 | CCE | 0.0069043 | 0.0069043 | 0.0069043 | 0.0069043 | 0.0069043 | 0.0069043 | 0.0069043 | 0.0069043 | 0.0069043 | 0.0069043 | 0.0069043 | 0.0069043 | 0.0069043 | 0.0069043 | 0.0069043 | 0.0069043 | 0.0069043 | 0.0069043 | 0.0069043 | 0.0069043 | 0.0069043 | 0.0069043 | 0.0069043 | 0.0069043 | 0.0069043 | 0.0069043 | 0.0069043
F1_Commercial_Retail (ID)_New_Food Preparation_Natural Gas_Broiler_E3 | F1 | Commercial | Retail (ID) | New | Food Preparation | Natural Gas | Broiler | E3 | CCE | 0 | 0 | 0 | 0 | 0 | 0 | 0 | 0 | 0 | 0 | 0 | 0 | 0 | 0 | 0 | 0 | 0 | 0 | 0 | 0 | 0 | 0 | 0 | 0 | 0 | 0 | 0
F1_Commercial_Retail (ID)_New_Food Preparation_Natural Gas_Broiler_E4 | F1 | Commercial | Retail (ID) | New | Food Preparation | Natural Gas | Broiler | E4 | CCE | 0 | 0 | 0 | 0 | 0 | 0 | 0 | 0 | 0 | 0 | 0 | 0 | 0 | 0 | 0 | 0 | 0 | 0 | 0 | 0 | 0 | 0 | 0 | 0 | 0 | 0 | 0
F1_Commercial_Retail (ID)_New_Food Preparation_Natural Gas_Broiler_E5 | F1 | Commercial | Retail (ID) | New | Food Preparation | Natural Gas | Broiler | E5 | CCE | 0 | 0 | 0 | 0 | 0 | 0 | 0 | 0 | 0 | 0 | 0 | 0 | 0 | 0 | 0 | 0 | 0 | 0 | 0 | 0 | 0 | 0 | 0 | 0 | 0 | 0 | 0
F1_Commercial_Retail (ID)_New_Food Preparation_Natural Gas_Broiler_E6 | F1 | Commercial | Retail (ID) | New | Food Preparation | Natural Gas | Broiler | E6 | CCE | 0 | 0 | 0 | 0 | 0 | 0 | 0 | 0 | 0 | 0 | 0 | 0 | 0 | 0 | 0 | 0 | 0 | 0 | 0 | 0 | 0 | 0 | 0 | 0 | 0 | 0 | 0
F1_Commercial_Retail (ID)_New_Food Preparation_Natural Gas_Broiler_E7 | F1 | Commercial | Retail (ID) | New | Food Preparation | Natural Gas | Broiler | E7 | CCE | 0 | 0 | 0 | 0 | 0 | 0 | 0 | 0 | 0 | 0 | 0 | 0 | 0 | 0 | 0 | 0 | 0 | 0 | 0 | 0 | 0 | 0 | 0 | 0 | 0 | 0 | 0
F1_Commercial_Retail (ID)_New_Food Preparation_Natural Gas_Broiler_E8 | F1 | Commercial | Retail (ID) | New | Food Preparation | Natural Gas | Broiler | E8 | CCE | 0 | 0 | 0 | 0 | 0 | 0 | 0 | 0 | 0 | 0 | 0 | 0 | 0 | 0 | 0 | 0 | 0 | 0 | 0 | 0 | 0 | 0 | 0 | 0 | 0 | 0 | 0
F1_Commercial_Retail (ID)_New_Food Preparation_Natural Gas_Broiler_E9 | F1 | Commercial | Retail (ID) | New | Food Preparation | Natural Gas | Broiler | E9 | CCE | 0 | 0 | 0 | 0 | 0 | 0 | 0 | 0 | 0 | 0 | 0 | 0 | 0 | 0 | 0 | 0 | 0 | 0 | 0 | 0 | 0 | 0 | 0 | 0 | 0 | 0 | 0
F1_Commercial_Retail (ID)_New_Food Preparation_Natural Gas_Broiler_E10 | F1 | Commercial | Retail (ID) | New | Food Preparation | Natural Gas | Broiler | E10 | CCE | 0 | 0 | 0 | 0 | 0 | 0 | 0 | 0 | 0 | 0 | 0 | 0 | 0 | 0 | 0 | 0 | 0 | 0 | 0 | 0 | 0 | 0 | 0 | 0 | 0 | 0 | 0
F2_Commercial_Retail (ID)_New_Food Preparation_Natural Gas_Broiler_E1 | F2 | Commercial | Retail (ID) | New | Food Preparation | Natural Gas | Broiler | E1 | TRC BC Ratio | [24 empty] | 1 | 1 | 1 | bar: 2019 to 2042
F2_Commercial_Retail (ID)_New_Food Preparation_Natural Gas_Broiler_E2 | F2 | Commercial | Retail (ID) | New | Food Preparation | Natural Gas | Broiler | E2 | TRC BC Ratio | 0.51548 | 0.52847 | 0.54386 | 0.5615 | 0.58144 | 0.60571 | 0.63069 | 0.65543 | 0.67924 | 0.70339 | 0.7226 | 0.7406 | 0.75994 | 0.77887 | 0.7958 | 0.81164 | 0.82584 | 0.83987 | 0.85485 | 0.86946 | 0.88447 | 0.90008 | 0.91585 | 0.93212 | 0.94868 | 0.96554 | 0.98269
F2_Commercial_Retail (ID)_New_Food Preparation_Natural Gas_Broiler_E3 | F2 | Commercial | Retail (ID) | New | Food Preparation | Natural Gas | Broiler | E3 | TRC BC Ratio | 0 | 0 | 0 | 0 | 0 | 0 | 0 | 0 | 0 | 0 | 0 | 0 | 0 | 0 | 0 | 0 | 0 | 0 | 0 | 0 | 0 | 0 | 0 | 0 | 0 | 0 | 0
F2_Commercial_Retail (ID)_New_Food Preparation_Natural Gas_Broiler_E4 | F2 | Commercial | Retail (ID) | New | Food Preparation | Natural Gas | Broiler | E4 | TRC BC Ratio | 0 | 0 | 0 | 0 | 0 | 0 | 0 | 0 | 0 | 0 | 0 | 0 | 0 | 0 | 0 | 0 | 0 | 0 | 0 | 0 | 0 | 0 | 0 | 0 | 0 | 0 | 0
F2_Commercial_Retail (ID)_New_Food Preparation_Natural Gas_Broiler_E5 | F2 | Commercial | Retail (ID) | New | Food Preparation | Natural Gas | Broiler | E5 | TRC BC Ratio | 0 | 0 | 0 | 0 | 0 | 0 | 0 | 0 | 0 | 0 | 0 | 0 | 0 | 0 | 0 | 0 | 0 | 0 | 0 | 0 | 0 | 0 | 0 | 0 | 0 | 0 | 0
F2_Commercial_Retail (ID)_New_Food Preparation_Natural Gas_Broiler_E6 | F2 | Commercial | Retail (ID) | New | Food Preparation | Natural Gas | Broiler | E6 | TRC BC Ratio | 0 | 0 | 0 | 0 | 0 | 0 | 0 | 0 | 0 | 0 | 0 | 0 | 0 | 0 | 0 | 0 | 0 | 0 | 0 | 0 | 0 | 0 | 0 | 0 | 0 | 0 | 0
F2_Commercial_Retail (ID)_New_Food Preparation_Natural Gas_Broiler_E7 | F2 | Commercial | Retail (ID) | New | Food Preparation | Natural Gas | Broiler | E7 | TRC BC Ratio | 0 | 0 | 0 | 0 | 0 | 0 | 0 | 0 | 0 | 0 | 0 | 0 | 0 | 0 | 0 | 0 | 0 | 0 | 0 | 0 | 0 | 0 | 0 | 0 | 0 | 0 | 0
F2_Commercial_Retail (ID)_New_Food Preparation_Natural Gas_Broiler_E8 | F2 | Commercial | Retail (ID) | New | Food Preparation | Natural Gas | Broiler | E8 | TRC BC Ratio | 0 | 0 | 0 | 0 | 0 | 0 | 0 | 0 | 0 | 0 | 0 | 0 | 0 | 0 | 0 | 0 | 0 | 0 | 0 | 0 | 0 | 0 | 0 | 0 | 0 | 0 | 0
F2_Commercial_Retail (ID)_New_Food Preparation_Natural Gas_Broiler_E9 | F2 | Commercial | Retail (ID) | New | Food Preparation | Natural Gas | Broiler | E9 | TRC BC Ratio | 0 | 0 | 0 | 0 | 0 | 0 | 0 | 0 | 0 | 0 | 0 | 0 | 0 | 0 | 0 | 0 | 0 | 0 | 0 | 0 | 0 | 0 | 0 | 0 | 0 | 0 | 0
F2_Commercial_Retail (ID)_New_Food Preparation_Natural Gas_Broiler_E10 | F2 | Commercial | Retail (ID) | New | Food Preparation | Natural Gas | Broiler | E10 | TRC BC Ratio | 0 | 0 | 0 | 0 | 0 | 0 | 0 | 0 | 0 | 0 | 0 | 0 | 0 | 0 | 0 | 0 | 0 | 0 | 0 | 0 | 0 | 0 | 0 | 0 | 0 | 0 | 0
F3_Commercial_Retail (ID)_New_Food Preparation_Natural Gas_Broiler_E1 | F3 | Commercial | Retail (ID) | New | Food Preparation | Natural Gas | Broiler | E1 | PACT BC Ratio | [24 empty] | 1 | 1 | 1 | bar: 2019 to 2042
F3_Commercial_Retail (ID)_New_Food Preparation_Natural Gas_Broiler_E2 | F3 | Commercial | Retail (ID) | New | Food Preparation | Natural Gas | Broiler | E2 | PACT BC Ratio | 1.0208 | 1.0466 | 1.077 | 1.112 | 1.1515 | 1.1995 | 1.249 | 1.298 | 1.3452 | 1.393 | 1.431 | 1.4667 | 1.505 | 1.5425 | 1.576 | 1.6073 | 1.6355 | 1.6632 | 1.6929 | 1.7218 | 1.7516 | 1.7825 | 1.8137 | 1.8459 | 1.8787 | 1.9121 | 1.9461
F3_Commercial_Retail (ID)_New_Food Preparation_Natural Gas_Broiler_E3 | F3 | Commercial | Retail (ID) | New | Food Preparation | Natural Gas | Broiler | E3 | PACT BC Ratio | 0 | 0 | 0 | 0 | 0 | 0 | 0 | 0 | 0 | 0 | 0 | 0 | 0 | 0 | 0 | 0 | 0 | 0 | 0 | 0 | 0 | 0 | 0 | 0 | 0 | 0 | 0
F3_Commercial_Retail (ID)_New_Food Preparation_Natural Gas_Broiler_E4 | F3 | Commercial | Retail (ID) | New | Food Preparation | Natural Gas | Broiler | E4 | PACT BC Ratio | 0 | 0 | 0 | 0 | 0 | 0 | 0 | 0 | 0 | 0 | 0 | 0 | 0 | 0 | 0 | 0 | 0 | 0 | 0 | 0 | 0 | 0 | 0 | 0 | 0 | 0 | 0
F3_Commercial_Retail (ID)_New_Food Preparation_Natural Gas_Broiler_E5 | F3 | Commercial | Retail (ID) | New | Food Preparation | Natural Gas | Broiler | E5 | PACT BC Ratio | 0 | 0 | 0 | 0 | 0 | 0 | 0 | 0 | 0 | 0 | 0 | 0 | 0 | 0 | 0 | 0 | 0 | 0 | 0 | 0 | 0 | 0 | 0 | 0 | 0 | 0 | 0
F3_Commercial_Retail (ID)_New_Food Preparation_Natural Gas_Broiler_E6 | F3 | Commercial | Retail (ID) | New | Food Preparation | Natural Gas | Broiler | E6 | PACT BC Ratio | 0 | 0 | 0 | 0 | 0 | 0 | 0 | 0 | 0 | 0 | 0 | 0 | 0 | 0 | 0 | 0 | 0 | 0 | 0 | 0 | 0 | 0 | 0 | 0 | 0 | 0 | 0
F3_Commercial_Retail (ID)_New_Food Preparation_Natural Gas_Broiler_E7 | F3 | Commercial | Retail (ID) | New | Food Preparation | Natural Gas | Broiler | E7 | PACT BC Ratio | 0 | 0 | 0 | 0 | 0 | 0 | 0 | 0 | 0 | 0 | 0 | 0 | 0 | 0 | 0 | 0 | 0 | 0 | 0 | 0 | 0 | 0 | 0 | 0 | 0 | 0 | 0
F3_Commercial_Retail (ID)_New_Food Preparation_Natural Gas_Broiler_E8 | F3 | Commercial | Retail (ID) | New | Food Preparation | Natural Gas | Broiler | E8 | PACT BC Ratio | 0 | 0 | 0 | 0 | 0 | 0 | 0 | 0 | 0 | 0 | 0 | 0 | 0 | 0 | 0 | 0 | 0 | 0 | 0 | 0 | 0 | 0 | 0 | 0 | 0 | 0 | 0
F3_Commercial_Retail (ID)_New_Food Preparation_Natural Gas_Broiler_E9 | F3 | Commercial | Retail (ID) | New | Food Preparation | Natural Gas | Broiler | E9 | PACT BC Ratio | 0 | 0 | 0 | 0 | 0 | 0 | 0 | 0 | 0 | 0 | 0 | 0 | 0 | 0 | 0 | 0 | 0 | 0 | 0 | 0 | 0 | 0 | 0 | 0 | 0 | 0 | 0
F3_Commercial_Retail (ID)_New_Food Preparation_Natural Gas_Broiler_E10 | F3 | Commercial | Retail (ID) | New | Food Preparation | Natural Gas | Broiler | E10 | PACT BC Ratio | 0 | 0 | 0 | 0 | 0 | 0 | 0 | 0 | 0 | 0 | 0 | 0 | 0 | 0 | 0 | 0 | 0 | 0 | 0 | 0 | 0 | 0 | 0 | 0 | 0 | 0 | 0
F4_Commercial_Retail (ID)_New_Food Preparation_Natural Gas_Broiler_E1 | F4 | Commercial | Retail (ID) | New | Food Preparation | Natural Gas | Broiler | E1 | RVT BC Ratio | [24 empty] | 1 | 1 | 1 | bar: 2019 to 2042
F4_Commercial_Retail (ID)_New_Food Preparation_Natural Gas_Broiler_E2 | F4 | Commercial | Retail (ID) | New | Food Preparation | Natural Gas | Broiler | E2 | RVT BC Ratio | 1.1345 | 1.1483 | 1.1644 | 1.1833 | 1.2048 | 1.2317 | 1.2588 | 1.2844 | 1.3076 | 1.3301 | 1.3534 | 1.3746 | 1.3969 | 1.4181 | 1.4363 | 1.4527 | 1.4666 | 1.4799 | 1.494 | 1.5072 | 1.5204 | 1.54 | 1.5599 | 1.5804 | 1.6013 | 1.6225 | 1.6441
F4_Commercial_Retail (ID)_New_Food Preparation_Natural Gas_Broiler_E3 | F4 | Commercial | Retail (ID) | New | Food Preparation | Natural Gas | Broiler | E3 | RVT BC Ratio | 0 | 0 | 0 | 0 | 0 | 0 | 0 | 0 | 0 | 0 | 0 | 0 | 0 | 0 | 0 | 0 | 0 | 0 | 0 | 0 | 0 | 0 | 0 | 0 | 0 | 0 | 0
F4_Commercial_Retail (ID)_New_Food Preparation_Natural Gas_Broiler_E4 | F4 | Commercial | Retail (ID) | New | Food Preparation | Natural Gas | Broiler | E4 | RVT BC Ratio | 0 | 0 | 0 | 0 | 0 | 0 | 0 | 0 | 0 | 0 | 0 | 0 | 0 | 0 | 0 | 0 | 0 | 0 | 0 | 0 | 0 | 0 | 0 | 0 | 0 | 0 | 0
F4_Commercial_Retail (ID)_New_Food Preparation_Natural Gas_Broiler_E5 | F4 | Commercial | Retail (ID) | New | Food Preparation | Natural Gas | Broiler | E5 | RVT BC Ratio | 0 | 0 | 0 | 0 | 0 | 0 | 0 | 0 | 0 | 0 | 0 | 0 | 0 | 0 | 0 | 0 | 0 | 0 | 0 | 0 | 0 | 0 | 0 | 0 | 0 | 0 | 0
F4_Commercial_Retail (ID)_New_Food Preparation_Natural Gas_Broiler_E6 | F4 | Commercial | Retail (ID) | New | Food Preparation | Natural Gas | Broiler | E6 | RVT BC Ratio | 0 | 0 | 0 | 0 | 0 | 0 | 0 | 0 | 0 | 0 | 0 | 0 | 0 | 0 | 0 | 0 | 0 | 0 | 0 | 0 | 0 | 0 | 0 | 0 | 0 | 0 | 0
F4_Commercial_Retail (ID)_New_Food Preparation_Natural Gas_Broiler_E7 | F4 | Commercial | Retail (ID) | New | Food Preparation | Natural Gas | Broiler | E7 | RVT BC Ratio | 0 | 0 | 0 | 0 | 0 | 0 | 0 | 0 | 0 | 0 | 0 | 0 | 0 | 0 | 0 | 0 | 0 | 0 | 0 | 0 | 0 | 0 | 0 | 0 | 0 | 0 | 0
F4_Commercial_Retail (ID)_New_Food Preparation_Natural Gas_Broiler_E8 | F4 | Commercial | Retail (ID) | New | Food Preparation | Natural Gas | Broiler | E8 | RVT BC Ratio | 0 | 0 | 0 | 0 | 0 | 0 | 0 | 0 | 0 | 0 | 0 | 0 | 0 | 0 | 0 | 0 | 0 | 0 | 0 | 0 | 0 | 0 | 0 | 0 | 0 | 0 | 0
F4_Commercial_Retail (ID)_New_Food Preparation_Natural Gas_Broiler_E9 | F4 | Commercial | Retail (ID) | New | Food Preparation | Natural Gas | Broiler | E9 | RVT BC Ratio | 0 | 0 | 0 | 0 | 0 | 0 | 0 | 0 | 0 | 0 | 0 | 0 | 0 | 0 | 0 | 0 | 0 | 0 | 0 | 0 | 0 | 0 | 0 | 0 | 0 | 0 | 0
F4_Commercial_Retail (ID)_New_Food Preparation_Natural Gas_Broiler_E10 | F4 | Commercial | Retail (ID) | New | Food Preparation | Natural Gas | Broiler | E10 | RVT BC Ratio | 0 | 0 | 0 | 0 | 0 | 0 | 0 | 0 | 0 | 0 | 0 | 0 | 0 | 0 | 0 | 0 | 0 | 0 | 0 | 0 | 0 | 0 | 0 | 0 | 0 | 0 | 0
F5_Commercial_Retail (ID)_New_Food Preparation_Natural Gas_Broiler_E1 | F5 | Commercial | Retail (ID) | New | Food Preparation | Natural Gas | Broiler | E1 | RIM BC Ratio | [24 empty] | 1 | 1 | 1 | bar: 2019 to 2042
F5_Commercial_Retail (ID)_New_Food Preparation_Natural Gas_Broiler_E2 | F5 | Commercial | Retail (ID) | New | Food Preparation | Natural Gas | Broiler | E2 | RIM BC Ratio | 0.46352 | 0.47035 | 0.47832 | 0.48711 | 0.49667 | 0.50767 | 0.51882 | 0.52986 | 0.54066 | 0.55164 | 0.55821 | 0.56442 | 0.57104 | 0.57762 | 0.58361 | 0.58931 | 0.59463 | 0.59995 | 0.60556 | 0.61116 | 0.61694 | 0.62073 | 0.62447 | 0.62825 | 0.632 | 0.63574 | 0.63945
F5_Commercial_Retail (ID)_New_Food Preparation_Natural Gas_Broiler_E3 | F5 | Commercial | Retail (ID) | New | Food Preparation | Natural Gas | Broiler | E3 | RIM BC Ratio | 0 | 0 | 0 | 0 | 0 | 0 | 0 | 0 | 0 | 0 | 0 | 0 | 0 | 0 | 0 | 0 | 0 | 0 | 0 | 0 | 0 | 0 | 0 | 0 | 0 | 0 | 0
F5_Commercial_Retail (ID)_New_Food Preparation_Natural Gas_Broiler_E4 | F5 | Commercial | Retail (ID) | New | Food Preparation | Natural Gas | Broiler | E4 | RIM BC Ratio | 0 | 0 | 0 | 0 | 0 | 0 | 0 | 0 | 0 | 0 | 0 | 0 | 0 | 0 | 0 | 0 | 0 | 0 | 0 | 0 | 0 | 0 | 0 | 0 | 0 | 0 | 0
F5_Commercial_Retail (ID)_New_Food Preparation_Natural Gas_Broiler_E5 | F5 | Commercial | Retail (ID) | New | Food Preparation | Natural Gas | Broiler | E5 | RIM BC Ratio | 0 | 0 | 0 | 0 | 0 | 0 | 0 | 0 | 0 | 0 | 0 | 0 | 0 | 0 | 0 | 0 | 0 | 0 | 0 | 0 | 0 | 0 | 0 | 0 | 0 | 0 | 0
F5_Commercial_Retail (ID)_New_Food Preparation_Natural Gas_Broiler_E6 | F5 | Commercial | Retail (ID) | New | Food Preparation | Natural Gas | Broiler | E6 | RIM BC Ratio | 0 | 0 | 0 | 0 | 0 | 0 | 0 | 0 | 0 | 0 | 0 | 0 | 0 | 0 | 0 | 0 | 0 | 0 | 0 | 0 | 0 | 0 | 0 | 0 | 0 | 0 | 0
F5_Commercial_Retail (ID)_New_Food Preparation_Natural Gas_Broiler_E7 | F5 | Commercial | Retail (ID) | New | Food Preparation | Natural Gas | Broiler | E7 | RIM BC Ratio | 0 | 0 | 0 | 0 | 0 | 0 | 0 | 0 | 0 | 0 | 0 | 0 | 0 | 0 | 0 | 0 | 0 | 0 | 0 | 0 | 0 | 0 | 0 | 0 | 0 | 0 | 0
F5_Commercial_Retail (ID)_New_Food Preparation_Natural Gas_Broiler_E8 | F5 | Commercial | Retail (ID) | New | Food Preparation | Natural Gas | Broiler | E8 | RIM BC Ratio | 0 | 0 | 0 | 0 | 0 | 0 | 0 | 0 | 0 | 0 | 0 | 0 | 0 | 0 | 0 | 0 | 0 | 0 | 0 | 0 | 0 | 0 | 0 | 0 | 0 | 0 | 0
F5_Commercial_Retail (ID)_New_Food Preparation_Natural Gas_Broiler_E9 | F5 | Commercial | Retail (ID) | New | Food Preparation | Natural Gas | Broiler | E9 | RIM BC Ratio | 0 | 0 | 0 | 0 | 0 | 0 | 0 | 0 | 0 | 0 | 0 | 0 | 0 | 0 | 0 | 0 | 0 | 0 | 0 | 0 | 0 | 0 | 0 | 0 | 0 | 0 | 0
F5_Commercial_Retail (ID)_New_Food Preparation_Natural Gas_Broiler_E10 | F5 | Commercial | Retail (ID) | New | Food Preparation | Natural Gas | Broiler | E10 | RIM BC Ratio | 0 | 0 | 0 | 0 | 0 | 0 | 0 | 0 | 0 | 0 | 0 | 0 | 0 | 0 | 0 | 0 | 0 | 0 | 0 | 0 | 0 | 0 | 0 | 0 | 0 | 0 | 0
F0_Commercial_Retail (ID)_New_Food Preparation_Natural Gas_Griddle_E0 | F0 | Commercial | Retail (ID) | New | Food Preparation | Natural Gas | Griddle | E0 | Economic Unit | Standard | Standard | Standard | ENERGY STAR | ENERGY STAR | ENERGY STAR | ENERGY STAR | ENERGY STAR | ENERGY STAR | ENERGY STAR | ENERGY STAR | ENERGY STAR | ENERGY STAR | ENERGY STAR | ENERGY STAR | ENERGY STAR | ENERGY STAR | ENERGY STAR | ENERGY STAR | ENERGY STAR | ENERGY STAR | ENERGY STAR | ENERGY STAR | ENERGY STAR | ENERGY STAR | ENERGY STAR | ENERGY STAR
F1_Commercial_Retail (ID)_New_Food Preparation_Natural Gas_Griddle_E1 | F1 | Commercial | Retail (ID) | New | Food Preparation | Natural Gas | Griddle | E1 | CCE | 0 | 0 | 0 | 0 | 0 | 0 | 0 | 0 | 0 | 0 | 0 | 0 | 0 | 0 | 0 | 0 | 0 | 0 | 0 | 0 | 0 | 0 | 0 | 0 | 0 | 0 | 0
F1_Commercial_Retail (ID)_New_Food Preparation_Natural Gas_Griddle_E2 | F1 | Commercial | Retail (ID) | New | Food Preparation | Natural Gas | Griddle | E2 | CCE | 0.0038679 | 0.0038679 | 0.0038679 | 0.0038679 | 0.0038679 | 0.0038679 | 0.0038679 | 0.0038679 | 0.0038679 | 0.0038679 | 0.0038679 | 0.0038679 | 0.0038679 | 0.0038679 | 0.0038679 | 0.0038679 | 0.0038679 | 0.0038679 | 0.0038679 | 0.0038679 | 0.0038679 | 0.0038679 | 0.0038679 | 0.0038679 | 0.0038679 | 0.0038679 | 0.0038679
F1_Commercial_Retail (ID)_New_Food Preparation_Natural Gas_Griddle_E3 | F1 | Commercial | Retail (ID) | New | Food Preparation | Natural Gas | Griddle | E3 | CCE | 0 | 0 | 0 | 0 | 0 | 0 | 0 | 0 | 0 | 0 | 0 | 0 | 0 | 0 | 0 | 0 | 0 | 0 | 0 | 0 | 0 | 0 | 0 | 0 | 0 | 0 | 0
F1_Commercial_Retail (ID)_New_Food Preparation_Natural Gas_Griddle_E4 | F1 | Commercial | Retail (ID) | New | Food Preparation | Natural Gas | Griddle | E4 | CCE | 0 | 0 | 0 | 0 | 0 | 0 | 0 | 0 | 0 | 0 | 0 | 0 | 0 | 0 | 0 | 0 | 0 | 0 | 0 | 0 | 0 | 0 | 0 | 0 | 0 | 0 | 0
F1_Commercial_Retail (ID)_New_Food Preparation_Natural Gas_Griddle_E5 | F1 | Commercial | Retail (ID) | New | Food Preparation | Natural Gas | Griddle | E5 | CCE | 0 | 0 | 0 | 0 | 0 | 0 | 0 | 0 | 0 | 0 | 0 | 0 | 0 | 0 | 0 | 0 | 0 | 0 | 0 | 0 | 0 | 0 | 0 | 0 | 0 | 0 | 0
F1_Commercial_Retail (ID)_New_Food Preparation_Natural Gas_Griddle_E6 | F1 | Commercial | Retail (ID) | New | Food Preparation | Natural Gas | Griddle | E6 | CCE | 0 | 0 | 0 | 0 | 0 | 0 | 0 | 0 | 0 | 0 | 0 | 0 | 0 | 0 | 0 | 0 | 0 | 0 | 0 | 0 | 0 | 0 | 0 | 0 | 0 | 0 | 0
F1_Commercial_Retail (ID)_New_Food Preparation_Natural Gas_Griddle_E7 | F1 | Commercial | Retail (ID) | New | Food Preparation | Natural Gas | Griddle | E7 | CCE | 0 | 0 | 0 | 0 | 0 | 0 | 0 | 0 | 0 | 0 | 0 | 0 | 0 | 0 | 0 | 0 | 0 | 0 | 0 | 0 | 0 | 0 | 0 | 0 | 0 | 0 | 0
F1_Commercial_Retail (ID)_New_Food Preparation_Natural Gas_Griddle_E8 | F1 | Commercial | Retail (ID) | New | Food Preparation | Natural Gas | Griddle | E8 | CCE | 0 | 0 | 0 | 0 | 0 | 0 | 0 | 0 | 0 | 0 | 0 | 0 | 0 | 0 | 0 | 0 | 0 | 0 | 0 | 0 | 0 | 0 | 0 | 0 | 0 | 0 | 0
F1_Commercial_Retail (ID)_New_Food Preparation_Natural Gas_Griddle_E9 | F1 | Commercial | Retail (ID) | New | Food Preparation | Natural Gas | Griddle | E9 | CCE | 0 | 0 | 0 | 0 | 0 | 0 | 0 | 0 | 0 | 0 | 0 | 0 | 0 | 0 | 0 | 0 | 0 | 0 | 0 | 0 | 0 | 0 | 0 | 0 | 0 | 0 | 0
F1_Commercial_Retail (ID)_New_Food Preparation_Natural Gas_Griddle_E10 | F1 | Commercial | Retail (ID) | New | Food Preparation | Natural Gas | Griddle | E10 | CCE | 0 | 0 | 0 | 0 | 0 | 0 | 0 | 0 | 0 | 0 | 0 | 0 | 0 | 0 | 0 | 0 | 0 | 0 | 0 | 0 | 0 | 0 | 0 | 0 | 0 | 0 | 0
F2_Commercial_Retail (ID)_New_Food Preparation_Natural Gas_Griddle_E1 | F2 | Commercial | Retail (ID) | New | Food Preparation | Natural Gas | Griddle | E1 | TRC BC Ratio | [24 empty] | 1 | 1 | 1 | bar: 2019 to 2042
F2_Commercial_Retail (ID)_New_Food Preparation_Natural Gas_Griddle_E2 | F2 | Commercial | Retail (ID) | New | Food Preparation | Natural Gas | Griddle | E2 | TRC BC Ratio | 0.92015 | 0.94334 | 0.97081 | 1.0023 | 1.0379 | 1.0812 | 1.1258 | 1.17 | 1.2125 | 1.2556 | 1.2899 | 1.322 | 1.3565 | 1.3903 | 1.4205 | 1.4488 | 1.4742 | 1.4992 | 1.5259 | 1.552 | 1.5788 | 1.6067 | 1.6348 | 1.6639 | 1.6934 | 1.7235 | 1.7542
F2_Commercial_Retail (ID)_New_Food Preparation_Natural Gas_Griddle_E3 | F2 | Commercial | Retail (ID) | New | Food Preparation | Natural Gas | Griddle | E3 | TRC BC Ratio | 0 | 0 | 0 | 0 | 0 | 0 | 0 | 0 | 0 | 0 | 0 | 0 | 0 | 0 | 0 | 0 | 0 | 0 | 0 | 0 | 0 | 0 | 0 | 0 | 0 | 0 | 0
F2_Commercial_Retail (ID)_New_Food Preparation_Natural Gas_Griddle_E4 | F2 | Commercial | Retail (ID) | New | Food Preparation | Natural Gas | Griddle | E4 | TRC BC Ratio | 0 | 0 | 0 | 0 | 0 | 0 | 0 | 0 | 0 | 0 | 0 | 0 | 0 | 0 | 0 | 0 | 0 | 0 | 0 | 0 | 0 | 0 | 0 | 0 | 0 | 0 | 0
F2_Commercial_Retail (ID)_New_Food Preparation_Natural Gas_Griddle_E5 | F2 | Commercial | Retail (ID) | New | Food Preparation | Natural Gas | Griddle | E5 | TRC BC Ratio | 0 | 0 | 0 | 0 | 0 | 0 | 0 | 0 | 0 | 0 | 0 | 0 | 0 | 0 | 0 | 0 | 0 | 0 | 0 | 0 | 0 | 0 | 0 | 0 | 0 | 0 | 0
F2_Commercial_Retail (ID)_New_Food Preparation_Natural Gas_Griddle_E6 | F2 | Commercial | Retail (ID) | New | Food Preparation | Natural Gas | Griddle | E6 | TRC BC Ratio | 0 | 0 | 0 | 0 | 0 | 0 | 0 | 0 | 0 | 0 | 0 | 0 | 0 | 0 | 0 | 0 | 0 | 0 | 0 | 0 | 0 | 0 | 0 | 0 | 0 | 0 | 0
F2_Commercial_Retail (ID)_New_Food Preparation_Natural Gas_Griddle_E7 | F2 | Commercial | Retail (ID) | New | Food Preparation | Natural Gas | Griddle | E7 | TRC BC Ratio | 0 | 0 | 0 | 0 | 0 | 0 | 0 | 0 | 0 | 0 | 0 | 0 | 0 | 0 | 0 | 0 | 0 | 0 | 0 | 0 | 0 | 0 | 0 | 0 | 0 | 0 | 0
F2_Commercial_Retail (ID)_New_Food Preparation_Natural Gas_Griddle_E8 | F2 | Commercial | Retail (ID) | New | Food Preparation | Natural Gas | Griddle | E8 | TRC BC Ratio | 0 | 0 | 0 | 0 | 0 | 0 | 0 | 0 | 0 | 0 | 0 | 0 | 0 | 0 | 0 | 0 | 0 | 0 | 0 | 0 | 0 | 0 | 0 | 0 | 0 | 0 | 0
F2_Commercial_Retail (ID)_New_Food Preparation_Natural Gas_Griddle_E9 | F2 | Commercial | Retail (ID) | New | Food Preparation | Natural Gas | Griddle | E9 | TRC BC Ratio | 0 | 0 | 0 | 0 | 0 | 0 | 0 | 0 | 0 | 0 | 0 | 0 | 0 | 0 | 0 | 0 | 0 | 0 | 0 | 0 | 0 | 0 | 0 | 0 | 0 | 0 | 0
F2_Commercial_Retail (ID)_New_Food Preparation_Natural Gas_Griddle_E10 | F2 | Commercial | Retail (ID) | New | Food Preparation | Natural Gas | Griddle | E10 | TRC BC Ratio | 0 | 0 | 0 | 0 | 0 | 0 | 0 | 0 | 0 | 0 | 0 | 0 | 0 | 0 | 0 | 0 | 0 | 0 | 0 | 0 | 0 | 0 | 0 | 0 | 0 | 0 | 0
F3_Commercial_Retail (ID)_New_Food Preparation_Natural Gas_Griddle_E1 | F3 | Commercial | Retail (ID) | New | Food Preparation | Natural Gas | Griddle | E1 | PACT BC Ratio | [24 empty] | 1 | 1 | 1 | bar: 2019 to 2042
F3_Commercial_Retail (ID)_New_Food Preparation_Natural Gas_Griddle_E2 | F3 | Commercial | Retail (ID) | New | Food Preparation | Natural Gas | Griddle | E2 | PACT BC Ratio | 1.8222 | 1.8682 | 1.9226 | 1.9849 | 2.0554 | 2.1412 | 2.2295 | 2.317 | 2.4012 | 2.4865 | 2.5544 | 2.6181 | 2.6864 | 2.7533 | 2.8132 | 2.8692 | 2.9194 | 2.969 | 3.0219 | 3.0736 | 3.1267 | 3.1818 | 3.2376 | 3.2951 | 3.3536 | 3.4132 | 3.4739
F3_Commercial_Retail (ID)_New_Food Preparation_Natural Gas_Griddle_E3 | F3 | Commercial | Retail (ID) | New | Food Preparation | Natural Gas | Griddle | E3 | PACT BC Ratio | 0 | 0 | 0 | 0 | 0 | 0 | 0 | 0 | 0 | 0 | 0 | 0 | 0 | 0 | 0 | 0 | 0 | 0 | 0 | 0 | 0 | 0 | 0 | 0 | 0 | 0 | 0
F3_Commercial_Retail (ID)_New_Food Preparation_Natural Gas_Griddle_E4 | F3 | Commercial | Retail (ID) | New | Food Preparation | Natural Gas | Griddle | E4 | PACT BC Ratio | 0 | 0 | 0 | 0 | 0 | 0 | 0 | 0 | 0 | 0 | 0 | 0 | 0 | 0 | 0 | 0 | 0 | 0 | 0 | 0 | 0 | 0 | 0 | 0 | 0 | 0 | 0
F3_Commercial_Retail (ID)_New_Food Preparation_Natural Gas_Griddle_E5 | F3 | Commercial | Retail (ID) | New | Food Preparation | Natural Gas | Griddle | E5 | PACT BC Ratio | 0 | 0 | 0 | 0 | 0 | 0 | 0 | 0 | 0 | 0 | 0 | 0 | 0 | 0 | 0 | 0 | 0 | 0 | 0 | 0 | 0 | 0 | 0 | 0 | 0 | 0 | 0
F3_Commercial_Retail (ID)_New_Food Preparation_Natural Gas_Griddle_E6 | F3 | Commercial | Retail (ID) | New | Food Preparation | Natural Gas | Griddle | E6 | PACT BC Ratio | 0 | 0 | 0 | 0 | 0 | 0 | 0 | 0 | 0 | 0 | 0 | 0 | 0 | 0 | 0 | 0 | 0 | 0 | 0 | 0 | 0 | 0 | 0 | 0 | 0 | 0 | 0
F3_Commercial_Retail (ID)_New_Food Preparation_Natural Gas_Griddle_E7 | F3 | Commercial | Retail (ID) | New | Food Preparation | Natural Gas | Griddle | E7 | PACT BC Ratio | 0 | 0 | 0 | 0 | 0 | 0 | 0 | 0 | 0 | 0 | 0 | 0 | 0 | 0 | 0 | 0 | 0 | 0 | 0 | 0 | 0 | 0 | 0 | 0 | 0 | 0 | 0
F3_Commercial_Retail (ID)_New_Food Preparation_Natural Gas_Griddle_E8 | F3 | Commercial | Retail (ID) | New | Food Preparation | Natural Gas | Griddle | E8 | PACT BC Ratio | 0 | 0 | 0 | 0 | 0 | 0 | 0 | 0 | 0 | 0 | 0 | 0 | 0 | 0 | 0 | 0 | 0 | 0 | 0 | 0 | 0 | 0 | 0 | 0 | 0 | 0 | 0
F3_Commercial_Retail (ID)_New_Food Preparation_Natural Gas_Griddle_E9 | F3 | Commercial | Retail (ID) | New | Food Preparation | Natural Gas | Griddle | E9 | PACT BC Ratio | 0 | 0 | 0 | 0 | 0 | 0 | 0 | 0 | 0 | 0 | 0 | 0 | 0 | 0 | 0 | 0 | 0 | 0 | 0 | 0 | 0 | 0 | 0 | 0 | 0 | 0 | 0
F3_Commercial_Retail (ID)_New_Food Preparation_Natural Gas_Griddle_E10 | F3 | Commercial | Retail (ID) | New | Food Preparation | Natural Gas | Griddle | E10 | PACT BC Ratio | 0 | 0 | 0 | 0 | 0 | 0 | 0 | 0 | 0 | 0 | 0 | 0 | 0 | 0 | 0 | 0 | 0 | 0 | 0 | 0 | 0 | 0 | 0 | 0 | 0 | 0 | 0
F4_Commercial_Retail (ID)_New_Food Preparation_Natural Gas_Griddle_E1 | F4 | Commercial | Retail (ID) | New | Food Preparation | Natural Gas | Griddle | E1 | RVT BC Ratio | [24 empty] | 1 | 1 | 1 | bar: 2019 to 2042
F4_Commercial_Retail (ID)_New_Food Preparation_Natural Gas_Griddle_E2 | F4 | Commercial | Retail (ID) | New | Food Preparation | Natural Gas | Griddle | E2 | RVT BC Ratio | 1.7064 | 1.731 | 1.7599 | 1.7935 | 1.832 | 1.88 | 1.9282 | 1.974 | 2.0154 | 2.0556 | 2.0972 | 2.135 | 2.1749 | 2.2127 | 2.2452 | 2.2745 | 2.2993 | 2.323 | 2.3482 | 2.3717 | 2.3953 | 2.4304 | 2.4658 | 2.5024 | 2.5397 | 2.5776 | 2.6162
F4_Commercial_Retail (ID)_New_Food Preparation_Natural Gas_Griddle_E3 | F4 | Commercial | Retail (ID) | New | Food Preparation | Natural Gas | Griddle | E3 | RVT BC Ratio | 0 | 0 | 0 | 0 | 0 | 0 | 0 | 0 | 0 | 0 | 0 | 0 | 0 | 0 | 0 | 0 | 0 | 0 | 0 | 0 | 0 | 0 | 0 | 0 | 0 | 0 | 0
F4_Commercial_Retail (ID)_New_Food Preparation_Natural Gas_Griddle_E4 | F4 | Commercial | Retail (ID) | New | Food Preparation | Natural Gas | Griddle | E4 | RVT BC Ratio | 0 | 0 | 0 | 0 | 0 | 0 | 0 | 0 | 0 | 0 | 0 | 0 | 0 | 0 | 0 | 0 | 0 | 0 | 0 | 0 | 0 | 0 | 0 | 0 | 0 | 0 | 0
F4_Commercial_Retail (ID)_New_Food Preparation_Natural Gas_Griddle_E5 | F4 | Commercial | Retail (ID) | New | Food Preparation | Natural Gas | Griddle | E5 | RVT BC Ratio | 0 | 0 | 0 | 0 | 0 | 0 | 0 | 0 | 0 | 0 | 0 | 0 | 0 | 0 | 0 | 0 | 0 | 0 | 0 | 0 | 0 | 0 | 0 | 0 | 0 | 0 | 0
F4_Commercial_Retail (ID)_New_Food Preparation_Natural Gas_Griddle_E6 | F4 | Commercial | Retail (ID) | New | Food Preparation | Natural Gas | Griddle | E6 | RVT BC Ratio | 0 | 0 | 0 | 0 | 0 | 0 | 0 | 0 | 0 | 0 | 0 | 0 | 0 | 0 | 0 | 0 | 0 | 0 | 0 | 0 | 0 | 0 | 0 | 0 | 0 | 0 | 0
F4_Commercial_Retail (ID)_New_Food Preparation_Natural Gas_Griddle_E7 | F4 | Commercial | Retail (ID) | New | Food Preparation | Natural Gas | Griddle | E7 | RVT BC Ratio | 0 | 0 | 0 | 0 | 0 | 0 | 0 | 0 | 0 | 0 | 0 | 0 | 0 | 0 | 0 | 0 | 0 | 0 | 0 | 0 | 0 | 0 | 0 | 0 | 0 | 0 | 0
F4_Commercial_Retail (ID)_New_Food Preparation_Natural Gas_Griddle_E8 | F4 | Commercial | Retail (ID) | New | Food Preparation | Natural Gas | Griddle | E8 | RVT BC Ratio | 0 | 0 | 0 | 0 | 0 | 0 | 0 | 0 | 0 | 0 | 0 | 0 | 0 | 0 | 0 | 0 | 0 | 0 | 0 | 0 | 0 | 0 | 0 | 0 | 0 | 0 | 0
F4_Commercial_Retail (ID)_New_Food Preparation_Natural Gas_Griddle_E9 | F4 | Commercial | Retail (ID) | New | Food Preparation | Natural Gas | Griddle | E9 | RVT BC Ratio | 0 | 0 | 0 | 0 | 0 | 0 | 0 | 0 | 0 | 0 | 0 | 0 | 0 | 0 | 0 | 0 | 0 | 0 | 0 | 0 | 0 | 0 | 0 | 0 | 0 | 0 | 0
F4_Commercial_Retail (ID)_New_Food Preparation_Natural Gas_Griddle_E10 | F4 | Commercial | Retail (ID) | New | Food Preparation | Natural Gas | Griddle | E10 | RVT BC Ratio | 0 | 0 | 0 | 0 | 0 | 0 | 0 | 0 | 0 | 0 | 0 | 0 | 0 | 0 | 0 | 0 | 0 | 0 | 0 | 0 | 0 | 0 | 0 | 0 | 0 | 0 | 0
F5_Commercial_Retail (ID)_New_Food Preparation_Natural Gas_Griddle_E1 | F5 | Commercial | Retail (ID) | New | Food Preparation | Natural Gas | Griddle | E1 | RIM BC Ratio | [24 empty] | 1 | 1 | 1 | bar: 2019 to 2042
F5_Commercial_Retail (ID)_New_Food Preparation_Natural Gas_Griddle_E2 | F5 | Commercial | Retail (ID) | New | Food Preparation | Natural Gas | Griddle | E2 | RIM BC Ratio | 0.57918 | 0.58622 | 0.59442 | 0.60335 | 0.61294 | 0.62377 | 0.63478 | 0.6458 | 0.65675 | 0.66799 | 0.6738 | 0.6794 | 0.68542 | 0.6915 | 0.69715 | 0.7026 | 0.7078 | 0.71307 | 0.71861 | 0.72421 | 0.73002 | 0.73298 | 0.7359 | 0.73884 | 0.74174 | 0.74461 | 0.74746
F5_Commercial_Retail (ID)_New_Food Preparation_Natural Gas_Griddle_E3 | F5 | Commercial | Retail (ID) | New | Food Preparation | Natural Gas | Griddle | E3 | RIM BC Ratio | 0 | 0 | 0 | 0 | 0 | 0 | 0 | 0 | 0 | 0 | 0 | 0 | 0 | 0 | 0 | 0 | 0 | 0 | 0 | 0 | 0 | 0 | 0 | 0 | 0 | 0 | 0
F5_Commercial_Retail (ID)_New_Food Preparation_Natural Gas_Griddle_E4 | F5 | Commercial | Retail (ID) | New | Food Preparation | Natural Gas | Griddle | E4 | RIM BC Ratio | 0 | 0 | 0 | 0 | 0 | 0 | 0 | 0 | 0 | 0 | 0 | 0 | 0 | 0 | 0 | 0 | 0 | 0 | 0 | 0 | 0 | 0 | 0 | 0 | 0 | 0 | 0
F5_Commercial_Retail (ID)_New_Food Preparation_Natural Gas_Griddle_E5 | F5 | Commercial | Retail (ID) | New | Food Preparation | Natural Gas | Griddle | E5 | RIM BC Ratio | 0 | 0 | 0 | 0 | 0 | 0 | 0 | 0 | 0 | 0 | 0 | 0 | 0 | 0 | 0 | 0 | 0 | 0 | 0 | 0 | 0 | 0 | 0 | 0 | 0 | 0 | 0
F5_Commercial_Retail (ID)_New_Food Preparation_Natural Gas_Griddle_E6 | F5 | Commercial | Retail (ID) | New | Food Preparation | Natural Gas | Griddle | E6 | RIM BC Ratio | 0 | 0 | 0 | 0 | 0 | 0 | 0 | 0 | 0 | 0 | 0 | 0 | 0 | 0 | 0 | 0 | 0 | 0 | 0 | 0 | 0 | 0 | 0 | 0 | 0 | 0 | 0
F5_Commercial_Retail (ID)_New_Food Preparation_Natural Gas_Griddle_E7 | F5 | Commercial | Retail (ID) | New | Food Preparation | Natural Gas | Griddle | E7 | RIM BC Ratio | 0 | 0 | 0 | 0 | 0 | 0 | 0 | 0 | 0 | 0 | 0 | 0 | 0 | 0 | 0 | 0 | 0 | 0 | 0 | 0 | 0 | 0 | 0 | 0 | 0 | 0 | 0
F5_Commercial_Retail (ID)_New_Food Preparation_Natural Gas_Griddle_E8 | F5 | Commercial | Retail (ID) | New | Food Preparation | Natural Gas | Griddle | E8 | RIM BC Ratio | 0 | 0 | 0 | 0 | 0 | 0 | 0 | 0 | 0 | 0 | 0 | 0 | 0 | 0 | 0 | 0 | 0 | 0 | 0 | 0 | 0 | 0 | 0 | 0 | 0 | 0 | 0
F5_Commercial_Retail (ID)_New_Food Preparation_Natural Gas_Griddle_E9 | F5 | Commercial | Retail (ID) | New | Food Preparation | Natural Gas | Griddle | E9 | RIM BC Ratio | 0 | 0 | 0 | 0 | 0 | 0 | 0 | 0 | 0 | 0 | 0 | 0 | 0 | 0 | 0 | 0 | 0 | 0 | 0 | 0 | 0 | 0 | 0 | 0 | 0 | 0 | 0
F5_Commercial_Retail (ID)_New_Food Preparation_Natural Gas_Griddle_E10 | F5 | Commercial | Retail (ID) | New | Food Preparation | Natural Gas | Griddle | E10 | RIM BC Ratio | 0 | 0 | 0 | 0 | 0 | 0 | 0 | 0 | 0 | 0 | 0 | 0 | 0 | 0 | 0 | 0 | 0 | 0 | 0 | 0 | 0 | 0 | 0 | 0 | 0 | 0 | 0
F0_Commercial_Retail (ID)_New_Food Preparation_Natural Gas_Range_E0 | F0 | Commercial | Retail (ID) | New | Food Preparation | Natural Gas | Range | E0 | Economic Unit | High Efficiency | High Efficiency | High Efficiency | High Efficiency | High Efficiency | High Efficiency | High Efficiency | High Efficiency | High Efficiency | High Efficiency | High Efficiency | High Efficiency | High Efficiency | High Efficiency | High Efficiency | High Efficiency | High Efficiency | High Efficiency | High Efficiency | High Efficiency | High Efficiency | High Efficiency | High Efficiency | High Efficiency | High Efficiency | High Efficiency | High Efficiency
F1_Commercial_Retail (ID)_New_Food Preparation_Natural Gas_Range_E1 | F1 | Commercial | Retail (ID) | New | Food Preparation | Natural Gas | Range | E1 | CCE | 0 | 0 | 0 | 0 | 0 | 0 | 0 | 0 | 0 | 0 | 0 | 0 | 0 | 0 | 0 | 0 | 0 | 0 | 0 | 0 | 0 | 0 | 0 | 0 | 0 | 0 | 0
F1_Commercial_Retail (ID)_New_Food Preparation_Natural Gas_Range_E2 | F1 | Commercial | Retail (ID) | New | Food Preparation | Natural Gas | Range | E2 | CCE | 0.0010372 | 0.0010372 | 0.0010372 | 0.0010372 | 0.0010372 | 0.0010372 | 0.0010372 | 0.0010372 | 0.0010372 | 0.0010372 | 0.0010372 | 0.0010372 | 0.0010372 | 0.0010372 | 0.0010372 | 0.0010372 | 0.0010372 | 0.0010372 | 0.0010372 | 0.0010372 | 0.0010372 | 0.0010372 | 0.0010372 | 0.0010372 | 0.0010372 | 0.0010372 | 0.0010372
F1_Commercial_Retail (ID)_New_Food Preparation_Natural Gas_Range_E3 | F1 | Commercial | Retail (ID) | New | Food Preparation | Natural Gas | Range | E3 | CCE | 0 | 0 | 0 | 0 | 0 | 0 | 0 | 0 | 0 | 0 | 0 | 0 | 0 | 0 | 0 | 0 | 0 | 0 | 0 | 0 | 0 | 0 | 0 | 0 | 0 | 0 | 0
F1_Commercial_Retail (ID)_New_Food Preparation_Natural Gas_Range_E4 | F1 | Commercial | Retail (ID) | New | Food Preparation | Natural Gas | Range | E4 | CCE | 0 | 0 | 0 | 0 | 0 | 0 | 0 | 0 | 0 | 0 | 0 | 0 | 0 | 0 | 0 | 0 | 0 | 0 | 0 | 0 | 0 | 0 | 0 | 0 | 0 | 0 | 0
F1_Commercial_Retail (ID)_New_Food Preparation_Natural Gas_Range_E5 | F1 | Commercial | Retail (ID) | New | Food Preparation | Natural Gas | Range | E5 | CCE | 0 | 0 | 0 | 0 | 0 | 0 | 0 | 0 | 0 | 0 | 0 | 0 | 0 | 0 | 0 | 0 | 0 | 0 | 0 | 0 | 0 | 0 | 0 | 0 | 0 | 0 | 0
F1_Commercial_Retail (ID)_New_Food Preparation_Natural Gas_Range_E6 | F1 | Commercial | Retail (ID) | New | Food Preparation | Natural Gas | Range | E6 | CCE | 0 | 0 | 0 | 0 | 0 | 0 | 0 | 0 | 0 | 0 | 0 | 0 | 0 | 0 | 0 | 0 | 0 | 0 | 0 | 0 | 0 | 0 | 0 | 0 | 0 | 0 | 0
F1_Commercial_Retail (ID)_New_Food Preparation_Natural Gas_Range_E7 | F1 | Commercial | Retail (ID) | New | Food Preparation | Natural Gas | Range | E7 | CCE | 0 | 0 | 0 | 0 | 0 | 0 | 0 | 0 | 0 | 0 | 0 | 0 | 0 | 0 | 0 | 0 | 0 | 0 | 0 | 0 | 0 | 0 | 0 | 0 | 0 | 0 | 0
F1_Commercial_Retail (ID)_New_Food Preparation_Natural Gas_Range_E8 | F1 | Commercial | Retail (ID) | New | Food Preparation | Natural Gas | Range | E8 | CCE | 0 | 0 | 0 | 0 | 0 | 0 | 0 | 0 | 0 | 0 | 0 | 0 | 0 | 0 | 0 | 0 | 0 | 0 | 0 | 0 | 0 | 0 | 0 | 0 | 0 | 0 | 0
F1_Commercial_Retail (ID)_New_Food Preparation_Natural Gas_Range_E9 | F1 | Commercial | Retail (ID) | New | Food Preparation | Natural Gas | Range | E9 | CCE | 0 | 0 | 0 | 0 | 0 | 0 | 0 | 0 | 0 | 0 | 0 | 0 | 0 | 0 | 0 | 0 | 0 | 0 | 0 | 0 | 0 | 0 | 0 | 0 | 0 | 0 | 0
F1_Commercial_Retail (ID)_New_Food Preparation_Natural Gas_Range_E10 | F1 | Commercial | Retail (ID) | New | Food Preparation | Natural Gas | Range | E10 | CCE | 0 | 0 | 0 | 0 | 0 | 0 | 0 | 0 | 0 | 0 | 0 | 0 | 0 | 0 | 0 | 0 | 0 | 0 | 0 | 0 | 0 | 0 | 0 | 0 | 0 | 0 | 0
F2_Commercial_Retail (ID)_New_Food Preparation_Natural Gas_Range_E1 | F2 | Commercial | Retail (ID) | New | Food Preparation | Natural Gas | Range | E1 | TRC BC Ratio | [24 empty] | 1 | 1 | 1 | bar: 2019 to 2042
F2_Commercial_Retail (ID)_New_Food Preparation_Natural Gas_Range_E2 | F2 | Commercial | Retail (ID) | New | Food Preparation | Natural Gas | Range | E2 | TRC BC Ratio | 3.3438 | 3.421 | 3.5181 | 3.6326 | 3.7658 | 3.9338 | 4.1088 | 4.2833 | 4.4516 | 4.6222 | 4.7553 | 4.8792 | 5.0127 | 5.1428 | 5.2575 | 5.3637 | 5.4574 | 5.5495 | 5.6485 | 5.7445 | 5.8433 | 5.9463 | 6.0503 | 6.1578 | 6.2672 | 6.3786 | 6.4919
F2_Commercial_Retail (ID)_New_Food Preparation_Natural Gas_Range_E3 | F2 | Commercial | Retail (ID) | New | Food Preparation | Natural Gas | Range | E3 | TRC BC Ratio | 0 | 0 | 0 | 0 | 0 | 0 | 0 | 0 | 0 | 0 | 0 | 0 | 0 | 0 | 0 | 0 | 0 | 0 | 0 | 0 | 0 | 0 | 0 | 0 | 0 | 0 | 0
F2_Commercial_Retail (ID)_New_Food Preparation_Natural Gas_Range_E4 | F2 | Commercial | Retail (ID) | New | Food Preparation | Natural Gas | Range | E4 | TRC BC Ratio | 0 | 0 | 0 | 0 | 0 | 0 | 0 | 0 | 0 | 0 | 0 | 0 | 0 | 0 | 0 | 0 | 0 | 0 | 0 | 0 | 0 | 0 | 0 | 0 | 0 | 0 | 0
F2_Commercial_Retail (ID)_New_Food Preparation_Natural Gas_Range_E5 | F2 | Commercial | Retail (ID) | New | Food Preparation | Natural Gas | Range | E5 | TRC BC Ratio | 0 | 0 | 0 | 0 | 0 | 0 | 0 | 0 | 0 | 0 | 0 | 0 | 0 | 0 | 0 | 0 | 0 | 0 | 0 | 0 | 0 | 0 | 0 | 0 | 0 | 0 | 0
F2_Commercial_Retail (ID)_New_Food Preparation_Natural Gas_Range_E6 | F2 | Commercial | Retail (ID) | New | Food Preparation | Natural Gas | Range | E6 | TRC BC Ratio | 0 | 0 | 0 | 0 | 0 | 0 | 0 | 0 | 0 | 0 | 0 | 0 | 0 | 0 | 0 | 0 | 0 | 0 | 0 | 0 | 0 | 0 | 0 | 0 | 0 | 0 | 0
F2_Commercial_Retail (ID)_New_Food Preparation_Natural Gas_Range_E7 | F2 | Commercial | Retail (ID) | New | Food Preparation | Natural Gas | Range | E7 | TRC BC Ratio | 0 | 0 | 0 | 0 | 0 | 0 | 0 | 0 | 0 | 0 | 0 | 0 | 0 | 0 | 0 | 0 | 0 | 0 | 0 | 0 | 0 | 0 | 0 | 0 | 0 | 0 | 0
F2_Commercial_Retail (ID)_New_Food Preparation_Natural Gas_Range_E8 | F2 | Commercial | Retail (ID) | New | Food Preparation | Natural Gas | Range | E8 | TRC BC Ratio | 0 | 0 | 0 | 0 | 0 | 0 | 0 | 0 | 0 | 0 | 0 | 0 | 0 | 0 | 0 | 0 | 0 | 0 | 0 | 0 | 0 | 0 | 0 | 0 | 0 | 0 | 0
F2_Commercial_Retail (ID)_New_Food Preparation_Natural Gas_Range_E9 | F2 | Commercial | Retail (ID) | New | Food Preparation | Natural Gas | Range | E9 | TRC BC Ratio | 0 | 0 | 0 | 0 | 0 | 0 | 0 | 0 | 0 | 0 | 0 | 0 | 0 | 0 | 0 | 0 | 0 | 0 | 0 | 0 | 0 | 0 | 0 | 0 | 0 | 0 | 0
F2_Commercial_Retail (ID)_New_Food Preparation_Natural Gas_Range_E10 | F2 | Commercial | Retail (ID) | New | Food Preparation | Natural Gas | Range | E10 | TRC BC Ratio | 0 | 0 | 0 | 0 | 0 | 0 | 0 | 0 | 0 | 0 | 0 | 0 | 0 | 0 | 0 | 0 | 0 | 0 | 0 | 0 | 0 | 0 | 0 | 0 | 0 | 0 | 0
F3_Commercial_Retail (ID)_New_Food Preparation_Natural Gas_Range_E1 | F3 | Commercial | Retail (ID) | New | Food Preparation | Natural Gas | Range | E1 | PACT BC Ratio | [24 empty] | 1 | 1 | 1 | bar: 2019 to 2042
F3_Commercial_Retail (ID)_New_Food Preparation_Natural Gas_Range_E2 | F3 | Commercial | Retail (ID) | New | Food Preparation | Natural Gas | Range | E2 | PACT BC Ratio | 6.6219 | 6.7748 | 6.9671 | 7.1939 | 7.4577 | 7.7904 | 8.1369 | 8.4825 | 8.8157 | 9.1536 | 9.4172 | 9.6625 | 9.927 | 10.1846 | 10.4117 | 10.6221 | 10.8076 | 10.99 | 11.1861 | 11.3763 | 11.5719 | 11.7759 | 11.9819 | 12.1947 | 12.4114 | 12.6319 | 12.8563
F3_Commercial_Retail (ID)_New_Food Preparation_Natural Gas_Range_E3 | F3 | Commercial | Retail (ID) | New | Food Preparation | Natural Gas | Range | E3 | PACT BC Ratio | 0 | 0 | 0 | 0 | 0 | 0 | 0 | 0 | 0 | 0 | 0 | 0 | 0 | 0 | 0 | 0 | 0 | 0 | 0 | 0 | 0 | 0 | 0 | 0 | 0 | 0 | 0
F3_Commercial_Retail (ID)_New_Food Preparation_Natural Gas_Range_E4 | F3 | Commercial | Retail (ID) | New | Food Preparation | Natural Gas | Range | E4 | PACT BC Ratio | 0 | 0 | 0 | 0 | 0 | 0 | 0 | 0 | 0 | 0 | 0 | 0 | 0 | 0 | 0 | 0 | 0 | 0 | 0 | 0 | 0 | 0 | 0 | 0 | 0 | 0 | 0
F3_Commercial_Retail (ID)_New_Food Preparation_Natural Gas_Range_E5 | F3 | Commercial | Retail (ID) | New | Food Preparation | Natural Gas | Range | E5 | PACT BC Ratio | 0 | 0 | 0 | 0 | 0 | 0 | 0 | 0 | 0 | 0 | 0 | 0 | 0 | 0 | 0 | 0 | 0 | 0 | 0 | 0 | 0 | 0 | 0 | 0 | 0 | 0 | 0
F3_Commercial_Retail (ID)_New_Food Preparation_Natural Gas_Range_E6 | F3 | Commercial | Retail (ID) | New | Food Preparation | Natural Gas | Range | E6 | PACT BC Ratio | 0 | 0 | 0 | 0 | 0 | 0 | 0 | 0 | 0 | 0 | 0 | 0 | 0 | 0 | 0 | 0 | 0 | 0 | 0 | 0 | 0 | 0 | 0 | 0 | 0 | 0 | 0
F3_Commercial_Retail (ID)_New_Food Preparation_Natural Gas_Range_E7 | F3 | Commercial | Retail (ID) | New | Food Preparation | Natural Gas | Range | E7 | PACT BC Ratio | 0 | 0 | 0 | 0 | 0 | 0 | 0 | 0 | 0 | 0 | 0 | 0 | 0 | 0 | 0 | 0 | 0 | 0 | 0 | 0 | 0 | 0 | 0 | 0 | 0 | 0 | 0
F3_Commercial_Retail (ID)_New_Food Preparation_Natural Gas_Range_E8 | F3 | Commercial | Retail (ID) | New | Food Preparation | Natural Gas | Range | E8 | PACT BC Ratio | 0 | 0 | 0 | 0 | 0 | 0 | 0 | 0 | 0 | 0 | 0 | 0 | 0 | 0 | 0 | 0 | 0 | 0 | 0 | 0 | 0 | 0 | 0 | 0 | 0 | 0 | 0
F3_Commercial_Retail (ID)_New_Food Preparation_Natural Gas_Range_E9 | F3 | Commercial | Retail (ID) | New | Food Preparation | Natural Gas | Range | E9 | PACT BC Ratio | 0 | 0 | 0 | 0 | 0 | 0 | 0 | 0 | 0 | 0 | 0 | 0 | 0 | 0 | 0 | 0 | 0 | 0 | 0 | 0 | 0 | 0 | 0 | 0 | 0 | 0 | 0
F3_Commercial_Retail (ID)_New_Food Preparation_Natural Gas_Range_E10 | F3 | Commercial | Retail (ID) | New | Food Preparation | Natural Gas | Range | E10 | PACT BC Ratio | 0 | 0 | 0 | 0 | 0 | 0 | 0 | 0 | 0 | 0 | 0 | 0 | 0 | 0 | 0 | 0 | 0 | 0 | 0 | 0 | 0 | 0 | 0 | 0 | 0 | 0 | 0
F4_Commercial_Retail (ID)_New_Food Preparation_Natural Gas_Range_E1 | F4 | Commercial | Retail (ID) | New | Food Preparation | Natural Gas | Range | E1 | RVT BC Ratio | [24 empty] | 1 | 1 | 1 | bar: 2019 to 2042
F4_Commercial_Retail (ID)_New_Food Preparation_Natural Gas_Range_E2 | F4 | Commercial | Retail (ID) | New | Food Preparation | Natural Gas | Range | E2 | RVT BC Ratio | 5.1792 | 5.2586 | 5.3555 | 5.4731 | 5.6131 | 5.7982 | 5.988 | 6.1717 | 6.3407 | 6.503 | 6.6698 | 6.8187 | 6.9741 | 7.1177 | 7.2386 | 7.3458 | 7.4337 | 7.5165 | 7.6054 | 7.687 | 7.7685 | 7.8983 | 8.0294 | 8.1648 | 8.3026 | 8.4429 | 8.5857
F4_Commercial_Retail (ID)_New_Food Preparation_Natural Gas_Range_E3 | F4 | Commercial | Retail (ID) | New | Food Preparation | Natural Gas | Range | E3 | RVT BC Ratio | 0 | 0 | 0 | 0 | 0 | 0 | 0 | 0 | 0 | 0 | 0 | 0 | 0 | 0 | 0 | 0 | 0 | 0 | 0 | 0 | 0 | 0 | 0 | 0 | 0 | 0 | 0
F4_Commercial_Retail (ID)_New_Food Preparation_Natural Gas_Range_E4 | F4 | Commercial | Retail (ID) | New | Food Preparation | Natural Gas | Range | E4 | RVT BC Ratio | 0 | 0 | 0 | 0 | 0 | 0 | 0 | 0 | 0 | 0 | 0 | 0 | 0 | 0 | 0 | 0 | 0 | 0 | 0 | 0 | 0 | 0 | 0 | 0 | 0 | 0 | 0
F4_Commercial_Retail (ID)_New_Food Preparation_Natural Gas_Range_E5 | F4 | Commercial | Retail (ID) | New | Food Preparation | Natural Gas | Range | E5 | RVT BC Ratio | 0 | 0 | 0 | 0 | 0 | 0 | 0 | 0 | 0 | 0 | 0 | 0 | 0 | 0 | 0 | 0 | 0 | 0 | 0 | 0 | 0 | 0 | 0 | 0 | 0 | 0 | 0
F4_Commercial_Retail (ID)_New_Food Preparation_Natural Gas_Range_E6 | F4 | Commercial | Retail (ID) | New | Food Preparation | Natural Gas | Range | E6 | RVT BC Ratio | 0 | 0 | 0 | 0 | 0 | 0 | 0 | 0 | 0 | 0 | 0 | 0 | 0 | 0 | 0 | 0 | 0 | 0 | 0 | 0 | 0 | 0 | 0 | 0 | 0 | 0 | 0
F4_Commercial_Retail (ID)_New_Food Preparation_Natural Gas_Range_E7 | F4 | Commercial | Retail (ID) | New | Food Preparation | Natural Gas | Range | E7 | RVT BC Ratio | 0 | 0 | 0 | 0 | 0 | 0 | 0 | 0 | 0 | 0 | 0 | 0 | 0 | 0 | 0 | 0 | 0 | 0 | 0 | 0 | 0 | 0 | 0 | 0 | 0 | 0 | 0
F4_Commercial_Retail (ID)_New_Food Preparation_Natural Gas_Range_E8 | F4 | Commercial | Retail (ID) | New | Food Preparation | Natural Gas | Range | E8 | RVT BC Ratio | 0 | 0 | 0 | 0 | 0 | 0 | 0 | 0 | 0 | 0 | 0 | 0 | 0 | 0 | 0 | 0 | 0 | 0 | 0 | 0 | 0 | 0 | 0 | 0 | 0 | 0 | 0
F4_Commercial_Retail (ID)_New_Food Preparation_Natural Gas_Range_E9 | F4 | Commercial | Retail (ID) | New | Food Preparation | Natural Gas | Range | E9 | RVT BC Ratio | 0 | 0 | 0 | 0 | 0 | 0 | 0 | 0 | 0 | 0 | 0 | 0 | 0 | 0 | 0 | 0 | 0 | 0 | 0 | 0 | 0 | 0 | 0 | 0 | 0 | 0 | 0
F4_Commercial_Retail (ID)_New_Food Preparation_Natural Gas_Range_E10 | F4 | Commercial | Retail (ID) | New | Food Preparation | Natural Gas | Range | E10 | RVT BC Ratio | 0 | 0 | 0 | 0 | 0 | 0 | 0 | 0 | 0 | 0 | 0 | 0 | 0 | 0 | 0 | 0 | 0 | 0 | 0 | 0 | 0 | 0 | 0 | 0 | 0 | 0 | 0
F5_Commercial_Retail (ID)_New_Food Preparation_Natural Gas_Range_E1 | F5 | Commercial | Retail (ID) | New | Food Preparation | Natural Gas | Range | E1 | RIM BC Ratio | [24 empty] | 1 | 1 | 1 | bar: 2019 to 2042
F5_Commercial_Retail (ID)_New_Food Preparation_Natural Gas_Range_E2 | F5 | Commercial | Retail (ID) | New | Food Preparation | Natural Gas | Range | E2 | RIM BC Ratio | 0.74594 | 0.75205 | 0.75992 | 0.76838 | 0.77738 | 0.787 | 0.79679 | 0.80669 | 0.81671 | 0.82748 | 0.83065 | 0.8342 | 0.83846 | 0.84334 | 0.84814 | 0.85298 | 0.85789 | 0.863 | 0.8684 | 0.87403 | 0.87996 | 0.88112 | 0.88225 | 0.88339 | 0.88451 | 0.88561 | 0.8867
F5_Commercial_Retail (ID)_New_Food Preparation_Natural Gas_Range_E3 | F5 | Commercial | Retail (ID) | New | Food Preparation | Natural Gas | Range | E3 | RIM BC Ratio | 0 | 0 | 0 | 0 | 0 | 0 | 0 | 0 | 0 | 0 | 0 | 0 | 0 | 0 | 0 | 0 | 0 | 0 | 0 | 0 | 0 | 0 | 0 | 0 | 0 | 0 | 0
F5_Commercial_Retail (ID)_New_Food Preparation_Natural Gas_Range_E4 | F5 | Commercial | Retail (ID) | New | Food Preparation | Natural Gas | Range | E4 | RIM BC Ratio | 0 | 0 | 0 | 0 | 0 | 0 | 0 | 0 | 0 | 0 | 0 | 0 | 0 | 0 | 0 | 0 | 0 | 0 | 0 | 0 | 0 | 0 | 0 | 0 | 0 | 0 | 0
F5_Commercial_Retail (ID)_New_Food Preparation_Natural Gas_Range_E5 | F5 | Commercial | Retail (ID) | New | Food Preparation | Natural Gas | Range | E5 | RIM BC Ratio | 0 | 0 | 0 | 0 | 0 | 0 | 0 | 0 | 0 | 0 | 0 | 0 | 0 | 0 | 0 | 0 | 0 | 0 | 0 | 0 | 0 | 0 | 0 | 0 | 0 | 0 | 0
F5_Commercial_Retail (ID)_New_Food Preparation_Natural Gas_Range_E6 | F5 | Commercial | Retail (ID) | New | Food Preparation | Natural Gas | Range | E6 | RIM BC Ratio | 0 | 0 | 0 | 0 | 0 | 0 | 0 | 0 | 0 | 0 | 0 | 0 | 0 | 0 | 0 | 0 | 0 | 0 | 0 | 0 | 0 | 0 | 0 | 0 | 0 | 0 | 0
F5_Commercial_Retail (ID)_New_Food Preparation_Natural Gas_Range_E7 | F5 | Commercial | Retail (ID) | New | Food Preparation | Natural Gas | Range | E7 | RIM BC Ratio | 0 | 0 | 0 | 0 | 0 | 0 | 0 | 0 | 0 | 0 | 0 | 0 | 0 | 0 | 0 | 0 | 0 | 0 | 0 | 0 | 0 | 0 | 0 | 0 | 0 | 0 | 0
F5_Commercial_Retail (ID)_New_Food Preparation_Natural Gas_Range_E8 | F5 | Commercial | Retail (ID) | New | Food Preparation | Natural Gas | Range | E8 | RIM BC Ratio | 0 | 0 | 0 | 0 | 0 | 0 | 0 | 0 | 0 | 0 | 0 | 0 | 0 | 0 | 0 | 0 | 0 | 0 | 0 | 0 | 0 | 0 | 0 | 0 | 0 | 0 | 0
F5_Commercial_Retail (ID)_New_Food Preparation_Natural Gas_Range_E9 | F5 | Commercial | Retail (ID) | New | Food Preparation | Natural Gas | Range | E9 | RIM BC Ratio | 0 | 0 | 0 | 0 | 0 | 0 | 0 | 0 | 0 | 0 | 0 | 0 | 0 | 0 | 0 | 0 | 0 | 0 | 0 | 0 | 0 | 0 | 0 | 0 | 0 | 0 | 0
F5_Commercial_Retail (ID)_New_Food Preparation_Natural Gas_Range_E10 | F5 | Commercial | Retail (ID) | New | Food Preparation | Natural Gas | Range | E10 | RIM BC Ratio | 0 | 0 | 0 | 0 | 0 | 0 | 0 | 0 | 0 | 0 | 0 | 0 | 0 | 0 | 0 | 0 | 0 | 0 | 0 | 0 | 0 | 0 | 0 | 0 | 0 | 0 | 0
F0_Commercial_Retail (ID)_New_Food Preparation_Natural Gas_Steamer_E0 | F0 | Commercial | Retail (ID) | New | Food Preparation | Natural Gas | Steamer | E0 | Economic Unit | ENERGY STAR | ENERGY STAR | ENERGY STAR | ENERGY STAR | ENERGY STAR | ENERGY STAR | ENERGY STAR | ENERGY STAR | ENERGY STAR | ENERGY STAR | ENERGY STAR | ENERGY STAR | ENERGY STAR | ENERGY STAR | ENERGY STAR | ENERGY STAR | ENERGY STAR | ENERGY STAR | ENERGY STAR | ENERGY STAR | ENERGY STAR | ENERGY STAR | ENERGY STAR | ENERGY STAR | ENERGY STAR | ENERGY STAR | ENERGY STAR
F1_Commercial_Retail (ID)_New_Food Preparation_Natural Gas_Steamer_E1 | F1 | Commercial | Retail (ID) | New | Food Preparation | Natural Gas | Steamer | E1 | CCE | 0 | 0 | 0 | 0 | 0 | 0 | 0 | 0 | 0 | 0 | 0 | 0 | 0 | 0 | 0 | 0 | 0 | 0 | 0 | 0 | 0 | 0 | 0 | 0 | 0 | 0 | 0
F1_Commercial_Retail (ID)_New_Food Preparation_Natural Gas_Steamer_E2 | F1 | Commercial | Retail (ID) | New | Food Preparation | Natural Gas | Steamer | E2 | CCE | 0.0015697 | 0.0015697 | 0.0015697 | 0.0015697 | 0.0015697 | 0.0015697 | 0.0015697 | 0.0015697 | 0.0015697 | 0.0015697 | 0.0015697 | 0.0015697 | 0.0015697 | 0.0015697 | 0.0015697 | 0.0015697 | 0.0015697 | 0.0015697 | 0.0015697 | 0.0015697 | 0.0015697 | 0.0015697 | 0.0015697 | 0.0015697 | 0.0015697 | 0.0015697 | 0.0015697
F1_Commercial_Retail (ID)_New_Food Preparation_Natural Gas_Steamer_E3 | F1 | Commercial | Retail (ID) | New | Food Preparation | Natural Gas | Steamer | E3 | CCE | 0 | 0 | 0 | 0 | 0 | 0 | 0 | 0 | 0 | 0 | 0 | 0 | 0 | 0 | 0 | 0 | 0 | 0 | 0 | 0 | 0 | 0 | 0 | 0 | 0 | 0 | 0
F1_Commercial_Retail (ID)_New_Food Preparation_Natural Gas_Steamer_E4 | F1 | Commercial | Retail (ID) | New | Food Preparation | Natural Gas | Steamer | E4 | CCE | 0 | 0 | 0 | 0 | 0 | 0 | 0 | 0 | 0 | 0 | 0 | 0 | 0 | 0 | 0 | 0 | 0 | 0 | 0 | 0 | 0 | 0 | 0 | 0 | 0 | 0 | 0
F1_Commercial_Retail (ID)_New_Food Preparation_Natural Gas_Steamer_E5 | F1 | Commercial | Retail (ID) | New | Food Preparation | Natural Gas | Steamer | E5 | CCE | 0 | 0 | 0 | 0 | 0 | 0 | 0 | 0 | 0 | 0 | 0 | 0 | 0 | 0 | 0 | 0 | 0 | 0 | 0 | 0 | 0 | 0 | 0 | 0 | 0 | 0 | 0
F1_Commercial_Retail (ID)_New_Food Preparation_Natural Gas_Steamer_E6 | F1 | Commercial | Retail (ID) | New | Food Preparation | Natural Gas | Steamer | E6 | CCE | 0 | 0 | 0 | 0 | 0 | 0 | 0 | 0 | 0 | 0 | 0 | 0 | 0 | 0 | 0 | 0 | 0 | 0 | 0 | 0 | 0 | 0 | 0 | 0 | 0 | 0 | 0
F1_Commercial_Retail (ID)_New_Food Preparation_Natural Gas_Steamer_E7 | F1 | Commercial | Retail (ID) | New | Food Preparation | Natural Gas | Steamer | E7 | CCE | 0 | 0 | 0 | 0 | 0 | 0 | 0 | 0 | 0 | 0 | 0 | 0 | 0 | 0 | 0 | 0 | 0 | 0 | 0 | 0 | 0 | 0 | 0 | 0 | 0 | 0 | 0
F1_Commercial_Retail (ID)_New_Food Preparation_Natural Gas_Steamer_E8 | F1 | Commercial | Retail (ID) | New | Food Preparation | Natural Gas | Steamer | E8 | CCE | 0 | 0 | 0 | 0 | 0 | 0 | 0 | 0 | 0 | 0 | 0 | 0 | 0 | 0 | 0 | 0 | 0 | 0 | 0 | 0 | 0 | 0 | 0 | 0 | 0 | 0 | 0
F1_Commercial_Retail (ID)_New_Food Preparation_Natural Gas_Steamer_E9 | F1 | Commercial | Retail (ID) | New | Food Preparation | Natural Gas | Steamer | E9 | CCE | 0 | 0 | 0 | 0 | 0 | 0 | 0 | 0 | 0 | 0 | 0 | 0 | 0 | 0 | 0 | 0 | 0 | 0 | 0 | 0 | 0 | 0 | 0 | 0 | 0 | 0 | 0
F1_Commercial_Retail (ID)_New_Food Preparation_Natural Gas_Steamer_E10 | F1 | Commercial | Retail (ID) | New | Food Preparation | Natural Gas | Steamer | E10 | CCE | 0 | 0 | 0 | 0 | 0 | 0 | 0 | 0 | 0 | 0 | 0 | 0 | 0 | 0 | 0 | 0 | 0 | 0 | 0 | 0 | 0 | 0 | 0 | 0 | 0 | 0 | 0
F2_Commercial_Retail (ID)_New_Food Preparation_Natural Gas_Steamer_E1 | F2 | Commercial | Retail (ID) | New | Food Preparation | Natural Gas | Steamer | E1 | TRC BC Ratio | [24 empty] | 1 | 1 | 1 | bar: 2019 to 2042
F2_Commercial_Retail (ID)_New_Food Preparation_Natural Gas_Steamer_E2 | F2 | Commercial | Retail (ID) | New | Food Preparation | Natural Gas | Steamer | E2 | TRC BC Ratio | 2.2673 | 2.3245 | 2.3922 | 2.4698 | 2.5575 | 2.6642 | 2.7741 | 2.8829 | 2.9877 | 3.0939 | 3.1784 | 3.2576 | 3.3426 | 3.4259 | 3.5004 | 3.57 | 3.6325 | 3.6942 | 3.7601 | 3.8244 | 3.8904 | 3.959 | 4.0284 | 4.1 | 4.1728 | 4.247 | 4.3224
F2_Commercial_Retail (ID)_New_Food Preparation_Natural Gas_Steamer_E3 | F2 | Commercial | Retail (ID) | New | Food Preparation | Natural Gas | Steamer | E3 | TRC BC Ratio | 0 | 0 | 0 | 0 | 0 | 0 | 0 | 0 | 0 | 0 | 0 | 0 | 0 | 0 | 0 | 0 | 0 | 0 | 0 | 0 | 0 | 0 | 0 | 0 | 0 | 0 | 0
F2_Commercial_Retail (ID)_New_Food Preparation_Natural Gas_Steamer_E4 | F2 | Commercial | Retail (ID) | New | Food Preparation | Natural Gas | Steamer | E4 | TRC BC Ratio | 0 | 0 | 0 | 0 | 0 | 0 | 0 | 0 | 0 | 0 | 0 | 0 | 0 | 0 | 0 | 0 | 0 | 0 | 0 | 0 | 0 | 0 | 0 | 0 | 0 | 0 | 0
F2_Commercial_Retail (ID)_New_Food Preparation_Natural Gas_Steamer_E5 | F2 | Commercial | Retail (ID) | New | Food Preparation | Natural Gas | Steamer | E5 | TRC BC Ratio | 0 | 0 | 0 | 0 | 0 | 0 | 0 | 0 | 0 | 0 | 0 | 0 | 0 | 0 | 0 | 0 | 0 | 0 | 0 | 0 | 0 | 0 | 0 | 0 | 0 | 0 | 0
F2_Commercial_Retail (ID)_New_Food Preparation_Natural Gas_Steamer_E6 | F2 | Commercial | Retail (ID) | New | Food Preparation | Natural Gas | Steamer | E6 | TRC BC Ratio | 0 | 0 | 0 | 0 | 0 | 0 | 0 | 0 | 0 | 0 | 0 | 0 | 0 | 0 | 0 | 0 | 0 | 0 | 0 | 0 | 0 | 0 | 0 | 0 | 0 | 0 | 0
F2_Commercial_Retail (ID)_New_Food Preparation_Natural Gas_Steamer_E7 | F2 | Commercial | Retail (ID) | New | Food Preparation | Natural Gas | Steamer | E7 | TRC BC Ratio | 0 | 0 | 0 | 0 | 0 | 0 | 0 | 0 | 0 | 0 | 0 | 0 | 0 | 0 | 0 | 0 | 0 | 0 | 0 | 0 | 0 | 0 | 0 | 0 | 0 | 0 | 0
F2_Commercial_Retail (ID)_New_Food Preparation_Natural Gas_Steamer_E8 | F2 | Commercial | Retail (ID) | New | Food Preparation | Natural Gas | Steamer | E8 | TRC BC Ratio | 0 | 0 | 0 | 0 | 0 | 0 | 0 | 0 | 0 | 0 | 0 | 0 | 0 | 0 | 0 | 0 | 0 | 0 | 0 | 0 | 0 | 0 | 0 | 0 | 0 | 0 | 0
F2_Commercial_Retail (ID)_New_Food Preparation_Natural Gas_Steamer_E9 | F2 | Commercial | Retail (ID) | New | Food Preparation | Natural Gas | Steamer | E9 | TRC BC Ratio | 0 | 0 | 0 | 0 | 0 | 0 | 0 | 0 | 0 | 0 | 0 | 0 | 0 | 0 | 0 | 0 | 0 | 0 | 0 | 0 | 0 | 0 | 0 | 0 | 0 | 0 | 0
F2_Commercial_Retail (ID)_New_Food Preparation_Natural Gas_Steamer_E10 | F2 | Commercial | Retail (ID) | New | Food Preparation | Natural Gas | Steamer | E10 | TRC BC Ratio | 0 | 0 | 0 | 0 | 0 | 0 | 0 | 0 | 0 | 0 | 0 | 0 | 0 | 0 | 0 | 0 | 0 | 0 | 0 | 0 | 0 | 0 | 0 | 0 | 0 | 0 | 0
F3_Commercial_Retail (ID)_New_Food Preparation_Natural Gas_Steamer_E1 | F3 | Commercial | Retail (ID) | New | Food Preparation | Natural Gas | Steamer | E1 | PACT BC Ratio | [24 empty] | 1 | 1 | 1 | bar: 2019 to 2042
F3_Commercial_Retail (ID)_New_Food Preparation_Natural Gas_Steamer_E2 | F3 | Commercial | Retail (ID) | New | Food Preparation | Natural Gas | Steamer | E2 | PACT BC Ratio | 4.4902 | 4.6033 | 4.7374 | 4.891 | 5.0648 | 5.2762 | 5.4938 | 5.7093 | 5.9167 | 6.127 | 6.2944 | 6.4512 | 6.6196 | 6.7845 | 6.932 | 7.07 | 7.1937 | 7.3159 | 7.4463 | 7.5736 | 7.7044 | 7.8404 | 7.9778 | 8.1195 | 8.2637 | 8.4105 | 8.56
F3_Commercial_Retail (ID)_New_Food Preparation_Natural Gas_Steamer_E3 | F3 | Commercial | Retail (ID) | New | Food Preparation | Natural Gas | Steamer | E3 | PACT BC Ratio | 0 | 0 | 0 | 0 | 0 | 0 | 0 | 0 | 0 | 0 | 0 | 0 | 0 | 0 | 0 | 0 | 0 | 0 | 0 | 0 | 0 | 0 | 0 | 0 | 0 | 0 | 0
F3_Commercial_Retail (ID)_New_Food Preparation_Natural Gas_Steamer_E4 | F3 | Commercial | Retail (ID) | New | Food Preparation | Natural Gas | Steamer | E4 | PACT BC Ratio | 0 | 0 | 0 | 0 | 0 | 0 | 0 | 0 | 0 | 0 | 0 | 0 | 0 | 0 | 0 | 0 | 0 | 0 | 0 | 0 | 0 | 0 | 0 | 0 | 0 | 0 | 0
F3_Commercial_Retail (ID)_New_Food Preparation_Natural Gas_Steamer_E5 | F3 | Commercial | Retail (ID) | New | Food Preparation | Natural Gas | Steamer | E5 | PACT BC Ratio | 0 | 0 | 0 | 0 | 0 | 0 | 0 | 0 | 0 | 0 | 0 | 0 | 0 | 0 | 0 | 0 | 0 | 0 | 0 | 0 | 0 | 0 | 0 | 0 | 0 | 0 | 0
F3_Commercial_Retail (ID)_New_Food Preparation_Natural Gas_Steamer_E6 | F3 | Commercial | Retail (ID) | New | Food Preparation | Natural Gas | Steamer | E6 | PACT BC Ratio | 0 | 0 | 0 | 0 | 0 | 0 | 0 | 0 | 0 | 0 | 0 | 0 | 0 | 0 | 0 | 0 | 0 | 0 | 0 | 0 | 0 | 0 | 0 | 0 | 0 | 0 | 0
F3_Commercial_Retail (ID)_New_Food Preparation_Natural Gas_Steamer_E7 | F3 | Commercial | Retail (ID) | New | Food Preparation | Natural Gas | Steamer | E7 | PACT BC Ratio | 0 | 0 | 0 | 0 | 0 | 0 | 0 | 0 | 0 | 0 | 0 | 0 | 0 | 0 | 0 | 0 | 0 | 0 | 0 | 0 | 0 | 0 | 0 | 0 | 0 | 0 | 0
F3_Commercial_Retail (ID)_New_Food Preparation_Natural Gas_Steamer_E8 | F3 | Commercial | Retail (ID) | New | Food Preparation | Natural Gas | Steamer | E8 | PACT BC Ratio | 0 | 0 | 0 | 0 | 0 | 0 | 0 | 0 | 0 | 0 | 0 | 0 | 0 | 0 | 0 | 0 | 0 | 0 | 0 | 0 | 0 | 0 | 0 | 0 | 0 | 0 | 0
F3_Commercial_Retail (ID)_New_Food Preparation_Natural Gas_Steamer_E9 | F3 | Commercial | Retail (ID) | New | Food Preparation | Natural Gas | Steamer | E9 | PACT BC Ratio | 0 | 0 | 0 | 0 | 0 | 0 | 0 | 0 | 0 | 0 | 0 | 0 | 0 | 0 | 0 | 0 | 0 | 0 | 0 | 0 | 0 | 0 | 0 | 0 | 0 | 0 | 0
F3_Commercial_Retail (ID)_New_Food Preparation_Natural Gas_Steamer_E10 | F3 | Commercial | Retail (ID) | New | Food Preparation | Natural Gas | Steamer | E10 | PACT BC Ratio | 0 | 0 | 0 | 0 | 0 | 0 | 0 | 0 | 0 | 0 | 0 | 0 | 0 | 0 | 0 | 0 | 0 | 0 | 0 | 0 | 0 | 0 | 0 | 0 | 0 | 0 | 0
F4_Commercial_Retail (ID)_New_Food Preparation_Natural Gas_Steamer_E1 | F4 | Commercial | Retail (ID) | New | Food Preparation | Natural Gas | Steamer | E1 | RVT BC Ratio | [24 empty] | 1 | 1 | 1 | bar: 2019 to 2042
F4_Commercial_Retail (ID)_New_Food Preparation_Natural Gas_Steamer_E2 | F4 | Commercial | Retail (ID) | New | Food Preparation | Natural Gas | Steamer | E2 | RVT BC Ratio | 3.6105 | 3.6711 | 3.7421 | 3.8249 | 3.9198 | 4.0383 | 4.157 | 4.2698 | 4.3719 | 4.4708 | 4.5734 | 4.6665 | 4.7649 | 4.858 | 4.938 | 5.0102 | 5.0713 | 5.1297 | 5.1917 | 5.2497 | 5.3078 | 5.3943 | 5.4818 | 5.5719 | 5.6637 | 5.7571 | 5.8522
F4_Commercial_Retail (ID)_New_Food Preparation_Natural Gas_Steamer_E3 | F4 | Commercial | Retail (ID) | New | Food Preparation | Natural Gas | Steamer | E3 | RVT BC Ratio | 0 | 0 | 0 | 0 | 0 | 0 | 0 | 0 | 0 | 0 | 0 | 0 | 0 | 0 | 0 | 0 | 0 | 0 | 0 | 0 | 0 | 0 | 0 | 0 | 0 | 0 | 0
F4_Commercial_Retail (ID)_New_Food Preparation_Natural Gas_Steamer_E4 | F4 | Commercial | Retail (ID) | New | Food Preparation | Natural Gas | Steamer | E4 | RVT BC Ratio | 0 | 0 | 0 | 0 | 0 | 0 | 0 | 0 | 0 | 0 | 0 | 0 | 0 | 0 | 0 | 0 | 0 | 0 | 0 | 0 | 0 | 0 | 0 | 0 | 0 | 0 | 0
F4_Commercial_Retail (ID)_New_Food Preparation_Natural Gas_Steamer_E5 | F4 | Commercial | Retail (ID) | New | Food Preparation | Natural Gas | Steamer | E5 | RVT BC Ratio | 0 | 0 | 0 | 0 | 0 | 0 | 0 | 0 | 0 | 0 | 0 | 0 | 0 | 0 | 0 | 0 | 0 | 0 | 0 | 0 | 0 | 0 | 0 | 0 | 0 | 0 | 0
F4_Commercial_Retail (ID)_New_Food Preparation_Natural Gas_Steamer_E6 | F4 | Commercial | Retail (ID) | New | Food Preparation | Natural Gas | Steamer | E6 | RVT BC Ratio | 0 | 0 | 0 | 0 | 0 | 0 | 0 | 0 | 0 | 0 | 0 | 0 | 0 | 0 | 0 | 0 | 0 | 0 | 0 | 0 | 0 | 0 | 0 | 0 | 0 | 0 | 0
F4_Commercial_Retail (ID)_New_Food Preparation_Natural Gas_Steamer_E7 | F4 | Commercial | Retail (ID) | New | Food Preparation | Natural Gas | Steamer | E7 | RVT BC Ratio | 0 | 0 | 0 | 0 | 0 | 0 | 0 | 0 | 0 | 0 | 0 | 0 | 0 | 0 | 0 | 0 | 0 | 0 | 0 | 0 | 0 | 0 | 0 | 0 | 0 | 0 | 0
F4_Commercial_Retail (ID)_New_Food Preparation_Natural Gas_Steamer_E8 | F4 | Commercial | Retail (ID) | New | Food Preparation | Natural Gas | Steamer | E8 | RVT BC Ratio | 0 | 0 | 0 | 0 | 0 | 0 | 0 | 0 | 0 | 0 | 0 | 0 | 0 | 0 | 0 | 0 | 0 | 0 | 0 | 0 | 0 | 0 | 0 | 0 | 0 | 0 | 0
F4_Commercial_Retail (ID)_New_Food Preparation_Natural Gas_Steamer_E9 | F4 | Commercial | Retail (ID) | New | Food Preparation | Natural Gas | Steamer | E9 | RVT BC Ratio | 0 | 0 | 0 | 0 | 0 | 0 | 0 | 0 | 0 | 0 | 0 | 0 | 0 | 0 | 0 | 0 | 0 | 0 | 0 | 0 | 0 | 0 | 0 | 0 | 0 | 0 | 0
F4_Commercial_Retail (ID)_New_Food Preparation_Natural Gas_Steamer_E10 | F4 | Commercial | Retail (ID) | New | Food Preparation | Natural Gas | Steamer | E10 | RVT BC Ratio | 0 | 0 | 0 | 0 | 0 | 0 | 0 | 0 | 0 | 0 | 0 | 0 | 0 | 0 | 0 | 0 | 0 | 0 | 0 | 0 | 0 | 0 | 0 | 0 | 0 | 0 | 0
F5_Commercial_Retail (ID)_New_Food Preparation_Natural Gas_Steamer_E1 | F5 | Commercial | Retail (ID) | New | Food Preparation | Natural Gas | Steamer | E1 | RIM BC Ratio | [24 empty] | 1 | 1 | 1 | bar: 2019 to 2042
F5_Commercial_Retail (ID)_New_Food Preparation_Natural Gas_Steamer_E2 | F5 | Commercial | Retail (ID) | New | Food Preparation | Natural Gas | Steamer | E2 | RIM BC Ratio | 0.71403 | 0.72058 | 0.72819 | 0.73634 | 0.74493 | 0.75434 | 0.76404 | 0.77397 | 0.78419 | 0.79486 | 0.79903 | 0.80326 | 0.8079 | 0.81279 | 0.81752 | 0.82224 | 0.82693 | 0.83176 | 0.83685 | 0.84211 | 0.8476 | 0.84922 | 0.85081 | 0.8524 | 0.85396 | 0.85551 | 0.85703
F5_Commercial_Retail (ID)_New_Food Preparation_Natural Gas_Steamer_E3 | F5 | Commercial | Retail (ID) | New | Food Preparation | Natural Gas | Steamer | E3 | RIM BC Ratio | 0 | 0 | 0 | 0 | 0 | 0 | 0 | 0 | 0 | 0 | 0 | 0 | 0 | 0 | 0 | 0 | 0 | 0 | 0 | 0 | 0 | 0 | 0 | 0 | 0 | 0 | 0
F5_Commercial_Retail (ID)_New_Food Preparation_Natural Gas_Steamer_E4 | F5 | Commercial | Retail (ID) | New | Food Preparation | Natural Gas | Steamer | E4 | RIM BC Ratio | 0 | 0 | 0 | 0 | 0 | 0 | 0 | 0 | 0 | 0 | 0 | 0 | 0 | 0 | 0 | 0 | 0 | 0 | 0 | 0 | 0 | 0 | 0 | 0 | 0 | 0 | 0
F5_Commercial_Retail (ID)_New_Food Preparation_Natural Gas_Steamer_E5 | F5 | Commercial | Retail (ID) | New | Food Preparation | Natural Gas | Steamer | E5 | RIM BC Ratio | 0 | 0 | 0 | 0 | 0 | 0 | 0 | 0 | 0 | 0 | 0 | 0 | 0 | 0 | 0 | 0 | 0 | 0 | 0 | 0 | 0 | 0 | 0 | 0 | 0 | 0 | 0
F5_Commercial_Retail (ID)_New_Food Preparation_Natural Gas_Steamer_E6 | F5 | Commercial | Retail (ID) | New | Food Preparation | Natural Gas | Steamer | E6 | RIM BC Ratio | 0 | 0 | 0 | 0 | 0 | 0 | 0 | 0 | 0 | 0 | 0 | 0 | 0 | 0 | 0 | 0 | 0 | 0 | 0 | 0 | 0 | 0 | 0 | 0 | 0 | 0 | 0
F5_Commercial_Retail (ID)_New_Food Preparation_Natural Gas_Steamer_E7 | F5 | Commercial | Retail (ID) | New | Food Preparation | Natural Gas | Steamer | E7 | RIM BC Ratio | 0 | 0 | 0 | 0 | 0 | 0 | 0 | 0 | 0 | 0 | 0 | 0 | 0 | 0 | 0 | 0 | 0 | 0 | 0 | 0 | 0 | 0 | 0 | 0 | 0 | 0 | 0
F5_Commercial_Retail (ID)_New_Food Preparation_Natural Gas_Steamer_E8 | F5 | Commercial | Retail (ID) | New | Food Preparation | Natural Gas | Steamer | E8 | RIM BC Ratio | 0 | 0 | 0 | 0 | 0 | 0 | 0 | 0 | 0 | 0 | 0 | 0 | 0 | 0 | 0 | 0 | 0 | 0 | 0 | 0 | 0 | 0 | 0 | 0 | 0 | 0 | 0
F5_Commercial_Retail (ID)_New_Food Preparation_Natural Gas_Steamer_E9 | F5 | Commercial | Retail (ID) | New | Food Preparation | Natural Gas | Steamer | E9 | RIM BC Ratio | 0 | 0 | 0 | 0 | 0 | 0 | 0 | 0 | 0 | 0 | 0 | 0 | 0 | 0 | 0 | 0 | 0 | 0 | 0 | 0 | 0 | 0 | 0 | 0 | 0 | 0 | 0
F5_Commercial_Retail (ID)_New_Food Preparation_Natural Gas_Steamer_E10 | F5 | Commercial | Retail (ID) | New | Food Preparation | Natural Gas | Steamer | E10 | RIM BC Ratio | 0 | 0 | 0 | 0 | 0 | 0 | 0 | 0 | 0 | 0 | 0 | 0 | 0 | 0 | 0 | 0 | 0 | 0 | 0 | 0 | 0 | 0 | 0 | 0 | 0 | 0 | 0
F0_Commercial_Retail (ID)_New_Food Preparation_Natural Gas_Food Prep Other_E0 | F0 | Commercial | Retail (ID) | New | Food Preparation | Natural Gas | Food Prep Other | E0 | Economic Unit | Standard | Standard | Standard | Standard | Standard | Standard | Standard | Standard | Standard | Standard | Standard | Standard | Standard | Standard | Standard | Standard | Standard | Standard | Standard | Standard | Standard | Standard | Standard | Standard | Standard | Standard | Standard
F1_Commercial_Retail (ID)_New_Food Preparation_Natural Gas_Food Prep Other_E1 | F1 | Commercial | Retail (ID) | New | Food Preparation | Natural Gas | Food Prep Other | E1 | CCE | 0 | 0 | 0 | 0 | 0 | 0 | 0 | 0 | 0 | 0 | 0 | 0 | 0 | 0 | 0 | 0 | 0 | 0 | 0 | 0 | 0 | 0 | 0 | 0 | 0 | 0 | 0
F1_Commercial_Retail (ID)_New_Food Preparation_Natural Gas_Food Prep Other_E2 | F1 | Commercial | Retail (ID) | New | Food Preparation | Natural Gas | Food Prep Other | E2 | CCE | 0.19058 | 0.19058 | 0.19058 | 0.19058 | 0.19058 | 0.19058 | 0.19058 | 0.19058 | 0.19058 | 0.19058 | 0.19058 | 0.19058 | 0.19058 | 0.19058 | 0.19058 | 0.19058 | 0.19058 | 0.19058 | 0.19058 | 0.19058 | 0.19058 | 0.19058 | 0.19058 | 0.19058 | 0.19058 | 0.19058 | 0.19058
F1_Commercial_Retail (ID)_New_Food Preparation_Natural Gas_Food Prep Other_E3 | F1 | Commercial | Retail (ID) | New | Food Preparation | Natural Gas | Food Prep Other | E3 | CCE | 0 | 0 | 0 | 0 | 0 | 0 | 0 | 0 | 0 | 0 | 0 | 0 | 0 | 0 | 0 | 0 | 0 | 0 | 0 | 0 | 0 | 0 | 0 | 0 | 0 | 0 | 0
F1_Commercial_Retail (ID)_New_Food Preparation_Natural Gas_Food Prep Other_E4 | F1 | Commercial | Retail (ID) | New | Food Preparation | Natural Gas | Food Prep Other | E4 | CCE | 0 | 0 | 0 | 0 | 0 | 0 | 0 | 0 | 0 | 0 | 0 | 0 | 0 | 0 | 0 | 0 | 0 | 0 | 0 | 0 | 0 | 0 | 0 | 0 | 0 | 0 | 0
F1_Commercial_Retail (ID)_New_Food Preparation_Natural Gas_Food Prep Other_E5 | F1 | Commercial | Retail (ID) | New | Food Preparation | Natural Gas | Food Prep Other | E5 | CCE | 0 | 0 | 0 | 0 | 0 | 0 | 0 | 0 | 0 | 0 | 0 | 0 | 0 | 0 | 0 | 0 | 0 | 0 | 0 | 0 | 0 | 0 | 0 | 0 | 0 | 0 | 0
F1_Commercial_Retail (ID)_New_Food Preparation_Natural Gas_Food Prep Other_E6 | F1 | Commercial | Retail (ID) | New | Food Preparation | Natural Gas | Food Prep Other | E6 | CCE | 0 | 0 | 0 | 0 | 0 | 0 | 0 | 0 | 0 | 0 | 0 | 0 | 0 | 0 | 0 | 0 | 0 | 0 | 0 | 0 | 0 | 0 | 0 | 0 | 0 | 0 | 0
F1_Commercial_Retail (ID)_New_Food Preparation_Natural Gas_Food Prep Other_E7 | F1 | Commercial | Retail (ID) | New | Food Preparation | Natural Gas | Food Prep Other | E7 | CCE | 0 | 0 | 0 | 0 | 0 | 0 | 0 | 0 | 0 | 0 | 0 | 0 | 0 | 0 | 0 | 0 | 0 | 0 | 0 | 0 | 0 | 0 | 0 | 0 | 0 | 0 | 0
F1_Commercial_Retail (ID)_New_Food Preparation_Natural Gas_Food Prep Other_E8 | F1 | Commercial | Retail (ID) | New | Food Preparation | Natural Gas | Food Prep Other | E8 | CCE | 0 | 0 | 0 | 0 | 0 | 0 | 0 | 0 | 0 | 0 | 0 | 0 | 0 | 0 | 0 | 0 | 0 | 0 | 0 | 0 | 0 | 0 | 0 | 0 | 0 | 0 | 0
F1_Commercial_Retail (ID)_New_Food Preparation_Natural Gas_Food Prep Other_E9 | F1 | Commercial | Retail (ID) | New | Food Preparation | Natural Gas | Food Prep Other | E9 | CCE | 0 | 0 | 0 | 0 | 0 | 0 | 0 | 0 | 0 | 0 | 0 | 0 | 0 | 0 | 0 | 0 | 0 | 0 | 0 | 0 | 0 | 0 | 0 | 0 | 0 | 0 | 0
F1_Commercial_Retail (ID)_New_Food Preparation_Natural Gas_Food Prep Other_E10 | F1 | Commercial | Retail (ID) | New | Food Preparation | Natural Gas | Food Prep Other | E10 | CCE | 0 | 0 | 0 | 0 | 0 | 0 | 0 | 0 | 0 | 0 | 0 | 0 | 0 | 0 | 0 | 0 | 0 | 0 | 0 | 0 | 0 | 0 | 0 | 0 | 0 | 0 | 0
F2_Commercial_Retail (ID)_New_Food Preparation_Natural Gas_Food Prep Other_E1 | F2 | Commercial | Retail (ID) | New | Food Preparation | Natural Gas | Food Prep Other | E1 | TRC BC Ratio | [24 empty] | 1 | 1 | 1 | bar: 2019 to 2042
F2_Commercial_Retail (ID)_New_Food Preparation_Natural Gas_Food Prep Other_E2 | F2 | Commercial | Retail (ID) | New | Food Preparation | Natural Gas | Food Prep Other | E2 | TRC BC Ratio | 0.018197 | 0.018618 | 0.019146 | 0.019769 | 0.020494 | 0.021409 | 0.022361 | 0.02331 | 0.024226 | 0.025155 | 0.025879 | 0.026553 | 0.02728 | 0.027988 | 0.028612 | 0.02919 | 0.0297 | 0.030201 | 0.03074 | 0.031263 | 0.0318 | 0.032361 | 0.032927 | 0.033512 | 0.034107 | 0.034713 | 0.03533
F2_Commercial_Retail (ID)_New_Food Preparation_Natural Gas_Food Prep Other_E3 | F2 | Commercial | Retail (ID) | New | Food Preparation | Natural Gas | Food Prep Other | E3 | TRC BC Ratio | 0 | 0 | 0 | 0 | 0 | 0 | 0 | 0 | 0 | 0 | 0 | 0 | 0 | 0 | 0 | 0 | 0 | 0 | 0 | 0 | 0 | 0 | 0 | 0 | 0 | 0 | 0
F2_Commercial_Retail (ID)_New_Food Preparation_Natural Gas_Food Prep Other_E4 | F2 | Commercial | Retail (ID) | New | Food Preparation | Natural Gas | Food Prep Other | E4 | TRC BC Ratio | 0 | 0 | 0 | 0 | 0 | 0 | 0 | 0 | 0 | 0 | 0 | 0 | 0 | 0 | 0 | 0 | 0 | 0 | 0 | 0 | 0 | 0 | 0 | 0 | 0 | 0 | 0
F2_Commercial_Retail (ID)_New_Food Preparation_Natural Gas_Food Prep Other_E5 | F2 | Commercial | Retail (ID) | New | Food Preparation | Natural Gas | Food Prep Other | E5 | TRC BC Ratio | 0 | 0 | 0 | 0 | 0 | 0 | 0 | 0 | 0 | 0 | 0 | 0 | 0 | 0 | 0 | 0 | 0 | 0 | 0 | 0 | 0 | 0 | 0 | 0 | 0 | 0 | 0
F2_Commercial_Retail (ID)_New_Food Preparation_Natural Gas_Food Prep Other_E6 | F2 | Commercial | Retail (ID) | New | Food Preparation | Natural Gas | Food Prep Other | E6 | TRC BC Ratio | 0 | 0 | 0 | 0 | 0 | 0 | 0 | 0 | 0 | 0 | 0 | 0 | 0 | 0 | 0 | 0 | 0 | 0 | 0 | 0 | 0 | 0 | 0 | 0 | 0 | 0 | 0
F2_Commercial_Retail (ID)_New_Food Preparation_Natural Gas_Food Prep Other_E7 | F2 | Commercial | Retail (ID) | New | Food Preparation | Natural Gas | Food Prep Other | E7 | TRC BC Ratio | 0 | 0 | 0 | 0 | 0 | 0 | 0 | 0 | 0 | 0 | 0 | 0 | 0 | 0 | 0 | 0 | 0 | 0 | 0 | 0 | 0 | 0 | 0 | 0 | 0 | 0 | 0
F2_Commercial_Retail (ID)_New_Food Preparation_Natural Gas_Food Prep Other_E8 | F2 | Commercial | Retail (ID) | New | Food Preparation | Natural Gas | Food Prep Other | E8 | TRC BC Ratio | 0 | 0 | 0 | 0 | 0 | 0 | 0 | 0 | 0 | 0 | 0 | 0 | 0 | 0 | 0 | 0 | 0 | 0 | 0 | 0 | 0 | 0 | 0 | 0 | 0 | 0 | 0
F2_Commercial_Retail (ID)_New_Food Preparation_Natural Gas_Food Prep Other_E9 | F2 | Commercial | Retail (ID) | New | Food Preparation | Natural Gas | Food Prep Other | E9 | TRC BC Ratio | 0 | 0 | 0 | 0 | 0 | 0 | 0 | 0 | 0 | 0 | 0 | 0 | 0 | 0 | 0 | 0 | 0 | 0 | 0 | 0 | 0 | 0 | 0 | 0 | 0 | 0 | 0
F2_Commercial_Retail (ID)_New_Food Preparation_Natural Gas_Food Prep Other_E10 | F2 | Commercial | Retail (ID) | New | Food Preparation | Natural Gas | Food Prep Other | E10 | TRC BC Ratio | 0 | 0 | 0 | 0 | 0 | 0 | 0 | 0 | 0 | 0 | 0 | 0 | 0 | 0 | 0 | 0 | 0 | 0 | 0 | 0 | 0 | 0 | 0 | 0 | 0 | 0 | 0
F3_Commercial_Retail (ID)_New_Food Preparation_Natural Gas_Food Prep Other_E1 | F3 | Commercial | Retail (ID) | New | Food Preparation | Natural Gas | Food Prep Other | E1 | PACT BC Ratio | [24 empty] | 1 | 1 | 1 | bar: 2019 to 2042
F3_Commercial_Retail (ID)_New_Food Preparation_Natural Gas_Food Prep Other_E2 | F3 | Commercial | Retail (ID) | New | Food Preparation | Natural Gas | Food Prep Other | E2 | PACT BC Ratio | 0.036038 | 0.03687 | 0.037916 | 0.039151 | 0.040586 | 0.042397 | 0.044283 | 0.046163 | 0.047977 | 0.049815 | 0.05125 | 0.052585 | 0.054024 | 0.055426 | 0.056663 | 0.057807 | 0.058817 | 0.059809 | 0.060877 | 0.061912 | 0.062976 | 0.064087 | 0.065207 | 0.066366 | 0.067545 | 0.068745 | 0.069966
F3_Commercial_Retail (ID)_New_Food Preparation_Natural Gas_Food Prep Other_E3 | F3 | Commercial | Retail (ID) | New | Food Preparation | Natural Gas | Food Prep Other | E3 | PACT BC Ratio | 0 | 0 | 0 | 0 | 0 | 0 | 0 | 0 | 0 | 0 | 0 | 0 | 0 | 0 | 0 | 0 | 0 | 0 | 0 | 0 | 0 | 0 | 0 | 0 | 0 | 0 | 0
F3_Commercial_Retail (ID)_New_Food Preparation_Natural Gas_Food Prep Other_E4 | F3 | Commercial | Retail (ID) | New | Food Preparation | Natural Gas | Food Prep Other | E4 | PACT BC Ratio | 0 | 0 | 0 | 0 | 0 | 0 | 0 | 0 | 0 | 0 | 0 | 0 | 0 | 0 | 0 | 0 | 0 | 0 | 0 | 0 | 0 | 0 | 0 | 0 | 0 | 0 | 0
F3_Commercial_Retail (ID)_New_Food Preparation_Natural Gas_Food Prep Other_E5 | F3 | Commercial | Retail (ID) | New | Food Preparation | Natural Gas | Food Prep Other | E5 | PACT BC Ratio | 0 | 0 | 0 | 0 | 0 | 0 | 0 | 0 | 0 | 0 | 0 | 0 | 0 | 0 | 0 | 0 | 0 | 0 | 0 | 0 | 0 | 0 | 0 | 0 | 0 | 0 | 0
F3_Commercial_Retail (ID)_New_Food Preparation_Natural Gas_Food Prep Other_E6 | F3 | Commercial | Retail (ID) | New | Food Preparation | Natural Gas | Food Prep Other | E6 | PACT BC Ratio | 0 | 0 | 0 | 0 | 0 | 0 | 0 | 0 | 0 | 0 | 0 | 0 | 0 | 0 | 0 | 0 | 0 | 0 | 0 | 0 | 0 | 0 | 0 | 0 | 0 | 0 | 0
F3_Commercial_Retail (ID)_New_Food Preparation_Natural Gas_Food Prep Other_E7 | F3 | Commercial | Retail (ID) | New | Food Preparation | Natural Gas | Food Prep Other | E7 | PACT BC Ratio | 0 | 0 | 0 | 0 | 0 | 0 | 0 | 0 | 0 | 0 | 0 | 0 | 0 | 0 | 0 | 0 | 0 | 0 | 0 | 0 | 0 | 0 | 0 | 0 | 0 | 0 | 0
F3_Commercial_Retail (ID)_New_Food Preparation_Natural Gas_Food Prep Other_E8 | F3 | Commercial | Retail (ID) | New | Food Preparation | Natural Gas | Food Prep Other | E8 | PACT BC Ratio | 0 | 0 | 0 | 0 | 0 | 0 | 0 | 0 | 0 | 0 | 0 | 0 | 0 | 0 | 0 | 0 | 0 | 0 | 0 | 0 | 0 | 0 | 0 | 0 | 0 | 0 | 0
F3_Commercial_Retail (ID)_New_Food Preparation_Natural Gas_Food Prep Other_E9 | F3 | Commercial | Retail (ID) | New | Food Preparation | Natural Gas | Food Prep Other | E9 | PACT BC Ratio | 0 | 0 | 0 | 0 | 0 | 0 | 0 | 0 | 0 | 0 | 0 | 0 | 0 | 0 | 0 | 0 | 0 | 0 | 0 | 0 | 0 | 0 | 0 | 0 | 0 | 0 | 0
F3_Commercial_Retail (ID)_New_Food Preparation_Natural Gas_Food Prep Other_E10 | F3 | Commercial | Retail (ID) | New | Food Preparation | Natural Gas | Food Prep Other | E10 | PACT BC Ratio | 0 | 0 | 0 | 0 | 0 | 0 | 0 | 0 | 0 | 0 | 0 | 0 | 0 | 0 | 0 | 0 | 0 | 0 | 0 | 0 | 0 | 0 | 0 | 0 | 0 | 0 | 0
F4_Commercial_Retail (ID)_New_Food Preparation_Natural Gas_Food Prep Other_E1 | F4 | Commercial | Retail (ID) | New | Food Preparation | Natural Gas | Food Prep Other | E1 | RVT BC Ratio | [24 empty] | 1 | 1 | 1 | bar: 2019 to 2042
F4_Commercial_Retail (ID)_New_Food Preparation_Natural Gas_Food Prep Other_E2 | F4 | Commercial | Retail (ID) | New | Food Preparation | Natural Gas | Food Prep Other | E2 | RVT BC Ratio | 0.43193 | 0.43236 | 0.43288 | 0.43353 | 0.43429 | 0.43529 | 0.43633 | 0.43733 | 0.43825 | 0.43913 | 0.44004 | 0.44085 | 0.44169 | 0.44247 | 0.44313 | 0.44372 | 0.44419 | 0.44465 | 0.44513 | 0.44557 | 0.44602 | 0.44672 | 0.44744 | 0.44817 | 0.44892 | 0.44969 | 0.45046
F4_Commercial_Retail (ID)_New_Food Preparation_Natural Gas_Food Prep Other_E3 | F4 | Commercial | Retail (ID) | New | Food Preparation | Natural Gas | Food Prep Other | E3 | RVT BC Ratio | 0 | 0 | 0 | 0 | 0 | 0 | 0 | 0 | 0 | 0 | 0 | 0 | 0 | 0 | 0 | 0 | 0 | 0 | 0 | 0 | 0 | 0 | 0 | 0 | 0 | 0 | 0
F4_Commercial_Retail (ID)_New_Food Preparation_Natural Gas_Food Prep Other_E4 | F4 | Commercial | Retail (ID) | New | Food Preparation | Natural Gas | Food Prep Other | E4 | RVT BC Ratio | 0 | 0 | 0 | 0 | 0 | 0 | 0 | 0 | 0 | 0 | 0 | 0 | 0 | 0 | 0 | 0 | 0 | 0 | 0 | 0 | 0 | 0 | 0 | 0 | 0 | 0 | 0
F4_Commercial_Retail (ID)_New_Food Preparation_Natural Gas_Food Prep Other_E5 | F4 | Commercial | Retail (ID) | New | Food Preparation | Natural Gas | Food Prep Other | E5 | RVT BC Ratio | 0 | 0 | 0 | 0 | 0 | 0 | 0 | 0 | 0 | 0 | 0 | 0 | 0 | 0 | 0 | 0 | 0 | 0 | 0 | 0 | 0 | 0 | 0 | 0 | 0 | 0 | 0
F4_Commercial_Retail (ID)_New_Food Preparation_Natural Gas_Food Prep Other_E6 | F4 | Commercial | Retail (ID) | New | Food Preparation | Natural Gas | Food Prep Other | E6 | RVT BC Ratio | 0 | 0 | 0 | 0 | 0 | 0 | 0 | 0 | 0 | 0 | 0 | 0 | 0 | 0 | 0 | 0 | 0 | 0 | 0 | 0 | 0 | 0 | 0 | 0 | 0 | 0 | 0
F4_Commercial_Retail (ID)_New_Food Preparation_Natural Gas_Food Prep Other_E7 | F4 | Commercial | Retail (ID) | New | Food Preparation | Natural Gas | Food Prep Other | E7 | RVT BC Ratio | 0 | 0 | 0 | 0 | 0 | 0 | 0 | 0 | 0 | 0 | 0 | 0 | 0 | 0 | 0 | 0 | 0 | 0 | 0 | 0 | 0 | 0 | 0 | 0 | 0 | 0 | 0
F4_Commercial_Retail (ID)_New_Food Preparation_Natural Gas_Food Prep Other_E8 | F4 | Commercial | Retail (ID) | New | Food Preparation | Natural Gas | Food Prep Other | E8 | RVT BC Ratio | 0 | 0 | 0 | 0 | 0 | 0 | 0 | 0 | 0 | 0 | 0 | 0 | 0 | 0 | 0 | 0 | 0 | 0 | 0 | 0 | 0 | 0 | 0 | 0 | 0 | 0 | 0
F4_Commercial_Retail (ID)_New_Food Preparation_Natural Gas_Food Prep Other_E9 | F4 | Commercial | Retail (ID) | New | Food Preparation | Natural Gas | Food Prep Other | E9 | RVT BC Ratio | 0 | 0 | 0 | 0 | 0 | 0 | 0 | 0 | 0 | 0 | 0 | 0 | 0 | 0 | 0 | 0 | 0 | 0 | 0 | 0 | 0 | 0 | 0 | 0 | 0 | 0 | 0
F4_Commercial_Retail (ID)_New_Food Preparation_Natural Gas_Food Prep Other_E10 | F4 | Commercial | Retail (ID) | New | Food Preparation | Natural Gas | Food Prep Other | E10 | RVT BC Ratio | 0 | 0 | 0 | 0 | 0 | 0 | 0 | 0 | 0 | 0 | 0 | 0 | 0 | 0 | 0 | 0 | 0 | 0 | 0 | 0 | 0 | 0 | 0 | 0 | 0 | 0 | 0
F5_Commercial_Retail (ID)_New_Food Preparation_Natural Gas_Food Prep Other_E1 | F5 | Commercial | Retail (ID) | New | Food Preparation | Natural Gas | Food Prep Other | E1 | RIM BC Ratio | [24 empty] | 1 | 1 | 1 | bar: 2019 to 2042
F5_Commercial_Retail (ID)_New_Food Preparation_Natural Gas_Food Prep Other_E2 | F5 | Commercial | Retail (ID) | New | Food Preparation | Natural Gas | Food Prep Other | E2 | RIM BC Ratio | 0.034556 | 0.03533 | 0.036302 | 0.037446 | 0.038773 | 0.040438 | 0.042169 | 0.04389 | 0.045549 | 0.047229 | 0.048521 | 0.049721 | 0.051015 | 0.052275 | 0.053386 | 0.054416 | 0.055325 | 0.056219 | 0.057179 | 0.058112 | 0.05907 | 0.060046 | 0.061029 | 0.062043 | 0.063072 | 0.064117 | 0.065178
F5_Commercial_Retail (ID)_New_Food Preparation_Natural Gas_Food Prep Other_E3 | F5 | Commercial | Retail (ID) | New | Food Preparation | Natural Gas | Food Prep Other | E3 | RIM BC Ratio | 0 | 0 | 0 | 0 | 0 | 0 | 0 | 0 | 0 | 0 | 0 | 0 | 0 | 0 | 0 | 0 | 0 | 0 | 0 | 0 | 0 | 0 | 0 | 0 | 0 | 0 | 0
F5_Commercial_Retail (ID)_New_Food Preparation_Natural Gas_Food Prep Other_E4 | F5 | Commercial | Retail (ID) | New | Food Preparation | Natural Gas | Food Prep Other | E4 | RIM BC Ratio | 0 | 0 | 0 | 0 | 0 | 0 | 0 | 0 | 0 | 0 | 0 | 0 | 0 | 0 | 0 | 0 | 0 | 0 | 0 | 0 | 0 | 0 | 0 | 0 | 0 | 0 | 0
F5_Commercial_Retail (ID)_New_Food Preparation_Natural Gas_Food Prep Other_E5 | F5 | Commercial | Retail (ID) | New | Food Preparation | Natural Gas | Food Prep Other | E5 | RIM BC Ratio | 0 | 0 | 0 | 0 | 0 | 0 | 0 | 0 | 0 | 0 | 0 | 0 | 0 | 0 | 0 | 0 | 0 | 0 | 0 | 0 | 0 | 0 | 0 | 0 | 0 | 0 | 0
F5_Commercial_Retail (ID)_New_Food Preparation_Natural Gas_Food Prep Other_E6 | F5 | Commercial | Retail (ID) | New | Food Preparation | Natural Gas | Food Prep Other | E6 | RIM BC Ratio | 0 | 0 | 0 | 0 | 0 | 0 | 0 | 0 | 0 | 0 | 0 | 0 | 0 | 0 | 0 | 0 | 0 | 0 | 0 | 0 | 0 | 0 | 0 | 0 | 0 | 0 | 0
F5_Commercial_Retail (ID)_New_Food Preparation_Natural Gas_Food Prep Other_E7 | F5 | Commercial | Retail (ID) | New | Food Preparation | Natural Gas | Food Prep Other | E7 | RIM BC Ratio | 0 | 0 | 0 | 0 | 0 | 0 | 0 | 0 | 0 | 0 | 0 | 0 | 0 | 0 | 0 | 0 | 0 | 0 | 0 | 0 | 0 | 0 | 0 | 0 | 0 | 0 | 0
F5_Commercial_Retail (ID)_New_Food Preparation_Natural Gas_Food Prep Other_E8 | F5 | Commercial | Retail (ID) | New | Food Preparation | Natural Gas | Food Prep Other | E8 | RIM BC Ratio | 0 | 0 | 0 | 0 | 0 | 0 | 0 | 0 | 0 | 0 | 0 | 0 | 0 | 0 | 0 | 0 | 0 | 0 | 0 | 0 | 0 | 0 | 0 | 0 | 0 | 0 | 0
F5_Commercial_Retail (ID)_New_Food Preparation_Natural Gas_Food Prep Other_E9 | F5 | Commercial | Retail (ID) | New | Food Preparation | Natural Gas | Food Prep Other | E9 | RIM BC Ratio | 0 | 0 | 0 | 0 | 0 | 0 | 0 | 0 | 0 | 0 | 0 | 0 | 0 | 0 | 0 | 0 | 0 | 0 | 0 | 0 | 0 | 0 | 0 | 0 | 0 | 0 | 0
F5_Commercial_Retail (ID)_New_Food Preparation_Natural Gas_Food Prep Other_E10 | F5 | Commercial | Retail (ID) | New | Food Preparation | Natural Gas | Food Prep Other | E10 | RIM BC Ratio | 0 | 0 | 0 | 0 | 0 | 0 | 0 | 0 | 0 | 0 | 0 | 0 | 0 | 0 | 0 | 0 | 0 | 0 | 0 | 0 | 0 | 0 | 0 | 0 | 0 | 0 | 0
F0_Commercial_Retail (ID)_New_Miscellaneous_Natural Gas_Pool Heater_E0 | F0 | Commercial | Retail (ID) | New | Miscellaneous | Natural Gas | Pool Heater | E0 | Economic Unit | Standard (EF .82) | Standard (EF .82) | Standard (EF .82) | Standard (EF .82) | Standard (EF .82) | Standard (EF .82) | Standard (EF .82) | Standard (EF .82) | Standard (EF .82) | Standard (EF .82) | Standard (EF .82) | Standard (EF .82) | Standard (EF .82) | Standard (EF .82) | Standard (EF .82) | Standard (EF .82) | Standard (EF .82) | Standard (EF .82) | Standard (EF .82) | Standard (EF .82) | Standard (EF .82) | Standard (EF .82) | Standard (EF .82) | Standard (EF .82) | Standard (EF .82) | Standard (EF .82) | Standard (EF .82)
F1_Commercial_Retail (ID)_New_Miscellaneous_Natural Gas_Pool Heater_E1 | F1 | Commercial | Retail (ID) | New | Miscellaneous | Natural Gas | Pool Heater | E1 | CCE | 0 | 0 | 0 | 0 | 0 | 0 | 0 | 0 | 0 | 0 | 0 | 0 | 0 | 0 | 0 | 0 | 0 | 0 | 0 | 0 | 0 | 0 | 0 | 0 | 0 | 0 | 0
F1_Commercial_Retail (ID)_New_Miscellaneous_Natural Gas_Pool Heater_E2 | F1 | Commercial | Retail (ID) | New | Miscellaneous | Natural Gas | Pool Heater | E2 | CCE | 0.013474 | 0.013474 | 0.013474 | 0.013474 | 0.013474 | 0.013474 | 0.013474 | 0.013474 | 0.013474 | 0.013474 | 0.013474 | 0.013474 | 0.013474 | 0.013474 | 0.013474 | 0.013474 | 0.013474 | 0.013474 | 0.013474 | 0.013474 | 0.013474 | 0.013474 | 0.013474 | 0.013474 | 0.013474 | 0.013474 | 0.013474
F1_Commercial_Retail (ID)_New_Miscellaneous_Natural Gas_Pool Heater_E3 | F1 | Commercial | Retail (ID) | New | Miscellaneous | Natural Gas | Pool Heater | E3 | CCE | 0 | 0 | 0 | 0 | 0 | 0 | 0 | 0 | 0 | 0 | 0 | 0 | 0 | 0 | 0 | 0 | 0 | 0 | 0 | 0 | 0 | 0 | 0 | 0 | 0 | 0 | 0
F1_Commercial_Retail (ID)_New_Miscellaneous_Natural Gas_Pool Heater_E4 | F1 | Commercial | Retail (ID) | New | Miscellaneous | Natural Gas | Pool Heater | E4 | CCE | 0 | 0 | 0 | 0 | 0 | 0 | 0 | 0 | 0 | 0 | 0 | 0 | 0 | 0 | 0 | 0 | 0 | 0 | 0 | 0 | 0 | 0 | 0 | 0 | 0 | 0 | 0
F1_Commercial_Retail (ID)_New_Miscellaneous_Natural Gas_Pool Heater_E5 | F1 | Commercial | Retail (ID) | New | Miscellaneous | Natural Gas | Pool Heater | E5 | CCE | 0 | 0 | 0 | 0 | 0 | 0 | 0 | 0 | 0 | 0 | 0 | 0 | 0 | 0 | 0 | 0 | 0 | 0 | 0 | 0 | 0 | 0 | 0 | 0 | 0 | 0 | 0
F1_Commercial_Retail (ID)_New_Miscellaneous_Natural Gas_Pool Heater_E6 | F1 | Commercial | Retail (ID) | New | Miscellaneous | Natural Gas | Pool Heater | E6 | CCE | 0 | 0 | 0 | 0 | 0 | 0 | 0 | 0 | 0 | 0 | 0 | 0 | 0 | 0 | 0 | 0 | 0 | 0 | 0 | 0 | 0 | 0 | 0 | 0 | 0 | 0 | 0
F1_Commercial_Retail (ID)_New_Miscellaneous_Natural Gas_Pool Heater_E7 | F1 | Commercial | Retail (ID) | New | Miscellaneous | Natural Gas | Pool Heater | E7 | CCE | 0 | 0 | 0 | 0 | 0 | 0 | 0 | 0 | 0 | 0 | 0 | 0 | 0 | 0 | 0 | 0 | 0 | 0 | 0 | 0 | 0 | 0 | 0 | 0 | 0 | 0 | 0
F1_Commercial_Retail (ID)_New_Miscellaneous_Natural Gas_Pool Heater_E8 | F1 | Commercial | Retail (ID) | New | Miscellaneous | Natural Gas | Pool Heater | E8 | CCE | 0 | 0 | 0 | 0 | 0 | 0 | 0 | 0 | 0 | 0 | 0 | 0 | 0 | 0 | 0 | 0 | 0 | 0 | 0 | 0 | 0 | 0 | 0 | 0 | 0 | 0 | 0
F1_Commercial_Retail (ID)_New_Miscellaneous_Natural Gas_Pool Heater_E9 | F1 | Commercial | Retail (ID) | New | Miscellaneous | Natural Gas | Pool Heater | E9 | CCE | 0 | 0 | 0 | 0 | 0 | 0 | 0 | 0 | 0 | 0 | 0 | 0 | 0 | 0 | 0 | 0 | 0 | 0 | 0 | 0 | 0 | 0 | 0 | 0 | 0 | 0 | 0
F1_Commercial_Retail (ID)_New_Miscellaneous_Natural Gas_Pool Heater_E10 | F1 | Commercial | Retail (ID) | New | Miscellaneous | Natural Gas | Pool Heater | E10 | CCE | 0 | 0 | 0 | 0 | 0 | 0 | 0 | 0 | 0 | 0 | 0 | 0 | 0 | 0 | 0 | 0 | 0 | 0 | 0 | 0 | 0 | 0 | 0 | 0 | 0 | 0 | 0
F2_Commercial_Retail (ID)_New_Miscellaneous_Natural Gas_Pool Heater_E1 | F2 | Commercial | Retail (ID) | New | Miscellaneous | Natural Gas | Pool Heater | E1 | TRC BC Ratio | [24 empty] | 1 | 1 | 1 | bar: 2019 to 2042
F2_Commercial_Retail (ID)_New_Miscellaneous_Natural Gas_Pool Heater_E2 | F2 | Commercial | Retail (ID) | New | Miscellaneous | Natural Gas | Pool Heater | E2 | TRC BC Ratio | 0.24558 | 0.24744 | 0.25144 | 0.25792 | 0.26685 | 0.27983 | 0.29405 | 0.30832 | 0.32213 | 0.3369 | 0.34804 | 0.3585 | 0.37033 | 0.38173 | 0.39129 | 0.39986 | 0.40688 | 0.4136 | 0.42102 | 0.42801 | 0.43524 | 0.44289 | 0.45057 | 0.45857 | 0.46672 | 0.47501 | 0.48345
F2_Commercial_Retail (ID)_New_Miscellaneous_Natural Gas_Pool Heater_E3 | F2 | Commercial | Retail (ID) | New | Miscellaneous | Natural Gas | Pool Heater | E3 | TRC BC Ratio | 0 | 0 | 0 | 0 | 0 | 0 | 0 | 0 | 0 | 0 | 0 | 0 | 0 | 0 | 0 | 0 | 0 | 0 | 0 | 0 | 0 | 0 | 0 | 0 | 0 | 0 | 0
F2_Commercial_Retail (ID)_New_Miscellaneous_Natural Gas_Pool Heater_E4 | F2 | Commercial | Retail (ID) | New | Miscellaneous | Natural Gas | Pool Heater | E4 | TRC BC Ratio | 0 | 0 | 0 | 0 | 0 | 0 | 0 | 0 | 0 | 0 | 0 | 0 | 0 | 0 | 0 | 0 | 0 | 0 | 0 | 0 | 0 | 0 | 0 | 0 | 0 | 0 | 0
F2_Commercial_Retail (ID)_New_Miscellaneous_Natural Gas_Pool Heater_E5 | F2 | Commercial | Retail (ID) | New | Miscellaneous | Natural Gas | Pool Heater | E5 | TRC BC Ratio | 0 | 0 | 0 | 0 | 0 | 0 | 0 | 0 | 0 | 0 | 0 | 0 | 0 | 0 | 0 | 0 | 0 | 0 | 0 | 0 | 0 | 0 | 0 | 0 | 0 | 0 | 0
F2_Commercial_Retail (ID)_New_Miscellaneous_Natural Gas_Pool Heater_E6 | F2 | Commercial | Retail (ID) | New | Miscellaneous | Natural Gas | Pool Heater | E6 | TRC BC Ratio | 0 | 0 | 0 | 0 | 0 | 0 | 0 | 0 | 0 | 0 | 0 | 0 | 0 | 0 | 0 | 0 | 0 | 0 | 0 | 0 | 0 | 0 | 0 | 0 | 0 | 0 | 0
F2_Commercial_Retail (ID)_New_Miscellaneous_Natural Gas_Pool Heater_E7 | F2 | Commercial | Retail (ID) | New | Miscellaneous | Natural Gas | Pool Heater | E7 | TRC BC Ratio | 0 | 0 | 0 | 0 | 0 | 0 | 0 | 0 | 0 | 0 | 0 | 0 | 0 | 0 | 0 | 0 | 0 | 0 | 0 | 0 | 0 | 0 | 0 | 0 | 0 | 0 | 0
F2_Commercial_Retail (ID)_New_Miscellaneous_Natural Gas_Pool Heater_E8 | F2 | Commercial | Retail (ID) | New | Miscellaneous | Natural Gas | Pool Heater | E8 | TRC BC Ratio | 0 | 0 | 0 | 0 | 0 | 0 | 0 | 0 | 0 | 0 | 0 | 0 | 0 | 0 | 0 | 0 | 0 | 0 | 0 | 0 | 0 | 0 | 0 | 0 | 0 | 0 | 0
F2_Commercial_Retail (ID)_New_Miscellaneous_Natural Gas_Pool Heater_E9 | F2 | Commercial | Retail (ID) | New | Miscellaneous | Natural Gas | Pool Heater | E9 | TRC BC Ratio | 0 | 0 | 0 | 0 | 0 | 0 | 0 | 0 | 0 | 0 | 0 | 0 | 0 | 0 | 0 | 0 | 0 | 0 | 0 | 0 | 0 | 0 | 0 | 0 | 0 | 0 | 0
F2_Commercial_Retail (ID)_New_Miscellaneous_Natural Gas_Pool Heater_E10 | F2 | Commercial | Retail (ID) | New | Miscellaneous | Natural Gas | Pool Heater | E10 | TRC BC Ratio | 0 | 0 | 0 | 0 | 0 | 0 | 0 | 0 | 0 | 0 | 0 | 0 | 0 | 0 | 0 | 0 | 0 | 0 | 0 | 0 | 0 | 0 | 0 | 0 | 0 | 0 | 0
F3_Commercial_Retail (ID)_New_Miscellaneous_Natural Gas_Pool Heater_E1 | F3 | Commercial | Retail (ID) | New | Miscellaneous | Natural Gas | Pool Heater | E1 | PACT BC Ratio | [24 empty] | 1 | 1 | 1 | bar: 2019 to 2042
F3_Commercial_Retail (ID)_New_Miscellaneous_Natural Gas_Pool Heater_E2 | F3 | Commercial | Retail (ID) | New | Miscellaneous | Natural Gas | Pool Heater | E2 | PACT BC Ratio | 0.60931 | 0.61394 | 0.62387 | 0.63995 | 0.66211 | 0.69429 | 0.72958 | 0.76498 | 0.79925 | 0.8359 | 0.86355 | 0.8895 | 0.91884 | 0.94714 | 0.97086 | 0.99213 | 1.0095 | 1.0262 | 1.0446 | 1.062 | 1.0799 | 1.0989 | 1.1179 | 1.1378 | 1.158 | 1.1786 | 1.1995
F3_Commercial_Retail (ID)_New_Miscellaneous_Natural Gas_Pool Heater_E3 | F3 | Commercial | Retail (ID) | New | Miscellaneous | Natural Gas | Pool Heater | E3 | PACT BC Ratio | 0 | 0 | 0 | 0 | 0 | 0 | 0 | 0 | 0 | 0 | 0 | 0 | 0 | 0 | 0 | 0 | 0 | 0 | 0 | 0 | 0 | 0 | 0 | 0 | 0 | 0 | 0
F3_Commercial_Retail (ID)_New_Miscellaneous_Natural Gas_Pool Heater_E4 | F3 | Commercial | Retail (ID) | New | Miscellaneous | Natural Gas | Pool Heater | E4 | PACT BC Ratio | 0 | 0 | 0 | 0 | 0 | 0 | 0 | 0 | 0 | 0 | 0 | 0 | 0 | 0 | 0 | 0 | 0 | 0 | 0 | 0 | 0 | 0 | 0 | 0 | 0 | 0 | 0
F3_Commercial_Retail (ID)_New_Miscellaneous_Natural Gas_Pool Heater_E5 | F3 | Commercial | Retail (ID) | New | Miscellaneous | Natural Gas | Pool Heater | E5 | PACT BC Ratio | 0 | 0 | 0 | 0 | 0 | 0 | 0 | 0 | 0 | 0 | 0 | 0 | 0 | 0 | 0 | 0 | 0 | 0 | 0 | 0 | 0 | 0 | 0 | 0 | 0 | 0 | 0
F3_Commercial_Retail (ID)_New_Miscellaneous_Natural Gas_Pool Heater_E6 | F3 | Commercial | Retail (ID) | New | Miscellaneous | Natural Gas | Pool Heater | E6 | PACT BC Ratio | 0 | 0 | 0 | 0 | 0 | 0 | 0 | 0 | 0 | 0 | 0 | 0 | 0 | 0 | 0 | 0 | 0 | 0 | 0 | 0 | 0 | 0 | 0 | 0 | 0 | 0 | 0
F3_Commercial_Retail (ID)_New_Miscellaneous_Natural Gas_Pool Heater_E7 | F3 | Commercial | Retail (ID) | New | Miscellaneous | Natural Gas | Pool Heater | E7 | PACT BC Ratio | 0 | 0 | 0 | 0 | 0 | 0 | 0 | 0 | 0 | 0 | 0 | 0 | 0 | 0 | 0 | 0 | 0 | 0 | 0 | 0 | 0 | 0 | 0 | 0 | 0 | 0 | 0
F3_Commercial_Retail (ID)_New_Miscellaneous_Natural Gas_Pool Heater_E8 | F3 | Commercial | Retail (ID) | New | Miscellaneous | Natural Gas | Pool Heater | E8 | PACT BC Ratio | 0 | 0 | 0 | 0 | 0 | 0 | 0 | 0 | 0 | 0 | 0 | 0 | 0 | 0 | 0 | 0 | 0 | 0 | 0 | 0 | 0 | 0 | 0 | 0 | 0 | 0 | 0
F3_Commercial_Retail (ID)_New_Miscellaneous_Natural Gas_Pool Heater_E9 | F3 | Commercial | Retail (ID) | New | Miscellaneous | Natural Gas | Pool Heater | E9 | PACT BC Ratio | 0 | 0 | 0 | 0 | 0 | 0 | 0 | 0 | 0 | 0 | 0 | 0 | 0 | 0 | 0 | 0 | 0 | 0 | 0 | 0 | 0 | 0 | 0 | 0 | 0 | 0 | 0
F3_Commercial_Retail (ID)_New_Miscellaneous_Natural Gas_Pool Heater_E10 | F3 | Commercial | Retail (ID) | New | Miscellaneous | Natural Gas | Pool Heater | E10 | PACT BC Ratio | 0 | 0 | 0 | 0 | 0 | 0 | 0 | 0 | 0 | 0 | 0 | 0 | 0 | 0 | 0 | 0 | 0 | 0 | 0 | 0 | 0 | 0 | 0 | 0 | 0 | 0 | 0
F4_Commercial_Retail (ID)_New_Miscellaneous_Natural Gas_Pool Heater_E1 | F4 | Commercial | Retail (ID) | New | Miscellaneous | Natural Gas | Pool Heater | E1 | RVT BC Ratio | [24 empty] | 1 | 1 | 1 | bar: 2019 to 2042
F4_Commercial_Retail (ID)_New_Miscellaneous_Natural Gas_Pool Heater_E2 | F4 | Commercial | Retail (ID) | New | Miscellaneous | Natural Gas | Pool Heater | E2 | RVT BC Ratio | 0.63728 | 0.63996 | 0.6448 | 0.65211 | 0.66171 | 0.67568 | 0.68979 | 0.70332 | 0.71552 | 0.72835 | 0.74306 | 0.75687 | 0.77248 | 0.78692 | 0.7982 | 0.80735 | 0.81352 | 0.81821 | 0.82349 | 0.82781 | 0.83205 | 0.84168 | 0.85136 | 0.86145 | 0.87171 | 0.88216 | 0.89279
F4_Commercial_Retail (ID)_New_Miscellaneous_Natural Gas_Pool Heater_E3 | F4 | Commercial | Retail (ID) | New | Miscellaneous | Natural Gas | Pool Heater | E3 | RVT BC Ratio | 0 | 0 | 0 | 0 | 0 | 0 | 0 | 0 | 0 | 0 | 0 | 0 | 0 | 0 | 0 | 0 | 0 | 0 | 0 | 0 | 0 | 0 | 0 | 0 | 0 | 0 | 0
F4_Commercial_Retail (ID)_New_Miscellaneous_Natural Gas_Pool Heater_E4 | F4 | Commercial | Retail (ID) | New | Miscellaneous | Natural Gas | Pool Heater | E4 | RVT BC Ratio | 0 | 0 | 0 | 0 | 0 | 0 | 0 | 0 | 0 | 0 | 0 | 0 | 0 | 0 | 0 | 0 | 0 | 0 | 0 | 0 | 0 | 0 | 0 | 0 | 0 | 0 | 0
F4_Commercial_Retail (ID)_New_Miscellaneous_Natural Gas_Pool Heater_E5 | F4 | Commercial | Retail (ID) | New | Miscellaneous | Natural Gas | Pool Heater | E5 | RVT BC Ratio | 0 | 0 | 0 | 0 | 0 | 0 | 0 | 0 | 0 | 0 | 0 | 0 | 0 | 0 | 0 | 0 | 0 | 0 | 0 | 0 | 0 | 0 | 0 | 0 | 0 | 0 | 0
F4_Commercial_Retail (ID)_New_Miscellaneous_Natural Gas_Pool Heater_E6 | F4 | Commercial | Retail (ID) | New | Miscellaneous | Natural Gas | Pool Heater | E6 | RVT BC Ratio | 0 | 0 | 0 | 0 | 0 | 0 | 0 | 0 | 0 | 0 | 0 | 0 | 0 | 0 | 0 | 0 | 0 | 0 | 0 | 0 | 0 | 0 | 0 | 0 | 0 | 0 | 0
F4_Commercial_Retail (ID)_New_Miscellaneous_Natural Gas_Pool Heater_E7 | F4 | Commercial | Retail (ID) | New | Miscellaneous | Natural Gas | Pool Heater | E7 | RVT BC Ratio | 0 | 0 | 0 | 0 | 0 | 0 | 0 | 0 | 0 | 0 | 0 | 0 | 0 | 0 | 0 | 0 | 0 | 0 | 0 | 0 | 0 | 0 | 0 | 0 | 0 | 0 | 0
F4_Commercial_Retail (ID)_New_Miscellaneous_Natural Gas_Pool Heater_E8 | F4 | Commercial | Retail (ID) | New | Miscellaneous | Natural Gas | Pool Heater | E8 | RVT BC Ratio | 0 | 0 | 0 | 0 | 0 | 0 | 0 | 0 | 0 | 0 | 0 | 0 | 0 | 0 | 0 | 0 | 0 | 0 | 0 | 0 | 0 | 0 | 0 | 0 | 0 | 0 | 0
F4_Commercial_Retail (ID)_New_Miscellaneous_Natural Gas_Pool Heater_E9 | F4 | Commercial | Retail (ID) | New | Miscellaneous | Natural Gas | Pool Heater | E9 | RVT BC Ratio | 0 | 0 | 0 | 0 | 0 | 0 | 0 | 0 | 0 | 0 | 0 | 0 | 0 | 0 | 0 | 0 | 0 | 0 | 0 | 0 | 0 | 0 | 0 | 0 | 0 | 0 | 0
F4_Commercial_Retail (ID)_New_Miscellaneous_Natural Gas_Pool Heater_E10 | F4 | Commercial | Retail (ID) | New | Miscellaneous | Natural Gas | Pool Heater | E10 | RVT BC Ratio | 0 | 0 | 0 | 0 | 0 | 0 | 0 | 0 | 0 | 0 | 0 | 0 | 0 | 0 | 0 | 0 | 0 | 0 | 0 | 0 | 0 | 0 | 0 | 0 | 0 | 0 | 0
F5_Commercial_Retail (ID)_New_Miscellaneous_Natural Gas_Pool Heater_E1 | F5 | Commercial | Retail (ID) | New | Miscellaneous | Natural Gas | Pool Heater | E1 | RIM BC Ratio | [24 empty] | 1 | 1 | 1 | bar: 2019 to 2042
F5_Commercial_Retail (ID)_New_Miscellaneous_Natural Gas_Pool Heater_E2 | F5 | Commercial | Retail (ID) | New | Miscellaneous | Natural Gas | Pool Heater | E2 | RIM BC Ratio | 0.35197 | 0.3535 | 0.35717 | 0.36322 | 0.37161 | 0.38346 | 0.39657 | 0.40958 | 0.42222 | 0.43548 | 0.44287 | 0.4496 | 0.45697 | 0.46415 | 0.4704 | 0.47633 | 0.48175 | 0.48744 | 0.49363 | 0.49972 | 0.50607 | 0.5102 | 0.51427 | 0.51843 | 0.52259 | 0.52674 | 0.53088
F5_Commercial_Retail (ID)_New_Miscellaneous_Natural Gas_Pool Heater_E3 | F5 | Commercial | Retail (ID) | New | Miscellaneous | Natural Gas | Pool Heater | E3 | RIM BC Ratio | 0 | 0 | 0 | 0 | 0 | 0 | 0 | 0 | 0 | 0 | 0 | 0 | 0 | 0 | 0 | 0 | 0 | 0 | 0 | 0 | 0 | 0 | 0 | 0 | 0 | 0 | 0
F5_Commercial_Retail (ID)_New_Miscellaneous_Natural Gas_Pool Heater_E4 | F5 | Commercial | Retail (ID) | New | Miscellaneous | Natural Gas | Pool Heater | E4 | RIM BC Ratio | 0 | 0 | 0 | 0 | 0 | 0 | 0 | 0 | 0 | 0 | 0 | 0 | 0 | 0 | 0 | 0 | 0 | 0 | 0 | 0 | 0 | 0 | 0 | 0 | 0 | 0 | 0
F5_Commercial_Retail (ID)_New_Miscellaneous_Natural Gas_Pool Heater_E5 | F5 | Commercial | Retail (ID) | New | Miscellaneous | Natural Gas | Pool Heater | E5 | RIM BC Ratio | 0 | 0 | 0 | 0 | 0 | 0 | 0 | 0 | 0 | 0 | 0 | 0 | 0 | 0 | 0 | 0 | 0 | 0 | 0 | 0 | 0 | 0 | 0 | 0 | 0 | 0 | 0
F5_Commercial_Retail (ID)_New_Miscellaneous_Natural Gas_Pool Heater_E6 | F5 | Commercial | Retail (ID) | New | Miscellaneous | Natural Gas | Pool Heater | E6 | RIM BC Ratio | 0 | 0 | 0 | 0 | 0 | 0 | 0 | 0 | 0 | 0 | 0 | 0 | 0 | 0 | 0 | 0 | 0 | 0 | 0 | 0 | 0 | 0 | 0 | 0 | 0 | 0 | 0
F5_Commercial_Retail (ID)_New_Miscellaneous_Natural Gas_Pool Heater_E7 | F5 | Commercial | Retail (ID) | New | Miscellaneous | Natural Gas | Pool Heater | E7 | RIM BC Ratio | 0 | 0 | 0 | 0 | 0 | 0 | 0 | 0 | 0 | 0 | 0 | 0 | 0 | 0 | 0 | 0 | 0 | 0 | 0 | 0 | 0 | 0 | 0 | 0 | 0 | 0 | 0
F5_Commercial_Retail (ID)_New_Miscellaneous_Natural Gas_Pool Heater_E8 | F5 | Commercial | Retail (ID) | New | Miscellaneous | Natural Gas | Pool Heater | E8 | RIM BC Ratio | 0 | 0 | 0 | 0 | 0 | 0 | 0 | 0 | 0 | 0 | 0 | 0 | 0 | 0 | 0 | 0 | 0 | 0 | 0 | 0 | 0 | 0 | 0 | 0 | 0 | 0 | 0
F5_Commercial_Retail (ID)_New_Miscellaneous_Natural Gas_Pool Heater_E9 | F5 | Commercial | Retail (ID) | New | Miscellaneous | Natural Gas | Pool Heater | E9 | RIM BC Ratio | 0 | 0 | 0 | 0 | 0 | 0 | 0 | 0 | 0 | 0 | 0 | 0 | 0 | 0 | 0 | 0 | 0 | 0 | 0 | 0 | 0 | 0 | 0 | 0 | 0 | 0 | 0
F5_Commercial_Retail (ID)_New_Miscellaneous_Natural Gas_Pool Heater_E10 | F5 | Commercial | Retail (ID) | New | Miscellaneous | Natural Gas | Pool Heater | E10 | RIM BC Ratio | 0 | 0 | 0 | 0 | 0 | 0 | 0 | 0 | 0 | 0 | 0 | 0 | 0 | 0 | 0 | 0 | 0 | 0 | 0 | 0 | 0 | 0 | 0 | 0 | 0 | 0 | 0
F0_Commercial_Retail (ID)_New_Miscellaneous_Natural Gas_Miscellaneous_E0 | F0 | Commercial | Retail (ID) | New | Miscellaneous | Natural Gas | Miscellaneous | E0 | Economic Unit | Standard | Standard | Standard | Standard | Standard | Standard | Standard | Standard | Standard | Standard | Standard | Standard | Standard | Standard | Standard | Standard | Standard | Standard | Standard | Standard | Standard | Standard | Standard | Standard | Standard | Standard | Standard
F1_Commercial_Retail (ID)_New_Miscellaneous_Natural Gas_Miscellaneous_E1 | F1 | Commercial | Retail (ID) | New | Miscellaneous | Natural Gas | Miscellaneous | E1 | CCE | 0 | 0 | 0 | 0 | 0 | 0 | 0 | 0 | 0 | 0 | 0 | 0 | 0 | 0 | 0 | 0 | 0 | 0 | 0 | 0 | 0 | 0 | 0 | 0 | 0 | 0 | 0
F1_Commercial_Retail (ID)_New_Miscellaneous_Natural Gas_Miscellaneous_E2 | F1 | Commercial | Retail (ID) | New | Miscellaneous | Natural Gas | Miscellaneous | E2 | CCE | 0 | 0 | 0 | 0 | 0 | 0 | 0 | 0 | 0 | 0 | 0 | 0 | 0 | 0 | 0 | 0 | 0 | 0 | 0 | 0 | 0 | 0 | 0 | 0 | 0 | 0 | 0
F1_Commercial_Retail (ID)_New_Miscellaneous_Natural Gas_Miscellaneous_E3 | F1 | Commercial | Retail (ID) | New | Miscellaneous | Natural Gas | Miscellaneous | E3 | CCE | 0 | 0 | 0 | 0 | 0 | 0 | 0 | 0 | 0 | 0 | 0 | 0 | 0 | 0 | 0 | 0 | 0 | 0 | 0 | 0 | 0 | 0 | 0 | 0 | 0 | 0 | 0
F1_Commercial_Retail (ID)_New_Miscellaneous_Natural Gas_Miscellaneous_E4 | F1 | Commercial | Retail (ID) | New | Miscellaneous | Natural Gas | Miscellaneous | E4 | CCE | 0 | 0 | 0 | 0 | 0 | 0 | 0 | 0 | 0 | 0 | 0 | 0 | 0 | 0 | 0 | 0 | 0 | 0 | 0 | 0 | 0 | 0 | 0 | 0 | 0 | 0 | 0
F1_Commercial_Retail (ID)_New_Miscellaneous_Natural Gas_Miscellaneous_E5 | F1 | Commercial | Retail (ID) | New | Miscellaneous | Natural Gas | Miscellaneous | E5 | CCE | 0 | 0 | 0 | 0 | 0 | 0 | 0 | 0 | 0 | 0 | 0 | 0 | 0 | 0 | 0 | 0 | 0 | 0 | 0 | 0 | 0 | 0 | 0 | 0 | 0 | 0 | 0
F1_Commercial_Retail (ID)_New_Miscellaneous_Natural Gas_Miscellaneous_E6 | F1 | Commercial | Retail (ID) | New | Miscellaneous | Natural Gas | Miscellaneous | E6 | CCE | 0 | 0 | 0 | 0 | 0 | 0 | 0 | 0 | 0 | 0 | 0 | 0 | 0 | 0 | 0 | 0 | 0 | 0 | 0 | 0 | 0 | 0 | 0 | 0 | 0 | 0 | 0
F1_Commercial_Retail (ID)_New_Miscellaneous_Natural Gas_Miscellaneous_E7 | F1 | Commercial | Retail (ID) | New | Miscellaneous | Natural Gas | Miscellaneous | E7 | CCE | 0 | 0 | 0 | 0 | 0 | 0 | 0 | 0 | 0 | 0 | 0 | 0 | 0 | 0 | 0 | 0 | 0 | 0 | 0 | 0 | 0 | 0 | 0 | 0 | 0 | 0 | 0
F1_Commercial_Retail (ID)_New_Miscellaneous_Natural Gas_Miscellaneous_E8 | F1 | Commercial | Retail (ID) | New | Miscellaneous | Natural Gas | Miscellaneous | E8 | CCE | 0 | 0 | 0 | 0 | 0 | 0 | 0 | 0 | 0 | 0 | 0 | 0 | 0 | 0 | 0 | 0 | 0 | 0 | 0 | 0 | 0 | 0 | 0 | 0 | 0 | 0 | 0
F1_Commercial_Retail (ID)_New_Miscellaneous_Natural Gas_Miscellaneous_E9 | F1 | Commercial | Retail (ID) | New | Miscellaneous | Natural Gas | Miscellaneous | E9 | CCE | 0 | 0 | 0 | 0 | 0 | 0 | 0 | 0 | 0 | 0 | 0 | 0 | 0 | 0 | 0 | 0 | 0 | 0 | 0 | 0 | 0 | 0 | 0 | 0 | 0 | 0 | 0
F1_Commercial_Retail (ID)_New_Miscellaneous_Natural Gas_Miscellaneous_E10 | F1 | Commercial | Retail (ID) | New | Miscellaneous | Natural Gas | Miscellaneous | E10 | CCE | 0 | 0 | 0 | 0 | 0 | 0 | 0 | 0 | 0 | 0 | 0 | 0 | 0 | 0 | 0 | 0 | 0 | 0 | 0 | 0 | 0 | 0 | 0 | 0 | 0 | 0 | 0
F2_Commercial_Retail (ID)_New_Miscellaneous_Natural Gas_Miscellaneous_E1 | F2 | Commercial | Retail (ID) | New | Miscellaneous | Natural Gas | Miscellaneous | E1 | TRC BC Ratio | [24 empty] | 1 | 1 | 1 | bar: 2019 to 2042
F2_Commercial_Retail (ID)_New_Miscellaneous_Natural Gas_Miscellaneous_E2 | F2 | Commercial | Retail (ID) | New | Miscellaneous | Natural Gas | Miscellaneous | E2 | TRC BC Ratio | 0 | 0 | 0 | 0 | 0 | 0 | 0 | 0 | 0 | 0 | 0 | 0 | 0 | 0 | 0 | 0 | 0 | 0 | 0 | 0 | 0 | 0 | 0 | 0 | 0 | 0 | 0
F2_Commercial_Retail (ID)_New_Miscellaneous_Natural Gas_Miscellaneous_E3 | F2 | Commercial | Retail (ID) | New | Miscellaneous | Natural Gas | Miscellaneous | E3 | TRC BC Ratio | 0 | 0 | 0 | 0 | 0 | 0 | 0 | 0 | 0 | 0 | 0 | 0 | 0 | 0 | 0 | 0 | 0 | 0 | 0 | 0 | 0 | 0 | 0 | 0 | 0 | 0 | 0
F2_Commercial_Retail (ID)_New_Miscellaneous_Natural Gas_Miscellaneous_E4 | F2 | Commercial | Retail (ID) | New | Miscellaneous | Natural Gas | Miscellaneous | E4 | TRC BC Ratio | 0 | 0 | 0 | 0 | 0 | 0 | 0 | 0 | 0 | 0 | 0 | 0 | 0 | 0 | 0 | 0 | 0 | 0 | 0 | 0 | 0 | 0 | 0 | 0 | 0 | 0 | 0
F2_Commercial_Retail (ID)_New_Miscellaneous_Natural Gas_Miscellaneous_E5 | F2 | Commercial | Retail (ID) | New | Miscellaneous | Natural Gas | Miscellaneous | E5 | TRC BC Ratio | 0 | 0 | 0 | 0 | 0 | 0 | 0 | 0 | 0 | 0 | 0 | 0 | 0 | 0 | 0 | 0 | 0 | 0 | 0 | 0 | 0 | 0 | 0 | 0 | 0 | 0 | 0
F2_Commercial_Retail (ID)_New_Miscellaneous_Natural Gas_Miscellaneous_E6 | F2 | Commercial | Retail (ID) | New | Miscellaneous | Natural Gas | Miscellaneous | E6 | TRC BC Ratio | 0 | 0 | 0 | 0 | 0 | 0 | 0 | 0 | 0 | 0 | 0 | 0 | 0 | 0 | 0 | 0 | 0 | 0 | 0 | 0 | 0 | 0 | 0 | 0 | 0 | 0 | 0
F2_Commercial_Retail (ID)_New_Miscellaneous_Natural Gas_Miscellaneous_E7 | F2 | Commercial | Retail (ID) | New | Miscellaneous | Natural Gas | Miscellaneous | E7 | TRC BC Ratio | 0 | 0 | 0 | 0 | 0 | 0 | 0 | 0 | 0 | 0 | 0 | 0 | 0 | 0 | 0 | 0 | 0 | 0 | 0 | 0 | 0 | 0 | 0 | 0 | 0 | 0 | 0
F2_Commercial_Retail (ID)_New_Miscellaneous_Natural Gas_Miscellaneous_E8 | F2 | Commercial | Retail (ID) | New | Miscellaneous | Natural Gas | Miscellaneous | E8 | TRC BC Ratio | 0 | 0 | 0 | 0 | 0 | 0 | 0 | 0 | 0 | 0 | 0 | 0 | 0 | 0 | 0 | 0 | 0 | 0 | 0 | 0 | 0 | 0 | 0 | 0 | 0 | 0 | 0
F2_Commercial_Retail (ID)_New_Miscellaneous_Natural Gas_Miscellaneous_E9 | F2 | Commercial | Retail (ID) | New | Miscellaneous | Natural Gas | Miscellaneous | E9 | TRC BC Ratio | 0 | 0 | 0 | 0 | 0 | 0 | 0 | 0 | 0 | 0 | 0 | 0 | 0 | 0 | 0 | 0 | 0 | 0 | 0 | 0 | 0 | 0 | 0 | 0 | 0 | 0 | 0
F2_Commercial_Retail (ID)_New_Miscellaneous_Natural Gas_Miscellaneous_E10 | F2 | Commercial | Retail (ID) | New | Miscellaneous | Natural Gas | Miscellaneous | E10 | TRC BC Ratio | 0 | 0 | 0 | 0 | 0 | 0 | 0 | 0 | 0 | 0 | 0 | 0 | 0 | 0 | 0 | 0 | 0 | 0 | 0 | 0 | 0 | 0 | 0 | 0 | 0 | 0 | 0
F3_Commercial_Retail (ID)_New_Miscellaneous_Natural Gas_Miscellaneous_E1 | F3 | Commercial | Retail (ID) | New | Miscellaneous | Natural Gas | Miscellaneous | E1 | PACT BC Ratio | [24 empty] | 1 | 1 | 1 | bar: 2019 to 2042
F3_Commercial_Retail (ID)_New_Miscellaneous_Natural Gas_Miscellaneous_E2 | F3 | Commercial | Retail (ID) | New | Miscellaneous | Natural Gas | Miscellaneous | E2 | PACT BC Ratio | 0 | 0 | 0 | 0 | 0 | 0 | 0 | 0 | 0 | 0 | 0 | 0 | 0 | 0 | 0 | 0 | 0 | 0 | 0 | 0 | 0 | 0 | 0 | 0 | 0 | 0 | 0
F3_Commercial_Retail (ID)_New_Miscellaneous_Natural Gas_Miscellaneous_E3 | F3 | Commercial | Retail (ID) | New | Miscellaneous | Natural Gas | Miscellaneous | E3 | PACT BC Ratio | 0 | 0 | 0 | 0 | 0 | 0 | 0 | 0 | 0 | 0 | 0 | 0 | 0 | 0 | 0 | 0 | 0 | 0 | 0 | 0 | 0 | 0 | 0 | 0 | 0 | 0 | 0
F3_Commercial_Retail (ID)_New_Miscellaneous_Natural Gas_Miscellaneous_E4 | F3 | Commercial | Retail (ID) | New | Miscellaneous | Natural Gas | Miscellaneous | E4 | PACT BC Ratio | 0 | 0 | 0 | 0 | 0 | 0 | 0 | 0 | 0 | 0 | 0 | 0 | 0 | 0 | 0 | 0 | 0 | 0 | 0 | 0 | 0 | 0 | 0 | 0 | 0 | 0 | 0
F3_Commercial_Retail (ID)_New_Miscellaneous_Natural Gas_Miscellaneous_E5 | F3 | Commercial | Retail (ID) | New | Miscellaneous | Natural Gas | Miscellaneous | E5 | PACT BC Ratio | 0 | 0 | 0 | 0 | 0 | 0 | 0 | 0 | 0 | 0 | 0 | 0 | 0 | 0 | 0 | 0 | 0 | 0 | 0 | 0 | 0 | 0 | 0 | 0 | 0 | 0 | 0
F3_Commercial_Retail (ID)_New_Miscellaneous_Natural Gas_Miscellaneous_E6 | F3 | Commercial | Retail (ID) | New | Miscellaneous | Natural Gas | Miscellaneous | E6 | PACT BC Ratio | 0 | 0 | 0 | 0 | 0 | 0 | 0 | 0 | 0 | 0 | 0 | 0 | 0 | 0 | 0 | 0 | 0 | 0 | 0 | 0 | 0 | 0 | 0 | 0 | 0 | 0 | 0
F3_Commercial_Retail (ID)_New_Miscellaneous_Natural Gas_Miscellaneous_E7 | F3 | Commercial | Retail (ID) | New | Miscellaneous | Natural Gas | Miscellaneous | E7 | PACT BC Ratio | 0 | 0 | 0 | 0 | 0 | 0 | 0 | 0 | 0 | 0 | 0 | 0 | 0 | 0 | 0 | 0 | 0 | 0 | 0 | 0 | 0 | 0 | 0 | 0 | 0 | 0 | 0
F3_Commercial_Retail (ID)_New_Miscellaneous_Natural Gas_Miscellaneous_E8 | F3 | Commercial | Retail (ID) | New | Miscellaneous | Natural Gas | Miscellaneous | E8 | PACT BC Ratio | 0 | 0 | 0 | 0 | 0 | 0 | 0 | 0 | 0 | 0 | 0 | 0 | 0 | 0 | 0 | 0 | 0 | 0 | 0 | 0 | 0 | 0 | 0 | 0 | 0 | 0 | 0
F3_Commercial_Retail (ID)_New_Miscellaneous_Natural Gas_Miscellaneous_E9 | F3 | Commercial | Retail (ID) | New | Miscellaneous | Natural Gas | Miscellaneous | E9 | PACT BC Ratio | 0 | 0 | 0 | 0 | 0 | 0 | 0 | 0 | 0 | 0 | 0 | 0 | 0 | 0 | 0 | 0 | 0 | 0 | 0 | 0 | 0 | 0 | 0 | 0 | 0 | 0 | 0
F3_Commercial_Retail (ID)_New_Miscellaneous_Natural Gas_Miscellaneous_E10 | F3 | Commercial | Retail (ID) | New | Miscellaneous | Natural Gas | Miscellaneous | E10 | PACT BC Ratio | 0 | 0 | 0 | 0 | 0 | 0 | 0 | 0 | 0 | 0 | 0 | 0 | 0 | 0 | 0 | 0 | 0 | 0 | 0 | 0 | 0 | 0 | 0 | 0 | 0 | 0 | 0
F4_Commercial_Retail (ID)_New_Miscellaneous_Natural Gas_Miscellaneous_E1 | F4 | Commercial | Retail (ID) | New | Miscellaneous | Natural Gas | Miscellaneous | E1 | RVT BC Ratio | [24 empty] | 1 | 1 | 1 | bar: 2019 to 2042
F4_Commercial_Retail (ID)_New_Miscellaneous_Natural Gas_Miscellaneous_E2 | F4 | Commercial | Retail (ID) | New | Miscellaneous | Natural Gas | Miscellaneous | E2 | RVT BC Ratio | 0 | 0 | 0 | 0 | 0 | 0 | 0 | 0 | 0 | 0 | 0 | 0 | 0 | 0 | 0 | 0 | 0 | 0 | 0 | 0 | 0 | 0 | 0 | 0 | 0 | 0 | 0
F4_Commercial_Retail (ID)_New_Miscellaneous_Natural Gas_Miscellaneous_E3 | F4 | Commercial | Retail (ID) | New | Miscellaneous | Natural Gas | Miscellaneous | E3 | RVT BC Ratio | 0 | 0 | 0 | 0 | 0 | 0 | 0 | 0 | 0 | 0 | 0 | 0 | 0 | 0 | 0 | 0 | 0 | 0 | 0 | 0 | 0 | 0 | 0 | 0 | 0 | 0 | 0
F4_Commercial_Retail (ID)_New_Miscellaneous_Natural Gas_Miscellaneous_E4 | F4 | Commercial | Retail (ID) | New | Miscellaneous | Natural Gas | Miscellaneous | E4 | RVT BC Ratio | 0 | 0 | 0 | 0 | 0 | 0 | 0 | 0 | 0 | 0 | 0 | 0 | 0 | 0 | 0 | 0 | 0 | 0 | 0 | 0 | 0 | 0 | 0 | 0 | 0 | 0 | 0
F4_Commercial_Retail (ID)_New_Miscellaneous_Natural Gas_Miscellaneous_E5 | F4 | Commercial | Retail (ID) | New | Miscellaneous | Natural Gas | Miscellaneous | E5 | RVT BC Ratio | 0 | 0 | 0 | 0 | 0 | 0 | 0 | 0 | 0 | 0 | 0 | 0 | 0 | 0 | 0 | 0 | 0 | 0 | 0 | 0 | 0 | 0 | 0 | 0 | 0 | 0 | 0
F4_Commercial_Retail (ID)_New_Miscellaneous_Natural Gas_Miscellaneous_E6 | F4 | Commercial | Retail (ID) | New | Miscellaneous | Natural Gas | Miscellaneous | E6 | RVT BC Ratio | 0 | 0 | 0 | 0 | 0 | 0 | 0 | 0 | 0 | 0 | 0 | 0 | 0 | 0 | 0 | 0 | 0 | 0 | 0 | 0 | 0 | 0 | 0 | 0 | 0 | 0 | 0
F4_Commercial_Retail (ID)_New_Miscellaneous_Natural Gas_Miscellaneous_E7 | F4 | Commercial | Retail (ID) | New | Miscellaneous | Natural Gas | Miscellaneous | E7 | RVT BC Ratio | 0 | 0 | 0 | 0 | 0 | 0 | 0 | 0 | 0 | 0 | 0 | 0 | 0 | 0 | 0 | 0 | 0 | 0 | 0 | 0 | 0 | 0 | 0 | 0 | 0 | 0 | 0
F4_Commercial_Retail (ID)_New_Miscellaneous_Natural Gas_Miscellaneous_E8 | F4 | Commercial | Retail (ID) | New | Miscellaneous | Natural Gas | Miscellaneous | E8 | RVT BC Ratio | 0 | 0 | 0 | 0 | 0 | 0 | 0 | 0 | 0 | 0 | 0 | 0 | 0 | 0 | 0 | 0 | 0 | 0 | 0 | 0 | 0 | 0 | 0 | 0 | 0 | 0 | 0
F4_Commercial_Retail (ID)_New_Miscellaneous_Natural Gas_Miscellaneous_E9 | F4 | Commercial | Retail (ID) | New | Miscellaneous | Natural Gas | Miscellaneous | E9 | RVT BC Ratio | 0 | 0 | 0 | 0 | 0 | 0 | 0 | 0 | 0 | 0 | 0 | 0 | 0 | 0 | 0 | 0 | 0 | 0 | 0 | 0 | 0 | 0 | 0 | 0 | 0 | 0 | 0
F4_Commercial_Retail (ID)_New_Miscellaneous_Natural Gas_Miscellaneous_E10 | F4 | Commercial | Retail (ID) | New | Miscellaneous | Natural Gas | Miscellaneous | E10 | RVT BC Ratio | 0 | 0 | 0 | 0 | 0 | 0 | 0 | 0 | 0 | 0 | 0 | 0 | 0 | 0 | 0 | 0 | 0 | 0 | 0 | 0 | 0 | 0 | 0 | 0 | 0 | 0 | 0
F5_Commercial_Retail (ID)_New_Miscellaneous_Natural Gas_Miscellaneous_E1 | F5 | Commercial | Retail (ID) | New | Miscellaneous | Natural Gas | Miscellaneous | E1 | RIM BC Ratio | [24 empty] | 1 | 1 | 1 | bar: 2019 to 2042
F5_Commercial_Retail (ID)_New_Miscellaneous_Natural Gas_Miscellaneous_E2 | F5 | Commercial | Retail (ID) | New | Miscellaneous | Natural Gas | Miscellaneous | E2 | RIM BC Ratio | 0 | 0 | 0 | 0 | 0 | 0 | 0 | 0 | 0 | 0 | 0 | 0 | 0 | 0 | 0 | 0 | 0 | 0 | 0 | 0 | 0 | 0 | 0 | 0 | 0 | 0 | 0
F5_Commercial_Retail (ID)_New_Miscellaneous_Natural Gas_Miscellaneous_E3 | F5 | Commercial | Retail (ID) | New | Miscellaneous | Natural Gas | Miscellaneous | E3 | RIM BC Ratio | 0 | 0 | 0 | 0 | 0 | 0 | 0 | 0 | 0 | 0 | 0 | 0 | 0 | 0 | 0 | 0 | 0 | 0 | 0 | 0 | 0 | 0 | 0 | 0 | 0 | 0 | 0
F5_Commercial_Retail (ID)_New_Miscellaneous_Natural Gas_Miscellaneous_E4 | F5 | Commercial | Retail (ID) | New | Miscellaneous | Natural Gas | Miscellaneous | E4 | RIM BC Ratio | 0 | 0 | 0 | 0 | 0 | 0 | 0 | 0 | 0 | 0 | 0 | 0 | 0 | 0 | 0 | 0 | 0 | 0 | 0 | 0 | 0 | 0 | 0 | 0 | 0 | 0 | 0
F5_Commercial_Retail (ID)_New_Miscellaneous_Natural Gas_Miscellaneous_E5 | F5 | Commercial | Retail (ID) | New | Miscellaneous | Natural Gas | Miscellaneous | E5 | RIM BC Ratio | 0 | 0 | 0 | 0 | 0 | 0 | 0 | 0 | 0 | 0 | 0 | 0 | 0 | 0 | 0 | 0 | 0 | 0 | 0 | 0 | 0 | 0 | 0 | 0 | 0 | 0 | 0
F5_Commercial_Retail (ID)_New_Miscellaneous_Natural Gas_Miscellaneous_E6 | F5 | Commercial | Retail (ID) | New | Miscellaneous | Natural Gas | Miscellaneous | E6 | RIM BC Ratio | 0 | 0 | 0 | 0 | 0 | 0 | 0 | 0 | 0 | 0 | 0 | 0 | 0 | 0 | 0 | 0 | 0 | 0 | 0 | 0 | 0 | 0 | 0 | 0 | 0 | 0 | 0
F5_Commercial_Retail (ID)_New_Miscellaneous_Natural Gas_Miscellaneous_E7 | F5 | Commercial | Retail (ID) | New | Miscellaneous | Natural Gas | Miscellaneous | E7 | RIM BC Ratio | 0 | 0 | 0 | 0 | 0 | 0 | 0 | 0 | 0 | 0 | 0 | 0 | 0 | 0 | 0 | 0 | 0 | 0 | 0 | 0 | 0 | 0 | 0 | 0 | 0 | 0 | 0
F5_Commercial_Retail (ID)_New_Miscellaneous_Natural Gas_Miscellaneous_E8 | F5 | Commercial | Retail (ID) | New | Miscellaneous | Natural Gas | Miscellaneous | E8 | RIM BC Ratio | 0 | 0 | 0 | 0 | 0 | 0 | 0 | 0 | 0 | 0 | 0 | 0 | 0 | 0 | 0 | 0 | 0 | 0 | 0 | 0 | 0 | 0 | 0 | 0 | 0 | 0 | 0
F5_Commercial_Retail (ID)_New_Miscellaneous_Natural Gas_Miscellaneous_E9 | F5 | Commercial | Retail (ID) | New | Miscellaneous | Natural Gas | Miscellaneous | E9 | RIM BC Ratio | 0 | 0 | 0 | 0 | 0 | 0 | 0 | 0 | 0 | 0 | 0 | 0 | 0 | 0 | 0 | 0 | 0 | 0 | 0 | 0 | 0 | 0 | 0 | 0 | 0 | 0 | 0
F5_Commercial_Retail (ID)_New_Miscellaneous_Natural Gas_Miscellaneous_E10 | F5 | Commercial | Retail (ID) | New | Miscellaneous | Natural Gas | Miscellaneous | E10 | RIM BC Ratio | 0 | 0 | 0 | 0 | 0 | 0 | 0 | 0 | 0 | 0 | 0 | 0 | 0 | 0 | 0 | 0 | 0 | 0 | 0 | 0 | 0 | 0 | 0 | 0 | 0 | 0 | 0
F0_Commercial_Grocery (ID)_Existing_Space Heating_Natural Gas_Furnace_E0 | F0 | Commercial | Grocery (ID) | Existing | Space Heating | Natural Gas | Furnace | E0 | Economic Unit | AFUE 96% | AFUE 96% | AFUE 96% | AFUE 96% | AFUE 96% | AFUE 96% | AFUE 96% | AFUE 96% | AFUE 96% | AFUE 96% | AFUE 96% | AFUE 96% | AFUE 96% | AFUE 96% | AFUE 96% | AFUE 96% | AFUE 96% | AFUE 96% | AFUE 96% | AFUE 96% | AFUE 96% | AFUE 96% | AFUE 96% | AFUE 96% | AFUE 96% | AFUE 96% | AFUE 96%
F1_Commercial_Grocery (ID)_Existing_Space Heating_Natural Gas_Furnace_E1 | F1 | Commercial | Grocery (ID) | Existing | Space Heating | Natural Gas | Furnace | E1 | CCE | 0 | 0 | 0 | 0 | 0 | 0 | 0 | 0 | 0 | 0 | 0 | 0 | 0 | 0 | 0 | 0 | 0 | 0 | 0 | 0 | 0 | 0 | 0 | 0 | 0 | 0 | 0
F1_Commercial_Grocery (ID)_Existing_Space Heating_Natural Gas_Furnace_E2 | F1 | Commercial | Grocery (ID) | Existing | Space Heating | Natural Gas | Furnace | E2 | CCE | 0.015099 | 0.015669 | 0.015669 | 0.015669 | 0.015669 | 0.015669 | 0.015669 | 0.015669 | 0.015669 | 0.015669 | 0.015669 | 0.015669 | 0.015669 | 0.015669 | 0.015669 | 0.015669 | 0.015669 | 0.015669 | 0.015669 | 0.015669 | 0.015669 | 0.015669 | 0.015669 | 0.015669 | 0.015669 | 0.015669 | 0.015669
F1_Commercial_Grocery (ID)_Existing_Space Heating_Natural Gas_Furnace_E3 | F1 | Commercial | Grocery (ID) | Existing | Space Heating | Natural Gas | Furnace | E3 | CCE | 0.0022546 | 0.0023397 | 0.0023397 | 0.0023397 | 0.0023397 | 0.0023397 | 0.0023397 | 0.0023397 | 0.0023397 | 0.0023397 | 0.0023397 | 0.0023397 | 0.0023397 | 0.0023397 | 0.0023397 | 0.0023397 | 0.0023397 | 0.0023397 | 0.0023397 | 0.0023397 | 0.0023397 | 0.0023397 | 0.0023397 | 0.0023397 | 0.0023397 | 0.0023397 | 0.0023397
F1_Commercial_Grocery (ID)_Existing_Space Heating_Natural Gas_Furnace_E4 | F1 | Commercial | Grocery (ID) | Existing | Space Heating | Natural Gas | Furnace | E4 | CCE | 0 | 0 | 0 | 0 | 0 | 0 | 0 | 0 | 0 | 0 | 0 | 0 | 0 | 0 | 0 | 0 | 0 | 0 | 0 | 0 | 0 | 0 | 0 | 0 | 0 | 0 | 0
F1_Commercial_Grocery (ID)_Existing_Space Heating_Natural Gas_Furnace_E5 | F1 | Commercial | Grocery (ID) | Existing | Space Heating | Natural Gas | Furnace | E5 | CCE | 0 | 0 | 0 | 0 | 0 | 0 | 0 | 0 | 0 | 0 | 0 | 0 | 0 | 0 | 0 | 0 | 0 | 0 | 0 | 0 | 0 | 0 | 0 | 0 | 0 | 0 | 0
F1_Commercial_Grocery (ID)_Existing_Space Heating_Natural Gas_Furnace_E6 | F1 | Commercial | Grocery (ID) | Existing | Space Heating | Natural Gas | Furnace | E6 | CCE | 0 | 0 | 0 | 0 | 0 | 0 | 0 | 0 | 0 | 0 | 0 | 0 | 0 | 0 | 0 | 0 | 0 | 0 | 0 | 0 | 0 | 0 | 0 | 0 | 0 | 0 | 0
F1_Commercial_Grocery (ID)_Existing_Space Heating_Natural Gas_Furnace_E7 | F1 | Commercial | Grocery (ID) | Existing | Space Heating | Natural Gas | Furnace | E7 | CCE | 0 | 0 | 0 | 0 | 0 | 0 | 0 | 0 | 0 | 0 | 0 | 0 | 0 | 0 | 0 | 0 | 0 | 0 | 0 | 0 | 0 | 0 | 0 | 0 | 0 | 0 | 0
F1_Commercial_Grocery (ID)_Existing_Space Heating_Natural Gas_Furnace_E8 | F1 | Commercial | Grocery (ID) | Existing | Space Heating | Natural Gas | Furnace | E8 | CCE | 0 | 0 | 0 | 0 | 0 | 0 | 0 | 0 | 0 | 0 | 0 | 0 | 0 | 0 | 0 | 0 | 0 | 0 | 0 | 0 | 0 | 0 | 0 | 0 | 0 | 0 | 0
F1_Commercial_Grocery (ID)_Existing_Space Heating_Natural Gas_Furnace_E9 | F1 | Commercial | Grocery (ID) | Existing | Space Heating | Natural Gas | Furnace | E9 | CCE | 0 | 0 | 0 | 0 | 0 | 0 | 0 | 0 | 0 | 0 | 0 | 0 | 0 | 0 | 0 | 0 | 0 | 0 | 0 | 0 | 0 | 0 | 0 | 0 | 0 | 0 | 0
F1_Commercial_Grocery (ID)_Existing_Space Heating_Natural Gas_Furnace_E10 | F1 | Commercial | Grocery (ID) | Existing | Space Heating | Natural Gas | Furnace | E10 | CCE | 0 | 0 | 0 | 0 | 0 | 0 | 0 | 0 | 0 | 0 | 0 | 0 | 0 | 0 | 0 | 0 | 0 | 0 | 0 | 0 | 0 | 0 | 0 | 0 | 0 | 0 | 0
F2_Commercial_Grocery (ID)_Existing_Space Heating_Natural Gas_Furnace_E1 | F2 | Commercial | Grocery (ID) | Existing | Space Heating | Natural Gas | Furnace | E1 | TRC BC Ratio | [24 empty] | 1 | 1 | 1 | bar: 2019 to 2042
F2_Commercial_Grocery (ID)_Existing_Space Heating_Natural Gas_Furnace_E2 | F2 | Commercial | Grocery (ID) | Existing | Space Heating | Natural Gas | Furnace | E2 | TRC BC Ratio | 0.24908 | 0.2527 | 0.25784 | 0.2637 | 0.27034 | 0.28001 | 0.28988 | 0.30035 | 0.31021 | 0.32021 | 0.32896 | 0.33686 | 0.34564 | 0.35474 | 0.36307 | 0.37123 | 0.3787 | 0.38641 | 0.39448 | 0.40276 | 0.4112 | 0.42017 | 0.4308 | 0.43994 | 0.44928 | 0.45882 | 0.46855
F2_Commercial_Grocery (ID)_Existing_Space Heating_Natural Gas_Furnace_E3 | F2 | Commercial | Grocery (ID) | Existing | Space Heating | Natural Gas | Furnace | E3 | TRC BC Ratio | 1.6681 | 1.6923 | 1.7267 | 1.7659 | 1.8104 | 1.8752 | 1.9412 | 2.0114 | 2.0774 | 2.1443 | 2.2029 | 2.2559 | 2.3147 | 2.3756 | 2.4314 | 2.486 | 2.536 | 2.5877 | 2.6417 | 2.6972 | 2.7537 | 2.8138 | 2.885 | 2.9462 | 3.0087 | 3.0726 | 3.1378
F2_Commercial_Grocery (ID)_Existing_Space Heating_Natural Gas_Furnace_E4 | F2 | Commercial | Grocery (ID) | Existing | Space Heating | Natural Gas | Furnace | E4 | TRC BC Ratio | 0 | 0 | 0 | 0 | 0 | 0 | 0 | 0 | 0 | 0 | 0 | 0 | 0 | 0 | 0 | 0 | 0 | 0 | 0 | 0 | 0 | 0 | 0 | 0 | 0 | 0 | 0
F2_Commercial_Grocery (ID)_Existing_Space Heating_Natural Gas_Furnace_E5 | F2 | Commercial | Grocery (ID) | Existing | Space Heating | Natural Gas | Furnace | E5 | TRC BC Ratio | 0 | 0 | 0 | 0 | 0 | 0 | 0 | 0 | 0 | 0 | 0 | 0 | 0 | 0 | 0 | 0 | 0 | 0 | 0 | 0 | 0 | 0 | 0 | 0 | 0 | 0 | 0
F2_Commercial_Grocery (ID)_Existing_Space Heating_Natural Gas_Furnace_E6 | F2 | Commercial | Grocery (ID) | Existing | Space Heating | Natural Gas | Furnace | E6 | TRC BC Ratio | 0 | 0 | 0 | 0 | 0 | 0 | 0 | 0 | 0 | 0 | 0 | 0 | 0 | 0 | 0 | 0 | 0 | 0 | 0 | 0 | 0 | 0 | 0 | 0 | 0 | 0 | 0
F2_Commercial_Grocery (ID)_Existing_Space Heating_Natural Gas_Furnace_E7 | F2 | Commercial | Grocery (ID) | Existing | Space Heating | Natural Gas | Furnace | E7 | TRC BC Ratio | 0 | 0 | 0 | 0 | 0 | 0 | 0 | 0 | 0 | 0 | 0 | 0 | 0 | 0 | 0 | 0 | 0 | 0 | 0 | 0 | 0 | 0 | 0 | 0 | 0 | 0 | 0
F2_Commercial_Grocery (ID)_Existing_Space Heating_Natural Gas_Furnace_E8 | F2 | Commercial | Grocery (ID) | Existing | Space Heating | Natural Gas | Furnace | E8 | TRC BC Ratio | 0 | 0 | 0 | 0 | 0 | 0 | 0 | 0 | 0 | 0 | 0 | 0 | 0 | 0 | 0 | 0 | 0 | 0 | 0 | 0 | 0 | 0 | 0 | 0 | 0 | 0 | 0
F2_Commercial_Grocery (ID)_Existing_Space Heating_Natural Gas_Furnace_E9 | F2 | Commercial | Grocery (ID) | Existing | Space Heating | Natural Gas | Furnace | E9 | TRC BC Ratio | 0 | 0 | 0 | 0 | 0 | 0 | 0 | 0 | 0 | 0 | 0 | 0 | 0 | 0 | 0 | 0 | 0 | 0 | 0 | 0 | 0 | 0 | 0 | 0 | 0 | 0 | 0
F2_Commercial_Grocery (ID)_Existing_Space Heating_Natural Gas_Furnace_E10 | F2 | Commercial | Grocery (ID) | Existing | Space Heating | Natural Gas | Furnace | E10 | TRC BC Ratio | 0 | 0 | 0 | 0 | 0 | 0 | 0 | 0 | 0 | 0 | 0 | 0 | 0 | 0 | 0 | 0 | 0 | 0 | 0 | 0 | 0 | 0 | 0 | 0 | 0 | 0 | 0
F3_Commercial_Grocery (ID)_Existing_Space Heating_Natural Gas_Furnace_E1 | F3 | Commercial | Grocery (ID) | Existing | Space Heating | Natural Gas | Furnace | E1 | PACT BC Ratio | [24 empty] | 1 | 1 | 1 | bar: 2019 to 2042
F3_Commercial_Grocery (ID)_Existing_Space Heating_Natural Gas_Furnace_E2 | F3 | Commercial | Grocery (ID) | Existing | Space Heating | Natural Gas | Furnace | E2 | PACT BC Ratio | 0.69766 | 0.7078 | 0.72218 | 0.73859 | 0.7572 | 0.78428 | 0.81192 | 0.84126 | 0.86887 | 0.89687 | 0.92138 | 0.94352 | 0.9681 | 0.99359 | 1.0169 | 1.0398 | 1.0607 | 1.0823 | 1.1049 | 1.1281 | 1.1517 | 1.1768 | 1.2066 | 1.2322 | 1.2584 | 1.2851 | 1.3124
F3_Commercial_Grocery (ID)_Existing_Space Heating_Natural Gas_Furnace_E3 | F3 | Commercial | Grocery (ID) | Existing | Space Heating | Natural Gas | Furnace | E3 | PACT BC Ratio | 4.6721 | 4.74 | 4.8363 | 4.9462 | 5.0708 | 5.2521 | 5.4373 | 5.6337 | 5.8187 | 6.0061 | 6.1702 | 6.3185 | 6.4831 | 6.6539 | 6.8102 | 6.9631 | 7.1032 | 7.2479 | 7.3992 | 7.5546 | 7.7129 | 7.8811 | 8.0805 | 8.252 | 8.4272 | 8.606 | 8.7887
F3_Commercial_Grocery (ID)_Existing_Space Heating_Natural Gas_Furnace_E4 | F3 | Commercial | Grocery (ID) | Existing | Space Heating | Natural Gas | Furnace | E4 | PACT BC Ratio | 0 | 0 | 0 | 0 | 0 | 0 | 0 | 0 | 0 | 0 | 0 | 0 | 0 | 0 | 0 | 0 | 0 | 0 | 0 | 0 | 0 | 0 | 0 | 0 | 0 | 0 | 0
F3_Commercial_Grocery (ID)_Existing_Space Heating_Natural Gas_Furnace_E5 | F3 | Commercial | Grocery (ID) | Existing | Space Heating | Natural Gas | Furnace | E5 | PACT BC Ratio | 0 | 0 | 0 | 0 | 0 | 0 | 0 | 0 | 0 | 0 | 0 | 0 | 0 | 0 | 0 | 0 | 0 | 0 | 0 | 0 | 0 | 0 | 0 | 0 | 0 | 0 | 0
F3_Commercial_Grocery (ID)_Existing_Space Heating_Natural Gas_Furnace_E6 | F3 | Commercial | Grocery (ID) | Existing | Space Heating | Natural Gas | Furnace | E6 | PACT BC Ratio | 0 | 0 | 0 | 0 | 0 | 0 | 0 | 0 | 0 | 0 | 0 | 0 | 0 | 0 | 0 | 0 | 0 | 0 | 0 | 0 | 0 | 0 | 0 | 0 | 0 | 0 | 0
F3_Commercial_Grocery (ID)_Existing_Space Heating_Natural Gas_Furnace_E7 | F3 | Commercial | Grocery (ID) | Existing | Space Heating | Natural Gas | Furnace | E7 | PACT BC Ratio | 0 | 0 | 0 | 0 | 0 | 0 | 0 | 0 | 0 | 0 | 0 | 0 | 0 | 0 | 0 | 0 | 0 | 0 | 0 | 0 | 0 | 0 | 0 | 0 | 0 | 0 | 0
F3_Commercial_Grocery (ID)_Existing_Space Heating_Natural Gas_Furnace_E8 | F3 | Commercial | Grocery (ID) | Existing | Space Heating | Natural Gas | Furnace | E8 | PACT BC Ratio | 0 | 0 | 0 | 0 | 0 | 0 | 0 | 0 | 0 | 0 | 0 | 0 | 0 | 0 | 0 | 0 | 0 | 0 | 0 | 0 | 0 | 0 | 0 | 0 | 0 | 0 | 0
F3_Commercial_Grocery (ID)_Existing_Space Heating_Natural Gas_Furnace_E9 | F3 | Commercial | Grocery (ID) | Existing | Space Heating | Natural Gas | Furnace | E9 | PACT BC Ratio | 0 | 0 | 0 | 0 | 0 | 0 | 0 | 0 | 0 | 0 | 0 | 0 | 0 | 0 | 0 | 0 | 0 | 0 | 0 | 0 | 0 | 0 | 0 | 0 | 0 | 0 | 0
F3_Commercial_Grocery (ID)_Existing_Space Heating_Natural Gas_Furnace_E10 | F3 | Commercial | Grocery (ID) | Existing | Space Heating | Natural Gas | Furnace | E10 | PACT BC Ratio | 0 | 0 | 0 | 0 | 0 | 0 | 0 | 0 | 0 | 0 | 0 | 0 | 0 | 0 | 0 | 0 | 0 | 0 | 0 | 0 | 0 | 0 | 0 | 0 | 0 | 0 | 0
F4_Commercial_Grocery (ID)_Existing_Space Heating_Natural Gas_Furnace_E1 | F4 | Commercial | Grocery (ID) | Existing | Space Heating | Natural Gas | Furnace | E1 | RVT BC Ratio | [24 empty] | 1 | 1 | 1 | bar: 2019 to 2042
F4_Commercial_Grocery (ID)_Existing_Space Heating_Natural Gas_Furnace_E2 | F4 | Commercial | Grocery (ID) | Existing | Space Heating | Natural Gas | Furnace | E2 | RVT BC Ratio | 0.57732 | 0.58022 | 0.58505 | 0.59062 | 0.59702 | 0.60742 | 0.61774 | 0.62854 | 0.63801 | 0.64721 | 0.65763 | 0.66673 | 0.67686 | 0.6873 | 0.69659 | 0.70551 | 0.71337 | 0.72139 | 0.72971 | 0.73812 | 0.74654 | 0.75784 | 0.77124 | 0.78276 | 0.79453 | 0.80654 | 0.81881
F4_Commercial_Grocery (ID)_Existing_Space Heating_Natural Gas_Furnace_E3 | F4 | Commercial | Grocery (ID) | Existing | Space Heating | Natural Gas | Furnace | E3 | RVT BC Ratio | 2.5649 | 2.5843 | 2.6166 | 2.6539 | 2.6968 | 2.7664 | 2.8356 | 2.9079 | 2.9713 | 3.0329 | 3.1027 | 3.1636 | 3.2315 | 3.3014 | 3.3636 | 3.4233 | 3.4759 | 3.5297 | 3.5853 | 3.6417 | 3.6981 | 3.7738 | 3.8635 | 3.9406 | 4.0194 | 4.0999 | 4.1821
F4_Commercial_Grocery (ID)_Existing_Space Heating_Natural Gas_Furnace_E4 | F4 | Commercial | Grocery (ID) | Existing | Space Heating | Natural Gas | Furnace | E4 | RVT BC Ratio | 0 | 0 | 0 | 0 | 0 | 0 | 0 | 0 | 0 | 0 | 0 | 0 | 0 | 0 | 0 | 0 | 0 | 0 | 0 | 0 | 0 | 0 | 0 | 0 | 0 | 0 | 0
F4_Commercial_Grocery (ID)_Existing_Space Heating_Natural Gas_Furnace_E5 | F4 | Commercial | Grocery (ID) | Existing | Space Heating | Natural Gas | Furnace | E5 | RVT BC Ratio | 0 | 0 | 0 | 0 | 0 | 0 | 0 | 0 | 0 | 0 | 0 | 0 | 0 | 0 | 0 | 0 | 0 | 0 | 0 | 0 | 0 | 0 | 0 | 0 | 0 | 0 | 0
F4_Commercial_Grocery (ID)_Existing_Space Heating_Natural Gas_Furnace_E6 | F4 | Commercial | Grocery (ID) | Existing | Space Heating | Natural Gas | Furnace | E6 | RVT BC Ratio | 0 | 0 | 0 | 0 | 0 | 0 | 0 | 0 | 0 | 0 | 0 | 0 | 0 | 0 | 0 | 0 | 0 | 0 | 0 | 0 | 0 | 0 | 0 | 0 | 0 | 0 | 0
F4_Commercial_Grocery (ID)_Existing_Space Heating_Natural Gas_Furnace_E7 | F4 | Commercial | Grocery (ID) | Existing | Space Heating | Natural Gas | Furnace | E7 | RVT BC Ratio | 0 | 0 | 0 | 0 | 0 | 0 | 0 | 0 | 0 | 0 | 0 | 0 | 0 | 0 | 0 | 0 | 0 | 0 | 0 | 0 | 0 | 0 | 0 | 0 | 0 | 0 | 0
F4_Commercial_Grocery (ID)_Existing_Space Heating_Natural Gas_Furnace_E8 | F4 | Commercial | Grocery (ID) | Existing | Space Heating | Natural Gas | Furnace | E8 | RVT BC Ratio | 0 | 0 | 0 | 0 | 0 | 0 | 0 | 0 | 0 | 0 | 0 | 0 | 0 | 0 | 0 | 0 | 0 | 0 | 0 | 0 | 0 | 0 | 0 | 0 | 0 | 0 | 0
F4_Commercial_Grocery (ID)_Existing_Space Heating_Natural Gas_Furnace_E9 | F4 | Commercial | Grocery (ID) | Existing | Space Heating | Natural Gas | Furnace | E9 | RVT BC Ratio | 0 | 0 | 0 | 0 | 0 | 0 | 0 | 0 | 0 | 0 | 0 | 0 | 0 | 0 | 0 | 0 | 0 | 0 | 0 | 0 | 0 | 0 | 0 | 0 | 0 | 0 | 0
F4_Commercial_Grocery (ID)_Existing_Space Heating_Natural Gas_Furnace_E10 | F4 | Commercial | Grocery (ID) | Existing | Space Heating | Natural Gas | Furnace | E10 | RVT BC Ratio | 0 | 0 | 0 | 0 | 0 | 0 | 0 | 0 | 0 | 0 | 0 | 0 | 0 | 0 | 0 | 0 | 0 | 0 | 0 | 0 | 0 | 0 | 0 | 0 | 0 | 0 | 0
F5_Commercial_Grocery (ID)_Existing_Space Heating_Natural Gas_Furnace_E1 | F5 | Commercial | Grocery (ID) | Existing | Space Heating | Natural Gas | Furnace | E1 | RIM BC Ratio | [24 empty] | 1 | 1 | 1 | bar: 2019 to 2042
F5_Commercial_Grocery (ID)_Existing_Space Heating_Natural Gas_Furnace_E2 | F5 | Commercial | Grocery (ID) | Existing | Space Heating | Natural Gas | Furnace | E2 | RIM BC Ratio | 0.38452 | 0.38866 | 0.39412 | 0.40023 | 0.40703 | 0.41615 | 0.42538 | 0.43501 | 0.44421 | 0.45355 | 0.46028 | 0.46639 | 0.47301 | 0.47976 | 0.48594 | 0.49196 | 0.49754 | 0.50325 | 0.50916 | 0.51519 | 0.52131 | 0.52639 | 0.53227 | 0.53719 | 0.5421 | 0.547 | 0.55188
F5_Commercial_Grocery (ID)_Existing_Space Heating_Natural Gas_Furnace_E3 | F5 | Commercial | Grocery (ID) | Existing | Space Heating | Natural Gas | Furnace | E3 | RIM BC Ratio | 0.72396 | 0.72936 | 0.73564 | 0.74251 | 0.74998 | 0.75855 | 0.7674 | 0.77663 | 0.78608 | 0.79596 | 0.80042 | 0.80481 | 0.80945 | 0.81418 | 0.81875 | 0.82334 | 0.82788 | 0.83258 | 0.83746 | 0.8425 | 0.84771 | 0.8497 | 0.85197 | 0.85384 | 0.85568 | 0.85749 | 0.85927
F5_Commercial_Grocery (ID)_Existing_Space Heating_Natural Gas_Furnace_E4 | F5 | Commercial | Grocery (ID) | Existing | Space Heating | Natural Gas | Furnace | E4 | RIM BC Ratio | 0 | 0 | 0 | 0 | 0 | 0 | 0 | 0 | 0 | 0 | 0 | 0 | 0 | 0 | 0 | 0 | 0 | 0 | 0 | 0 | 0 | 0 | 0 | 0 | 0 | 0 | 0
F5_Commercial_Grocery (ID)_Existing_Space Heating_Natural Gas_Furnace_E5 | F5 | Commercial | Grocery (ID) | Existing | Space Heating | Natural Gas | Furnace | E5 | RIM BC Ratio | 0 | 0 | 0 | 0 | 0 | 0 | 0 | 0 | 0 | 0 | 0 | 0 | 0 | 0 | 0 | 0 | 0 | 0 | 0 | 0 | 0 | 0 | 0 | 0 | 0 | 0 | 0
F5_Commercial_Grocery (ID)_Existing_Space Heating_Natural Gas_Furnace_E6 | F5 | Commercial | Grocery (ID) | Existing | Space Heating | Natural Gas | Furnace | E6 | RIM BC Ratio | 0 | 0 | 0 | 0 | 0 | 0 | 0 | 0 | 0 | 0 | 0 | 0 | 0 | 0 | 0 | 0 | 0 | 0 | 0 | 0 | 0 | 0 | 0 | 0 | 0 | 0 | 0
F5_Commercial_Grocery (ID)_Existing_Space Heating_Natural Gas_Furnace_E7 | F5 | Commercial | Grocery (ID) | Existing | Space Heating | Natural Gas | Furnace | E7 | RIM BC Ratio | 0 | 0 | 0 | 0 | 0 | 0 | 0 | 0 | 0 | 0 | 0 | 0 | 0 | 0 | 0 | 0 | 0 | 0 | 0 | 0 | 0 | 0 | 0 | 0 | 0 | 0 | 0
F5_Commercial_Grocery (ID)_Existing_Space Heating_Natural Gas_Furnace_E8 | F5 | Commercial | Grocery (ID) | Existing | Space Heating | Natural Gas | Furnace | E8 | RIM BC Ratio | 0 | 0 | 0 | 0 | 0 | 0 | 0 | 0 | 0 | 0 | 0 | 0 | 0 | 0 | 0 | 0 | 0 | 0 | 0 | 0 | 0 | 0 | 0 | 0 | 0 | 0 | 0
F5_Commercial_Grocery (ID)_Existing_Space Heating_Natural Gas_Furnace_E9 | F5 | Commercial | Grocery (ID) | Existing | Space Heating | Natural Gas | Furnace | E9 | RIM BC Ratio | 0 | 0 | 0 | 0 | 0 | 0 | 0 | 0 | 0 | 0 | 0 | 0 | 0 | 0 | 0 | 0 | 0 | 0 | 0 | 0 | 0 | 0 | 0 | 0 | 0 | 0 | 0
F5_Commercial_Grocery (ID)_Existing_Space Heating_Natural Gas_Furnace_E10 | F5 | Commercial | Grocery (ID) | Existing | Space Heating | Natural Gas | Furnace | E10 | RIM BC Ratio | 0 | 0 | 0 | 0 | 0 | 0 | 0 | 0 | 0 | 0 | 0 | 0 | 0 | 0 | 0 | 0 | 0 | 0 | 0 | 0 | 0 | 0 | 0 | 0 | 0 | 0 | 0
F0_Commercial_Grocery (ID)_Existing_Space Heating_Natural Gas_Boiler_E0 | F0 | Commercial | Grocery (ID) | Existing | Space Heating | Natural Gas | Boiler | E0 | Economic Unit | AFUE 97% | AFUE 97% | AFUE 97% | AFUE 97% | AFUE 97% | AFUE 97% | AFUE 97% | AFUE 97% | AFUE 97% | AFUE 97% | AFUE 97% | AFUE 97% | AFUE 97% | AFUE 97% | AFUE 97% | AFUE 97% | AFUE 97% | AFUE 97% | AFUE 97% | AFUE 97% | AFUE 97% | AFUE 97% | AFUE 97% | AFUE 97% | AFUE 97% | AFUE 97% | AFUE 97%
F1_Commercial_Grocery (ID)_Existing_Space Heating_Natural Gas_Boiler_E1 | F1 | Commercial | Grocery (ID) | Existing | Space Heating | Natural Gas | Boiler | E1 | CCE | 0 | 0 | 0 | 0 | 0 | 0 | 0 | 0 | 0 | 0 | 0 | 0 | 0 | 0 | 0 | 0 | 0 | 0 | 0 | 0 | 0 | 0 | 0 | 0 | 0 | 0 | 0
F1_Commercial_Grocery (ID)_Existing_Space Heating_Natural Gas_Boiler_E2 | F1 | Commercial | Grocery (ID) | Existing | Space Heating | Natural Gas | Boiler | E2 | CCE | 0.00062918 | 0.00065294 | 0.00065294 | 0.00065294 | 0.00065294 | 0.00065294 | 0.00065294 | 0.00065294 | 0.00065294 | 0.00065294 | 0.00065294 | 0.00065294 | 0.00065294 | 0.00065294 | 0.00065294 | 0.00065294 | 0.00065294 | 0.00065294 | 0.00065294 | 0.00065294 | 0.00065294 | 0.00065294 | 0.00065294 | 0.00065294 | 0.00065294 | 0.00065294 | 0.00065294
F1_Commercial_Grocery (ID)_Existing_Space Heating_Natural Gas_Boiler_E3 | F1 | Commercial | Grocery (ID) | Existing | Space Heating | Natural Gas | Boiler | E3 | CCE | -0.00013752 | -0.00014271 | -0.00014271 | -0.00014271 | -0.00014271 | -0.00014271 | -0.00014271 | -0.00014271 | -0.00014271 | -0.00014271 | -0.00014271 | -0.00014271 | -0.00014271 | -0.00014271 | -0.00014271 | -0.00014271 | -0.00014271 | -0.00014271 | -0.00014271 | -0.00014271 | -0.00014271 | -0.00014271 | -0.00014271 | -0.00014271 | -0.00014271 | -0.00014271 | -0.00014271
F1_Commercial_Grocery (ID)_Existing_Space Heating_Natural Gas_Boiler_E4 | F1 | Commercial | Grocery (ID) | Existing | Space Heating | Natural Gas | Boiler | E4 | CCE | 0.014465 | 0.015011 | 0.015011 | 0.015011 | 0.015011 | 0.015011 | 0.015011 | 0.015011 | 0.015011 | 0.015011 | 0.015011 | 0.015011 | 0.015011 | 0.015011 | 0.015011 | 0.015011 | 0.015011 | 0.015011 | 0.015011 | 0.015011 | 0.015011 | 0.015011 | 0.015011 | 0.015011 | 0.015011 | 0.015011 | 0.015011
F1_Commercial_Grocery (ID)_Existing_Space Heating_Natural Gas_Boiler_E5 | F1 | Commercial | Grocery (ID) | Existing | Space Heating | Natural Gas | Boiler | E5 | CCE | 0 | 0 | 0 | 0 | 0 | 0 | 0 | 0 | 0 | 0 | 0 | 0 | 0 | 0 | 0 | 0 | 0 | 0 | 0 | 0 | 0 | 0 | 0 | 0 | 0 | 0 | 0
F1_Commercial_Grocery (ID)_Existing_Space Heating_Natural Gas_Boiler_E6 | F1 | Commercial | Grocery (ID) | Existing | Space Heating | Natural Gas | Boiler | E6 | CCE | 0 | 0 | 0 | 0 | 0 | 0 | 0 | 0 | 0 | 0 | 0 | 0 | 0 | 0 | 0 | 0 | 0 | 0 | 0 | 0 | 0 | 0 | 0 | 0 | 0 | 0 | 0
F1_Commercial_Grocery (ID)_Existing_Space Heating_Natural Gas_Boiler_E7 | F1 | Commercial | Grocery (ID) | Existing | Space Heating | Natural Gas | Boiler | E7 | CCE | 0 | 0 | 0 | 0 | 0 | 0 | 0 | 0 | 0 | 0 | 0 | 0 | 0 | 0 | 0 | 0 | 0 | 0 | 0 | 0 | 0 | 0 | 0 | 0 | 0 | 0 | 0
F1_Commercial_Grocery (ID)_Existing_Space Heating_Natural Gas_Boiler_E8 | F1 | Commercial | Grocery (ID) | Existing | Space Heating | Natural Gas | Boiler | E8 | CCE | 0 | 0 | 0 | 0 | 0 | 0 | 0 | 0 | 0 | 0 | 0 | 0 | 0 | 0 | 0 | 0 | 0 | 0 | 0 | 0 | 0 | 0 | 0 | 0 | 0 | 0 | 0
F1_Commercial_Grocery (ID)_Existing_Space Heating_Natural Gas_Boiler_E9 | F1 | Commercial | Grocery (ID) | Existing | Space Heating | Natural Gas | Boiler | E9 | CCE | 0 | 0 | 0 | 0 | 0 | 0 | 0 | 0 | 0 | 0 | 0 | 0 | 0 | 0 | 0 | 0 | 0 | 0 | 0 | 0 | 0 | 0 | 0 | 0 | 0 | 0 | 0
F1_Commercial_Grocery (ID)_Existing_Space Heating_Natural Gas_Boiler_E10 | F1 | Commercial | Grocery (ID) | Existing | Space Heating | Natural Gas | Boiler | E10 | CCE | 0 | 0 | 0 | 0 | 0 | 0 | 0 | 0 | 0 | 0 | 0 | 0 | 0 | 0 | 0 | 0 | 0 | 0 | 0 | 0 | 0 | 0 | 0 | 0 | 0 | 0 | 0
F2_Commercial_Grocery (ID)_Existing_Space Heating_Natural Gas_Boiler_E1 | F2 | Commercial | Grocery (ID) | Existing | Space Heating | Natural Gas | Boiler | E1 | TRC BC Ratio | [24 empty] | 1 | 1 | 1 | bar: 2019 to 2042
F2_Commercial_Grocery (ID)_Existing_Space Heating_Natural Gas_Boiler_E2 | F2 | Commercial | Grocery (ID) | Existing | Space Heating | Natural Gas | Boiler | E2 | TRC BC Ratio | 6.7495 | 6.8672 | 7.0128 | 7.171 | 7.3428 | 7.5683 | 7.7981 | 8.0401 | 8.2729 | 8.5095 | 8.7258 | 8.9287 | 9.1482 | 9.3733 | 9.5864 | 9.7977 | 9.9985 | 10.205 | 10.4192 | 10.6388 | 10.8627 | 11.0962 | 11.359 | 11.5951 | 11.8336 | 12.0159 | 12.1799
F2_Commercial_Grocery (ID)_Existing_Space Heating_Natural Gas_Boiler_E3 | F2 | Commercial | Grocery (ID) | Existing | Space Heating | Natural Gas | Boiler | E3 | TRC BC Ratio | [24 empty] | 1 | 1 | 1 | bar: 2019 to 2042
F2_Commercial_Grocery (ID)_Existing_Space Heating_Natural Gas_Boiler_E4 | F2 | Commercial | Grocery (ID) | Existing | Space Heating | Natural Gas | Boiler | E4 | TRC BC Ratio | 0.33837 | 0.34528 | 0.3529 | 0.36081 | 0.369 | 0.37843 | 0.38802 | 0.39801 | 0.40791 | 0.41802 | 0.42778 | 0.43738 | 0.44744 | 0.45762 | 0.46765 | 0.47775 | 0.48773 | 0.49796 | 0.50847 | 0.51923 | 0.53021 | 0.54143 | 0.5533 | 0.56454 | 0.57575 | 0.58098 | 0.58407
F2_Commercial_Grocery (ID)_Existing_Space Heating_Natural Gas_Boiler_E5 | F2 | Commercial | Grocery (ID) | Existing | Space Heating | Natural Gas | Boiler | E5 | TRC BC Ratio | 0 | 0 | 0 | 0 | 0 | 0 | 0 | 0 | 0 | 0 | 0 | 0 | 0 | 0 | 0 | 0 | 0 | 0 | 0 | 0 | 0 | 0 | 0 | 0 | 0 | 0 | 0
F2_Commercial_Grocery (ID)_Existing_Space Heating_Natural Gas_Boiler_E6 | F2 | Commercial | Grocery (ID) | Existing | Space Heating | Natural Gas | Boiler | E6 | TRC BC Ratio | 0 | 0 | 0 | 0 | 0 | 0 | 0 | 0 | 0 | 0 | 0 | 0 | 0 | 0 | 0 | 0 | 0 | 0 | 0 | 0 | 0 | 0 | 0 | 0 | 0 | 0 | 0
F2_Commercial_Grocery (ID)_Existing_Space Heating_Natural Gas_Boiler_E7 | F2 | Commercial | Grocery (ID) | Existing | Space Heating | Natural Gas | Boiler | E7 | TRC BC Ratio | 0 | 0 | 0 | 0 | 0 | 0 | 0 | 0 | 0 | 0 | 0 | 0 | 0 | 0 | 0 | 0 | 0 | 0 | 0 | 0 | 0 | 0 | 0 | 0 | 0 | 0 | 0
F2_Commercial_Grocery (ID)_Existing_Space Heating_Natural Gas_Boiler_E8 | F2 | Commercial | Grocery (ID) | Existing | Space Heating | Natural Gas | Boiler | E8 | TRC BC Ratio | 0 | 0 | 0 | 0 | 0 | 0 | 0 | 0 | 0 | 0 | 0 | 0 | 0 | 0 | 0 | 0 | 0 | 0 | 0 | 0 | 0 | 0 | 0 | 0 | 0 | 0 | 0
F2_Commercial_Grocery (ID)_Existing_Space Heating_Natural Gas_Boiler_E9 | F2 | Commercial | Grocery (ID) | Existing | Space Heating | Natural Gas | Boiler | E9 | TRC BC Ratio | 0 | 0 | 0 | 0 | 0 | 0 | 0 | 0 | 0 | 0 | 0 | 0 | 0 | 0 | 0 | 0 | 0 | 0 | 0 | 0 | 0 | 0 | 0 | 0 | 0 | 0 | 0
F2_Commercial_Grocery (ID)_Existing_Space Heating_Natural Gas_Boiler_E10 | F2 | Commercial | Grocery (ID) | Existing | Space Heating | Natural Gas | Boiler | E10 | TRC BC Ratio | 0 | 0 | 0 | 0 | 0 | 0 | 0 | 0 | 0 | 0 | 0 | 0 | 0 | 0 | 0 | 0 | 0 | 0 | 0 | 0 | 0 | 0 | 0 | 0 | 0 | 0 | 0
F3_Commercial_Grocery (ID)_Existing_Space Heating_Natural Gas_Boiler_E1 | F3 | Commercial | Grocery (ID) | Existing | Space Heating | Natural Gas | Boiler | E1 | PACT BC Ratio | [24 empty] | 1 | 1 | 1 | bar: 2019 to 2042
F3_Commercial_Grocery (ID)_Existing_Space Heating_Natural Gas_Boiler_E2 | F3 | Commercial | Grocery (ID) | Existing | Space Heating | Natural Gas | Boiler | E2 | PACT BC Ratio | 18.9047 | 19.2344 | 19.6421 | 20.0853 | 20.5666 | 21.198 | 21.8418 | 22.5197 | 23.1717 | 23.8345 | 24.4401 | 25.0084 | 25.6232 | 26.2538 | 26.8506 | 27.4426 | 28.0048 | 28.5832 | 29.1833 | 29.7983 | 30.4254 | 31.0795 | 31.8154 | 32.4768 | 33.1447 | 33.6553 | 34.1147
F3_Commercial_Grocery (ID)_Existing_Space Heating_Natural Gas_Boiler_E3 | F3 | Commercial | Grocery (ID) | Existing | Space Heating | Natural Gas | Boiler | E3 | PACT BC Ratio | [24 empty] | 1 | 1 | 1 | bar: 2019 to 2042
F3_Commercial_Grocery (ID)_Existing_Space Heating_Natural Gas_Boiler_E4 | F3 | Commercial | Grocery (ID) | Existing | Space Heating | Natural Gas | Boiler | E4 | PACT BC Ratio | 0.94773 | 0.96709 | 0.98845 | 1.0106 | 1.0335 | 1.0599 | 1.0868 | 1.1148 | 1.1425 | 1.1708 | 1.1982 | 1.2251 | 1.2532 | 1.2818 | 1.3098 | 1.3381 | 1.3661 | 1.3947 | 1.4242 | 1.4543 | 1.4851 | 1.5165 | 1.5497 | 1.5812 | 1.6126 | 1.6273 | 1.6359
F3_Commercial_Grocery (ID)_Existing_Space Heating_Natural Gas_Boiler_E5 | F3 | Commercial | Grocery (ID) | Existing | Space Heating | Natural Gas | Boiler | E5 | PACT BC Ratio | 0 | 0 | 0 | 0 | 0 | 0 | 0 | 0 | 0 | 0 | 0 | 0 | 0 | 0 | 0 | 0 | 0 | 0 | 0 | 0 | 0 | 0 | 0 | 0 | 0 | 0 | 0
F3_Commercial_Grocery (ID)_Existing_Space Heating_Natural Gas_Boiler_E6 | F3 | Commercial | Grocery (ID) | Existing | Space Heating | Natural Gas | Boiler | E6 | PACT BC Ratio | 0 | 0 | 0 | 0 | 0 | 0 | 0 | 0 | 0 | 0 | 0 | 0 | 0 | 0 | 0 | 0 | 0 | 0 | 0 | 0 | 0 | 0 | 0 | 0 | 0 | 0 | 0
F3_Commercial_Grocery (ID)_Existing_Space Heating_Natural Gas_Boiler_E7 | F3 | Commercial | Grocery (ID) | Existing | Space Heating | Natural Gas | Boiler | E7 | PACT BC Ratio | 0 | 0 | 0 | 0 | 0 | 0 | 0 | 0 | 0 | 0 | 0 | 0 | 0 | 0 | 0 | 0 | 0 | 0 | 0 | 0 | 0 | 0 | 0 | 0 | 0 | 0 | 0
F3_Commercial_Grocery (ID)_Existing_Space Heating_Natural Gas_Boiler_E8 | F3 | Commercial | Grocery (ID) | Existing | Space Heating | Natural Gas | Boiler | E8 | PACT BC Ratio | 0 | 0 | 0 | 0 | 0 | 0 | 0 | 0 | 0 | 0 | 0 | 0 | 0 | 0 | 0 | 0 | 0 | 0 | 0 | 0 | 0 | 0 | 0 | 0 | 0 | 0 | 0
F3_Commercial_Grocery (ID)_Existing_Space Heating_Natural Gas_Boiler_E9 | F3 | Commercial | Grocery (ID) | Existing | Space Heating | Natural Gas | Boiler | E9 | PACT BC Ratio | 0 | 0 | 0 | 0 | 0 | 0 | 0 | 0 | 0 | 0 | 0 | 0 | 0 | 0 | 0 | 0 | 0 | 0 | 0 | 0 | 0 | 0 | 0 | 0 | 0 | 0 | 0
F3_Commercial_Grocery (ID)_Existing_Space Heating_Natural Gas_Boiler_E10 | F3 | Commercial | Grocery (ID) | Existing | Space Heating | Natural Gas | Boiler | E10 | PACT BC Ratio | 0 | 0 | 0 | 0 | 0 | 0 | 0 | 0 | 0 | 0 | 0 | 0 | 0 | 0 | 0 | 0 | 0 | 0 | 0 | 0 | 0 | 0 | 0 | 0 | 0 | 0 | 0
F4_Commercial_Grocery (ID)_Existing_Space Heating_Natural Gas_Boiler_E1 | F4 | Commercial | Grocery (ID) | Existing | Space Heating | Natural Gas | Boiler | E1 | RVT BC Ratio | [24 empty] | 1 | 1 | 1 | bar: 2019 to 2042
F4_Commercial_Grocery (ID)_Existing_Space Heating_Natural Gas_Boiler_E2 | F4 | Commercial | Grocery (ID) | Existing | Space Heating | Natural Gas | Boiler | E2 | RVT BC Ratio | 9.4104 | 9.521 | 9.6671 | 9.8266 | 10.0006 | 10.2461 | 10.492 | 10.7491 | 10.986 | 11.2211 | 11.4811 | 11.7217 | 11.982 | 12.2477 | 12.4949 | 12.7374 | 12.9631 | 13.1935 | 13.431 | 13.6722 | 13.9154 | 14.2097 | 14.5407 | 14.8382 | 15.1387 | 15.3684 | 15.5751
F4_Commercial_Grocery (ID)_Existing_Space Heating_Natural Gas_Boiler_E3 | F4 | Commercial | Grocery (ID) | Existing | Space Heating | Natural Gas | Boiler | E3 | RVT BC Ratio | [24 empty] | 1 | 1 | 1 | bar: 2019 to 2042
F4_Commercial_Grocery (ID)_Existing_Space Heating_Natural Gas_Boiler_E4 | F4 | Commercial | Grocery (ID) | Existing | Space Heating | Natural Gas | Boiler | E4 | RVT BC Ratio | 0.67477 | 0.68196 | 0.69008 | 0.69851 | 0.70726 | 0.71771 | 0.7283 | 0.73936 | 0.75022 | 0.76129 | 0.77318 | 0.78493 | 0.79724 | 0.80968 | 0.82184 | 0.83404 | 0.84601 | 0.85823 | 0.87076 | 0.88352 | 0.89649 | 0.91063 | 0.92559 | 0.93975 | 0.95387 | 0.96046 | 0.96436
F4_Commercial_Grocery (ID)_Existing_Space Heating_Natural Gas_Boiler_E5 | F4 | Commercial | Grocery (ID) | Existing | Space Heating | Natural Gas | Boiler | E5 | RVT BC Ratio | 0 | 0 | 0 | 0 | 0 | 0 | 0 | 0 | 0 | 0 | 0 | 0 | 0 | 0 | 0 | 0 | 0 | 0 | 0 | 0 | 0 | 0 | 0 | 0 | 0 | 0 | 0
F4_Commercial_Grocery (ID)_Existing_Space Heating_Natural Gas_Boiler_E6 | F4 | Commercial | Grocery (ID) | Existing | Space Heating | Natural Gas | Boiler | E6 | RVT BC Ratio | 0 | 0 | 0 | 0 | 0 | 0 | 0 | 0 | 0 | 0 | 0 | 0 | 0 | 0 | 0 | 0 | 0 | 0 | 0 | 0 | 0 | 0 | 0 | 0 | 0 | 0 | 0
F4_Commercial_Grocery (ID)_Existing_Space Heating_Natural Gas_Boiler_E7 | F4 | Commercial | Grocery (ID) | Existing | Space Heating | Natural Gas | Boiler | E7 | RVT BC Ratio | 0 | 0 | 0 | 0 | 0 | 0 | 0 | 0 | 0 | 0 | 0 | 0 | 0 | 0 | 0 | 0 | 0 | 0 | 0 | 0 | 0 | 0 | 0 | 0 | 0 | 0 | 0
F4_Commercial_Grocery (ID)_Existing_Space Heating_Natural Gas_Boiler_E8 | F4 | Commercial | Grocery (ID) | Existing | Space Heating | Natural Gas | Boiler | E8 | RVT BC Ratio | 0 | 0 | 0 | 0 | 0 | 0 | 0 | 0 | 0 | 0 | 0 | 0 | 0 | 0 | 0 | 0 | 0 | 0 | 0 | 0 | 0 | 0 | 0 | 0 | 0 | 0 | 0
F4_Commercial_Grocery (ID)_Existing_Space Heating_Natural Gas_Boiler_E9 | F4 | Commercial | Grocery (ID) | Existing | Space Heating | Natural Gas | Boiler | E9 | RVT BC Ratio | 0 | 0 | 0 | 0 | 0 | 0 | 0 | 0 | 0 | 0 | 0 | 0 | 0 | 0 | 0 | 0 | 0 | 0 | 0 | 0 | 0 | 0 | 0 | 0 | 0 | 0 | 0
F4_Commercial_Grocery (ID)_Existing_Space Heating_Natural Gas_Boiler_E10 | F4 | Commercial | Grocery (ID) | Existing | Space Heating | Natural Gas | Boiler | E10 | RVT BC Ratio | 0 | 0 | 0 | 0 | 0 | 0 | 0 | 0 | 0 | 0 | 0 | 0 | 0 | 0 | 0 | 0 | 0 | 0 | 0 | 0 | 0 | 0 | 0 | 0 | 0 | 0 | 0
F5_Commercial_Grocery (ID)_Existing_Space Heating_Natural Gas_Boiler_E1 | F5 | Commercial | Grocery (ID) | Existing | Space Heating | Natural Gas | Boiler | E1 | RIM BC Ratio | [24 empty] | 1 | 1 | 1 | bar: 2019 to 2042
F5_Commercial_Grocery (ID)_Existing_Space Heating_Natural Gas_Boiler_E2 | F5 | Commercial | Grocery (ID) | Existing | Space Heating | Natural Gas | Boiler | E2 | RIM BC Ratio | 0.84277 | 0.84772 | 0.85286 | 0.85823 | 0.86381 | 0.86941 | 0.87521 | 0.88118 | 0.88749 | 0.89409 | 0.89639 | 0.89873 | 0.90115 | 0.90362 | 0.90616 | 0.90878 | 0.9115 | 0.91432 | 0.91725 | 0.9203 | 0.92347 | 0.92406 | 0.9247 | 0.92525 | 0.92578 | 0.92617 | 0.92652
F5_Commercial_Grocery (ID)_Existing_Space Heating_Natural Gas_Boiler_E3 | F5 | Commercial | Grocery (ID) | Existing | Space Heating | Natural Gas | Boiler | E3 | RIM BC Ratio | [24 empty] | 1 | 1 | 1 | bar: 2019 to 2042
F5_Commercial_Grocery (ID)_Existing_Space Heating_Natural Gas_Boiler_E4 | F5 | Commercial | Grocery (ID) | Existing | Space Heating | Natural Gas | Boiler | E4 | RIM BC Ratio | 0.46417 | 0.46978 | 0.47578 | 0.48188 | 0.48806 | 0.49484 | 0.50159 | 0.50844 | 0.51514 | 0.52182 | 0.52749 | 0.53288 | 0.53841 | 0.54389 | 0.54919 | 0.55443 | 0.55953 | 0.56467 | 0.56985 | 0.57505 | 0.58026 | 0.585 | 0.58988 | 0.59438 | 0.59876 | 0.60077 | 0.60195
F5_Commercial_Grocery (ID)_Existing_Space Heating_Natural Gas_Boiler_E5 | F5 | Commercial | Grocery (ID) | Existing | Space Heating | Natural Gas | Boiler | E5 | RIM BC Ratio | 0 | 0 | 0 | 0 | 0 | 0 | 0 | 0 | 0 | 0 | 0 | 0 | 0 | 0 | 0 | 0 | 0 | 0 | 0 | 0 | 0 | 0 | 0 | 0 | 0 | 0 | 0
F5_Commercial_Grocery (ID)_Existing_Space Heating_Natural Gas_Boiler_E6 | F5 | Commercial | Grocery (ID) | Existing | Space Heating | Natural Gas | Boiler | E6 | RIM BC Ratio | 0 | 0 | 0 | 0 | 0 | 0 | 0 | 0 | 0 | 0 | 0 | 0 | 0 | 0 | 0 | 0 | 0 | 0 | 0 | 0 | 0 | 0 | 0 | 0 | 0 | 0 | 0
F5_Commercial_Grocery (ID)_Existing_Space Heating_Natural Gas_Boiler_E7 | F5 | Commercial | Grocery (ID) | Existing | Space Heating | Natural Gas | Boiler | E7 | RIM BC Ratio | 0 | 0 | 0 | 0 | 0 | 0 | 0 | 0 | 0 | 0 | 0 | 0 | 0 | 0 | 0 | 0 | 0 | 0 | 0 | 0 | 0 | 0 | 0 | 0 | 0 | 0 | 0
F5_Commercial_Grocery (ID)_Existing_Space Heating_Natural Gas_Boiler_E8 | F5 | Commercial | Grocery (ID) | Existing | Space Heating | Natural Gas | Boiler | E8 | RIM BC Ratio | 0 | 0 | 0 | 0 | 0 | 0 | 0 | 0 | 0 | 0 | 0 | 0 | 0 | 0 | 0 | 0 | 0 | 0 | 0 | 0 | 0 | 0 | 0 | 0 | 0 | 0 | 0
F5_Commercial_Grocery (ID)_Existing_Space Heating_Natural Gas_Boiler_E9 | F5 | Commercial | Grocery (ID) | Existing | Space Heating | Natural Gas | Boiler | E9 | RIM BC Ratio | 0 | 0 | 0 | 0 | 0 | 0 | 0 | 0 | 0 | 0 | 0 | 0 | 0 | 0 | 0 | 0 | 0 | 0 | 0 | 0 | 0 | 0 | 0 | 0 | 0 | 0 | 0
F5_Commercial_Grocery (ID)_Existing_Space Heating_Natural Gas_Boiler_E10 | F5 | Commercial | Grocery (ID) | Existing | Space Heating | Natural Gas | Boiler | E10 | RIM BC Ratio | 0 | 0 | 0 | 0 | 0 | 0 | 0 | 0 | 0 | 0 | 0 | 0 | 0 | 0 | 0 | 0 | 0 | 0 | 0 | 0 | 0 | 0 | 0 | 0 | 0 | 0 | 0
F0_Commercial_Grocery (ID)_Existing_Space Heating_Natural Gas_Unit Heater_E0 | F0 | Commercial | Grocery (ID) | Existing | Space Heating | Natural Gas | Unit Heater | E0 | Economic Unit | Infrared Radiant | Infrared Radiant | Infrared Radiant | Infrared Radiant | Infrared Radiant | Infrared Radiant | Infrared Radiant | Infrared Radiant | Infrared Radiant | Infrared Radiant | Infrared Radiant | Infrared Radiant | Infrared Radiant | Infrared Radiant | Infrared Radiant | Infrared Radiant | Infrared Radiant | Infrared Radiant | Infrared Radiant | Infrared Radiant | Infrared Radiant | Infrared Radiant | Infrared Radiant | Infrared Radiant | Infrared Radiant | Infrared Radiant | Infrared Radiant
F1_Commercial_Grocery (ID)_Existing_Space Heating_Natural Gas_Unit Heater_E1 | F1 | Commercial | Grocery (ID) | Existing | Space Heating | Natural Gas | Unit Heater | E1 | CCE | 0 | 0 | 0 | 0 | 0 | 0 | 0 | 0 | 0 | 0 | 0 | 0 | 0 | 0 | 0 | 0 | 0 | 0 | 0 | 0 | 0 | 0 | 0 | 0 | 0 | 0 | 0
F1_Commercial_Grocery (ID)_Existing_Space Heating_Natural Gas_Unit Heater_E2 | F1 | Commercial | Grocery (ID) | Existing | Space Heating | Natural Gas | Unit Heater | E2 | CCE | 0.00037234 | 0.0003864 | 0.0003864 | 0.0003864 | 0.0003864 | 0.0003864 | 0.0003864 | 0.0003864 | 0.0003864 | 0.0003864 | 0.0003864 | 0.0003864 | 0.0003864 | 0.0003864 | 0.0003864 | 0.0003864 | 0.0003864 | 0.0003864 | 0.0003864 | 0.0003864 | 0.0003864 | 0.0003864 | 0.0003864 | 0.0003864 | 0.0003864 | 0.0003864 | 0.0003864
F1_Commercial_Grocery (ID)_Existing_Space Heating_Natural Gas_Unit Heater_E3 | F1 | Commercial | Grocery (ID) | Existing | Space Heating | Natural Gas | Unit Heater | E3 | CCE | 0.00011686 | 0.00012128 | 0.00012128 | 0.00012128 | 0.00012128 | 0.00012128 | 0.00012128 | 0.00012128 | 0.00012128 | 0.00012128 | 0.00012128 | 0.00012128 | 0.00012128 | 0.00012128 | 0.00012128 | 0.00012128 | 0.00012128 | 0.00012128 | 0.00012128 | 0.00012128 | 0.00012128 | 0.00012128 | 0.00012128 | 0.00012128 | 0.00012128 | 0.00012128 | 0.00012128
F1_Commercial_Grocery (ID)_Existing_Space Heating_Natural Gas_Unit Heater_E4 | F1 | Commercial | Grocery (ID) | Existing | Space Heating | Natural Gas | Unit Heater | E4 | CCE | 0 | 0 | 0 | 0 | 0 | 0 | 0 | 0 | 0 | 0 | 0 | 0 | 0 | 0 | 0 | 0 | 0 | 0 | 0 | 0 | 0 | 0 | 0 | 0 | 0 | 0 | 0
F1_Commercial_Grocery (ID)_Existing_Space Heating_Natural Gas_Unit Heater_E5 | F1 | Commercial | Grocery (ID) | Existing | Space Heating | Natural Gas | Unit Heater | E5 | CCE | 0 | 0 | 0 | 0 | 0 | 0 | 0 | 0 | 0 | 0 | 0 | 0 | 0 | 0 | 0 | 0 | 0 | 0 | 0 | 0 | 0 | 0 | 0 | 0 | 0 | 0 | 0
F1_Commercial_Grocery (ID)_Existing_Space Heating_Natural Gas_Unit Heater_E6 | F1 | Commercial | Grocery (ID) | Existing | Space Heating | Natural Gas | Unit Heater | E6 | CCE | 0 | 0 | 0 | 0 | 0 | 0 | 0 | 0 | 0 | 0 | 0 | 0 | 0 | 0 | 0 | 0 | 0 | 0 | 0 | 0 | 0 | 0 | 0 | 0 | 0 | 0 | 0
F1_Commercial_Grocery (ID)_Existing_Space Heating_Natural Gas_Unit Heater_E7 | F1 | Commercial | Grocery (ID) | Existing | Space Heating | Natural Gas | Unit Heater | E7 | CCE | 0 | 0 | 0 | 0 | 0 | 0 | 0 | 0 | 0 | 0 | 0 | 0 | 0 | 0 | 0 | 0 | 0 | 0 | 0 | 0 | 0 | 0 | 0 | 0 | 0 | 0 | 0
F1_Commercial_Grocery (ID)_Existing_Space Heating_Natural Gas_Unit Heater_E8 | F1 | Commercial | Grocery (ID) | Existing | Space Heating | Natural Gas | Unit Heater | E8 | CCE | 0 | 0 | 0 | 0 | 0 | 0 | 0 | 0 | 0 | 0 | 0 | 0 | 0 | 0 | 0 | 0 | 0 | 0 | 0 | 0 | 0 | 0 | 0 | 0 | 0 | 0 | 0
F1_Commercial_Grocery (ID)_Existing_Space Heating_Natural Gas_Unit Heater_E9 | F1 | Commercial | Grocery (ID) | Existing | Space Heating | Natural Gas | Unit Heater | E9 | CCE | 0 | 0 | 0 | 0 | 0 | 0 | 0 | 0 | 0 | 0 | 0 | 0 | 0 | 0 | 0 | 0 | 0 | 0 | 0 | 0 | 0 | 0 | 0 | 0 | 0 | 0 | 0
F1_Commercial_Grocery (ID)_Existing_Space Heating_Natural Gas_Unit Heater_E10 | F1 | Commercial | Grocery (ID) | Existing | Space Heating | Natural Gas | Unit Heater | E10 | CCE | 0 | 0 | 0 | 0 | 0 | 0 | 0 | 0 | 0 | 0 | 0 | 0 | 0 | 0 | 0 | 0 | 0 | 0 | 0 | 0 | 0 | 0 | 0 | 0 | 0 | 0 | 0
F2_Commercial_Grocery (ID)_Existing_Space Heating_Natural Gas_Unit Heater_E1 | F2 | Commercial | Grocery (ID) | Existing | Space Heating | Natural Gas | Unit Heater | E1 | TRC BC Ratio | [24 empty] | 1 | 1 | 1 | bar: 2019 to 2042
F2_Commercial_Grocery (ID)_Existing_Space Heating_Natural Gas_Unit Heater_E2 | F2 | Commercial | Grocery (ID) | Existing | Space Heating | Natural Gas | Unit Heater | E2 | TRC BC Ratio | 10.6466 | 10.8216 | 11.0499 | 11.3016 | 11.5788 | 11.9607 | 12.3497 | 12.7616 | 13.1557 | 13.556 | 13.9143 | 14.2448 | 14.6066 | 14.9781 | 15.3239 | 15.6648 | 15.983 | 16.3109 | 16.6524 | 17.0028 | 17.3599 | 17.7366 | 18.1728 | 18.5585 | 18.9525 | 19.3547 | 19.7655
F2_Commercial_Grocery (ID)_Existing_Space Heating_Natural Gas_Unit Heater_E3 | F2 | Commercial | Grocery (ID) | Existing | Space Heating | Natural Gas | Unit Heater | E3 | TRC BC Ratio | 47.2609 | 48.5066 | 49.7272 | 50.8755 | 51.947 | 52.9172 | 53.8816 | 54.8798 | 55.9967 | 57.1495 | 58.3779 | 59.6727 | 60.9687 | 62.2113 | 63.5084 | 64.8432 | 66.2316 | 67.6468 | 69.0865 | 70.5555 | 72.0563 | 73.5787 | 75.0905 | 76.6843 | 78.3119 | 79.9741 | 81.6716
F2_Commercial_Grocery (ID)_Existing_Space Heating_Natural Gas_Unit Heater_E4 | F2 | Commercial | Grocery (ID) | Existing | Space Heating | Natural Gas | Unit Heater | E4 | TRC BC Ratio | 0 | 0 | 0 | 0 | 0 | 0 | 0 | 0 | 0 | 0 | 0 | 0 | 0 | 0 | 0 | 0 | 0 | 0 | 0 | 0 | 0 | 0 | 0 | 0 | 0 | 0 | 0
F2_Commercial_Grocery (ID)_Existing_Space Heating_Natural Gas_Unit Heater_E5 | F2 | Commercial | Grocery (ID) | Existing | Space Heating | Natural Gas | Unit Heater | E5 | TRC BC Ratio | 0 | 0 | 0 | 0 | 0 | 0 | 0 | 0 | 0 | 0 | 0 | 0 | 0 | 0 | 0 | 0 | 0 | 0 | 0 | 0 | 0 | 0 | 0 | 0 | 0 | 0 | 0
F2_Commercial_Grocery (ID)_Existing_Space Heating_Natural Gas_Unit Heater_E6 | F2 | Commercial | Grocery (ID) | Existing | Space Heating | Natural Gas | Unit Heater | E6 | TRC BC Ratio | 0 | 0 | 0 | 0 | 0 | 0 | 0 | 0 | 0 | 0 | 0 | 0 | 0 | 0 | 0 | 0 | 0 | 0 | 0 | 0 | 0 | 0 | 0 | 0 | 0 | 0 | 0
F2_Commercial_Grocery (ID)_Existing_Space Heating_Natural Gas_Unit Heater_E7 | F2 | Commercial | Grocery (ID) | Existing | Space Heating | Natural Gas | Unit Heater | E7 | TRC BC Ratio | 0 | 0 | 0 | 0 | 0 | 0 | 0 | 0 | 0 | 0 | 0 | 0 | 0 | 0 | 0 | 0 | 0 | 0 | 0 | 0 | 0 | 0 | 0 | 0 | 0 | 0 | 0
F2_Commercial_Grocery (ID)_Existing_Space Heating_Natural Gas_Unit Heater_E8 | F2 | Commercial | Grocery (ID) | Existing | Space Heating | Natural Gas | Unit Heater | E8 | TRC BC Ratio | 0 | 0 | 0 | 0 | 0 | 0 | 0 | 0 | 0 | 0 | 0 | 0 | 0 | 0 | 0 | 0 | 0 | 0 | 0 | 0 | 0 | 0 | 0 | 0 | 0 | 0 | 0
F2_Commercial_Grocery (ID)_Existing_Space Heating_Natural Gas_Unit Heater_E9 | F2 | Commercial | Grocery (ID) | Existing | Space Heating | Natural Gas | Unit Heater | E9 | TRC BC Ratio | 0 | 0 | 0 | 0 | 0 | 0 | 0 | 0 | 0 | 0 | 0 | 0 | 0 | 0 | 0 | 0 | 0 | 0 | 0 | 0 | 0 | 0 | 0 | 0 | 0 | 0 | 0
F2_Commercial_Grocery (ID)_Existing_Space Heating_Natural Gas_Unit Heater_E10 | F2 | Commercial | Grocery (ID) | Existing | Space Heating | Natural Gas | Unit Heater | E10 | TRC BC Ratio | 0 | 0 | 0 | 0 | 0 | 0 | 0 | 0 | 0 | 0 | 0 | 0 | 0 | 0 | 0 | 0 | 0 | 0 | 0 | 0 | 0 | 0 | 0 | 0 | 0 | 0 | 0
F3_Commercial_Grocery (ID)_Existing_Space Heating_Natural Gas_Unit Heater_E1 | F3 | Commercial | Grocery (ID) | Existing | Space Heating | Natural Gas | Unit Heater | E1 | PACT BC Ratio | [24 empty] | 1 | 1 | 1 | bar: 2019 to 2042
F3_Commercial_Grocery (ID)_Existing_Space Heating_Natural Gas_Unit Heater_E2 | F3 | Commercial | Grocery (ID) | Existing | Space Heating | Natural Gas | Unit Heater | E2 | PACT BC Ratio | 29.8201 | 30.3102 | 30.9498 | 31.6549 | 32.4312 | 33.5009 | 34.5904 | 35.7441 | 36.8479 | 37.9691 | 38.9727 | 39.8984 | 40.9117 | 41.9522 | 42.921 | 43.8758 | 44.7669 | 45.6854 | 46.642 | 47.6233 | 48.6234 | 49.6787 | 50.9004 | 51.9808 | 53.0841 | 54.2108 | 55.3615
F3_Commercial_Grocery (ID)_Existing_Space Heating_Natural Gas_Unit Heater_E3 | F3 | Commercial | Grocery (ID) | Existing | Space Heating | Natural Gas | Unit Heater | E3 | PACT BC Ratio | 132.3735 | 135.8625 | 139.2812 | 142.4977 | 145.4988 | 148.2163 | 150.9175 | 153.7134 | 156.8416 | 160.0706 | 163.5113 | 167.1378 | 170.7678 | 174.2482 | 177.8812 | 181.62 | 185.5086 | 189.4726 | 193.5051 | 197.6196 | 201.8231 | 206.0874 | 210.3216 | 214.7858 | 219.3446 | 224.0003 | 228.7548
F3_Commercial_Grocery (ID)_Existing_Space Heating_Natural Gas_Unit Heater_E4 | F3 | Commercial | Grocery (ID) | Existing | Space Heating | Natural Gas | Unit Heater | E4 | PACT BC Ratio | 0 | 0 | 0 | 0 | 0 | 0 | 0 | 0 | 0 | 0 | 0 | 0 | 0 | 0 | 0 | 0 | 0 | 0 | 0 | 0 | 0 | 0 | 0 | 0 | 0 | 0 | 0
F3_Commercial_Grocery (ID)_Existing_Space Heating_Natural Gas_Unit Heater_E5 | F3 | Commercial | Grocery (ID) | Existing | Space Heating | Natural Gas | Unit Heater | E5 | PACT BC Ratio | 0 | 0 | 0 | 0 | 0 | 0 | 0 | 0 | 0 | 0 | 0 | 0 | 0 | 0 | 0 | 0 | 0 | 0 | 0 | 0 | 0 | 0 | 0 | 0 | 0 | 0 | 0
F3_Commercial_Grocery (ID)_Existing_Space Heating_Natural Gas_Unit Heater_E6 | F3 | Commercial | Grocery (ID) | Existing | Space Heating | Natural Gas | Unit Heater | E6 | PACT BC Ratio | 0 | 0 | 0 | 0 | 0 | 0 | 0 | 0 | 0 | 0 | 0 | 0 | 0 | 0 | 0 | 0 | 0 | 0 | 0 | 0 | 0 | 0 | 0 | 0 | 0 | 0 | 0
F3_Commercial_Grocery (ID)_Existing_Space Heating_Natural Gas_Unit Heater_E7 | F3 | Commercial | Grocery (ID) | Existing | Space Heating | Natural Gas | Unit Heater | E7 | PACT BC Ratio | 0 | 0 | 0 | 0 | 0 | 0 | 0 | 0 | 0 | 0 | 0 | 0 | 0 | 0 | 0 | 0 | 0 | 0 | 0 | 0 | 0 | 0 | 0 | 0 | 0 | 0 | 0
F3_Commercial_Grocery (ID)_Existing_Space Heating_Natural Gas_Unit Heater_E8 | F3 | Commercial | Grocery (ID) | Existing | Space Heating | Natural Gas | Unit Heater | E8 | PACT BC Ratio | 0 | 0 | 0 | 0 | 0 | 0 | 0 | 0 | 0 | 0 | 0 | 0 | 0 | 0 | 0 | 0 | 0 | 0 | 0 | 0 | 0 | 0 | 0 | 0 | 0 | 0 | 0
F3_Commercial_Grocery (ID)_Existing_Space Heating_Natural Gas_Unit Heater_E9 | F3 | Commercial | Grocery (ID) | Existing | Space Heating | Natural Gas | Unit Heater | E9 | PACT BC Ratio | 0 | 0 | 0 | 0 | 0 | 0 | 0 | 0 | 0 | 0 | 0 | 0 | 0 | 0 | 0 | 0 | 0 | 0 | 0 | 0 | 0 | 0 | 0 | 0 | 0 | 0 | 0
F3_Commercial_Grocery (ID)_Existing_Space Heating_Natural Gas_Unit Heater_E10 | F3 | Commercial | Grocery (ID) | Existing | Space Heating | Natural Gas | Unit Heater | E10 | PACT BC Ratio | 0 | 0 | 0 | 0 | 0 | 0 | 0 | 0 | 0 | 0 | 0 | 0 | 0 | 0 | 0 | 0 | 0 | 0 | 0 | 0 | 0 | 0 | 0 | 0 | 0 | 0 | 0
F4_Commercial_Grocery (ID)_Existing_Space Heating_Natural Gas_Unit Heater_E1 | F4 | Commercial | Grocery (ID) | Existing | Space Heating | Natural Gas | Unit Heater | E1 | RVT BC Ratio | [24 empty] | 1 | 1 | 1 | bar: 2019 to 2042
F4_Commercial_Grocery (ID)_Existing_Space Heating_Natural Gas_Unit Heater_E2 | F4 | Commercial | Grocery (ID) | Existing | Space Heating | Natural Gas | Unit Heater | E2 | RVT BC Ratio | 14.9556 | 15.1107 | 15.3326 | 15.5774 | 15.8469 | 16.2543 | 16.6577 | 17.0817 | 17.4664 | 17.8457 | 18.2727 | 18.6591 | 19.0828 | 19.515 | 19.9088 | 20.291 | 20.6379 | 20.992 | 21.3579 | 21.729 | 22.1019 | 22.5766 | 23.1262 | 23.6122 | 24.1085 | 24.6154 | 25.133
F4_Commercial_Grocery (ID)_Existing_Space Heating_Natural Gas_Unit Heater_E3 | F4 | Commercial | Grocery (ID) | Existing | Space Heating | Natural Gas | Unit Heater | E3 | RVT BC Ratio | 61.3052 | 62.7146 | 64.0656 | 65.3 | 66.4103 | 67.355 | 68.2686 | 69.2824 | 70.5213 | 71.8897 | 73.3559 | 75.0124 | 76.6723 | 78.268 | 79.9375 | 81.659 | 83.4535 | 85.2862 | 87.1541 | 89.064 | 91.0193 | 92.9376 | 94.8424 | 96.8507 | 98.9015 | 100.9958 | 103.1347
F4_Commercial_Grocery (ID)_Existing_Space Heating_Natural Gas_Unit Heater_E4 | F4 | Commercial | Grocery (ID) | Existing | Space Heating | Natural Gas | Unit Heater | E4 | RVT BC Ratio | 0 | 0 | 0 | 0 | 0 | 0 | 0 | 0 | 0 | 0 | 0 | 0 | 0 | 0 | 0 | 0 | 0 | 0 | 0 | 0 | 0 | 0 | 0 | 0 | 0 | 0 | 0
F4_Commercial_Grocery (ID)_Existing_Space Heating_Natural Gas_Unit Heater_E5 | F4 | Commercial | Grocery (ID) | Existing | Space Heating | Natural Gas | Unit Heater | E5 | RVT BC Ratio | 0 | 0 | 0 | 0 | 0 | 0 | 0 | 0 | 0 | 0 | 0 | 0 | 0 | 0 | 0 | 0 | 0 | 0 | 0 | 0 | 0 | 0 | 0 | 0 | 0 | 0 | 0
F4_Commercial_Grocery (ID)_Existing_Space Heating_Natural Gas_Unit Heater_E6 | F4 | Commercial | Grocery (ID) | Existing | Space Heating | Natural Gas | Unit Heater | E6 | RVT BC Ratio | 0 | 0 | 0 | 0 | 0 | 0 | 0 | 0 | 0 | 0 | 0 | 0 | 0 | 0 | 0 | 0 | 0 | 0 | 0 | 0 | 0 | 0 | 0 | 0 | 0 | 0 | 0
F4_Commercial_Grocery (ID)_Existing_Space Heating_Natural Gas_Unit Heater_E7 | F4 | Commercial | Grocery (ID) | Existing | Space Heating | Natural Gas | Unit Heater | E7 | RVT BC Ratio | 0 | 0 | 0 | 0 | 0 | 0 | 0 | 0 | 0 | 0 | 0 | 0 | 0 | 0 | 0 | 0 | 0 | 0 | 0 | 0 | 0 | 0 | 0 | 0 | 0 | 0 | 0
F4_Commercial_Grocery (ID)_Existing_Space Heating_Natural Gas_Unit Heater_E8 | F4 | Commercial | Grocery (ID) | Existing | Space Heating | Natural Gas | Unit Heater | E8 | RVT BC Ratio | 0 | 0 | 0 | 0 | 0 | 0 | 0 | 0 | 0 | 0 | 0 | 0 | 0 | 0 | 0 | 0 | 0 | 0 | 0 | 0 | 0 | 0 | 0 | 0 | 0 | 0 | 0
F4_Commercial_Grocery (ID)_Existing_Space Heating_Natural Gas_Unit Heater_E9 | F4 | Commercial | Grocery (ID) | Existing | Space Heating | Natural Gas | Unit Heater | E9 | RVT BC Ratio | 0 | 0 | 0 | 0 | 0 | 0 | 0 | 0 | 0 | 0 | 0 | 0 | 0 | 0 | 0 | 0 | 0 | 0 | 0 | 0 | 0 | 0 | 0 | 0 | 0 | 0 | 0
F4_Commercial_Grocery (ID)_Existing_Space Heating_Natural Gas_Unit Heater_E10 | F4 | Commercial | Grocery (ID) | Existing | Space Heating | Natural Gas | Unit Heater | E10 | RVT BC Ratio | 0 | 0 | 0 | 0 | 0 | 0 | 0 | 0 | 0 | 0 | 0 | 0 | 0 | 0 | 0 | 0 | 0 | 0 | 0 | 0 | 0 | 0 | 0 | 0 | 0 | 0 | 0
F5_Commercial_Grocery (ID)_Existing_Space Heating_Natural Gas_Unit Heater_E1 | F5 | Commercial | Grocery (ID) | Existing | Space Heating | Natural Gas | Unit Heater | E1 | RIM BC Ratio | [24 empty] | 1 | 1 | 1 | bar: 2019 to 2042
F5_Commercial_Grocery (ID)_Existing_Space Heating_Natural Gas_Unit Heater_E2 | F5 | Commercial | Grocery (ID) | Existing | Space Heating | Natural Gas | Unit Heater | E2 | RIM BC Ratio | 0.84298 | 0.84816 | 0.85368 | 0.85958 | 0.86587 | 0.87229 | 0.8791 | 0.88613 | 0.89361 | 0.90144 | 0.90388 | 0.90639 | 0.90899 | 0.91168 | 0.91446 | 0.91737 | 0.92042 | 0.92361 | 0.92694 | 0.93043 | 0.93409 | 0.93447 | 0.93489 | 0.93525 | 0.9356 | 0.93594 | 0.93627
F5_Commercial_Grocery (ID)_Existing_Space Heating_Natural Gas_Unit Heater_E3 | F5 | Commercial | Grocery (ID) | Existing | Space Heating | Natural Gas | Unit Heater | E3 | RIM BC Ratio | 0.92209 | 0.92519 | 0.92853 | 0.93207 | 0.93584 | 0.93998 | 0.94434 | 0.9478 | 0.95015 | 0.95131 | 0.95238 | 0.95207 | 0.95174 | 0.95139 | 0.95099 | 0.95056 | 0.95008 | 0.94958 | 0.94905 | 0.9485 | 0.94791 | 0.948 | 0.94809 | 0.94818 | 0.94826 | 0.94835 | 0.94843
F5_Commercial_Grocery (ID)_Existing_Space Heating_Natural Gas_Unit Heater_E4 | F5 | Commercial | Grocery (ID) | Existing | Space Heating | Natural Gas | Unit Heater | E4 | RIM BC Ratio | 0 | 0 | 0 | 0 | 0 | 0 | 0 | 0 | 0 | 0 | 0 | 0 | 0 | 0 | 0 | 0 | 0 | 0 | 0 | 0 | 0 | 0 | 0 | 0 | 0 | 0 | 0
F5_Commercial_Grocery (ID)_Existing_Space Heating_Natural Gas_Unit Heater_E5 | F5 | Commercial | Grocery (ID) | Existing | Space Heating | Natural Gas | Unit Heater | E5 | RIM BC Ratio | 0 | 0 | 0 | 0 | 0 | 0 | 0 | 0 | 0 | 0 | 0 | 0 | 0 | 0 | 0 | 0 | 0 | 0 | 0 | 0 | 0 | 0 | 0 | 0 | 0 | 0 | 0
F5_Commercial_Grocery (ID)_Existing_Space Heating_Natural Gas_Unit Heater_E6 | F5 | Commercial | Grocery (ID) | Existing | Space Heating | Natural Gas | Unit Heater | E6 | RIM BC Ratio | 0 | 0 | 0 | 0 | 0 | 0 | 0 | 0 | 0 | 0 | 0 | 0 | 0 | 0 | 0 | 0 | 0 | 0 | 0 | 0 | 0 | 0 | 0 | 0 | 0 | 0 | 0
F5_Commercial_Grocery (ID)_Existing_Space Heating_Natural Gas_Unit Heater_E7 | F5 | Commercial | Grocery (ID) | Existing | Space Heating | Natural Gas | Unit Heater | E7 | RIM BC Ratio | 0 | 0 | 0 | 0 | 0 | 0 | 0 | 0 | 0 | 0 | 0 | 0 | 0 | 0 | 0 | 0 | 0 | 0 | 0 | 0 | 0 | 0 | 0 | 0 | 0 | 0 | 0
F5_Commercial_Grocery (ID)_Existing_Space Heating_Natural Gas_Unit Heater_E8 | F5 | Commercial | Grocery (ID) | Existing | Space Heating | Natural Gas | Unit Heater | E8 | RIM BC Ratio | 0 | 0 | 0 | 0 | 0 | 0 | 0 | 0 | 0 | 0 | 0 | 0 | 0 | 0 | 0 | 0 | 0 | 0 | 0 | 0 | 0 | 0 | 0 | 0 | 0 | 0 | 0
F5_Commercial_Grocery (ID)_Existing_Space Heating_Natural Gas_Unit Heater_E9 | F5 | Commercial | Grocery (ID) | Existing | Space Heating | Natural Gas | Unit Heater | E9 | RIM BC Ratio | 0 | 0 | 0 | 0 | 0 | 0 | 0 | 0 | 0 | 0 | 0 | 0 | 0 | 0 | 0 | 0 | 0 | 0 | 0 | 0 | 0 | 0 | 0 | 0 | 0 | 0 | 0
F5_Commercial_Grocery (ID)_Existing_Space Heating_Natural Gas_Unit Heater_E10 | F5 | Commercial | Grocery (ID) | Existing | Space Heating | Natural Gas | Unit Heater | E10 | RIM BC Ratio | 0 | 0 | 0 | 0 | 0 | 0 | 0 | 0 | 0 | 0 | 0 | 0 | 0 | 0 | 0 | 0 | 0 | 0 | 0 | 0 | 0 | 0 | 0 | 0 | 0 | 0 | 0
F0_Commercial_Grocery (ID)_Existing_Water Heating_Natural Gas_Water Heater_E0 | F0 | Commercial | Grocery (ID) | Existing | Water Heating | Natural Gas | Water Heater | E0 | Economic Unit | Gas-Fired Absorption HPWH | Gas-Fired Absorption HPWH | Gas-Fired Absorption HPWH | Gas-Fired Absorption HPWH | Gas-Fired Absorption HPWH | Gas-Fired Absorption HPWH | Gas-Fired Absorption HPWH | Gas-Fired Absorption HPWH | Gas-Fired Absorption HPWH | Gas-Fired Absorption HPWH | Gas-Fired Absorption HPWH | Gas-Fired Absorption HPWH | Gas-Fired Absorption HPWH | Gas-Fired Absorption HPWH | Gas-Fired Absorption HPWH | Gas-Fired Absorption HPWH | Gas-Fired Absorption HPWH | Gas-Fired Absorption HPWH | Gas-Fired Absorption HPWH | Gas-Fired Absorption HPWH | Gas-Fired Absorption HPWH | Gas-Fired Absorption HPWH | Gas-Fired Absorption HPWH | Gas-Fired Absorption HPWH | Gas-Fired Absorption HPWH | Gas-Fired Absorption HPWH | Gas-Fired Absorption HPWH
F1_Commercial_Grocery (ID)_Existing_Water Heating_Natural Gas_Water Heater_E1 | F1 | Commercial | Grocery (ID) | Existing | Water Heating | Natural Gas | Water Heater | E1 | CCE | 0 | 0 | 0 | 0 | 0 | 0 | 0 | 0 | 0 | 0 | 0 | 0 | 0 | 0 | 0 | 0 | 0 | 0 | 0 | 0 | 0 | 0 | 0 | 0 | 0 | 0 | 0
F1_Commercial_Grocery (ID)_Existing_Water Heating_Natural Gas_Water Heater_E2 | F1 | Commercial | Grocery (ID) | Existing | Water Heating | Natural Gas | Water Heater | E2 | CCE | 0.0012753 | 0.0012753 | 0.0012753 | 0.0012753 | 0.0012753 | 0.0012753 | 0.0012753 | 0.0012753 | 0.0012753 | 0.0012753 | 0.0012753 | 0.0012753 | 0.0012753 | 0.0012753 | 0.0012753 | 0.0012753 | 0.0012753 | 0.0012753 | 0.0012753 | 0.0012753 | 0.0012753 | 0.0012753 | 0.0012753 | 0.0012753 | 0.0012753 | 0.0012753 | 0.0012753
F1_Commercial_Grocery (ID)_Existing_Water Heating_Natural Gas_Water Heater_E3 | F1 | Commercial | Grocery (ID) | Existing | Water Heating | Natural Gas | Water Heater | E3 | CCE | 0.0022601 | 0.0022601 | 0.0022601 | 0.0022601 | 0.0022601 | 0.0022601 | 0.0022601 | 0.0022601 | 0.0022601 | 0.0022601 | 0.0022601 | 0.0022601 | 0.0022601 | 0.0022601 | 0.0022601 | 0.0022601 | 0.0022601 | 0.0022601 | 0.0022601 | 0.0022601 | 0.0022601 | 0.0022601 | 0.0022601 | 0.0022601 | 0.0022601 | 0.0022601 | 0.0022601
F1_Commercial_Grocery (ID)_Existing_Water Heating_Natural Gas_Water Heater_E4 | F1 | Commercial | Grocery (ID) | Existing | Water Heating | Natural Gas | Water Heater | E4 | CCE | 0.0023016 | 0.0023016 | 0.0023016 | 0.0023016 | 0.0023016 | 0.0023016 | 0.0023016 | 0.0023016 | 0.0023016 | 0.0023016 | 0.0023016 | 0.0023016 | 0.0023016 | 0.0023016 | 0.0023016 | 0.0023016 | 0.0023016 | 0.0023016 | 0.0023016 | 0.0023016 | 0.0023016 | 0.0023016 | 0.0023016 | 0.0023016 | 0.0023016 | 0.0023016 | 0.0023016
F1_Commercial_Grocery (ID)_Existing_Water Heating_Natural Gas_Water Heater_E5 | F1 | Commercial | Grocery (ID) | Existing | Water Heating | Natural Gas | Water Heater | E5 | CCE | 0.0033542 | 0.0033542 | 0.0033542 | 0.0033542 | 0.0033542 | 0.0033542 | 0.0033542 | 0.0033542 | 0.0033542 | 0.0033542 | 0.0033542 | 0.0033542 | 0.0033542 | 0.0033542 | 0.0033542 | 0.0033542 | 0.0033542 | 0.0033542 | 0.0033542 | 0.0033542 | 0.0033542 | 0.0033542 | 0.0033542 | 0.0033542 | 0.0033542 | 0.0033542 | 0.0033542
F1_Commercial_Grocery (ID)_Existing_Water Heating_Natural Gas_Water Heater_E6 | F1 | Commercial | Grocery (ID) | Existing | Water Heating | Natural Gas | Water Heater | E6 | CCE | 0 | 0 | 0 | 0 | 0 | 0 | 0 | 0 | 0 | 0 | 0 | 0 | 0 | 0 | 0 | 0 | 0 | 0 | 0 | 0 | 0 | 0 | 0 | 0 | 0 | 0 | 0
F1_Commercial_Grocery (ID)_Existing_Water Heating_Natural Gas_Water Heater_E7 | F1 | Commercial | Grocery (ID) | Existing | Water Heating | Natural Gas | Water Heater | E7 | CCE | 0 | 0 | 0 | 0 | 0 | 0 | 0 | 0 | 0 | 0 | 0 | 0 | 0 | 0 | 0 | 0 | 0 | 0 | 0 | 0 | 0 | 0 | 0 | 0 | 0 | 0 | 0
F1_Commercial_Grocery (ID)_Existing_Water Heating_Natural Gas_Water Heater_E8 | F1 | Commercial | Grocery (ID) | Existing | Water Heating | Natural Gas | Water Heater | E8 | CCE | 0 | 0 | 0 | 0 | 0 | 0 | 0 | 0 | 0 | 0 | 0 | 0 | 0 | 0 | 0 | 0 | 0 | 0 | 0 | 0 | 0 | 0 | 0 | 0 | 0 | 0 | 0
F1_Commercial_Grocery (ID)_Existing_Water Heating_Natural Gas_Water Heater_E9 | F1 | Commercial | Grocery (ID) | Existing | Water Heating | Natural Gas | Water Heater | E9 | CCE | 0 | 0 | 0 | 0 | 0 | 0 | 0 | 0 | 0 | 0 | 0 | 0 | 0 | 0 | 0 | 0 | 0 | 0 | 0 | 0 | 0 | 0 | 0 | 0 | 0 | 0 | 0
F1_Commercial_Grocery (ID)_Existing_Water Heating_Natural Gas_Water Heater_E10 | F1 | Commercial | Grocery (ID) | Existing | Water Heating | Natural Gas | Water Heater | E10 | CCE | 0 | 0 | 0 | 0 | 0 | 0 | 0 | 0 | 0 | 0 | 0 | 0 | 0 | 0 | 0 | 0 | 0 | 0 | 0 | 0 | 0 | 0 | 0 | 0 | 0 | 0 | 0
F2_Commercial_Grocery (ID)_Existing_Water Heating_Natural Gas_Water Heater_E1 | F2 | Commercial | Grocery (ID) | Existing | Water Heating | Natural Gas | Water Heater | E1 | TRC BC Ratio | [24 empty] | 1 | 1 | 1 | bar: 2019 to 2042
F2_Commercial_Grocery (ID)_Existing_Water Heating_Natural Gas_Water Heater_E2 | F2 | Commercial | Grocery (ID) | Existing | Water Heating | Natural Gas | Water Heater | E2 | TRC BC Ratio | 2.9074 | 2.9837 | 3.0695 | 3.1655 | 3.2724 | 3.3988 | 3.5276 | 3.6545 | 3.7766 | 3.9004 | 4.0012 | 4.0963 | 4.1981 | 4.2982 | 4.389 | 4.475 | 4.5535 | 4.6314 | 4.7139 | 4.795 | 4.8781 | 4.9643 | 5.0514 | 5.1412 | 5.2325 | 5.3255 | 5.4201
F2_Commercial_Grocery (ID)_Existing_Water Heating_Natural Gas_Water Heater_E3 | F2 | Commercial | Grocery (ID) | Existing | Water Heating | Natural Gas | Water Heater | E3 | TRC BC Ratio | 1.6405 | 1.6836 | 1.7319 | 1.7861 | 1.8464 | 1.9178 | 1.9905 | 2.0621 | 2.1309 | 2.2008 | 2.2577 | 2.3113 | 2.3687 | 2.4252 | 2.4765 | 2.525 | 2.5693 | 2.6132 | 2.6598 | 2.7056 | 2.7525 | 2.8011 | 2.8503 | 2.9009 | 2.9524 | 3.0049 | 3.0583
F2_Commercial_Grocery (ID)_Existing_Water Heating_Natural Gas_Water Heater_E4 | F2 | Commercial | Grocery (ID) | Existing | Water Heating | Natural Gas | Water Heater | E4 | TRC BC Ratio | 1.0354 | 1.0669 | 1.1096 | 1.1653 | 1.2342 | 1.3241 | 1.4168 | 1.5071 | 1.5915 | 1.6772 | 1.7389 | 1.7939 | 1.8549 | 1.9133 | 1.9618 | 2.0047 | 2.0393 | 2.0725 | 2.1096 | 2.1443 | 2.1804 | 2.2186 | 2.257 | 2.2971 | 2.3379 | 2.3794 | 2.4217
F2_Commercial_Grocery (ID)_Existing_Water Heating_Natural Gas_Water Heater_E5 | F2 | Commercial | Grocery (ID) | Existing | Water Heating | Natural Gas | Water Heater | E5 | TRC BC Ratio | 1.134 | 1.1638 | 1.1966 | 1.2325 | 1.2719 | 1.3179 | 1.3645 | 1.4105 | 1.455 | 1.5001 | 1.5374 | 1.5729 | 1.6107 | 1.6481 | 1.6823 | 1.7149 | 1.745 | 1.775 | 1.8066 | 1.8378 | 1.8697 | 1.9028 | 1.9362 | 1.9706 | 2.0057 | 2.0413 | 2.0776
F2_Commercial_Grocery (ID)_Existing_Water Heating_Natural Gas_Water Heater_E6 | F2 | Commercial | Grocery (ID) | Existing | Water Heating | Natural Gas | Water Heater | E6 | TRC BC Ratio | 0 | 0 | 0 | 0 | 0 | 0 | 0 | 0 | 0 | 0 | 0 | 0 | 0 | 0 | 0 | 0 | 0 | 0 | 0 | 0 | 0 | 0 | 0 | 0 | 0 | 0 | 0
F2_Commercial_Grocery (ID)_Existing_Water Heating_Natural Gas_Water Heater_E7 | F2 | Commercial | Grocery (ID) | Existing | Water Heating | Natural Gas | Water Heater | E7 | TRC BC Ratio | 0 | 0 | 0 | 0 | 0 | 0 | 0 | 0 | 0 | 0 | 0 | 0 | 0 | 0 | 0 | 0 | 0 | 0 | 0 | 0 | 0 | 0 | 0 | 0 | 0 | 0 | 0
F2_Commercial_Grocery (ID)_Existing_Water Heating_Natural Gas_Water Heater_E8 | F2 | Commercial | Grocery (ID) | Existing | Water Heating | Natural Gas | Water Heater | E8 | TRC BC Ratio | 0 | 0 | 0 | 0 | 0 | 0 | 0 | 0 | 0 | 0 | 0 | 0 | 0 | 0 | 0 | 0 | 0 | 0 | 0 | 0 | 0 | 0 | 0 | 0 | 0 | 0 | 0
F2_Commercial_Grocery (ID)_Existing_Water Heating_Natural Gas_Water Heater_E9 | F2 | Commercial | Grocery (ID) | Existing | Water Heating | Natural Gas | Water Heater | E9 | TRC BC Ratio | 0 | 0 | 0 | 0 | 0 | 0 | 0 | 0 | 0 | 0 | 0 | 0 | 0 | 0 | 0 | 0 | 0 | 0 | 0 | 0 | 0 | 0 | 0 | 0 | 0 | 0 | 0
F2_Commercial_Grocery (ID)_Existing_Water Heating_Natural Gas_Water Heater_E10 | F2 | Commercial | Grocery (ID) | Existing | Water Heating | Natural Gas | Water Heater | E10 | TRC BC Ratio | 0 | 0 | 0 | 0 | 0 | 0 | 0 | 0 | 0 | 0 | 0 | 0 | 0 | 0 | 0 | 0 | 0 | 0 | 0 | 0 | 0 | 0 | 0 | 0 | 0 | 0 | 0
F3_Commercial_Grocery (ID)_Existing_Water Heating_Natural Gas_Water Heater_E1 | F3 | Commercial | Grocery (ID) | Existing | Water Heating | Natural Gas | Water Heater | E1 | PACT BC Ratio | [24 empty] | 1 | 1 | 1 | bar: 2019 to 2042
F3_Commercial_Grocery (ID)_Existing_Water Heating_Natural Gas_Water Heater_E2 | F3 | Commercial | Grocery (ID) | Existing | Water Heating | Natural Gas | Water Heater | E2 | PACT BC Ratio | 7.2137 | 7.4031 | 7.6158 | 7.854 | 8.1193 | 8.4331 | 8.7526 | 9.0675 | 9.3703 | 9.6775 | 9.9276 | 10.1636 | 10.4161 | 10.6644 | 10.8899 | 11.1033 | 11.298 | 11.4912 | 11.696 | 11.8971 | 12.1033 | 12.3171 | 12.5334 | 12.7561 | 12.9827 | 13.2134 | 13.4481
F3_Commercial_Grocery (ID)_Existing_Water Heating_Natural Gas_Water Heater_E3 | F3 | Commercial | Grocery (ID) | Existing | Water Heating | Natural Gas | Water Heater | E3 | PACT BC Ratio | 4.0703 | 4.1772 | 4.2972 | 4.4316 | 4.5813 | 4.7583 | 4.9387 | 5.1163 | 5.2871 | 5.4605 | 5.6016 | 5.7348 | 5.8772 | 6.0174 | 6.1446 | 6.265 | 6.3749 | 6.4839 | 6.5994 | 6.7129 | 6.8293 | 6.9499 | 7.072 | 7.1976 | 7.3255 | 7.4556 | 7.5881
F3_Commercial_Grocery (ID)_Existing_Water Heating_Natural Gas_Water Heater_E4 | F3 | Commercial | Grocery (ID) | Existing | Water Heating | Natural Gas | Water Heater | E4 | PACT BC Ratio | 2.569 | 2.6472 | 2.753 | 2.8913 | 3.0623 | 3.2852 | 3.5154 | 3.7392 | 3.9488 | 4.1614 | 4.3144 | 4.4511 | 4.6023 | 4.7473 | 4.8675 | 4.9739 | 5.0598 | 5.1421 | 5.2341 | 5.3204 | 5.4099 | 5.5047 | 5.6 | 5.6995 | 5.8007 | 5.9038 | 6.0087
F3_Commercial_Grocery (ID)_Existing_Water Heating_Natural Gas_Water Heater_E5 | F3 | Commercial | Grocery (ID) | Existing | Water Heating | Natural Gas | Water Heater | E5 | PACT BC Ratio | 2.8138 | 2.8876 | 2.9689 | 3.0581 | 3.1559 | 3.2698 | 3.3855 | 3.4997 | 3.61 | 3.722 | 3.8146 | 3.9027 | 3.9965 | 4.0891 | 4.174 | 4.255 | 4.3297 | 4.404 | 4.4825 | 4.5599 | 4.6391 | 4.7211 | 4.8041 | 4.8895 | 4.9763 | 5.0648 | 5.1547
F3_Commercial_Grocery (ID)_Existing_Water Heating_Natural Gas_Water Heater_E6 | F3 | Commercial | Grocery (ID) | Existing | Water Heating | Natural Gas | Water Heater | E6 | PACT BC Ratio | 0 | 0 | 0 | 0 | 0 | 0 | 0 | 0 | 0 | 0 | 0 | 0 | 0 | 0 | 0 | 0 | 0 | 0 | 0 | 0 | 0 | 0 | 0 | 0 | 0 | 0 | 0
F3_Commercial_Grocery (ID)_Existing_Water Heating_Natural Gas_Water Heater_E7 | F3 | Commercial | Grocery (ID) | Existing | Water Heating | Natural Gas | Water Heater | E7 | PACT BC Ratio | 0 | 0 | 0 | 0 | 0 | 0 | 0 | 0 | 0 | 0 | 0 | 0 | 0 | 0 | 0 | 0 | 0 | 0 | 0 | 0 | 0 | 0 | 0 | 0 | 0 | 0 | 0
F3_Commercial_Grocery (ID)_Existing_Water Heating_Natural Gas_Water Heater_E8 | F3 | Commercial | Grocery (ID) | Existing | Water Heating | Natural Gas | Water Heater | E8 | PACT BC Ratio | 0 | 0 | 0 | 0 | 0 | 0 | 0 | 0 | 0 | 0 | 0 | 0 | 0 | 0 | 0 | 0 | 0 | 0 | 0 | 0 | 0 | 0 | 0 | 0 | 0 | 0 | 0
F3_Commercial_Grocery (ID)_Existing_Water Heating_Natural Gas_Water Heater_E9 | F3 | Commercial | Grocery (ID) | Existing | Water Heating | Natural Gas | Water Heater | E9 | PACT BC Ratio | 0 | 0 | 0 | 0 | 0 | 0 | 0 | 0 | 0 | 0 | 0 | 0 | 0 | 0 | 0 | 0 | 0 | 0 | 0 | 0 | 0 | 0 | 0 | 0 | 0 | 0 | 0
F3_Commercial_Grocery (ID)_Existing_Water Heating_Natural Gas_Water Heater_E10 | F3 | Commercial | Grocery (ID) | Existing | Water Heating | Natural Gas | Water Heater | E10 | PACT BC Ratio | 0 | 0 | 0 | 0 | 0 | 0 | 0 | 0 | 0 | 0 | 0 | 0 | 0 | 0 | 0 | 0 | 0 | 0 | 0 | 0 | 0 | 0 | 0 | 0 | 0 | 0 | 0
F4_Commercial_Grocery (ID)_Existing_Water Heating_Natural Gas_Water Heater_E1 | F4 | Commercial | Grocery (ID) | Existing | Water Heating | Natural Gas | Water Heater | E1 | RVT BC Ratio | [24 empty] | 1 | 1 | 1 | bar: 2019 to 2042
F4_Commercial_Grocery (ID)_Existing_Water Heating_Natural Gas_Water Heater_E2 | F4 | Commercial | Grocery (ID) | Existing | Water Heating | Natural Gas | Water Heater | E2 | RVT BC Ratio | 4.3508 | 4.4325 | 4.5245 | 4.6278 | 4.743 | 4.8823 | 5.0205 | 5.1512 | 5.2696 | 5.385 | 5.5046 | 5.6141 | 5.7311 | 5.8445 | 5.9442 | 6.0359 | 6.1159 | 6.1932 | 6.2748 | 6.3522 | 6.4301 | 6.5386 | 6.6485 | 6.7615 | 6.8766 | 6.9937 | 7.113
F4_Commercial_Grocery (ID)_Existing_Water Heating_Natural Gas_Water Heater_E3 | F4 | Commercial | Grocery (ID) | Existing | Water Heating | Natural Gas | Water Heater | E3 | RVT BC Ratio | 2.5785 | 2.6246 | 2.6766 | 2.7349 | 2.7999 | 2.8784 | 2.9564 | 3.0301 | 3.097 | 3.1621 | 3.2295 | 3.2913 | 3.3574 | 3.4214 | 3.4776 | 3.5293 | 3.5745 | 3.6181 | 3.6641 | 3.7078 | 3.7517 | 3.813 | 3.875 | 3.9388 | 4.0037 | 4.0698 | 4.1371
F4_Commercial_Grocery (ID)_Existing_Water Heating_Natural Gas_Water Heater_E4 | F4 | Commercial | Grocery (ID) | Existing | Water Heating | Natural Gas | Water Heater | E4 | RVT BC Ratio | 1.9042 | 1.9366 | 1.9824 | 2.0441 | 2.1217 | 2.2262 | 2.3314 | 2.4266 | 2.5065 | 2.5801 | 2.6538 | 2.7129 | 2.7785 | 2.8394 | 2.8857 | 2.9231 | 2.9478 | 2.9689 | 2.9932 | 3.0123 | 3.0309 | 3.0791 | 3.1275 | 3.178 | 3.2294 | 3.2817 | 3.335
F4_Commercial_Grocery (ID)_Existing_Water Heating_Natural Gas_Water Heater_E5 | F4 | Commercial | Grocery (ID) | Existing | Water Heating | Natural Gas | Water Heater | E5 | RVT BC Ratio | 1.8588 | 1.8912 | 1.9266 | 1.9649 | 2.0064 | 2.0561 | 2.1054 | 2.1523 | 2.1955 | 2.2378 | 2.282 | 2.3232 | 2.367 | 2.4097 | 2.4478 | 2.4832 | 2.5147 | 2.5454 | 2.5776 | 2.6084 | 2.6395 | 2.6812 | 2.7233 | 2.7667 | 2.8108 | 2.8557 | 2.9014
F4_Commercial_Grocery (ID)_Existing_Water Heating_Natural Gas_Water Heater_E6 | F4 | Commercial | Grocery (ID) | Existing | Water Heating | Natural Gas | Water Heater | E6 | RVT BC Ratio | 0 | 0 | 0 | 0 | 0 | 0 | 0 | 0 | 0 | 0 | 0 | 0 | 0 | 0 | 0 | 0 | 0 | 0 | 0 | 0 | 0 | 0 | 0 | 0 | 0 | 0 | 0
F4_Commercial_Grocery (ID)_Existing_Water Heating_Natural Gas_Water Heater_E7 | F4 | Commercial | Grocery (ID) | Existing | Water Heating | Natural Gas | Water Heater | E7 | RVT BC Ratio | 0 | 0 | 0 | 0 | 0 | 0 | 0 | 0 | 0 | 0 | 0 | 0 | 0 | 0 | 0 | 0 | 0 | 0 | 0 | 0 | 0 | 0 | 0 | 0 | 0 | 0 | 0
F4_Commercial_Grocery (ID)_Existing_Water Heating_Natural Gas_Water Heater_E8 | F4 | Commercial | Grocery (ID) | Existing | Water Heating | Natural Gas | Water Heater | E8 | RVT BC Ratio | 0 | 0 | 0 | 0 | 0 | 0 | 0 | 0 | 0 | 0 | 0 | 0 | 0 | 0 | 0 | 0 | 0 | 0 | 0 | 0 | 0 | 0 | 0 | 0 | 0 | 0 | 0
F4_Commercial_Grocery (ID)_Existing_Water Heating_Natural Gas_Water Heater_E9 | F4 | Commercial | Grocery (ID) | Existing | Water Heating | Natural Gas | Water Heater | E9 | RVT BC Ratio | 0 | 0 | 0 | 0 | 0 | 0 | 0 | 0 | 0 | 0 | 0 | 0 | 0 | 0 | 0 | 0 | 0 | 0 | 0 | 0 | 0 | 0 | 0 | 0 | 0 | 0 | 0
F4_Commercial_Grocery (ID)_Existing_Water Heating_Natural Gas_Water Heater_E10 | F4 | Commercial | Grocery (ID) | Existing | Water Heating | Natural Gas | Water Heater | E10 | RVT BC Ratio | 0 | 0 | 0 | 0 | 0 | 0 | 0 | 0 | 0 | 0 | 0 | 0 | 0 | 0 | 0 | 0 | 0 | 0 | 0 | 0 | 0 | 0 | 0 | 0 | 0 | 0 | 0
F5_Commercial_Grocery (ID)_Existing_Water Heating_Natural Gas_Water Heater_E1 | F5 | Commercial | Grocery (ID) | Existing | Water Heating | Natural Gas | Water Heater | E1 | RIM BC Ratio | [24 empty] | 1 | 1 | 1 | bar: 2019 to 2042
F5_Commercial_Grocery (ID)_Existing_Water Heating_Natural Gas_Water Heater_E2 | F5 | Commercial | Grocery (ID) | Existing | Water Heating | Natural Gas | Water Heater | E2 | RIM BC Ratio | 0.76665 | 0.7729 | 0.77962 | 0.7868 | 0.79442 | 0.80251 | 0.81087 | 0.81953 | 0.82855 | 0.83804 | 0.84168 | 0.84545 | 0.84936 | 0.8533 | 0.8572 | 0.86115 | 0.86515 | 0.8693 | 0.87365 | 0.87818 | 0.88291 | 0.88403 | 0.88512 | 0.88622 | 0.88729 | 0.88835 | 0.88939
F5_Commercial_Grocery (ID)_Existing_Water Heating_Natural Gas_Water Heater_E3 | F5 | Commercial | Grocery (ID) | Existing | Water Heating | Natural Gas | Water Heater | E3 | RIM BC Ratio | 0.7085 | 0.71524 | 0.7225 | 0.7303 | 0.73861 | 0.74757 | 0.75673 | 0.76606 | 0.77559 | 0.78551 | 0.78996 | 0.79442 | 0.79905 | 0.80364 | 0.80808 | 0.81248 | 0.81685 | 0.82132 | 0.82601 | 0.83082 | 0.83582 | 0.8376 | 0.83935 | 0.84109 | 0.84281 | 0.8445 | 0.84618
F5_Commercial_Grocery (ID)_Existing_Water Heating_Natural Gas_Water Heater_E4 | F5 | Commercial | Grocery (ID) | Existing | Water Heating | Natural Gas | Water Heater | E4 | RIM BC Ratio | 0.59048 | 0.59923 | 0.61009 | 0.62312 | 0.63793 | 0.6549 | 0.67165 | 0.68851 | 0.70564 | 0.72393 | 0.73118 | 0.73904 | 0.74731 | 0.7554 | 0.76292 | 0.77026 | 0.7774 | 0.7848 | 0.79277 | 0.80104 | 0.80982 | 0.81191 | 0.81395 | 0.81602 | 0.81807 | 0.82009 | 0.82208
F5_Commercial_Grocery (ID)_Existing_Water Heating_Natural Gas_Water Heater_E5 | F5 | Commercial | Grocery (ID) | Existing | Water Heating | Natural Gas | Water Heater | E5 | RIM BC Ratio | 0.661 | 0.66781 | 0.67521 | 0.68319 | 0.69176 | 0.70096 | 0.71025 | 0.71955 | 0.72887 | 0.73841 | 0.74333 | 0.74807 | 0.75297 | 0.75782 | 0.76243 | 0.76695 | 0.77137 | 0.77584 | 0.78052 | 0.78526 | 0.79017 | 0.79251 | 0.79482 | 0.79712 | 0.79939 | 0.80164 | 0.80386
F5_Commercial_Grocery (ID)_Existing_Water Heating_Natural Gas_Water Heater_E6 | F5 | Commercial | Grocery (ID) | Existing | Water Heating | Natural Gas | Water Heater | E6 | RIM BC Ratio | 0 | 0 | 0 | 0 | 0 | 0 | 0 | 0 | 0 | 0 | 0 | 0 | 0 | 0 | 0 | 0 | 0 | 0 | 0 | 0 | 0 | 0 | 0 | 0 | 0 | 0 | 0
F5_Commercial_Grocery (ID)_Existing_Water Heating_Natural Gas_Water Heater_E7 | F5 | Commercial | Grocery (ID) | Existing | Water Heating | Natural Gas | Water Heater | E7 | RIM BC Ratio | 0 | 0 | 0 | 0 | 0 | 0 | 0 | 0 | 0 | 0 | 0 | 0 | 0 | 0 | 0 | 0 | 0 | 0 | 0 | 0 | 0 | 0 | 0 | 0 | 0 | 0 | 0
F5_Commercial_Grocery (ID)_Existing_Water Heating_Natural Gas_Water Heater_E8 | F5 | Commercial | Grocery (ID) | Existing | Water Heating | Natural Gas | Water Heater | E8 | RIM BC Ratio | 0 | 0 | 0 | 0 | 0 | 0 | 0 | 0 | 0 | 0 | 0 | 0 | 0 | 0 | 0 | 0 | 0 | 0 | 0 | 0 | 0 | 0 | 0 | 0 | 0 | 0 | 0
F5_Commercial_Grocery (ID)_Existing_Water Heating_Natural Gas_Water Heater_E9 | F5 | Commercial | Grocery (ID) | Existing | Water Heating | Natural Gas | Water Heater | E9 | RIM BC Ratio | 0 | 0 | 0 | 0 | 0 | 0 | 0 | 0 | 0 | 0 | 0 | 0 | 0 | 0 | 0 | 0 | 0 | 0 | 0 | 0 | 0 | 0 | 0 | 0 | 0 | 0 | 0
F5_Commercial_Grocery (ID)_Existing_Water Heating_Natural Gas_Water Heater_E10 | F5 | Commercial | Grocery (ID) | Existing | Water Heating | Natural Gas | Water Heater | E10 | RIM BC Ratio | 0 | 0 | 0 | 0 | 0 | 0 | 0 | 0 | 0 | 0 | 0 | 0 | 0 | 0 | 0 | 0 | 0 | 0 | 0 | 0 | 0 | 0 | 0 | 0 | 0 | 0 | 0
F0_Commercial_Grocery (ID)_Existing_Food Preparation_Natural Gas_Oven_E0 | F0 | Commercial | Grocery (ID) | Existing | Food Preparation | Natural Gas | Oven | E0 | Economic Unit | ENERGY STAR (>42% Baking Efficiency) | ENERGY STAR (>42% Baking Efficiency) | ENERGY STAR (>42% Baking Efficiency) | ENERGY STAR (>42% Baking Efficiency) | ENERGY STAR (>42% Baking Efficiency) | ENERGY STAR (>42% Baking Efficiency) | ENERGY STAR (>42% Baking Efficiency) | ENERGY STAR (>42% Baking Efficiency) | ENERGY STAR (>42% Baking Efficiency) | ENERGY STAR (>42% Baking Efficiency) | ENERGY STAR (>42% Baking Efficiency) | ENERGY STAR (>42% Baking Efficiency) | ENERGY STAR (>42% Baking Efficiency) | ENERGY STAR (>42% Baking Efficiency) | ENERGY STAR (>42% Baking Efficiency) | ENERGY STAR (>42% Baking Efficiency) | ENERGY STAR (>42% Baking Efficiency) | ENERGY STAR (>42% Baking Efficiency) | ENERGY STAR (>42% Baking Efficiency) | ENERGY STAR (>42% Baking Efficiency) | ENERGY STAR (>42% Baking Efficiency) | ENERGY STAR (>42% Baking Efficiency) | ENERGY STAR (>42% Baking Efficiency) | ENERGY STAR (>42% Baking Efficiency) | ENERGY STAR (>42% Baking Efficiency) | ENERGY STAR (>42% Baking Efficiency) | ENERGY STAR (>42% Baking Efficiency)
F1_Commercial_Grocery (ID)_Existing_Food Preparation_Natural Gas_Oven_E1 | F1 | Commercial | Grocery (ID) | Existing | Food Preparation | Natural Gas | Oven | E1 | CCE | 0 | 0 | 0 | 0 | 0 | 0 | 0 | 0 | 0 | 0 | 0 | 0 | 0 | 0 | 0 | 0 | 0 | 0 | 0 | 0 | 0 | 0 | 0 | 0 | 0 | 0 | 0
F1_Commercial_Grocery (ID)_Existing_Food Preparation_Natural Gas_Oven_E2 | F1 | Commercial | Grocery (ID) | Existing | Food Preparation | Natural Gas | Oven | E2 | CCE | 0.00015072 | 0.00015072 | 0.00015072 | 0.00015072 | 0.00015072 | 0.00015072 | 0.00015072 | 0.00015072 | 0.00015072 | 0.00015072 | 0.00015072 | 0.00015072 | 0.00015072 | 0.00015072 | 0.00015072 | 0.00015072 | 0.00015072 | 0.00015072 | 0.00015072 | 0.00015072 | 0.00015072 | 0.00015072 | 0.00015072 | 0.00015072 | 0.00015072 | 0.00015072 | 0.00015072
F1_Commercial_Grocery (ID)_Existing_Food Preparation_Natural Gas_Oven_E3 | F1 | Commercial | Grocery (ID) | Existing | Food Preparation | Natural Gas | Oven | E3 | CCE | 0 | 0 | 0 | 0 | 0 | 0 | 0 | 0 | 0 | 0 | 0 | 0 | 0 | 0 | 0 | 0 | 0 | 0 | 0 | 0 | 0 | 0 | 0 | 0 | 0 | 0 | 0
F1_Commercial_Grocery (ID)_Existing_Food Preparation_Natural Gas_Oven_E4 | F1 | Commercial | Grocery (ID) | Existing | Food Preparation | Natural Gas | Oven | E4 | CCE | 0 | 0 | 0 | 0 | 0 | 0 | 0 | 0 | 0 | 0 | 0 | 0 | 0 | 0 | 0 | 0 | 0 | 0 | 0 | 0 | 0 | 0 | 0 | 0 | 0 | 0 | 0
F1_Commercial_Grocery (ID)_Existing_Food Preparation_Natural Gas_Oven_E5 | F1 | Commercial | Grocery (ID) | Existing | Food Preparation | Natural Gas | Oven | E5 | CCE | 0 | 0 | 0 | 0 | 0 | 0 | 0 | 0 | 0 | 0 | 0 | 0 | 0 | 0 | 0 | 0 | 0 | 0 | 0 | 0 | 0 | 0 | 0 | 0 | 0 | 0 | 0
F1_Commercial_Grocery (ID)_Existing_Food Preparation_Natural Gas_Oven_E6 | F1 | Commercial | Grocery (ID) | Existing | Food Preparation | Natural Gas | Oven | E6 | CCE | 0 | 0 | 0 | 0 | 0 | 0 | 0 | 0 | 0 | 0 | 0 | 0 | 0 | 0 | 0 | 0 | 0 | 0 | 0 | 0 | 0 | 0 | 0 | 0 | 0 | 0 | 0
F1_Commercial_Grocery (ID)_Existing_Food Preparation_Natural Gas_Oven_E7 | F1 | Commercial | Grocery (ID) | Existing | Food Preparation | Natural Gas | Oven | E7 | CCE | 0 | 0 | 0 | 0 | 0 | 0 | 0 | 0 | 0 | 0 | 0 | 0 | 0 | 0 | 0 | 0 | 0 | 0 | 0 | 0 | 0 | 0 | 0 | 0 | 0 | 0 | 0
F1_Commercial_Grocery (ID)_Existing_Food Preparation_Natural Gas_Oven_E8 | F1 | Commercial | Grocery (ID) | Existing | Food Preparation | Natural Gas | Oven | E8 | CCE | 0 | 0 | 0 | 0 | 0 | 0 | 0 | 0 | 0 | 0 | 0 | 0 | 0 | 0 | 0 | 0 | 0 | 0 | 0 | 0 | 0 | 0 | 0 | 0 | 0 | 0 | 0
F1_Commercial_Grocery (ID)_Existing_Food Preparation_Natural Gas_Oven_E9 | F1 | Commercial | Grocery (ID) | Existing | Food Preparation | Natural Gas | Oven | E9 | CCE | 0 | 0 | 0 | 0 | 0 | 0 | 0 | 0 | 0 | 0 | 0 | 0 | 0 | 0 | 0 | 0 | 0 | 0 | 0 | 0 | 0 | 0 | 0 | 0 | 0 | 0 | 0
F1_Commercial_Grocery (ID)_Existing_Food Preparation_Natural Gas_Oven_E10 | F1 | Commercial | Grocery (ID) | Existing | Food Preparation | Natural Gas | Oven | E10 | CCE | 0 | 0 | 0 | 0 | 0 | 0 | 0 | 0 | 0 | 0 | 0 | 0 | 0 | 0 | 0 | 0 | 0 | 0 | 0 | 0 | 0 | 0 | 0 | 0 | 0 | 0 | 0
F2_Commercial_Grocery (ID)_Existing_Food Preparation_Natural Gas_Oven_E1 | F2 | Commercial | Grocery (ID) | Existing | Food Preparation | Natural Gas | Oven | E1 | TRC BC Ratio | [24 empty] | 1 | 1 | 1 | bar: 2019 to 2042
F2_Commercial_Grocery (ID)_Existing_Food Preparation_Natural Gas_Oven_E2 | F2 | Commercial | Grocery (ID) | Existing | Food Preparation | Natural Gas | Oven | E2 | TRC BC Ratio | 23.0095 | 23.5407 | 24.2088 | 24.9971 | 25.9137 | 27.0697 | 28.2738 | 29.4744 | 30.6324 | 31.8063 | 32.7225 | 33.5748 | 34.4937 | 35.3888 | 36.1782 | 36.9092 | 37.5538 | 38.1874 | 38.8689 | 39.5297 | 40.2094 | 40.9183 | 41.634 | 42.3736 | 43.1264 | 43.8926 | 44.6724
F2_Commercial_Grocery (ID)_Existing_Food Preparation_Natural Gas_Oven_E3 | F2 | Commercial | Grocery (ID) | Existing | Food Preparation | Natural Gas | Oven | E3 | TRC BC Ratio | 0 | 0 | 0 | 0 | 0 | 0 | 0 | 0 | 0 | 0 | 0 | 0 | 0 | 0 | 0 | 0 | 0 | 0 | 0 | 0 | 0 | 0 | 0 | 0 | 0 | 0 | 0
F2_Commercial_Grocery (ID)_Existing_Food Preparation_Natural Gas_Oven_E4 | F2 | Commercial | Grocery (ID) | Existing | Food Preparation | Natural Gas | Oven | E4 | TRC BC Ratio | 0 | 0 | 0 | 0 | 0 | 0 | 0 | 0 | 0 | 0 | 0 | 0 | 0 | 0 | 0 | 0 | 0 | 0 | 0 | 0 | 0 | 0 | 0 | 0 | 0 | 0 | 0
F2_Commercial_Grocery (ID)_Existing_Food Preparation_Natural Gas_Oven_E5 | F2 | Commercial | Grocery (ID) | Existing | Food Preparation | Natural Gas | Oven | E5 | TRC BC Ratio | 0 | 0 | 0 | 0 | 0 | 0 | 0 | 0 | 0 | 0 | 0 | 0 | 0 | 0 | 0 | 0 | 0 | 0 | 0 | 0 | 0 | 0 | 0 | 0 | 0 | 0 | 0
F2_Commercial_Grocery (ID)_Existing_Food Preparation_Natural Gas_Oven_E6 | F2 | Commercial | Grocery (ID) | Existing | Food Preparation | Natural Gas | Oven | E6 | TRC BC Ratio | 0 | 0 | 0 | 0 | 0 | 0 | 0 | 0 | 0 | 0 | 0 | 0 | 0 | 0 | 0 | 0 | 0 | 0 | 0 | 0 | 0 | 0 | 0 | 0 | 0 | 0 | 0
F2_Commercial_Grocery (ID)_Existing_Food Preparation_Natural Gas_Oven_E7 | F2 | Commercial | Grocery (ID) | Existing | Food Preparation | Natural Gas | Oven | E7 | TRC BC Ratio | 0 | 0 | 0 | 0 | 0 | 0 | 0 | 0 | 0 | 0 | 0 | 0 | 0 | 0 | 0 | 0 | 0 | 0 | 0 | 0 | 0 | 0 | 0 | 0 | 0 | 0 | 0
F2_Commercial_Grocery (ID)_Existing_Food Preparation_Natural Gas_Oven_E8 | F2 | Commercial | Grocery (ID) | Existing | Food Preparation | Natural Gas | Oven | E8 | TRC BC Ratio | 0 | 0 | 0 | 0 | 0 | 0 | 0 | 0 | 0 | 0 | 0 | 0 | 0 | 0 | 0 | 0 | 0 | 0 | 0 | 0 | 0 | 0 | 0 | 0 | 0 | 0 | 0
F2_Commercial_Grocery (ID)_Existing_Food Preparation_Natural Gas_Oven_E9 | F2 | Commercial | Grocery (ID) | Existing | Food Preparation | Natural Gas | Oven | E9 | TRC BC Ratio | 0 | 0 | 0 | 0 | 0 | 0 | 0 | 0 | 0 | 0 | 0 | 0 | 0 | 0 | 0 | 0 | 0 | 0 | 0 | 0 | 0 | 0 | 0 | 0 | 0 | 0 | 0
F2_Commercial_Grocery (ID)_Existing_Food Preparation_Natural Gas_Oven_E10 | F2 | Commercial | Grocery (ID) | Existing | Food Preparation | Natural Gas | Oven | E10 | TRC BC Ratio | 0 | 0 | 0 | 0 | 0 | 0 | 0 | 0 | 0 | 0 | 0 | 0 | 0 | 0 | 0 | 0 | 0 | 0 | 0 | 0 | 0 | 0 | 0 | 0 | 0 | 0 | 0
F3_Commercial_Grocery (ID)_Existing_Food Preparation_Natural Gas_Oven_E1 | F3 | Commercial | Grocery (ID) | Existing | Food Preparation | Natural Gas | Oven | E1 | PACT BC Ratio | [24 empty] | 1 | 1 | 1 | bar: 2019 to 2042
F3_Commercial_Grocery (ID)_Existing_Food Preparation_Natural Gas_Oven_E2 | F3 | Commercial | Grocery (ID) | Existing | Food Preparation | Natural Gas | Oven | E2 | PACT BC Ratio | 45.5672 | 46.6191 | 47.9424 | 49.5034 | 51.3186 | 53.608 | 55.9926 | 58.3701 | 60.6634 | 62.9882 | 64.8026 | 66.4904 | 68.3101 | 70.0828 | 71.6461 | 73.0937 | 74.3702 | 75.6251 | 76.9746 | 78.2832 | 79.6294 | 81.0332 | 82.4505 | 83.9153 | 85.4062 | 86.9235 | 88.4678
F3_Commercial_Grocery (ID)_Existing_Food Preparation_Natural Gas_Oven_E3 | F3 | Commercial | Grocery (ID) | Existing | Food Preparation | Natural Gas | Oven | E3 | PACT BC Ratio | 0 | 0 | 0 | 0 | 0 | 0 | 0 | 0 | 0 | 0 | 0 | 0 | 0 | 0 | 0 | 0 | 0 | 0 | 0 | 0 | 0 | 0 | 0 | 0 | 0 | 0 | 0
F3_Commercial_Grocery (ID)_Existing_Food Preparation_Natural Gas_Oven_E4 | F3 | Commercial | Grocery (ID) | Existing | Food Preparation | Natural Gas | Oven | E4 | PACT BC Ratio | 0 | 0 | 0 | 0 | 0 | 0 | 0 | 0 | 0 | 0 | 0 | 0 | 0 | 0 | 0 | 0 | 0 | 0 | 0 | 0 | 0 | 0 | 0 | 0 | 0 | 0 | 0
F3_Commercial_Grocery (ID)_Existing_Food Preparation_Natural Gas_Oven_E5 | F3 | Commercial | Grocery (ID) | Existing | Food Preparation | Natural Gas | Oven | E5 | PACT BC Ratio | 0 | 0 | 0 | 0 | 0 | 0 | 0 | 0 | 0 | 0 | 0 | 0 | 0 | 0 | 0 | 0 | 0 | 0 | 0 | 0 | 0 | 0 | 0 | 0 | 0 | 0 | 0
F3_Commercial_Grocery (ID)_Existing_Food Preparation_Natural Gas_Oven_E6 | F3 | Commercial | Grocery (ID) | Existing | Food Preparation | Natural Gas | Oven | E6 | PACT BC Ratio | 0 | 0 | 0 | 0 | 0 | 0 | 0 | 0 | 0 | 0 | 0 | 0 | 0 | 0 | 0 | 0 | 0 | 0 | 0 | 0 | 0 | 0 | 0 | 0 | 0 | 0 | 0
F3_Commercial_Grocery (ID)_Existing_Food Preparation_Natural Gas_Oven_E7 | F3 | Commercial | Grocery (ID) | Existing | Food Preparation | Natural Gas | Oven | E7 | PACT BC Ratio | 0 | 0 | 0 | 0 | 0 | 0 | 0 | 0 | 0 | 0 | 0 | 0 | 0 | 0 | 0 | 0 | 0 | 0 | 0 | 0 | 0 | 0 | 0 | 0 | 0 | 0 | 0
F3_Commercial_Grocery (ID)_Existing_Food Preparation_Natural Gas_Oven_E8 | F3 | Commercial | Grocery (ID) | Existing | Food Preparation | Natural Gas | Oven | E8 | PACT BC Ratio | 0 | 0 | 0 | 0 | 0 | 0 | 0 | 0 | 0 | 0 | 0 | 0 | 0 | 0 | 0 | 0 | 0 | 0 | 0 | 0 | 0 | 0 | 0 | 0 | 0 | 0 | 0
F3_Commercial_Grocery (ID)_Existing_Food Preparation_Natural Gas_Oven_E9 | F3 | Commercial | Grocery (ID) | Existing | Food Preparation | Natural Gas | Oven | E9 | PACT BC Ratio | 0 | 0 | 0 | 0 | 0 | 0 | 0 | 0 | 0 | 0 | 0 | 0 | 0 | 0 | 0 | 0 | 0 | 0 | 0 | 0 | 0 | 0 | 0 | 0 | 0 | 0 | 0
F3_Commercial_Grocery (ID)_Existing_Food Preparation_Natural Gas_Oven_E10 | F3 | Commercial | Grocery (ID) | Existing | Food Preparation | Natural Gas | Oven | E10 | PACT BC Ratio | 0 | 0 | 0 | 0 | 0 | 0 | 0 | 0 | 0 | 0 | 0 | 0 | 0 | 0 | 0 | 0 | 0 | 0 | 0 | 0 | 0 | 0 | 0 | 0 | 0 | 0 | 0
F4_Commercial_Grocery (ID)_Existing_Food Preparation_Natural Gas_Oven_E1 | F4 | Commercial | Grocery (ID) | Existing | Food Preparation | Natural Gas | Oven | E1 | RVT BC Ratio | [24 empty] | 1 | 1 | 1 | bar: 2019 to 2042
F4_Commercial_Grocery (ID)_Existing_Food Preparation_Natural Gas_Oven_E2 | F4 | Commercial | Grocery (ID) | Existing | Food Preparation | Natural Gas | Oven | E2 | RVT BC Ratio | 33.2519 | 33.7986 | 34.4649 | 35.2747 | 36.2381 | 37.5115 | 38.8177 | 40.0814 | 41.2445 | 42.3616 | 43.509 | 44.534 | 45.6031 | 46.5912 | 47.4235 | 48.1611 | 48.7658 | 49.3359 | 49.9475 | 50.5086 | 51.0698 | 51.963 | 52.8648 | 53.7967 | 54.7453 | 55.7107 | 56.6932
F4_Commercial_Grocery (ID)_Existing_Food Preparation_Natural Gas_Oven_E3 | F4 | Commercial | Grocery (ID) | Existing | Food Preparation | Natural Gas | Oven | E3 | RVT BC Ratio | 0 | 0 | 0 | 0 | 0 | 0 | 0 | 0 | 0 | 0 | 0 | 0 | 0 | 0 | 0 | 0 | 0 | 0 | 0 | 0 | 0 | 0 | 0 | 0 | 0 | 0 | 0
F4_Commercial_Grocery (ID)_Existing_Food Preparation_Natural Gas_Oven_E4 | F4 | Commercial | Grocery (ID) | Existing | Food Preparation | Natural Gas | Oven | E4 | RVT BC Ratio | 0 | 0 | 0 | 0 | 0 | 0 | 0 | 0 | 0 | 0 | 0 | 0 | 0 | 0 | 0 | 0 | 0 | 0 | 0 | 0 | 0 | 0 | 0 | 0 | 0 | 0 | 0
F4_Commercial_Grocery (ID)_Existing_Food Preparation_Natural Gas_Oven_E5 | F4 | Commercial | Grocery (ID) | Existing | Food Preparation | Natural Gas | Oven | E5 | RVT BC Ratio | 0 | 0 | 0 | 0 | 0 | 0 | 0 | 0 | 0 | 0 | 0 | 0 | 0 | 0 | 0 | 0 | 0 | 0 | 0 | 0 | 0 | 0 | 0 | 0 | 0 | 0 | 0
F4_Commercial_Grocery (ID)_Existing_Food Preparation_Natural Gas_Oven_E6 | F4 | Commercial | Grocery (ID) | Existing | Food Preparation | Natural Gas | Oven | E6 | RVT BC Ratio | 0 | 0 | 0 | 0 | 0 | 0 | 0 | 0 | 0 | 0 | 0 | 0 | 0 | 0 | 0 | 0 | 0 | 0 | 0 | 0 | 0 | 0 | 0 | 0 | 0 | 0 | 0
F4_Commercial_Grocery (ID)_Existing_Food Preparation_Natural Gas_Oven_E7 | F4 | Commercial | Grocery (ID) | Existing | Food Preparation | Natural Gas | Oven | E7 | RVT BC Ratio | 0 | 0 | 0 | 0 | 0 | 0 | 0 | 0 | 0 | 0 | 0 | 0 | 0 | 0 | 0 | 0 | 0 | 0 | 0 | 0 | 0 | 0 | 0 | 0 | 0 | 0 | 0
F4_Commercial_Grocery (ID)_Existing_Food Preparation_Natural Gas_Oven_E8 | F4 | Commercial | Grocery (ID) | Existing | Food Preparation | Natural Gas | Oven | E8 | RVT BC Ratio | 0 | 0 | 0 | 0 | 0 | 0 | 0 | 0 | 0 | 0 | 0 | 0 | 0 | 0 | 0 | 0 | 0 | 0 | 0 | 0 | 0 | 0 | 0 | 0 | 0 | 0 | 0
F4_Commercial_Grocery (ID)_Existing_Food Preparation_Natural Gas_Oven_E9 | F4 | Commercial | Grocery (ID) | Existing | Food Preparation | Natural Gas | Oven | E9 | RVT BC Ratio | 0 | 0 | 0 | 0 | 0 | 0 | 0 | 0 | 0 | 0 | 0 | 0 | 0 | 0 | 0 | 0 | 0 | 0 | 0 | 0 | 0 | 0 | 0 | 0 | 0 | 0 | 0
F4_Commercial_Grocery (ID)_Existing_Food Preparation_Natural Gas_Oven_E10 | F4 | Commercial | Grocery (ID) | Existing | Food Preparation | Natural Gas | Oven | E10 | RVT BC Ratio | 0 | 0 | 0 | 0 | 0 | 0 | 0 | 0 | 0 | 0 | 0 | 0 | 0 | 0 | 0 | 0 | 0 | 0 | 0 | 0 | 0 | 0 | 0 | 0 | 0 | 0 | 0
F5_Commercial_Grocery (ID)_Existing_Food Preparation_Natural Gas_Oven_E1 | F5 | Commercial | Grocery (ID) | Existing | Food Preparation | Natural Gas | Oven | E1 | RIM BC Ratio | [24 empty] | 1 | 1 | 1 | bar: 2019 to 2042
F5_Commercial_Grocery (ID)_Existing_Food Preparation_Natural Gas_Oven_E2 | F5 | Commercial | Grocery (ID) | Existing | Food Preparation | Natural Gas | Oven | E2 | RIM BC Ratio | 0.82541 | 0.83088 | 0.83804 | 0.84557 | 0.8534 | 0.86137 | 0.86957 | 0.87806 | 0.88694 | 0.89676 | 0.89837 | 0.90065 | 0.9037 | 0.90757 | 0.91161 | 0.91584 | 0.92033 | 0.92508 | 0.93011 | 0.93546 | 0.94112 | 0.94132 | 0.94151 | 0.94169 | 0.94188 | 0.94206 | 0.94224
F5_Commercial_Grocery (ID)_Existing_Food Preparation_Natural Gas_Oven_E3 | F5 | Commercial | Grocery (ID) | Existing | Food Preparation | Natural Gas | Oven | E3 | RIM BC Ratio | 0 | 0 | 0 | 0 | 0 | 0 | 0 | 0 | 0 | 0 | 0 | 0 | 0 | 0 | 0 | 0 | 0 | 0 | 0 | 0 | 0 | 0 | 0 | 0 | 0 | 0 | 0
F5_Commercial_Grocery (ID)_Existing_Food Preparation_Natural Gas_Oven_E4 | F5 | Commercial | Grocery (ID) | Existing | Food Preparation | Natural Gas | Oven | E4 | RIM BC Ratio | 0 | 0 | 0 | 0 | 0 | 0 | 0 | 0 | 0 | 0 | 0 | 0 | 0 | 0 | 0 | 0 | 0 | 0 | 0 | 0 | 0 | 0 | 0 | 0 | 0 | 0 | 0
F5_Commercial_Grocery (ID)_Existing_Food Preparation_Natural Gas_Oven_E5 | F5 | Commercial | Grocery (ID) | Existing | Food Preparation | Natural Gas | Oven | E5 | RIM BC Ratio | 0 | 0 | 0 | 0 | 0 | 0 | 0 | 0 | 0 | 0 | 0 | 0 | 0 | 0 | 0 | 0 | 0 | 0 | 0 | 0 | 0 | 0 | 0 | 0 | 0 | 0 | 0
F5_Commercial_Grocery (ID)_Existing_Food Preparation_Natural Gas_Oven_E6 | F5 | Commercial | Grocery (ID) | Existing | Food Preparation | Natural Gas | Oven | E6 | RIM BC Ratio | 0 | 0 | 0 | 0 | 0 | 0 | 0 | 0 | 0 | 0 | 0 | 0 | 0 | 0 | 0 | 0 | 0 | 0 | 0 | 0 | 0 | 0 | 0 | 0 | 0 | 0 | 0
F5_Commercial_Grocery (ID)_Existing_Food Preparation_Natural Gas_Oven_E7 | F5 | Commercial | Grocery (ID) | Existing | Food Preparation | Natural Gas | Oven | E7 | RIM BC Ratio | 0 | 0 | 0 | 0 | 0 | 0 | 0 | 0 | 0 | 0 | 0 | 0 | 0 | 0 | 0 | 0 | 0 | 0 | 0 | 0 | 0 | 0 | 0 | 0 | 0 | 0 | 0
F5_Commercial_Grocery (ID)_Existing_Food Preparation_Natural Gas_Oven_E8 | F5 | Commercial | Grocery (ID) | Existing | Food Preparation | Natural Gas | Oven | E8 | RIM BC Ratio | 0 | 0 | 0 | 0 | 0 | 0 | 0 | 0 | 0 | 0 | 0 | 0 | 0 | 0 | 0 | 0 | 0 | 0 | 0 | 0 | 0 | 0 | 0 | 0 | 0 | 0 | 0
F5_Commercial_Grocery (ID)_Existing_Food Preparation_Natural Gas_Oven_E9 | F5 | Commercial | Grocery (ID) | Existing | Food Preparation | Natural Gas | Oven | E9 | RIM BC Ratio | 0 | 0 | 0 | 0 | 0 | 0 | 0 | 0 | 0 | 0 | 0 | 0 | 0 | 0 | 0 | 0 | 0 | 0 | 0 | 0 | 0 | 0 | 0 | 0 | 0 | 0 | 0
F5_Commercial_Grocery (ID)_Existing_Food Preparation_Natural Gas_Oven_E10 | F5 | Commercial | Grocery (ID) | Existing | Food Preparation | Natural Gas | Oven | E10 | RIM BC Ratio | 0 | 0 | 0 | 0 | 0 | 0 | 0 | 0 | 0 | 0 | 0 | 0 | 0 | 0 | 0 | 0 | 0 | 0 | 0 | 0 | 0 | 0 | 0 | 0 | 0 | 0 | 0
F0_Commercial_Grocery (ID)_Existing_Food Preparation_Natural Gas_Conveyor Oven_E0 | F0 | Commercial | Grocery (ID) | Existing | Food Preparation | Natural Gas | Conveyor Oven | E0 | Economic Unit | ENERGY STAR (>42% Baking Efficiency) | ENERGY STAR (>42% Baking Efficiency) | ENERGY STAR (>42% Baking Efficiency) | ENERGY STAR (>42% Baking Efficiency) | ENERGY STAR (>42% Baking Efficiency) | ENERGY STAR (>42% Baking Efficiency) | ENERGY STAR (>42% Baking Efficiency) | ENERGY STAR (>42% Baking Efficiency) | ENERGY STAR (>42% Baking Efficiency) | ENERGY STAR (>42% Baking Efficiency) | ENERGY STAR (>42% Baking Efficiency) | ENERGY STAR (>42% Baking Efficiency) | ENERGY STAR (>42% Baking Efficiency) | ENERGY STAR (>42% Baking Efficiency) | ENERGY STAR (>42% Baking Efficiency) | ENERGY STAR (>42% Baking Efficiency) | ENERGY STAR (>42% Baking Efficiency) | ENERGY STAR (>42% Baking Efficiency) | ENERGY STAR (>42% Baking Efficiency) | ENERGY STAR (>42% Baking Efficiency) | ENERGY STAR (>42% Baking Efficiency) | ENERGY STAR (>42% Baking Efficiency) | ENERGY STAR (>42% Baking Efficiency) | ENERGY STAR (>42% Baking Efficiency) | ENERGY STAR (>42% Baking Efficiency) | ENERGY STAR (>42% Baking Efficiency) | ENERGY STAR (>42% Baking Efficiency)
F1_Commercial_Grocery (ID)_Existing_Food Preparation_Natural Gas_Conveyor Oven_E1 | F1 | Commercial | Grocery (ID) | Existing | Food Preparation | Natural Gas | Conveyor Oven | E1 | CCE | 0 | 0 | 0 | 0 | 0 | 0 | 0 | 0 | 0 | 0 | 0 | 0 | 0 | 0 | 0 | 0 | 0 | 0 | 0 | 0 | 0 | 0 | 0 | 0 | 0 | 0 | 0
F1_Commercial_Grocery (ID)_Existing_Food Preparation_Natural Gas_Conveyor Oven_E2 | F1 | Commercial | Grocery (ID) | Existing | Food Preparation | Natural Gas | Conveyor Oven | E2 | CCE | 0.00023572 | 0.00023572 | 0.00023572 | 0.00023572 | 0.00023572 | 0.00023572 | 0.00023572 | 0.00023572 | 0.00023572 | 0.00023572 | 0.00023572 | 0.00023572 | 0.00023572 | 0.00023572 | 0.00023572 | 0.00023572 | 0.00023572 | 0.00023572 | 0.00023572 | 0.00023572 | 0.00023572 | 0.00023572 | 0.00023572 | 0.00023572 | 0.00023572 | 0.00023572 | 0.00023572
F1_Commercial_Grocery (ID)_Existing_Food Preparation_Natural Gas_Conveyor Oven_E3 | F1 | Commercial | Grocery (ID) | Existing | Food Preparation | Natural Gas | Conveyor Oven | E3 | CCE | 0 | 0 | 0 | 0 | 0 | 0 | 0 | 0 | 0 | 0 | 0 | 0 | 0 | 0 | 0 | 0 | 0 | 0 | 0 | 0 | 0 | 0 | 0 | 0 | 0 | 0 | 0
F1_Commercial_Grocery (ID)_Existing_Food Preparation_Natural Gas_Conveyor Oven_E4 | F1 | Commercial | Grocery (ID) | Existing | Food Preparation | Natural Gas | Conveyor Oven | E4 | CCE | 0 | 0 | 0 | 0 | 0 | 0 | 0 | 0 | 0 | 0 | 0 | 0 | 0 | 0 | 0 | 0 | 0 | 0 | 0 | 0 | 0 | 0 | 0 | 0 | 0 | 0 | 0
F1_Commercial_Grocery (ID)_Existing_Food Preparation_Natural Gas_Conveyor Oven_E5 | F1 | Commercial | Grocery (ID) | Existing | Food Preparation | Natural Gas | Conveyor Oven | E5 | CCE | 0 | 0 | 0 | 0 | 0 | 0 | 0 | 0 | 0 | 0 | 0 | 0 | 0 | 0 | 0 | 0 | 0 | 0 | 0 | 0 | 0 | 0 | 0 | 0 | 0 | 0 | 0
F1_Commercial_Grocery (ID)_Existing_Food Preparation_Natural Gas_Conveyor Oven_E6 | F1 | Commercial | Grocery (ID) | Existing | Food Preparation | Natural Gas | Conveyor Oven | E6 | CCE | 0 | 0 | 0 | 0 | 0 | 0 | 0 | 0 | 0 | 0 | 0 | 0 | 0 | 0 | 0 | 0 | 0 | 0 | 0 | 0 | 0 | 0 | 0 | 0 | 0 | 0 | 0
F1_Commercial_Grocery (ID)_Existing_Food Preparation_Natural Gas_Conveyor Oven_E7 | F1 | Commercial | Grocery (ID) | Existing | Food Preparation | Natural Gas | Conveyor Oven | E7 | CCE | 0 | 0 | 0 | 0 | 0 | 0 | 0 | 0 | 0 | 0 | 0 | 0 | 0 | 0 | 0 | 0 | 0 | 0 | 0 | 0 | 0 | 0 | 0 | 0 | 0 | 0 | 0
F1_Commercial_Grocery (ID)_Existing_Food Preparation_Natural Gas_Conveyor Oven_E8 | F1 | Commercial | Grocery (ID) | Existing | Food Preparation | Natural Gas | Conveyor Oven | E8 | CCE | 0 | 0 | 0 | 0 | 0 | 0 | 0 | 0 | 0 | 0 | 0 | 0 | 0 | 0 | 0 | 0 | 0 | 0 | 0 | 0 | 0 | 0 | 0 | 0 | 0 | 0 | 0
F1_Commercial_Grocery (ID)_Existing_Food Preparation_Natural Gas_Conveyor Oven_E9 | F1 | Commercial | Grocery (ID) | Existing | Food Preparation | Natural Gas | Conveyor Oven | E9 | CCE | 0 | 0 | 0 | 0 | 0 | 0 | 0 | 0 | 0 | 0 | 0 | 0 | 0 | 0 | 0 | 0 | 0 | 0 | 0 | 0 | 0 | 0 | 0 | 0 | 0 | 0 | 0
F1_Commercial_Grocery (ID)_Existing_Food Preparation_Natural Gas_Conveyor Oven_E10 | F1 | Commercial | Grocery (ID) | Existing | Food Preparation | Natural Gas | Conveyor Oven | E10 | CCE | 0 | 0 | 0 | 0 | 0 | 0 | 0 | 0 | 0 | 0 | 0 | 0 | 0 | 0 | 0 | 0 | 0 | 0 | 0 | 0 | 0 | 0 | 0 | 0 | 0 | 0 | 0
F2_Commercial_Grocery (ID)_Existing_Food Preparation_Natural Gas_Conveyor Oven_E1 | F2 | Commercial | Grocery (ID) | Existing | Food Preparation | Natural Gas | Conveyor Oven | E1 | TRC BC Ratio | [24 empty] | 1 | 1 | 1 | bar: 2019 to 2042
F2_Commercial_Grocery (ID)_Existing_Food Preparation_Natural Gas_Conveyor Oven_E2 | F2 | Commercial | Grocery (ID) | Existing | Food Preparation | Natural Gas | Conveyor Oven | E2 | TRC BC Ratio | 16.275 | 16.7117 | 17.1917 | 17.7175 | 18.2935 | 18.9644 | 19.645 | 20.3165 | 20.9642 | 21.6214 | 22.1637 | 22.6783 | 23.2272 | 23.7685 | 24.264 | 24.7355 | 25.1699 | 25.6017 | 26.0579 | 26.5072 | 26.9678 | 27.4443 | 27.9267 | 28.4229 | 28.9278 | 29.4418 | 29.9648
F2_Commercial_Grocery (ID)_Existing_Food Preparation_Natural Gas_Conveyor Oven_E3 | F2 | Commercial | Grocery (ID) | Existing | Food Preparation | Natural Gas | Conveyor Oven | E3 | TRC BC Ratio | 0 | 0 | 0 | 0 | 0 | 0 | 0 | 0 | 0 | 0 | 0 | 0 | 0 | 0 | 0 | 0 | 0 | 0 | 0 | 0 | 0 | 0 | 0 | 0 | 0 | 0 | 0
F2_Commercial_Grocery (ID)_Existing_Food Preparation_Natural Gas_Conveyor Oven_E4 | F2 | Commercial | Grocery (ID) | Existing | Food Preparation | Natural Gas | Conveyor Oven | E4 | TRC BC Ratio | 0 | 0 | 0 | 0 | 0 | 0 | 0 | 0 | 0 | 0 | 0 | 0 | 0 | 0 | 0 | 0 | 0 | 0 | 0 | 0 | 0 | 0 | 0 | 0 | 0 | 0 | 0
F2_Commercial_Grocery (ID)_Existing_Food Preparation_Natural Gas_Conveyor Oven_E5 | F2 | Commercial | Grocery (ID) | Existing | Food Preparation | Natural Gas | Conveyor Oven | E5 | TRC BC Ratio | 0 | 0 | 0 | 0 | 0 | 0 | 0 | 0 | 0 | 0 | 0 | 0 | 0 | 0 | 0 | 0 | 0 | 0 | 0 | 0 | 0 | 0 | 0 | 0 | 0 | 0 | 0
F2_Commercial_Grocery (ID)_Existing_Food Preparation_Natural Gas_Conveyor Oven_E6 | F2 | Commercial | Grocery (ID) | Existing | Food Preparation | Natural Gas | Conveyor Oven | E6 | TRC BC Ratio | 0 | 0 | 0 | 0 | 0 | 0 | 0 | 0 | 0 | 0 | 0 | 0 | 0 | 0 | 0 | 0 | 0 | 0 | 0 | 0 | 0 | 0 | 0 | 0 | 0 | 0 | 0
F2_Commercial_Grocery (ID)_Existing_Food Preparation_Natural Gas_Conveyor Oven_E7 | F2 | Commercial | Grocery (ID) | Existing | Food Preparation | Natural Gas | Conveyor Oven | E7 | TRC BC Ratio | 0 | 0 | 0 | 0 | 0 | 0 | 0 | 0 | 0 | 0 | 0 | 0 | 0 | 0 | 0 | 0 | 0 | 0 | 0 | 0 | 0 | 0 | 0 | 0 | 0 | 0 | 0
F2_Commercial_Grocery (ID)_Existing_Food Preparation_Natural Gas_Conveyor Oven_E8 | F2 | Commercial | Grocery (ID) | Existing | Food Preparation | Natural Gas | Conveyor Oven | E8 | TRC BC Ratio | 0 | 0 | 0 | 0 | 0 | 0 | 0 | 0 | 0 | 0 | 0 | 0 | 0 | 0 | 0 | 0 | 0 | 0 | 0 | 0 | 0 | 0 | 0 | 0 | 0 | 0 | 0
F2_Commercial_Grocery (ID)_Existing_Food Preparation_Natural Gas_Conveyor Oven_E9 | F2 | Commercial | Grocery (ID) | Existing | Food Preparation | Natural Gas | Conveyor Oven | E9 | TRC BC Ratio | 0 | 0 | 0 | 0 | 0 | 0 | 0 | 0 | 0 | 0 | 0 | 0 | 0 | 0 | 0 | 0 | 0 | 0 | 0 | 0 | 0 | 0 | 0 | 0 | 0 | 0 | 0
F2_Commercial_Grocery (ID)_Existing_Food Preparation_Natural Gas_Conveyor Oven_E10 | F2 | Commercial | Grocery (ID) | Existing | Food Preparation | Natural Gas | Conveyor Oven | E10 | TRC BC Ratio | 0 | 0 | 0 | 0 | 0 | 0 | 0 | 0 | 0 | 0 | 0 | 0 | 0 | 0 | 0 | 0 | 0 | 0 | 0 | 0 | 0 | 0 | 0 | 0 | 0 | 0 | 0
F3_Commercial_Grocery (ID)_Existing_Food Preparation_Natural Gas_Conveyor Oven_E1 | F3 | Commercial | Grocery (ID) | Existing | Food Preparation | Natural Gas | Conveyor Oven | E1 | PACT BC Ratio | [24 empty] | 1 | 1 | 1 | bar: 2019 to 2042
F3_Commercial_Grocery (ID)_Existing_Food Preparation_Natural Gas_Conveyor Oven_E2 | F3 | Commercial | Grocery (ID) | Existing | Food Preparation | Natural Gas | Conveyor Oven | E2 | PACT BC Ratio | 32.2305 | 33.0953 | 34.0458 | 35.0871 | 36.2278 | 37.5565 | 38.9043 | 40.234 | 41.5168 | 42.8184 | 43.8922 | 44.9113 | 45.9983 | 47.0704 | 48.0516 | 48.9854 | 49.8456 | 50.7007 | 51.6042 | 52.4939 | 53.406 | 54.3499 | 55.3052 | 56.2877 | 57.2877 | 58.3055 | 59.3413
F3_Commercial_Grocery (ID)_Existing_Food Preparation_Natural Gas_Conveyor Oven_E3 | F3 | Commercial | Grocery (ID) | Existing | Food Preparation | Natural Gas | Conveyor Oven | E3 | PACT BC Ratio | 0 | 0 | 0 | 0 | 0 | 0 | 0 | 0 | 0 | 0 | 0 | 0 | 0 | 0 | 0 | 0 | 0 | 0 | 0 | 0 | 0 | 0 | 0 | 0 | 0 | 0 | 0
F3_Commercial_Grocery (ID)_Existing_Food Preparation_Natural Gas_Conveyor Oven_E4 | F3 | Commercial | Grocery (ID) | Existing | Food Preparation | Natural Gas | Conveyor Oven | E4 | PACT BC Ratio | 0 | 0 | 0 | 0 | 0 | 0 | 0 | 0 | 0 | 0 | 0 | 0 | 0 | 0 | 0 | 0 | 0 | 0 | 0 | 0 | 0 | 0 | 0 | 0 | 0 | 0 | 0
F3_Commercial_Grocery (ID)_Existing_Food Preparation_Natural Gas_Conveyor Oven_E5 | F3 | Commercial | Grocery (ID) | Existing | Food Preparation | Natural Gas | Conveyor Oven | E5 | PACT BC Ratio | 0 | 0 | 0 | 0 | 0 | 0 | 0 | 0 | 0 | 0 | 0 | 0 | 0 | 0 | 0 | 0 | 0 | 0 | 0 | 0 | 0 | 0 | 0 | 0 | 0 | 0 | 0
F3_Commercial_Grocery (ID)_Existing_Food Preparation_Natural Gas_Conveyor Oven_E6 | F3 | Commercial | Grocery (ID) | Existing | Food Preparation | Natural Gas | Conveyor Oven | E6 | PACT BC Ratio | 0 | 0 | 0 | 0 | 0 | 0 | 0 | 0 | 0 | 0 | 0 | 0 | 0 | 0 | 0 | 0 | 0 | 0 | 0 | 0 | 0 | 0 | 0 | 0 | 0 | 0 | 0
F3_Commercial_Grocery (ID)_Existing_Food Preparation_Natural Gas_Conveyor Oven_E7 | F3 | Commercial | Grocery (ID) | Existing | Food Preparation | Natural Gas | Conveyor Oven | E7 | PACT BC Ratio | 0 | 0 | 0 | 0 | 0 | 0 | 0 | 0 | 0 | 0 | 0 | 0 | 0 | 0 | 0 | 0 | 0 | 0 | 0 | 0 | 0 | 0 | 0 | 0 | 0 | 0 | 0
F3_Commercial_Grocery (ID)_Existing_Food Preparation_Natural Gas_Conveyor Oven_E8 | F3 | Commercial | Grocery (ID) | Existing | Food Preparation | Natural Gas | Conveyor Oven | E8 | PACT BC Ratio | 0 | 0 | 0 | 0 | 0 | 0 | 0 | 0 | 0 | 0 | 0 | 0 | 0 | 0 | 0 | 0 | 0 | 0 | 0 | 0 | 0 | 0 | 0 | 0 | 0 | 0 | 0
F3_Commercial_Grocery (ID)_Existing_Food Preparation_Natural Gas_Conveyor Oven_E9 | F3 | Commercial | Grocery (ID) | Existing | Food Preparation | Natural Gas | Conveyor Oven | E9 | PACT BC Ratio | 0 | 0 | 0 | 0 | 0 | 0 | 0 | 0 | 0 | 0 | 0 | 0 | 0 | 0 | 0 | 0 | 0 | 0 | 0 | 0 | 0 | 0 | 0 | 0 | 0 | 0 | 0
F3_Commercial_Grocery (ID)_Existing_Food Preparation_Natural Gas_Conveyor Oven_E10 | F3 | Commercial | Grocery (ID) | Existing | Food Preparation | Natural Gas | Conveyor Oven | E10 | PACT BC Ratio | 0 | 0 | 0 | 0 | 0 | 0 | 0 | 0 | 0 | 0 | 0 | 0 | 0 | 0 | 0 | 0 | 0 | 0 | 0 | 0 | 0 | 0 | 0 | 0 | 0 | 0 | 0
F4_Commercial_Grocery (ID)_Existing_Food Preparation_Natural Gas_Conveyor Oven_E1 | F4 | Commercial | Grocery (ID) | Existing | Food Preparation | Natural Gas | Conveyor Oven | E1 | RVT BC Ratio | [24 empty] | 1 | 1 | 1 | bar: 2019 to 2042
F4_Commercial_Grocery (ID)_Existing_Food Preparation_Natural Gas_Conveyor Oven_E2 | F4 | Commercial | Grocery (ID) | Existing | Food Preparation | Natural Gas | Conveyor Oven | E2 | RVT BC Ratio | 23.0461 | 23.5299 | 24.0562 | 24.6265 | 25.2449 | 25.9733 | 26.6861 | 27.3646 | 27.9866 | 28.598 | 29.2371 | 29.8337 | 30.4687 | 31.0867 | 31.6364 | 32.1463 | 32.5984 | 33.0376 | 33.4991 | 33.9405 | 34.3853 | 34.9858 | 35.5936 | 36.2188 | 36.855 | 37.5026 | 38.1616
F4_Commercial_Grocery (ID)_Existing_Food Preparation_Natural Gas_Conveyor Oven_E3 | F4 | Commercial | Grocery (ID) | Existing | Food Preparation | Natural Gas | Conveyor Oven | E3 | RVT BC Ratio | 0 | 0 | 0 | 0 | 0 | 0 | 0 | 0 | 0 | 0 | 0 | 0 | 0 | 0 | 0 | 0 | 0 | 0 | 0 | 0 | 0 | 0 | 0 | 0 | 0 | 0 | 0
F4_Commercial_Grocery (ID)_Existing_Food Preparation_Natural Gas_Conveyor Oven_E4 | F4 | Commercial | Grocery (ID) | Existing | Food Preparation | Natural Gas | Conveyor Oven | E4 | RVT BC Ratio | 0 | 0 | 0 | 0 | 0 | 0 | 0 | 0 | 0 | 0 | 0 | 0 | 0 | 0 | 0 | 0 | 0 | 0 | 0 | 0 | 0 | 0 | 0 | 0 | 0 | 0 | 0
F4_Commercial_Grocery (ID)_Existing_Food Preparation_Natural Gas_Conveyor Oven_E5 | F4 | Commercial | Grocery (ID) | Existing | Food Preparation | Natural Gas | Conveyor Oven | E5 | RVT BC Ratio | 0 | 0 | 0 | 0 | 0 | 0 | 0 | 0 | 0 | 0 | 0 | 0 | 0 | 0 | 0 | 0 | 0 | 0 | 0 | 0 | 0 | 0 | 0 | 0 | 0 | 0 | 0
F4_Commercial_Grocery (ID)_Existing_Food Preparation_Natural Gas_Conveyor Oven_E6 | F4 | Commercial | Grocery (ID) | Existing | Food Preparation | Natural Gas | Conveyor Oven | E6 | RVT BC Ratio | 0 | 0 | 0 | 0 | 0 | 0 | 0 | 0 | 0 | 0 | 0 | 0 | 0 | 0 | 0 | 0 | 0 | 0 | 0 | 0 | 0 | 0 | 0 | 0 | 0 | 0 | 0
F4_Commercial_Grocery (ID)_Existing_Food Preparation_Natural Gas_Conveyor Oven_E7 | F4 | Commercial | Grocery (ID) | Existing | Food Preparation | Natural Gas | Conveyor Oven | E7 | RVT BC Ratio | 0 | 0 | 0 | 0 | 0 | 0 | 0 | 0 | 0 | 0 | 0 | 0 | 0 | 0 | 0 | 0 | 0 | 0 | 0 | 0 | 0 | 0 | 0 | 0 | 0 | 0 | 0
F4_Commercial_Grocery (ID)_Existing_Food Preparation_Natural Gas_Conveyor Oven_E8 | F4 | Commercial | Grocery (ID) | Existing | Food Preparation | Natural Gas | Conveyor Oven | E8 | RVT BC Ratio | 0 | 0 | 0 | 0 | 0 | 0 | 0 | 0 | 0 | 0 | 0 | 0 | 0 | 0 | 0 | 0 | 0 | 0 | 0 | 0 | 0 | 0 | 0 | 0 | 0 | 0 | 0
F4_Commercial_Grocery (ID)_Existing_Food Preparation_Natural Gas_Conveyor Oven_E9 | F4 | Commercial | Grocery (ID) | Existing | Food Preparation | Natural Gas | Conveyor Oven | E9 | RVT BC Ratio | 0 | 0 | 0 | 0 | 0 | 0 | 0 | 0 | 0 | 0 | 0 | 0 | 0 | 0 | 0 | 0 | 0 | 0 | 0 | 0 | 0 | 0 | 0 | 0 | 0 | 0 | 0
F4_Commercial_Grocery (ID)_Existing_Food Preparation_Natural Gas_Conveyor Oven_E10 | F4 | Commercial | Grocery (ID) | Existing | Food Preparation | Natural Gas | Conveyor Oven | E10 | RVT BC Ratio | 0 | 0 | 0 | 0 | 0 | 0 | 0 | 0 | 0 | 0 | 0 | 0 | 0 | 0 | 0 | 0 | 0 | 0 | 0 | 0 | 0 | 0 | 0 | 0 | 0 | 0 | 0
F5_Commercial_Grocery (ID)_Existing_Food Preparation_Natural Gas_Conveyor Oven_E1 | F5 | Commercial | Grocery (ID) | Existing | Food Preparation | Natural Gas | Conveyor Oven | E1 | RIM BC Ratio | [24 empty] | 1 | 1 | 1 | bar: 2019 to 2042
F5_Commercial_Grocery (ID)_Existing_Food Preparation_Natural Gas_Conveyor Oven_E2 | F5 | Commercial | Grocery (ID) | Existing | Food Preparation | Natural Gas | Conveyor Oven | E2 | RIM BC Ratio | 0.84014 | 0.8451 | 0.85051 | 0.85638 | 0.86273 | 0.86949 | 0.87681 | 0.88446 | 0.89252 | 0.90096 | 0.9035 | 0.90612 | 0.90883 | 0.91164 | 0.91458 | 0.91765 | 0.92089 | 0.92431 | 0.9279 | 0.9317 | 0.93569 | 0.93598 | 0.93626 | 0.93653 | 0.93681 | 0.93707 | 0.93734
F5_Commercial_Grocery (ID)_Existing_Food Preparation_Natural Gas_Conveyor Oven_E3 | F5 | Commercial | Grocery (ID) | Existing | Food Preparation | Natural Gas | Conveyor Oven | E3 | RIM BC Ratio | 0 | 0 | 0 | 0 | 0 | 0 | 0 | 0 | 0 | 0 | 0 | 0 | 0 | 0 | 0 | 0 | 0 | 0 | 0 | 0 | 0 | 0 | 0 | 0 | 0 | 0 | 0
F5_Commercial_Grocery (ID)_Existing_Food Preparation_Natural Gas_Conveyor Oven_E4 | F5 | Commercial | Grocery (ID) | Existing | Food Preparation | Natural Gas | Conveyor Oven | E4 | RIM BC Ratio | 0 | 0 | 0 | 0 | 0 | 0 | 0 | 0 | 0 | 0 | 0 | 0 | 0 | 0 | 0 | 0 | 0 | 0 | 0 | 0 | 0 | 0 | 0 | 0 | 0 | 0 | 0
F5_Commercial_Grocery (ID)_Existing_Food Preparation_Natural Gas_Conveyor Oven_E5 | F5 | Commercial | Grocery (ID) | Existing | Food Preparation | Natural Gas | Conveyor Oven | E5 | RIM BC Ratio | 0 | 0 | 0 | 0 | 0 | 0 | 0 | 0 | 0 | 0 | 0 | 0 | 0 | 0 | 0 | 0 | 0 | 0 | 0 | 0 | 0 | 0 | 0 | 0 | 0 | 0 | 0
F5_Commercial_Grocery (ID)_Existing_Food Preparation_Natural Gas_Conveyor Oven_E6 | F5 | Commercial | Grocery (ID) | Existing | Food Preparation | Natural Gas | Conveyor Oven | E6 | RIM BC Ratio | 0 | 0 | 0 | 0 | 0 | 0 | 0 | 0 | 0 | 0 | 0 | 0 | 0 | 0 | 0 | 0 | 0 | 0 | 0 | 0 | 0 | 0 | 0 | 0 | 0 | 0 | 0
F5_Commercial_Grocery (ID)_Existing_Food Preparation_Natural Gas_Conveyor Oven_E7 | F5 | Commercial | Grocery (ID) | Existing | Food Preparation | Natural Gas | Conveyor Oven | E7 | RIM BC Ratio | 0 | 0 | 0 | 0 | 0 | 0 | 0 | 0 | 0 | 0 | 0 | 0 | 0 | 0 | 0 | 0 | 0 | 0 | 0 | 0 | 0 | 0 | 0 | 0 | 0 | 0 | 0
F5_Commercial_Grocery (ID)_Existing_Food Preparation_Natural Gas_Conveyor Oven_E8 | F5 | Commercial | Grocery (ID) | Existing | Food Preparation | Natural Gas | Conveyor Oven | E8 | RIM BC Ratio | 0 | 0 | 0 | 0 | 0 | 0 | 0 | 0 | 0 | 0 | 0 | 0 | 0 | 0 | 0 | 0 | 0 | 0 | 0 | 0 | 0 | 0 | 0 | 0 | 0 | 0 | 0
F5_Commercial_Grocery (ID)_Existing_Food Preparation_Natural Gas_Conveyor Oven_E9 | F5 | Commercial | Grocery (ID) | Existing | Food Preparation | Natural Gas | Conveyor Oven | E9 | RIM BC Ratio | 0 | 0 | 0 | 0 | 0 | 0 | 0 | 0 | 0 | 0 | 0 | 0 | 0 | 0 | 0 | 0 | 0 | 0 | 0 | 0 | 0 | 0 | 0 | 0 | 0 | 0 | 0
F5_Commercial_Grocery (ID)_Existing_Food Preparation_Natural Gas_Conveyor Oven_E10 | F5 | Commercial | Grocery (ID) | Existing | Food Preparation | Natural Gas | Conveyor Oven | E10 | RIM BC Ratio | 0 | 0 | 0 | 0 | 0 | 0 | 0 | 0 | 0 | 0 | 0 | 0 | 0 | 0 | 0 | 0 | 0 | 0 | 0 | 0 | 0 | 0 | 0 | 0 | 0 | 0 | 0
F0_Commercial_Grocery (ID)_Existing_Food Preparation_Natural Gas_Double Rack Oven_E0 | F0 | Commercial | Grocery (ID) | Existing | Food Preparation | Natural Gas | Double Rack Oven | E0 | Economic Unit | FTSC Qualified (>50% Cooking Efficiency) | FTSC Qualified (>50% Cooking Efficiency) | FTSC Qualified (>50% Cooking Efficiency) | FTSC Qualified (>50% Cooking Efficiency) | FTSC Qualified (>50% Cooking Efficiency) | FTSC Qualified (>50% Cooking Efficiency) | FTSC Qualified (>50% Cooking Efficiency) | FTSC Qualified (>50% Cooking Efficiency) | FTSC Qualified (>50% Cooking Efficiency) | FTSC Qualified (>50% Cooking Efficiency) | FTSC Qualified (>50% Cooking Efficiency) | FTSC Qualified (>50% Cooking Efficiency) | FTSC Qualified (>50% Cooking Efficiency) | FTSC Qualified (>50% Cooking Efficiency) | FTSC Qualified (>50% Cooking Efficiency) | FTSC Qualified (>50% Cooking Efficiency) | FTSC Qualified (>50% Cooking Efficiency) | FTSC Qualified (>50% Cooking Efficiency) | FTSC Qualified (>50% Cooking Efficiency) | FTSC Qualified (>50% Cooking Efficiency) | FTSC Qualified (>50% Cooking Efficiency) | FTSC Qualified (>50% Cooking Efficiency) | FTSC Qualified (>50% Cooking Efficiency) | FTSC Qualified (>50% Cooking Efficiency) | FTSC Qualified (>50% Cooking Efficiency) | FTSC Qualified (>50% Cooking Efficiency) | FTSC Qualified (>50% Cooking Efficiency)
F1_Commercial_Grocery (ID)_Existing_Food Preparation_Natural Gas_Double Rack Oven_E1 | F1 | Commercial | Grocery (ID) | Existing | Food Preparation | Natural Gas | Double Rack Oven | E1 | CCE | 0 | 0 | 0 | 0 | 0 | 0 | 0 | 0 | 0 | 0 | 0 | 0 | 0 | 0 | 0 | 0 | 0 | 0 | 0 | 0 | 0 | 0 | 0 | 0 | 0 | 0 | 0
F1_Commercial_Grocery (ID)_Existing_Food Preparation_Natural Gas_Double Rack Oven_E2 | F1 | Commercial | Grocery (ID) | Existing | Food Preparation | Natural Gas | Double Rack Oven | E2 | CCE | 0.00049498 | 0.00049498 | 0.00049498 | 0.00049498 | 0.00049498 | 0.00049498 | 0.00049498 | 0.00049498 | 0.00049498 | 0.00049498 | 0.00049498 | 0.00049498 | 0.00049498 | 0.00049498 | 0.00049498 | 0.00049498 | 0.00049498 | 0.00049498 | 0.00049498 | 0.00049498 | 0.00049498 | 0.00049498 | 0.00049498 | 0.00049498 | 0.00049498 | 0.00049498 | 0.00049498
F1_Commercial_Grocery (ID)_Existing_Food Preparation_Natural Gas_Double Rack Oven_E3 | F1 | Commercial | Grocery (ID) | Existing | Food Preparation | Natural Gas | Double Rack Oven | E3 | CCE | 0 | 0 | 0 | 0 | 0 | 0 | 0 | 0 | 0 | 0 | 0 | 0 | 0 | 0 | 0 | 0 | 0 | 0 | 0 | 0 | 0 | 0 | 0 | 0 | 0 | 0 | 0
F1_Commercial_Grocery (ID)_Existing_Food Preparation_Natural Gas_Double Rack Oven_E4 | F1 | Commercial | Grocery (ID) | Existing | Food Preparation | Natural Gas | Double Rack Oven | E4 | CCE | 0 | 0 | 0 | 0 | 0 | 0 | 0 | 0 | 0 | 0 | 0 | 0 | 0 | 0 | 0 | 0 | 0 | 0 | 0 | 0 | 0 | 0 | 0 | 0 | 0 | 0 | 0
F1_Commercial_Grocery (ID)_Existing_Food Preparation_Natural Gas_Double Rack Oven_E5 | F1 | Commercial | Grocery (ID) | Existing | Food Preparation | Natural Gas | Double Rack Oven | E5 | CCE | 0 | 0 | 0 | 0 | 0 | 0 | 0 | 0 | 0 | 0 | 0 | 0 | 0 | 0 | 0 | 0 | 0 | 0 | 0 | 0 | 0 | 0 | 0 | 0 | 0 | 0 | 0
F1_Commercial_Grocery (ID)_Existing_Food Preparation_Natural Gas_Double Rack Oven_E6 | F1 | Commercial | Grocery (ID) | Existing | Food Preparation | Natural Gas | Double Rack Oven | E6 | CCE | 0 | 0 | 0 | 0 | 0 | 0 | 0 | 0 | 0 | 0 | 0 | 0 | 0 | 0 | 0 | 0 | 0 | 0 | 0 | 0 | 0 | 0 | 0 | 0 | 0 | 0 | 0
F1_Commercial_Grocery (ID)_Existing_Food Preparation_Natural Gas_Double Rack Oven_E7 | F1 | Commercial | Grocery (ID) | Existing | Food Preparation | Natural Gas | Double Rack Oven | E7 | CCE | 0 | 0 | 0 | 0 | 0 | 0 | 0 | 0 | 0 | 0 | 0 | 0 | 0 | 0 | 0 | 0 | 0 | 0 | 0 | 0 | 0 | 0 | 0 | 0 | 0 | 0 | 0
F1_Commercial_Grocery (ID)_Existing_Food Preparation_Natural Gas_Double Rack Oven_E8 | F1 | Commercial | Grocery (ID) | Existing | Food Preparation | Natural Gas | Double Rack Oven | E8 | CCE | 0 | 0 | 0 | 0 | 0 | 0 | 0 | 0 | 0 | 0 | 0 | 0 | 0 | 0 | 0 | 0 | 0 | 0 | 0 | 0 | 0 | 0 | 0 | 0 | 0 | 0 | 0
F1_Commercial_Grocery (ID)_Existing_Food Preparation_Natural Gas_Double Rack Oven_E9 | F1 | Commercial | Grocery (ID) | Existing | Food Preparation | Natural Gas | Double Rack Oven | E9 | CCE | 0 | 0 | 0 | 0 | 0 | 0 | 0 | 0 | 0 | 0 | 0 | 0 | 0 | 0 | 0 | 0 | 0 | 0 | 0 | 0 | 0 | 0 | 0 | 0 | 0 | 0 | 0
F1_Commercial_Grocery (ID)_Existing_Food Preparation_Natural Gas_Double Rack Oven_E10 | F1 | Commercial | Grocery (ID) | Existing | Food Preparation | Natural Gas | Double Rack Oven | E10 | CCE | 0 | 0 | 0 | 0 | 0 | 0 | 0 | 0 | 0 | 0 | 0 | 0 | 0 | 0 | 0 | 0 | 0 | 0 | 0 | 0 | 0 | 0 | 0 | 0 | 0 | 0 | 0
F2_Commercial_Grocery (ID)_Existing_Food Preparation_Natural Gas_Double Rack Oven_E1 | F2 | Commercial | Grocery (ID) | Existing | Food Preparation | Natural Gas | Double Rack Oven | E1 | TRC BC Ratio | [24 empty] | 1 | 1 | 1 | bar: 2019 to 2042
F2_Commercial_Grocery (ID)_Existing_Food Preparation_Natural Gas_Double Rack Oven_E2 | F2 | Commercial | Grocery (ID) | Existing | Food Preparation | Natural Gas | Double Rack Oven | E2 | TRC BC Ratio | 7.1902 | 7.3714 | 7.5861 | 7.8322 | 8.1104 | 8.4489 | 8.7973 | 9.1424 | 9.4746 | 9.8114 | 10.0794 | 10.3304 | 10.6002 | 10.8643 | 11.1004 | 11.3213 | 11.5195 | 11.7151 | 11.924 | 12.1279 | 12.3373 | 12.555 | 12.775 | 13.002 | 13.2329 | 13.468 | 13.7073
F2_Commercial_Grocery (ID)_Existing_Food Preparation_Natural Gas_Double Rack Oven_E3 | F2 | Commercial | Grocery (ID) | Existing | Food Preparation | Natural Gas | Double Rack Oven | E3 | TRC BC Ratio | 0 | 0 | 0 | 0 | 0 | 0 | 0 | 0 | 0 | 0 | 0 | 0 | 0 | 0 | 0 | 0 | 0 | 0 | 0 | 0 | 0 | 0 | 0 | 0 | 0 | 0 | 0
F2_Commercial_Grocery (ID)_Existing_Food Preparation_Natural Gas_Double Rack Oven_E4 | F2 | Commercial | Grocery (ID) | Existing | Food Preparation | Natural Gas | Double Rack Oven | E4 | TRC BC Ratio | 0 | 0 | 0 | 0 | 0 | 0 | 0 | 0 | 0 | 0 | 0 | 0 | 0 | 0 | 0 | 0 | 0 | 0 | 0 | 0 | 0 | 0 | 0 | 0 | 0 | 0 | 0
F2_Commercial_Grocery (ID)_Existing_Food Preparation_Natural Gas_Double Rack Oven_E5 | F2 | Commercial | Grocery (ID) | Existing | Food Preparation | Natural Gas | Double Rack Oven | E5 | TRC BC Ratio | 0 | 0 | 0 | 0 | 0 | 0 | 0 | 0 | 0 | 0 | 0 | 0 | 0 | 0 | 0 | 0 | 0 | 0 | 0 | 0 | 0 | 0 | 0 | 0 | 0 | 0 | 0
F2_Commercial_Grocery (ID)_Existing_Food Preparation_Natural Gas_Double Rack Oven_E6 | F2 | Commercial | Grocery (ID) | Existing | Food Preparation | Natural Gas | Double Rack Oven | E6 | TRC BC Ratio | 0 | 0 | 0 | 0 | 0 | 0 | 0 | 0 | 0 | 0 | 0 | 0 | 0 | 0 | 0 | 0 | 0 | 0 | 0 | 0 | 0 | 0 | 0 | 0 | 0 | 0 | 0
F2_Commercial_Grocery (ID)_Existing_Food Preparation_Natural Gas_Double Rack Oven_E7 | F2 | Commercial | Grocery (ID) | Existing | Food Preparation | Natural Gas | Double Rack Oven | E7 | TRC BC Ratio | 0 | 0 | 0 | 0 | 0 | 0 | 0 | 0 | 0 | 0 | 0 | 0 | 0 | 0 | 0 | 0 | 0 | 0 | 0 | 0 | 0 | 0 | 0 | 0 | 0 | 0 | 0
F2_Commercial_Grocery (ID)_Existing_Food Preparation_Natural Gas_Double Rack Oven_E8 | F2 | Commercial | Grocery (ID) | Existing | Food Preparation | Natural Gas | Double Rack Oven | E8 | TRC BC Ratio | 0 | 0 | 0 | 0 | 0 | 0 | 0 | 0 | 0 | 0 | 0 | 0 | 0 | 0 | 0 | 0 | 0 | 0 | 0 | 0 | 0 | 0 | 0 | 0 | 0 | 0 | 0
F2_Commercial_Grocery (ID)_Existing_Food Preparation_Natural Gas_Double Rack Oven_E9 | F2 | Commercial | Grocery (ID) | Existing | Food Preparation | Natural Gas | Double Rack Oven | E9 | TRC BC Ratio | 0 | 0 | 0 | 0 | 0 | 0 | 0 | 0 | 0 | 0 | 0 | 0 | 0 | 0 | 0 | 0 | 0 | 0 | 0 | 0 | 0 | 0 | 0 | 0 | 0 | 0 | 0
F2_Commercial_Grocery (ID)_Existing_Food Preparation_Natural Gas_Double Rack Oven_E10 | F2 | Commercial | Grocery (ID) | Existing | Food Preparation | Natural Gas | Double Rack Oven | E10 | TRC BC Ratio | 0 | 0 | 0 | 0 | 0 | 0 | 0 | 0 | 0 | 0 | 0 | 0 | 0 | 0 | 0 | 0 | 0 | 0 | 0 | 0 | 0 | 0 | 0 | 0 | 0 | 0 | 0
F3_Commercial_Grocery (ID)_Existing_Food Preparation_Natural Gas_Double Rack Oven_E1 | F3 | Commercial | Grocery (ID) | Existing | Food Preparation | Natural Gas | Double Rack Oven | E1 | PACT BC Ratio | [24 empty] | 1 | 1 | 1 | bar: 2019 to 2042
F3_Commercial_Grocery (ID)_Existing_Food Preparation_Natural Gas_Double Rack Oven_E2 | F3 | Commercial | Grocery (ID) | Existing | Food Preparation | Natural Gas | Double Rack Oven | E2 | PACT BC Ratio | 14.2393 | 14.5982 | 15.0233 | 15.5106 | 16.0615 | 16.7319 | 17.4219 | 18.1053 | 18.7631 | 19.4301 | 19.9609 | 20.4581 | 20.9923 | 21.5152 | 21.9828 | 22.4204 | 22.8127 | 23.2002 | 23.614 | 24.0176 | 24.4323 | 24.8635 | 25.2992 | 25.7486 | 26.2061 | 26.6717 | 27.1455
F3_Commercial_Grocery (ID)_Existing_Food Preparation_Natural Gas_Double Rack Oven_E3 | F3 | Commercial | Grocery (ID) | Existing | Food Preparation | Natural Gas | Double Rack Oven | E3 | PACT BC Ratio | 0 | 0 | 0 | 0 | 0 | 0 | 0 | 0 | 0 | 0 | 0 | 0 | 0 | 0 | 0 | 0 | 0 | 0 | 0 | 0 | 0 | 0 | 0 | 0 | 0 | 0 | 0
F3_Commercial_Grocery (ID)_Existing_Food Preparation_Natural Gas_Double Rack Oven_E4 | F3 | Commercial | Grocery (ID) | Existing | Food Preparation | Natural Gas | Double Rack Oven | E4 | PACT BC Ratio | 0 | 0 | 0 | 0 | 0 | 0 | 0 | 0 | 0 | 0 | 0 | 0 | 0 | 0 | 0 | 0 | 0 | 0 | 0 | 0 | 0 | 0 | 0 | 0 | 0 | 0 | 0
F3_Commercial_Grocery (ID)_Existing_Food Preparation_Natural Gas_Double Rack Oven_E5 | F3 | Commercial | Grocery (ID) | Existing | Food Preparation | Natural Gas | Double Rack Oven | E5 | PACT BC Ratio | 0 | 0 | 0 | 0 | 0 | 0 | 0 | 0 | 0 | 0 | 0 | 0 | 0 | 0 | 0 | 0 | 0 | 0 | 0 | 0 | 0 | 0 | 0 | 0 | 0 | 0 | 0
F3_Commercial_Grocery (ID)_Existing_Food Preparation_Natural Gas_Double Rack Oven_E6 | F3 | Commercial | Grocery (ID) | Existing | Food Preparation | Natural Gas | Double Rack Oven | E6 | PACT BC Ratio | 0 | 0 | 0 | 0 | 0 | 0 | 0 | 0 | 0 | 0 | 0 | 0 | 0 | 0 | 0 | 0 | 0 | 0 | 0 | 0 | 0 | 0 | 0 | 0 | 0 | 0 | 0
F3_Commercial_Grocery (ID)_Existing_Food Preparation_Natural Gas_Double Rack Oven_E7 | F3 | Commercial | Grocery (ID) | Existing | Food Preparation | Natural Gas | Double Rack Oven | E7 | PACT BC Ratio | 0 | 0 | 0 | 0 | 0 | 0 | 0 | 0 | 0 | 0 | 0 | 0 | 0 | 0 | 0 | 0 | 0 | 0 | 0 | 0 | 0 | 0 | 0 | 0 | 0 | 0 | 0
F3_Commercial_Grocery (ID)_Existing_Food Preparation_Natural Gas_Double Rack Oven_E8 | F3 | Commercial | Grocery (ID) | Existing | Food Preparation | Natural Gas | Double Rack Oven | E8 | PACT BC Ratio | 0 | 0 | 0 | 0 | 0 | 0 | 0 | 0 | 0 | 0 | 0 | 0 | 0 | 0 | 0 | 0 | 0 | 0 | 0 | 0 | 0 | 0 | 0 | 0 | 0 | 0 | 0
F3_Commercial_Grocery (ID)_Existing_Food Preparation_Natural Gas_Double Rack Oven_E9 | F3 | Commercial | Grocery (ID) | Existing | Food Preparation | Natural Gas | Double Rack Oven | E9 | PACT BC Ratio | 0 | 0 | 0 | 0 | 0 | 0 | 0 | 0 | 0 | 0 | 0 | 0 | 0 | 0 | 0 | 0 | 0 | 0 | 0 | 0 | 0 | 0 | 0 | 0 | 0 | 0 | 0
F3_Commercial_Grocery (ID)_Existing_Food Preparation_Natural Gas_Double Rack Oven_E10 | F3 | Commercial | Grocery (ID) | Existing | Food Preparation | Natural Gas | Double Rack Oven | E10 | PACT BC Ratio | 0 | 0 | 0 | 0 | 0 | 0 | 0 | 0 | 0 | 0 | 0 | 0 | 0 | 0 | 0 | 0 | 0 | 0 | 0 | 0 | 0 | 0 | 0 | 0 | 0 | 0 | 0
F4_Commercial_Grocery (ID)_Existing_Food Preparation_Natural Gas_Double Rack Oven_E1 | F4 | Commercial | Grocery (ID) | Existing | Food Preparation | Natural Gas | Double Rack Oven | E1 | RVT BC Ratio | [24 empty] | 1 | 1 | 1 | bar: 2019 to 2042
F4_Commercial_Grocery (ID)_Existing_Food Preparation_Natural Gas_Double Rack Oven_E2 | F4 | Commercial | Grocery (ID) | Existing | Food Preparation | Natural Gas | Double Rack Oven | E2 | RVT BC Ratio | 10.5683 | 10.7603 | 10.9856 | 11.2483 | 11.5492 | 11.9248 | 12.3015 | 12.6591 | 12.9828 | 13.2966 | 13.6217 | 13.9172 | 14.2291 | 14.5243 | 14.778 | 15.0071 | 15.2009 | 15.386 | 15.5827 | 15.7665 | 15.9509 | 16.2252 | 16.5024 | 16.7884 | 17.0795 | 17.3757 | 17.6772
F4_Commercial_Grocery (ID)_Existing_Food Preparation_Natural Gas_Double Rack Oven_E3 | F4 | Commercial | Grocery (ID) | Existing | Food Preparation | Natural Gas | Double Rack Oven | E3 | RVT BC Ratio | 0 | 0 | 0 | 0 | 0 | 0 | 0 | 0 | 0 | 0 | 0 | 0 | 0 | 0 | 0 | 0 | 0 | 0 | 0 | 0 | 0 | 0 | 0 | 0 | 0 | 0 | 0
F4_Commercial_Grocery (ID)_Existing_Food Preparation_Natural Gas_Double Rack Oven_E4 | F4 | Commercial | Grocery (ID) | Existing | Food Preparation | Natural Gas | Double Rack Oven | E4 | RVT BC Ratio | 0 | 0 | 0 | 0 | 0 | 0 | 0 | 0 | 0 | 0 | 0 | 0 | 0 | 0 | 0 | 0 | 0 | 0 | 0 | 0 | 0 | 0 | 0 | 0 | 0 | 0 | 0
F4_Commercial_Grocery (ID)_Existing_Food Preparation_Natural Gas_Double Rack Oven_E5 | F4 | Commercial | Grocery (ID) | Existing | Food Preparation | Natural Gas | Double Rack Oven | E5 | RVT BC Ratio | 0 | 0 | 0 | 0 | 0 | 0 | 0 | 0 | 0 | 0 | 0 | 0 | 0 | 0 | 0 | 0 | 0 | 0 | 0 | 0 | 0 | 0 | 0 | 0 | 0 | 0 | 0
F4_Commercial_Grocery (ID)_Existing_Food Preparation_Natural Gas_Double Rack Oven_E6 | F4 | Commercial | Grocery (ID) | Existing | Food Preparation | Natural Gas | Double Rack Oven | E6 | RVT BC Ratio | 0 | 0 | 0 | 0 | 0 | 0 | 0 | 0 | 0 | 0 | 0 | 0 | 0 | 0 | 0 | 0 | 0 | 0 | 0 | 0 | 0 | 0 | 0 | 0 | 0 | 0 | 0
F4_Commercial_Grocery (ID)_Existing_Food Preparation_Natural Gas_Double Rack Oven_E7 | F4 | Commercial | Grocery (ID) | Existing | Food Preparation | Natural Gas | Double Rack Oven | E7 | RVT BC Ratio | 0 | 0 | 0 | 0 | 0 | 0 | 0 | 0 | 0 | 0 | 0 | 0 | 0 | 0 | 0 | 0 | 0 | 0 | 0 | 0 | 0 | 0 | 0 | 0 | 0 | 0 | 0
F4_Commercial_Grocery (ID)_Existing_Food Preparation_Natural Gas_Double Rack Oven_E8 | F4 | Commercial | Grocery (ID) | Existing | Food Preparation | Natural Gas | Double Rack Oven | E8 | RVT BC Ratio | 0 | 0 | 0 | 0 | 0 | 0 | 0 | 0 | 0 | 0 | 0 | 0 | 0 | 0 | 0 | 0 | 0 | 0 | 0 | 0 | 0 | 0 | 0 | 0 | 0 | 0 | 0
F4_Commercial_Grocery (ID)_Existing_Food Preparation_Natural Gas_Double Rack Oven_E9 | F4 | Commercial | Grocery (ID) | Existing | Food Preparation | Natural Gas | Double Rack Oven | E9 | RVT BC Ratio | 0 | 0 | 0 | 0 | 0 | 0 | 0 | 0 | 0 | 0 | 0 | 0 | 0 | 0 | 0 | 0 | 0 | 0 | 0 | 0 | 0 | 0 | 0 | 0 | 0 | 0 | 0
F4_Commercial_Grocery (ID)_Existing_Food Preparation_Natural Gas_Double Rack Oven_E10 | F4 | Commercial | Grocery (ID) | Existing | Food Preparation | Natural Gas | Double Rack Oven | E10 | RVT BC Ratio | 0 | 0 | 0 | 0 | 0 | 0 | 0 | 0 | 0 | 0 | 0 | 0 | 0 | 0 | 0 | 0 | 0 | 0 | 0 | 0 | 0 | 0 | 0 | 0 | 0 | 0 | 0
F5_Commercial_Grocery (ID)_Existing_Food Preparation_Natural Gas_Double Rack Oven_E1 | F5 | Commercial | Grocery (ID) | Existing | Food Preparation | Natural Gas | Double Rack Oven | E1 | RIM BC Ratio | [24 empty] | 1 | 1 | 1 | bar: 2019 to 2042
F5_Commercial_Grocery (ID)_Existing_Food Preparation_Natural Gas_Double Rack Oven_E2 | F5 | Commercial | Grocery (ID) | Existing | Food Preparation | Natural Gas | Double Rack Oven | E2 | RIM BC Ratio | 0.80127 | 0.80707 | 0.81384 | 0.82096 | 0.82835 | 0.83619 | 0.84445 | 0.85316 | 0.86245 | 0.87235 | 0.87509 | 0.87811 | 0.88157 | 0.88542 | 0.88933 | 0.89337 | 0.89757 | 0.90197 | 0.90661 | 0.9115 | 0.91665 | 0.91725 | 0.91783 | 0.91841 | 0.91898 | 0.91955 | 0.9201
F5_Commercial_Grocery (ID)_Existing_Food Preparation_Natural Gas_Double Rack Oven_E3 | F5 | Commercial | Grocery (ID) | Existing | Food Preparation | Natural Gas | Double Rack Oven | E3 | RIM BC Ratio | 0 | 0 | 0 | 0 | 0 | 0 | 0 | 0 | 0 | 0 | 0 | 0 | 0 | 0 | 0 | 0 | 0 | 0 | 0 | 0 | 0 | 0 | 0 | 0 | 0 | 0 | 0
F5_Commercial_Grocery (ID)_Existing_Food Preparation_Natural Gas_Double Rack Oven_E4 | F5 | Commercial | Grocery (ID) | Existing | Food Preparation | Natural Gas | Double Rack Oven | E4 | RIM BC Ratio | 0 | 0 | 0 | 0 | 0 | 0 | 0 | 0 | 0 | 0 | 0 | 0 | 0 | 0 | 0 | 0 | 0 | 0 | 0 | 0 | 0 | 0 | 0 | 0 | 0 | 0 | 0
F5_Commercial_Grocery (ID)_Existing_Food Preparation_Natural Gas_Double Rack Oven_E5 | F5 | Commercial | Grocery (ID) | Existing | Food Preparation | Natural Gas | Double Rack Oven | E5 | RIM BC Ratio | 0 | 0 | 0 | 0 | 0 | 0 | 0 | 0 | 0 | 0 | 0 | 0 | 0 | 0 | 0 | 0 | 0 | 0 | 0 | 0 | 0 | 0 | 0 | 0 | 0 | 0 | 0
F5_Commercial_Grocery (ID)_Existing_Food Preparation_Natural Gas_Double Rack Oven_E6 | F5 | Commercial | Grocery (ID) | Existing | Food Preparation | Natural Gas | Double Rack Oven | E6 | RIM BC Ratio | 0 | 0 | 0 | 0 | 0 | 0 | 0 | 0 | 0 | 0 | 0 | 0 | 0 | 0 | 0 | 0 | 0 | 0 | 0 | 0 | 0 | 0 | 0 | 0 | 0 | 0 | 0
F5_Commercial_Grocery (ID)_Existing_Food Preparation_Natural Gas_Double Rack Oven_E7 | F5 | Commercial | Grocery (ID) | Existing | Food Preparation | Natural Gas | Double Rack Oven | E7 | RIM BC Ratio | 0 | 0 | 0 | 0 | 0 | 0 | 0 | 0 | 0 | 0 | 0 | 0 | 0 | 0 | 0 | 0 | 0 | 0 | 0 | 0 | 0 | 0 | 0 | 0 | 0 | 0 | 0
F5_Commercial_Grocery (ID)_Existing_Food Preparation_Natural Gas_Double Rack Oven_E8 | F5 | Commercial | Grocery (ID) | Existing | Food Preparation | Natural Gas | Double Rack Oven | E8 | RIM BC Ratio | 0 | 0 | 0 | 0 | 0 | 0 | 0 | 0 | 0 | 0 | 0 | 0 | 0 | 0 | 0 | 0 | 0 | 0 | 0 | 0 | 0 | 0 | 0 | 0 | 0 | 0 | 0
F5_Commercial_Grocery (ID)_Existing_Food Preparation_Natural Gas_Double Rack Oven_E9 | F5 | Commercial | Grocery (ID) | Existing | Food Preparation | Natural Gas | Double Rack Oven | E9 | RIM BC Ratio | 0 | 0 | 0 | 0 | 0 | 0 | 0 | 0 | 0 | 0 | 0 | 0 | 0 | 0 | 0 | 0 | 0 | 0 | 0 | 0 | 0 | 0 | 0 | 0 | 0 | 0 | 0
F5_Commercial_Grocery (ID)_Existing_Food Preparation_Natural Gas_Double Rack Oven_E10 | F5 | Commercial | Grocery (ID) | Existing | Food Preparation | Natural Gas | Double Rack Oven | E10 | RIM BC Ratio | 0 | 0 | 0 | 0 | 0 | 0 | 0 | 0 | 0 | 0 | 0 | 0 | 0 | 0 | 0 | 0 | 0 | 0 | 0 | 0 | 0 | 0 | 0 | 0 | 0 | 0 | 0
F0_Commercial_Grocery (ID)_Existing_Food Preparation_Natural Gas_Fryer_E0 | F0 | Commercial | Grocery (ID) | Existing | Food Preparation | Natural Gas | Fryer | E0 | Economic Unit | ENERGY STAR | ENERGY STAR | ENERGY STAR | ENERGY STAR | ENERGY STAR | ENERGY STAR | ENERGY STAR | ENERGY STAR | ENERGY STAR | ENERGY STAR | ENERGY STAR | ENERGY STAR | ENERGY STAR | ENERGY STAR | ENERGY STAR | ENERGY STAR | ENERGY STAR | ENERGY STAR | ENERGY STAR | ENERGY STAR | ENERGY STAR | ENERGY STAR | ENERGY STAR | ENERGY STAR | ENERGY STAR | ENERGY STAR | ENERGY STAR
F1_Commercial_Grocery (ID)_Existing_Food Preparation_Natural Gas_Fryer_E1 | F1 | Commercial | Grocery (ID) | Existing | Food Preparation | Natural Gas | Fryer | E1 | CCE | 0 | 0 | 0 | 0 | 0 | 0 | 0 | 0 | 0 | 0 | 0 | 0 | 0 | 0 | 0 | 0 | 0 | 0 | 0 | 0 | 0 | 0 | 0 | 0 | 0 | 0 | 0
F1_Commercial_Grocery (ID)_Existing_Food Preparation_Natural Gas_Fryer_E2 | F1 | Commercial | Grocery (ID) | Existing | Food Preparation | Natural Gas | Fryer | E2 | CCE | 0.00099831 | 0.00099831 | 0.00099831 | 0.00099831 | 0.00099831 | 0.00099831 | 0.00099831 | 0.00099831 | 0.00099831 | 0.00099831 | 0.00099831 | 0.00099831 | 0.00099831 | 0.00099831 | 0.00099831 | 0.00099831 | 0.00099831 | 0.00099831 | 0.00099831 | 0.00099831 | 0.00099831 | 0.00099831 | 0.00099831 | 0.00099831 | 0.00099831 | 0.00099831 | 0.00099831
F1_Commercial_Grocery (ID)_Existing_Food Preparation_Natural Gas_Fryer_E3 | F1 | Commercial | Grocery (ID) | Existing | Food Preparation | Natural Gas | Fryer | E3 | CCE | 0 | 0 | 0 | 0 | 0 | 0 | 0 | 0 | 0 | 0 | 0 | 0 | 0 | 0 | 0 | 0 | 0 | 0 | 0 | 0 | 0 | 0 | 0 | 0 | 0 | 0 | 0
F1_Commercial_Grocery (ID)_Existing_Food Preparation_Natural Gas_Fryer_E4 | F1 | Commercial | Grocery (ID) | Existing | Food Preparation | Natural Gas | Fryer | E4 | CCE | 0 | 0 | 0 | 0 | 0 | 0 | 0 | 0 | 0 | 0 | 0 | 0 | 0 | 0 | 0 | 0 | 0 | 0 | 0 | 0 | 0 | 0 | 0 | 0 | 0 | 0 | 0
F1_Commercial_Grocery (ID)_Existing_Food Preparation_Natural Gas_Fryer_E5 | F1 | Commercial | Grocery (ID) | Existing | Food Preparation | Natural Gas | Fryer | E5 | CCE | 0 | 0 | 0 | 0 | 0 | 0 | 0 | 0 | 0 | 0 | 0 | 0 | 0 | 0 | 0 | 0 | 0 | 0 | 0 | 0 | 0 | 0 | 0 | 0 | 0 | 0 | 0
F1_Commercial_Grocery (ID)_Existing_Food Preparation_Natural Gas_Fryer_E6 | F1 | Commercial | Grocery (ID) | Existing | Food Preparation | Natural Gas | Fryer | E6 | CCE | 0 | 0 | 0 | 0 | 0 | 0 | 0 | 0 | 0 | 0 | 0 | 0 | 0 | 0 | 0 | 0 | 0 | 0 | 0 | 0 | 0 | 0 | 0 | 0 | 0 | 0 | 0
F1_Commercial_Grocery (ID)_Existing_Food Preparation_Natural Gas_Fryer_E7 | F1 | Commercial | Grocery (ID) | Existing | Food Preparation | Natural Gas | Fryer | E7 | CCE | 0 | 0 | 0 | 0 | 0 | 0 | 0 | 0 | 0 | 0 | 0 | 0 | 0 | 0 | 0 | 0 | 0 | 0 | 0 | 0 | 0 | 0 | 0 | 0 | 0 | 0 | 0
F1_Commercial_Grocery (ID)_Existing_Food Preparation_Natural Gas_Fryer_E8 | F1 | Commercial | Grocery (ID) | Existing | Food Preparation | Natural Gas | Fryer | E8 | CCE | 0 | 0 | 0 | 0 | 0 | 0 | 0 | 0 | 0 | 0 | 0 | 0 | 0 | 0 | 0 | 0 | 0 | 0 | 0 | 0 | 0 | 0 | 0 | 0 | 0 | 0 | 0
F1_Commercial_Grocery (ID)_Existing_Food Preparation_Natural Gas_Fryer_E9 | F1 | Commercial | Grocery (ID) | Existing | Food Preparation | Natural Gas | Fryer | E9 | CCE | 0 | 0 | 0 | 0 | 0 | 0 | 0 | 0 | 0 | 0 | 0 | 0 | 0 | 0 | 0 | 0 | 0 | 0 | 0 | 0 | 0 | 0 | 0 | 0 | 0 | 0 | 0
F1_Commercial_Grocery (ID)_Existing_Food Preparation_Natural Gas_Fryer_E10 | F1 | Commercial | Grocery (ID) | Existing | Food Preparation | Natural Gas | Fryer | E10 | CCE | 0 | 0 | 0 | 0 | 0 | 0 | 0 | 0 | 0 | 0 | 0 | 0 | 0 | 0 | 0 | 0 | 0 | 0 | 0 | 0 | 0 | 0 | 0 | 0 | 0 | 0 | 0
F2_Commercial_Grocery (ID)_Existing_Food Preparation_Natural Gas_Fryer_E1 | F2 | Commercial | Grocery (ID) | Existing | Food Preparation | Natural Gas | Fryer | E1 | TRC BC Ratio | [24 empty] | 1 | 1 | 1 | bar: 2019 to 2042
F2_Commercial_Grocery (ID)_Existing_Food Preparation_Natural Gas_Fryer_E2 | F2 | Commercial | Grocery (ID) | Existing | Food Preparation | Natural Gas | Fryer | E2 | TRC BC Ratio | 3.7139 | 3.8115 | 3.921 | 4.0436 | 4.1802 | 4.3417 | 4.5063 | 4.6684 | 4.8242 | 4.9824 | 5.1112 | 5.2327 | 5.3627 | 5.4905 | 5.6066 | 5.7165 | 5.8167 | 5.9162 | 6.0216 | 6.1252 | 6.2314 | 6.3414 | 6.4528 | 6.5674 | 6.6841 | 6.8029 | 6.9237
F2_Commercial_Grocery (ID)_Existing_Food Preparation_Natural Gas_Fryer_E3 | F2 | Commercial | Grocery (ID) | Existing | Food Preparation | Natural Gas | Fryer | E3 | TRC BC Ratio | 0 | 0 | 0 | 0 | 0 | 0 | 0 | 0 | 0 | 0 | 0 | 0 | 0 | 0 | 0 | 0 | 0 | 0 | 0 | 0 | 0 | 0 | 0 | 0 | 0 | 0 | 0
F2_Commercial_Grocery (ID)_Existing_Food Preparation_Natural Gas_Fryer_E4 | F2 | Commercial | Grocery (ID) | Existing | Food Preparation | Natural Gas | Fryer | E4 | TRC BC Ratio | 0 | 0 | 0 | 0 | 0 | 0 | 0 | 0 | 0 | 0 | 0 | 0 | 0 | 0 | 0 | 0 | 0 | 0 | 0 | 0 | 0 | 0 | 0 | 0 | 0 | 0 | 0
F2_Commercial_Grocery (ID)_Existing_Food Preparation_Natural Gas_Fryer_E5 | F2 | Commercial | Grocery (ID) | Existing | Food Preparation | Natural Gas | Fryer | E5 | TRC BC Ratio | 0 | 0 | 0 | 0 | 0 | 0 | 0 | 0 | 0 | 0 | 0 | 0 | 0 | 0 | 0 | 0 | 0 | 0 | 0 | 0 | 0 | 0 | 0 | 0 | 0 | 0 | 0
F2_Commercial_Grocery (ID)_Existing_Food Preparation_Natural Gas_Fryer_E6 | F2 | Commercial | Grocery (ID) | Existing | Food Preparation | Natural Gas | Fryer | E6 | TRC BC Ratio | 0 | 0 | 0 | 0 | 0 | 0 | 0 | 0 | 0 | 0 | 0 | 0 | 0 | 0 | 0 | 0 | 0 | 0 | 0 | 0 | 0 | 0 | 0 | 0 | 0 | 0 | 0
F2_Commercial_Grocery (ID)_Existing_Food Preparation_Natural Gas_Fryer_E7 | F2 | Commercial | Grocery (ID) | Existing | Food Preparation | Natural Gas | Fryer | E7 | TRC BC Ratio | 0 | 0 | 0 | 0 | 0 | 0 | 0 | 0 | 0 | 0 | 0 | 0 | 0 | 0 | 0 | 0 | 0 | 0 | 0 | 0 | 0 | 0 | 0 | 0 | 0 | 0 | 0
F2_Commercial_Grocery (ID)_Existing_Food Preparation_Natural Gas_Fryer_E8 | F2 | Commercial | Grocery (ID) | Existing | Food Preparation | Natural Gas | Fryer | E8 | TRC BC Ratio | 0 | 0 | 0 | 0 | 0 | 0 | 0 | 0 | 0 | 0 | 0 | 0 | 0 | 0 | 0 | 0 | 0 | 0 | 0 | 0 | 0 | 0 | 0 | 0 | 0 | 0 | 0
F2_Commercial_Grocery (ID)_Existing_Food Preparation_Natural Gas_Fryer_E9 | F2 | Commercial | Grocery (ID) | Existing | Food Preparation | Natural Gas | Fryer | E9 | TRC BC Ratio | 0 | 0 | 0 | 0 | 0 | 0 | 0 | 0 | 0 | 0 | 0 | 0 | 0 | 0 | 0 | 0 | 0 | 0 | 0 | 0 | 0 | 0 | 0 | 0 | 0 | 0 | 0
F2_Commercial_Grocery (ID)_Existing_Food Preparation_Natural Gas_Fryer_E10 | F2 | Commercial | Grocery (ID) | Existing | Food Preparation | Natural Gas | Fryer | E10 | TRC BC Ratio | 0 | 0 | 0 | 0 | 0 | 0 | 0 | 0 | 0 | 0 | 0 | 0 | 0 | 0 | 0 | 0 | 0 | 0 | 0 | 0 | 0 | 0 | 0 | 0 | 0 | 0 | 0
F3_Commercial_Grocery (ID)_Existing_Food Preparation_Natural Gas_Fryer_E1 | F3 | Commercial | Grocery (ID) | Existing | Food Preparation | Natural Gas | Fryer | E1 | PACT BC Ratio | [24 empty] | 1 | 1 | 1 | bar: 2019 to 2042
F3_Commercial_Grocery (ID)_Existing_Food Preparation_Natural Gas_Fryer_E2 | F3 | Commercial | Grocery (ID) | Existing | Food Preparation | Natural Gas | Fryer | E2 | PACT BC Ratio | 7.3549 | 7.5481 | 7.765 | 8.0078 | 8.2783 | 8.5982 | 8.9241 | 9.2451 | 9.5538 | 9.867 | 10.122 | 10.3626 | 10.6201 | 10.8733 | 11.1032 | 11.3207 | 11.5193 | 11.7162 | 11.9251 | 12.1301 | 12.3404 | 12.5584 | 12.7789 | 13.0059 | 13.237 | 13.4721 | 13.7115
F3_Commercial_Grocery (ID)_Existing_Food Preparation_Natural Gas_Fryer_E3 | F3 | Commercial | Grocery (ID) | Existing | Food Preparation | Natural Gas | Fryer | E3 | PACT BC Ratio | 0 | 0 | 0 | 0 | 0 | 0 | 0 | 0 | 0 | 0 | 0 | 0 | 0 | 0 | 0 | 0 | 0 | 0 | 0 | 0 | 0 | 0 | 0 | 0 | 0 | 0 | 0
F3_Commercial_Grocery (ID)_Existing_Food Preparation_Natural Gas_Fryer_E4 | F3 | Commercial | Grocery (ID) | Existing | Food Preparation | Natural Gas | Fryer | E4 | PACT BC Ratio | 0 | 0 | 0 | 0 | 0 | 0 | 0 | 0 | 0 | 0 | 0 | 0 | 0 | 0 | 0 | 0 | 0 | 0 | 0 | 0 | 0 | 0 | 0 | 0 | 0 | 0 | 0
F3_Commercial_Grocery (ID)_Existing_Food Preparation_Natural Gas_Fryer_E5 | F3 | Commercial | Grocery (ID) | Existing | Food Preparation | Natural Gas | Fryer | E5 | PACT BC Ratio | 0 | 0 | 0 | 0 | 0 | 0 | 0 | 0 | 0 | 0 | 0 | 0 | 0 | 0 | 0 | 0 | 0 | 0 | 0 | 0 | 0 | 0 | 0 | 0 | 0 | 0 | 0
F3_Commercial_Grocery (ID)_Existing_Food Preparation_Natural Gas_Fryer_E6 | F3 | Commercial | Grocery (ID) | Existing | Food Preparation | Natural Gas | Fryer | E6 | PACT BC Ratio | 0 | 0 | 0 | 0 | 0 | 0 | 0 | 0 | 0 | 0 | 0 | 0 | 0 | 0 | 0 | 0 | 0 | 0 | 0 | 0 | 0 | 0 | 0 | 0 | 0 | 0 | 0
F3_Commercial_Grocery (ID)_Existing_Food Preparation_Natural Gas_Fryer_E7 | F3 | Commercial | Grocery (ID) | Existing | Food Preparation | Natural Gas | Fryer | E7 | PACT BC Ratio | 0 | 0 | 0 | 0 | 0 | 0 | 0 | 0 | 0 | 0 | 0 | 0 | 0 | 0 | 0 | 0 | 0 | 0 | 0 | 0 | 0 | 0 | 0 | 0 | 0 | 0 | 0
F3_Commercial_Grocery (ID)_Existing_Food Preparation_Natural Gas_Fryer_E8 | F3 | Commercial | Grocery (ID) | Existing | Food Preparation | Natural Gas | Fryer | E8 | PACT BC Ratio | 0 | 0 | 0 | 0 | 0 | 0 | 0 | 0 | 0 | 0 | 0 | 0 | 0 | 0 | 0 | 0 | 0 | 0 | 0 | 0 | 0 | 0 | 0 | 0 | 0 | 0 | 0
F3_Commercial_Grocery (ID)_Existing_Food Preparation_Natural Gas_Fryer_E9 | F3 | Commercial | Grocery (ID) | Existing | Food Preparation | Natural Gas | Fryer | E9 | PACT BC Ratio | 0 | 0 | 0 | 0 | 0 | 0 | 0 | 0 | 0 | 0 | 0 | 0 | 0 | 0 | 0 | 0 | 0 | 0 | 0 | 0 | 0 | 0 | 0 | 0 | 0 | 0 | 0
F3_Commercial_Grocery (ID)_Existing_Food Preparation_Natural Gas_Fryer_E10 | F3 | Commercial | Grocery (ID) | Existing | Food Preparation | Natural Gas | Fryer | E10 | PACT BC Ratio | 0 | 0 | 0 | 0 | 0 | 0 | 0 | 0 | 0 | 0 | 0 | 0 | 0 | 0 | 0 | 0 | 0 | 0 | 0 | 0 | 0 | 0 | 0 | 0 | 0 | 0 | 0
F4_Commercial_Grocery (ID)_Existing_Food Preparation_Natural Gas_Fryer_E1 | F4 | Commercial | Grocery (ID) | Existing | Food Preparation | Natural Gas | Fryer | E1 | RVT BC Ratio | [24 empty] | 1 | 1 | 1 | bar: 2019 to 2042
F4_Commercial_Grocery (ID)_Existing_Food Preparation_Natural Gas_Fryer_E2 | F4 | Commercial | Grocery (ID) | Existing | Food Preparation | Natural Gas | Fryer | E2 | RVT BC Ratio | 5.6014 | 5.7058 | 5.8233 | 5.9553 | 6.1025 | 6.2804 | 6.4569 | 6.6238 | 6.7751 | 6.9225 | 7.0752 | 7.2152 | 7.3646 | 7.5095 | 7.6369 | 7.754 | 7.8562 | 7.9549 | 8.0591 | 8.158 | 8.2575 | 8.3962 | 8.5365 | 8.6809 | 8.8279 | 8.9775 | 9.1298
F4_Commercial_Grocery (ID)_Existing_Food Preparation_Natural Gas_Fryer_E3 | F4 | Commercial | Grocery (ID) | Existing | Food Preparation | Natural Gas | Fryer | E3 | RVT BC Ratio | 0 | 0 | 0 | 0 | 0 | 0 | 0 | 0 | 0 | 0 | 0 | 0 | 0 | 0 | 0 | 0 | 0 | 0 | 0 | 0 | 0 | 0 | 0 | 0 | 0 | 0 | 0
F4_Commercial_Grocery (ID)_Existing_Food Preparation_Natural Gas_Fryer_E4 | F4 | Commercial | Grocery (ID) | Existing | Food Preparation | Natural Gas | Fryer | E4 | RVT BC Ratio | 0 | 0 | 0 | 0 | 0 | 0 | 0 | 0 | 0 | 0 | 0 | 0 | 0 | 0 | 0 | 0 | 0 | 0 | 0 | 0 | 0 | 0 | 0 | 0 | 0 | 0 | 0
F4_Commercial_Grocery (ID)_Existing_Food Preparation_Natural Gas_Fryer_E5 | F4 | Commercial | Grocery (ID) | Existing | Food Preparation | Natural Gas | Fryer | E5 | RVT BC Ratio | 0 | 0 | 0 | 0 | 0 | 0 | 0 | 0 | 0 | 0 | 0 | 0 | 0 | 0 | 0 | 0 | 0 | 0 | 0 | 0 | 0 | 0 | 0 | 0 | 0 | 0 | 0
F4_Commercial_Grocery (ID)_Existing_Food Preparation_Natural Gas_Fryer_E6 | F4 | Commercial | Grocery (ID) | Existing | Food Preparation | Natural Gas | Fryer | E6 | RVT BC Ratio | 0 | 0 | 0 | 0 | 0 | 0 | 0 | 0 | 0 | 0 | 0 | 0 | 0 | 0 | 0 | 0 | 0 | 0 | 0 | 0 | 0 | 0 | 0 | 0 | 0 | 0 | 0
F4_Commercial_Grocery (ID)_Existing_Food Preparation_Natural Gas_Fryer_E7 | F4 | Commercial | Grocery (ID) | Existing | Food Preparation | Natural Gas | Fryer | E7 | RVT BC Ratio | 0 | 0 | 0 | 0 | 0 | 0 | 0 | 0 | 0 | 0 | 0 | 0 | 0 | 0 | 0 | 0 | 0 | 0 | 0 | 0 | 0 | 0 | 0 | 0 | 0 | 0 | 0
F4_Commercial_Grocery (ID)_Existing_Food Preparation_Natural Gas_Fryer_E8 | F4 | Commercial | Grocery (ID) | Existing | Food Preparation | Natural Gas | Fryer | E8 | RVT BC Ratio | 0 | 0 | 0 | 0 | 0 | 0 | 0 | 0 | 0 | 0 | 0 | 0 | 0 | 0 | 0 | 0 | 0 | 0 | 0 | 0 | 0 | 0 | 0 | 0 | 0 | 0 | 0
F4_Commercial_Grocery (ID)_Existing_Food Preparation_Natural Gas_Fryer_E9 | F4 | Commercial | Grocery (ID) | Existing | Food Preparation | Natural Gas | Fryer | E9 | RVT BC Ratio | 0 | 0 | 0 | 0 | 0 | 0 | 0 | 0 | 0 | 0 | 0 | 0 | 0 | 0 | 0 | 0 | 0 | 0 | 0 | 0 | 0 | 0 | 0 | 0 | 0 | 0 | 0
F4_Commercial_Grocery (ID)_Existing_Food Preparation_Natural Gas_Fryer_E10 | F4 | Commercial | Grocery (ID) | Existing | Food Preparation | Natural Gas | Fryer | E10 | RVT BC Ratio | 0 | 0 | 0 | 0 | 0 | 0 | 0 | 0 | 0 | 0 | 0 | 0 | 0 | 0 | 0 | 0 | 0 | 0 | 0 | 0 | 0 | 0 | 0 | 0 | 0 | 0 | 0
F5_Commercial_Grocery (ID)_Existing_Food Preparation_Natural Gas_Fryer_E1 | F5 | Commercial | Grocery (ID) | Existing | Food Preparation | Natural Gas | Fryer | E1 | RIM BC Ratio | [24 empty] | 1 | 1 | 1 | bar: 2019 to 2042
F5_Commercial_Grocery (ID)_Existing_Food Preparation_Natural Gas_Fryer_E2 | F5 | Commercial | Grocery (ID) | Existing | Food Preparation | Natural Gas | Fryer | E2 | RIM BC Ratio | 0.76822 | 0.77446 | 0.78116 | 0.78832 | 0.79591 | 0.80398 | 0.81232 | 0.82095 | 0.82996 | 0.83943 | 0.84306 | 0.84681 | 0.8507 | 0.85461 | 0.8585 | 0.86243 | 0.86643 | 0.87057 | 0.87491 | 0.87942 | 0.88415 | 0.88525 | 0.88633 | 0.8874 | 0.88846 | 0.8895 | 0.89053
F5_Commercial_Grocery (ID)_Existing_Food Preparation_Natural Gas_Fryer_E3 | F5 | Commercial | Grocery (ID) | Existing | Food Preparation | Natural Gas | Fryer | E3 | RIM BC Ratio | 0 | 0 | 0 | 0 | 0 | 0 | 0 | 0 | 0 | 0 | 0 | 0 | 0 | 0 | 0 | 0 | 0 | 0 | 0 | 0 | 0 | 0 | 0 | 0 | 0 | 0 | 0
F5_Commercial_Grocery (ID)_Existing_Food Preparation_Natural Gas_Fryer_E4 | F5 | Commercial | Grocery (ID) | Existing | Food Preparation | Natural Gas | Fryer | E4 | RIM BC Ratio | 0 | 0 | 0 | 0 | 0 | 0 | 0 | 0 | 0 | 0 | 0 | 0 | 0 | 0 | 0 | 0 | 0 | 0 | 0 | 0 | 0 | 0 | 0 | 0 | 0 | 0 | 0
F5_Commercial_Grocery (ID)_Existing_Food Preparation_Natural Gas_Fryer_E5 | F5 | Commercial | Grocery (ID) | Existing | Food Preparation | Natural Gas | Fryer | E5 | RIM BC Ratio | 0 | 0 | 0 | 0 | 0 | 0 | 0 | 0 | 0 | 0 | 0 | 0 | 0 | 0 | 0 | 0 | 0 | 0 | 0 | 0 | 0 | 0 | 0 | 0 | 0 | 0 | 0
F5_Commercial_Grocery (ID)_Existing_Food Preparation_Natural Gas_Fryer_E6 | F5 | Commercial | Grocery (ID) | Existing | Food Preparation | Natural Gas | Fryer | E6 | RIM BC Ratio | 0 | 0 | 0 | 0 | 0 | 0 | 0 | 0 | 0 | 0 | 0 | 0 | 0 | 0 | 0 | 0 | 0 | 0 | 0 | 0 | 0 | 0 | 0 | 0 | 0 | 0 | 0
F5_Commercial_Grocery (ID)_Existing_Food Preparation_Natural Gas_Fryer_E7 | F5 | Commercial | Grocery (ID) | Existing | Food Preparation | Natural Gas | Fryer | E7 | RIM BC Ratio | 0 | 0 | 0 | 0 | 0 | 0 | 0 | 0 | 0 | 0 | 0 | 0 | 0 | 0 | 0 | 0 | 0 | 0 | 0 | 0 | 0 | 0 | 0 | 0 | 0 | 0 | 0
F5_Commercial_Grocery (ID)_Existing_Food Preparation_Natural Gas_Fryer_E8 | F5 | Commercial | Grocery (ID) | Existing | Food Preparation | Natural Gas | Fryer | E8 | RIM BC Ratio | 0 | 0 | 0 | 0 | 0 | 0 | 0 | 0 | 0 | 0 | 0 | 0 | 0 | 0 | 0 | 0 | 0 | 0 | 0 | 0 | 0 | 0 | 0 | 0 | 0 | 0 | 0
F5_Commercial_Grocery (ID)_Existing_Food Preparation_Natural Gas_Fryer_E9 | F5 | Commercial | Grocery (ID) | Existing | Food Preparation | Natural Gas | Fryer | E9 | RIM BC Ratio | 0 | 0 | 0 | 0 | 0 | 0 | 0 | 0 | 0 | 0 | 0 | 0 | 0 | 0 | 0 | 0 | 0 | 0 | 0 | 0 | 0 | 0 | 0 | 0 | 0 | 0 | 0
F5_Commercial_Grocery (ID)_Existing_Food Preparation_Natural Gas_Fryer_E10 | F5 | Commercial | Grocery (ID) | Existing | Food Preparation | Natural Gas | Fryer | E10 | RIM BC Ratio | 0 | 0 | 0 | 0 | 0 | 0 | 0 | 0 | 0 | 0 | 0 | 0 | 0 | 0 | 0 | 0 | 0 | 0 | 0 | 0 | 0 | 0 | 0 | 0 | 0 | 0 | 0
F0_Commercial_Grocery (ID)_Existing_Food Preparation_Natural Gas_Broiler_E0 | F0 | Commercial | Grocery (ID) | Existing | Food Preparation | Natural Gas | Broiler | E0 | Economic Unit | Standard | Standard | Standard | Standard | Standard | Standard | Standard | Standard | Standard | Standard | Standard | Standard | Standard | Standard | Standard | Standard | Standard | Standard | Standard | Standard | Standard | Standard | Standard | Standard | Standard | Standard | Standard
F1_Commercial_Grocery (ID)_Existing_Food Preparation_Natural Gas_Broiler_E1 | F1 | Commercial | Grocery (ID) | Existing | Food Preparation | Natural Gas | Broiler | E1 | CCE | 0 | 0 | 0 | 0 | 0 | 0 | 0 | 0 | 0 | 0 | 0 | 0 | 0 | 0 | 0 | 0 | 0 | 0 | 0 | 0 | 0 | 0 | 0 | 0 | 0 | 0 | 0
F1_Commercial_Grocery (ID)_Existing_Food Preparation_Natural Gas_Broiler_E2 | F1 | Commercial | Grocery (ID) | Existing | Food Preparation | Natural Gas | Broiler | E2 | CCE | 0.0069043 | 0.0069043 | 0.0069043 | 0.0069043 | 0.0069043 | 0.0069043 | 0.0069043 | 0.0069043 | 0.0069043 | 0.0069043 | 0.0069043 | 0.0069043 | 0.0069043 | 0.0069043 | 0.0069043 | 0.0069043 | 0.0069043 | 0.0069043 | 0.0069043 | 0.0069043 | 0.0069043 | 0.0069043 | 0.0069043 | 0.0069043 | 0.0069043 | 0.0069043 | 0.0069043
F1_Commercial_Grocery (ID)_Existing_Food Preparation_Natural Gas_Broiler_E3 | F1 | Commercial | Grocery (ID) | Existing | Food Preparation | Natural Gas | Broiler | E3 | CCE | 0 | 0 | 0 | 0 | 0 | 0 | 0 | 0 | 0 | 0 | 0 | 0 | 0 | 0 | 0 | 0 | 0 | 0 | 0 | 0 | 0 | 0 | 0 | 0 | 0 | 0 | 0
F1_Commercial_Grocery (ID)_Existing_Food Preparation_Natural Gas_Broiler_E4 | F1 | Commercial | Grocery (ID) | Existing | Food Preparation | Natural Gas | Broiler | E4 | CCE | 0 | 0 | 0 | 0 | 0 | 0 | 0 | 0 | 0 | 0 | 0 | 0 | 0 | 0 | 0 | 0 | 0 | 0 | 0 | 0 | 0 | 0 | 0 | 0 | 0 | 0 | 0
F1_Commercial_Grocery (ID)_Existing_Food Preparation_Natural Gas_Broiler_E5 | F1 | Commercial | Grocery (ID) | Existing | Food Preparation | Natural Gas | Broiler | E5 | CCE | 0 | 0 | 0 | 0 | 0 | 0 | 0 | 0 | 0 | 0 | 0 | 0 | 0 | 0 | 0 | 0 | 0 | 0 | 0 | 0 | 0 | 0 | 0 | 0 | 0 | 0 | 0
F1_Commercial_Grocery (ID)_Existing_Food Preparation_Natural Gas_Broiler_E6 | F1 | Commercial | Grocery (ID) | Existing | Food Preparation | Natural Gas | Broiler | E6 | CCE | 0 | 0 | 0 | 0 | 0 | 0 | 0 | 0 | 0 | 0 | 0 | 0 | 0 | 0 | 0 | 0 | 0 | 0 | 0 | 0 | 0 | 0 | 0 | 0 | 0 | 0 | 0
F1_Commercial_Grocery (ID)_Existing_Food Preparation_Natural Gas_Broiler_E7 | F1 | Commercial | Grocery (ID) | Existing | Food Preparation | Natural Gas | Broiler | E7 | CCE | 0 | 0 | 0 | 0 | 0 | 0 | 0 | 0 | 0 | 0 | 0 | 0 | 0 | 0 | 0 | 0 | 0 | 0 | 0 | 0 | 0 | 0 | 0 | 0 | 0 | 0 | 0
F1_Commercial_Grocery (ID)_Existing_Food Preparation_Natural Gas_Broiler_E8 | F1 | Commercial | Grocery (ID) | Existing | Food Preparation | Natural Gas | Broiler | E8 | CCE | 0 | 0 | 0 | 0 | 0 | 0 | 0 | 0 | 0 | 0 | 0 | 0 | 0 | 0 | 0 | 0 | 0 | 0 | 0 | 0 | 0 | 0 | 0 | 0 | 0 | 0 | 0
F1_Commercial_Grocery (ID)_Existing_Food Preparation_Natural Gas_Broiler_E9 | F1 | Commercial | Grocery (ID) | Existing | Food Preparation | Natural Gas | Broiler | E9 | CCE | 0 | 0 | 0 | 0 | 0 | 0 | 0 | 0 | 0 | 0 | 0 | 0 | 0 | 0 | 0 | 0 | 0 | 0 | 0 | 0 | 0 | 0 | 0 | 0 | 0 | 0 | 0
F1_Commercial_Grocery (ID)_Existing_Food Preparation_Natural Gas_Broiler_E10 | F1 | Commercial | Grocery (ID) | Existing | Food Preparation | Natural Gas | Broiler | E10 | CCE | 0 | 0 | 0 | 0 | 0 | 0 | 0 | 0 | 0 | 0 | 0 | 0 | 0 | 0 | 0 | 0 | 0 | 0 | 0 | 0 | 0 | 0 | 0 | 0 | 0 | 0 | 0
F2_Commercial_Grocery (ID)_Existing_Food Preparation_Natural Gas_Broiler_E1 | F2 | Commercial | Grocery (ID) | Existing | Food Preparation | Natural Gas | Broiler | E1 | TRC BC Ratio | [24 empty] | 1 | 1 | 1 | bar: 2019 to 2042
F2_Commercial_Grocery (ID)_Existing_Food Preparation_Natural Gas_Broiler_E2 | F2 | Commercial | Grocery (ID) | Existing | Food Preparation | Natural Gas | Broiler | E2 | TRC BC Ratio | 0.51548 | 0.52847 | 0.54386 | 0.5615 | 0.58144 | 0.60571 | 0.63069 | 0.65543 | 0.67924 | 0.70339 | 0.7226 | 0.7406 | 0.75994 | 0.77887 | 0.7958 | 0.81164 | 0.82584 | 0.83987 | 0.85485 | 0.86946 | 0.88447 | 0.90008 | 0.91585 | 0.93212 | 0.94868 | 0.96554 | 0.98269
F2_Commercial_Grocery (ID)_Existing_Food Preparation_Natural Gas_Broiler_E3 | F2 | Commercial | Grocery (ID) | Existing | Food Preparation | Natural Gas | Broiler | E3 | TRC BC Ratio | 0 | 0 | 0 | 0 | 0 | 0 | 0 | 0 | 0 | 0 | 0 | 0 | 0 | 0 | 0 | 0 | 0 | 0 | 0 | 0 | 0 | 0 | 0 | 0 | 0 | 0 | 0
F2_Commercial_Grocery (ID)_Existing_Food Preparation_Natural Gas_Broiler_E4 | F2 | Commercial | Grocery (ID) | Existing | Food Preparation | Natural Gas | Broiler | E4 | TRC BC Ratio | 0 | 0 | 0 | 0 | 0 | 0 | 0 | 0 | 0 | 0 | 0 | 0 | 0 | 0 | 0 | 0 | 0 | 0 | 0 | 0 | 0 | 0 | 0 | 0 | 0 | 0 | 0
F2_Commercial_Grocery (ID)_Existing_Food Preparation_Natural Gas_Broiler_E5 | F2 | Commercial | Grocery (ID) | Existing | Food Preparation | Natural Gas | Broiler | E5 | TRC BC Ratio | 0 | 0 | 0 | 0 | 0 | 0 | 0 | 0 | 0 | 0 | 0 | 0 | 0 | 0 | 0 | 0 | 0 | 0 | 0 | 0 | 0 | 0 | 0 | 0 | 0 | 0 | 0
F2_Commercial_Grocery (ID)_Existing_Food Preparation_Natural Gas_Broiler_E6 | F2 | Commercial | Grocery (ID) | Existing | Food Preparation | Natural Gas | Broiler | E6 | TRC BC Ratio | 0 | 0 | 0 | 0 | 0 | 0 | 0 | 0 | 0 | 0 | 0 | 0 | 0 | 0 | 0 | 0 | 0 | 0 | 0 | 0 | 0 | 0 | 0 | 0 | 0 | 0 | 0
F2_Commercial_Grocery (ID)_Existing_Food Preparation_Natural Gas_Broiler_E7 | F2 | Commercial | Grocery (ID) | Existing | Food Preparation | Natural Gas | Broiler | E7 | TRC BC Ratio | 0 | 0 | 0 | 0 | 0 | 0 | 0 | 0 | 0 | 0 | 0 | 0 | 0 | 0 | 0 | 0 | 0 | 0 | 0 | 0 | 0 | 0 | 0 | 0 | 0 | 0 | 0
F2_Commercial_Grocery (ID)_Existing_Food Preparation_Natural Gas_Broiler_E8 | F2 | Commercial | Grocery (ID) | Existing | Food Preparation | Natural Gas | Broiler | E8 | TRC BC Ratio | 0 | 0 | 0 | 0 | 0 | 0 | 0 | 0 | 0 | 0 | 0 | 0 | 0 | 0 | 0 | 0 | 0 | 0 | 0 | 0 | 0 | 0 | 0 | 0 | 0 | 0 | 0
F2_Commercial_Grocery (ID)_Existing_Food Preparation_Natural Gas_Broiler_E9 | F2 | Commercial | Grocery (ID) | Existing | Food Preparation | Natural Gas | Broiler | E9 | TRC BC Ratio | 0 | 0 | 0 | 0 | 0 | 0 | 0 | 0 | 0 | 0 | 0 | 0 | 0 | 0 | 0 | 0 | 0 | 0 | 0 | 0 | 0 | 0 | 0 | 0 | 0 | 0 | 0
F2_Commercial_Grocery (ID)_Existing_Food Preparation_Natural Gas_Broiler_E10 | F2 | Commercial | Grocery (ID) | Existing | Food Preparation | Natural Gas | Broiler | E10 | TRC BC Ratio | 0 | 0 | 0 | 0 | 0 | 0 | 0 | 0 | 0 | 0 | 0 | 0 | 0 | 0 | 0 | 0 | 0 | 0 | 0 | 0 | 0 | 0 | 0 | 0 | 0 | 0 | 0
F3_Commercial_Grocery (ID)_Existing_Food Preparation_Natural Gas_Broiler_E1 | F3 | Commercial | Grocery (ID) | Existing | Food Preparation | Natural Gas | Broiler | E1 | PACT BC Ratio | [24 empty] | 1 | 1 | 1 | bar: 2019 to 2042
F3_Commercial_Grocery (ID)_Existing_Food Preparation_Natural Gas_Broiler_E2 | F3 | Commercial | Grocery (ID) | Existing | Food Preparation | Natural Gas | Broiler | E2 | PACT BC Ratio | 1.0208 | 1.0466 | 1.077 | 1.112 | 1.1515 | 1.1995 | 1.249 | 1.298 | 1.3452 | 1.393 | 1.431 | 1.4667 | 1.505 | 1.5425 | 1.576 | 1.6073 | 1.6355 | 1.6632 | 1.6929 | 1.7218 | 1.7516 | 1.7825 | 1.8137 | 1.8459 | 1.8787 | 1.9121 | 1.9461
F3_Commercial_Grocery (ID)_Existing_Food Preparation_Natural Gas_Broiler_E3 | F3 | Commercial | Grocery (ID) | Existing | Food Preparation | Natural Gas | Broiler | E3 | PACT BC Ratio | 0 | 0 | 0 | 0 | 0 | 0 | 0 | 0 | 0 | 0 | 0 | 0 | 0 | 0 | 0 | 0 | 0 | 0 | 0 | 0 | 0 | 0 | 0 | 0 | 0 | 0 | 0
F3_Commercial_Grocery (ID)_Existing_Food Preparation_Natural Gas_Broiler_E4 | F3 | Commercial | Grocery (ID) | Existing | Food Preparation | Natural Gas | Broiler | E4 | PACT BC Ratio | 0 | 0 | 0 | 0 | 0 | 0 | 0 | 0 | 0 | 0 | 0 | 0 | 0 | 0 | 0 | 0 | 0 | 0 | 0 | 0 | 0 | 0 | 0 | 0 | 0 | 0 | 0
F3_Commercial_Grocery (ID)_Existing_Food Preparation_Natural Gas_Broiler_E5 | F3 | Commercial | Grocery (ID) | Existing | Food Preparation | Natural Gas | Broiler | E5 | PACT BC Ratio | 0 | 0 | 0 | 0 | 0 | 0 | 0 | 0 | 0 | 0 | 0 | 0 | 0 | 0 | 0 | 0 | 0 | 0 | 0 | 0 | 0 | 0 | 0 | 0 | 0 | 0 | 0
F3_Commercial_Grocery (ID)_Existing_Food Preparation_Natural Gas_Broiler_E6 | F3 | Commercial | Grocery (ID) | Existing | Food Preparation | Natural Gas | Broiler | E6 | PACT BC Ratio | 0 | 0 | 0 | 0 | 0 | 0 | 0 | 0 | 0 | 0 | 0 | 0 | 0 | 0 | 0 | 0 | 0 | 0 | 0 | 0 | 0 | 0 | 0 | 0 | 0 | 0 | 0
F3_Commercial_Grocery (ID)_Existing_Food Preparation_Natural Gas_Broiler_E7 | F3 | Commercial | Grocery (ID) | Existing | Food Preparation | Natural Gas | Broiler | E7 | PACT BC Ratio | 0 | 0 | 0 | 0 | 0 | 0 | 0 | 0 | 0 | 0 | 0 | 0 | 0 | 0 | 0 | 0 | 0 | 0 | 0 | 0 | 0 | 0 | 0 | 0 | 0 | 0 | 0
F3_Commercial_Grocery (ID)_Existing_Food Preparation_Natural Gas_Broiler_E8 | F3 | Commercial | Grocery (ID) | Existing | Food Preparation | Natural Gas | Broiler | E8 | PACT BC Ratio | 0 | 0 | 0 | 0 | 0 | 0 | 0 | 0 | 0 | 0 | 0 | 0 | 0 | 0 | 0 | 0 | 0 | 0 | 0 | 0 | 0 | 0 | 0 | 0 | 0 | 0 | 0
F3_Commercial_Grocery (ID)_Existing_Food Preparation_Natural Gas_Broiler_E9 | F3 | Commercial | Grocery (ID) | Existing | Food Preparation | Natural Gas | Broiler | E9 | PACT BC Ratio | 0 | 0 | 0 | 0 | 0 | 0 | 0 | 0 | 0 | 0 | 0 | 0 | 0 | 0 | 0 | 0 | 0 | 0 | 0 | 0 | 0 | 0 | 0 | 0 | 0 | 0 | 0
F3_Commercial_Grocery (ID)_Existing_Food Preparation_Natural Gas_Broiler_E10 | F3 | Commercial | Grocery (ID) | Existing | Food Preparation | Natural Gas | Broiler | E10 | PACT BC Ratio | 0 | 0 | 0 | 0 | 0 | 0 | 0 | 0 | 0 | 0 | 0 | 0 | 0 | 0 | 0 | 0 | 0 | 0 | 0 | 0 | 0 | 0 | 0 | 0 | 0 | 0 | 0
F4_Commercial_Grocery (ID)_Existing_Food Preparation_Natural Gas_Broiler_E1 | F4 | Commercial | Grocery (ID) | Existing | Food Preparation | Natural Gas | Broiler | E1 | RVT BC Ratio | [24 empty] | 1 | 1 | 1 | bar: 2019 to 2042
F4_Commercial_Grocery (ID)_Existing_Food Preparation_Natural Gas_Broiler_E2 | F4 | Commercial | Grocery (ID) | Existing | Food Preparation | Natural Gas | Broiler | E2 | RVT BC Ratio | 1.1345 | 1.1483 | 1.1644 | 1.1833 | 1.2048 | 1.2317 | 1.2588 | 1.2844 | 1.3076 | 1.3301 | 1.3534 | 1.3746 | 1.3969 | 1.4181 | 1.4363 | 1.4527 | 1.4666 | 1.4799 | 1.494 | 1.5072 | 1.5204 | 1.54 | 1.5599 | 1.5804 | 1.6013 | 1.6225 | 1.6441
F4_Commercial_Grocery (ID)_Existing_Food Preparation_Natural Gas_Broiler_E3 | F4 | Commercial | Grocery (ID) | Existing | Food Preparation | Natural Gas | Broiler | E3 | RVT BC Ratio | 0 | 0 | 0 | 0 | 0 | 0 | 0 | 0 | 0 | 0 | 0 | 0 | 0 | 0 | 0 | 0 | 0 | 0 | 0 | 0 | 0 | 0 | 0 | 0 | 0 | 0 | 0
F4_Commercial_Grocery (ID)_Existing_Food Preparation_Natural Gas_Broiler_E4 | F4 | Commercial | Grocery (ID) | Existing | Food Preparation | Natural Gas | Broiler | E4 | RVT BC Ratio | 0 | 0 | 0 | 0 | 0 | 0 | 0 | 0 | 0 | 0 | 0 | 0 | 0 | 0 | 0 | 0 | 0 | 0 | 0 | 0 | 0 | 0 | 0 | 0 | 0 | 0 | 0
F4_Commercial_Grocery (ID)_Existing_Food Preparation_Natural Gas_Broiler_E5 | F4 | Commercial | Grocery (ID) | Existing | Food Preparation | Natural Gas | Broiler | E5 | RVT BC Ratio | 0 | 0 | 0 | 0 | 0 | 0 | 0 | 0 | 0 | 0 | 0 | 0 | 0 | 0 | 0 | 0 | 0 | 0 | 0 | 0 | 0 | 0 | 0 | 0 | 0 | 0 | 0
F4_Commercial_Grocery (ID)_Existing_Food Preparation_Natural Gas_Broiler_E6 | F4 | Commercial | Grocery (ID) | Existing | Food Preparation | Natural Gas | Broiler | E6 | RVT BC Ratio | 0 | 0 | 0 | 0 | 0 | 0 | 0 | 0 | 0 | 0 | 0 | 0 | 0 | 0 | 0 | 0 | 0 | 0 | 0 | 0 | 0 | 0 | 0 | 0 | 0 | 0 | 0
F4_Commercial_Grocery (ID)_Existing_Food Preparation_Natural Gas_Broiler_E7 | F4 | Commercial | Grocery (ID) | Existing | Food Preparation | Natural Gas | Broiler | E7 | RVT BC Ratio | 0 | 0 | 0 | 0 | 0 | 0 | 0 | 0 | 0 | 0 | 0 | 0 | 0 | 0 | 0 | 0 | 0 | 0 | 0 | 0 | 0 | 0 | 0 | 0 | 0 | 0 | 0
F4_Commercial_Grocery (ID)_Existing_Food Preparation_Natural Gas_Broiler_E8 | F4 | Commercial | Grocery (ID) | Existing | Food Preparation | Natural Gas | Broiler | E8 | RVT BC Ratio | 0 | 0 | 0 | 0 | 0 | 0 | 0 | 0 | 0 | 0 | 0 | 0 | 0 | 0 | 0 | 0 | 0 | 0 | 0 | 0 | 0 | 0 | 0 | 0 | 0 | 0 | 0
F4_Commercial_Grocery (ID)_Existing_Food Preparation_Natural Gas_Broiler_E9 | F4 | Commercial | Grocery (ID) | Existing | Food Preparation | Natural Gas | Broiler | E9 | RVT BC Ratio | 0 | 0 | 0 | 0 | 0 | 0 | 0 | 0 | 0 | 0 | 0 | 0 | 0 | 0 | 0 | 0 | 0 | 0 | 0 | 0 | 0 | 0 | 0 | 0 | 0 | 0 | 0
F4_Commercial_Grocery (ID)_Existing_Food Preparation_Natural Gas_Broiler_E10 | F4 | Commercial | Grocery (ID) | Existing | Food Preparation | Natural Gas | Broiler | E10 | RVT BC Ratio | 0 | 0 | 0 | 0 | 0 | 0 | 0 | 0 | 0 | 0 | 0 | 0 | 0 | 0 | 0 | 0 | 0 | 0 | 0 | 0 | 0 | 0 | 0 | 0 | 0 | 0 | 0
F5_Commercial_Grocery (ID)_Existing_Food Preparation_Natural Gas_Broiler_E1 | F5 | Commercial | Grocery (ID) | Existing | Food Preparation | Natural Gas | Broiler | E1 | RIM BC Ratio | [24 empty] | 1 | 1 | 1 | bar: 2019 to 2042
F5_Commercial_Grocery (ID)_Existing_Food Preparation_Natural Gas_Broiler_E2 | F5 | Commercial | Grocery (ID) | Existing | Food Preparation | Natural Gas | Broiler | E2 | RIM BC Ratio | 0.46352 | 0.47035 | 0.47832 | 0.48711 | 0.49667 | 0.50767 | 0.51882 | 0.52986 | 0.54066 | 0.55164 | 0.55821 | 0.56442 | 0.57104 | 0.57762 | 0.58361 | 0.58931 | 0.59463 | 0.59995 | 0.60556 | 0.61116 | 0.61694 | 0.62073 | 0.62447 | 0.62825 | 0.632 | 0.63574 | 0.63945
F5_Commercial_Grocery (ID)_Existing_Food Preparation_Natural Gas_Broiler_E3 | F5 | Commercial | Grocery (ID) | Existing | Food Preparation | Natural Gas | Broiler | E3 | RIM BC Ratio | 0 | 0 | 0 | 0 | 0 | 0 | 0 | 0 | 0 | 0 | 0 | 0 | 0 | 0 | 0 | 0 | 0 | 0 | 0 | 0 | 0 | 0 | 0 | 0 | 0 | 0 | 0
F5_Commercial_Grocery (ID)_Existing_Food Preparation_Natural Gas_Broiler_E4 | F5 | Commercial | Grocery (ID) | Existing | Food Preparation | Natural Gas | Broiler | E4 | RIM BC Ratio | 0 | 0 | 0 | 0 | 0 | 0 | 0 | 0 | 0 | 0 | 0 | 0 | 0 | 0 | 0 | 0 | 0 | 0 | 0 | 0 | 0 | 0 | 0 | 0 | 0 | 0 | 0
F5_Commercial_Grocery (ID)_Existing_Food Preparation_Natural Gas_Broiler_E5 | F5 | Commercial | Grocery (ID) | Existing | Food Preparation | Natural Gas | Broiler | E5 | RIM BC Ratio | 0 | 0 | 0 | 0 | 0 | 0 | 0 | 0 | 0 | 0 | 0 | 0 | 0 | 0 | 0 | 0 | 0 | 0 | 0 | 0 | 0 | 0 | 0 | 0 | 0 | 0 | 0
F5_Commercial_Grocery (ID)_Existing_Food Preparation_Natural Gas_Broiler_E6 | F5 | Commercial | Grocery (ID) | Existing | Food Preparation | Natural Gas | Broiler | E6 | RIM BC Ratio | 0 | 0 | 0 | 0 | 0 | 0 | 0 | 0 | 0 | 0 | 0 | 0 | 0 | 0 | 0 | 0 | 0 | 0 | 0 | 0 | 0 | 0 | 0 | 0 | 0 | 0 | 0
F5_Commercial_Grocery (ID)_Existing_Food Preparation_Natural Gas_Broiler_E7 | F5 | Commercial | Grocery (ID) | Existing | Food Preparation | Natural Gas | Broiler | E7 | RIM BC Ratio | 0 | 0 | 0 | 0 | 0 | 0 | 0 | 0 | 0 | 0 | 0 | 0 | 0 | 0 | 0 | 0 | 0 | 0 | 0 | 0 | 0 | 0 | 0 | 0 | 0 | 0 | 0
F5_Commercial_Grocery (ID)_Existing_Food Preparation_Natural Gas_Broiler_E8 | F5 | Commercial | Grocery (ID) | Existing | Food Preparation | Natural Gas | Broiler | E8 | RIM BC Ratio | 0 | 0 | 0 | 0 | 0 | 0 | 0 | 0 | 0 | 0 | 0 | 0 | 0 | 0 | 0 | 0 | 0 | 0 | 0 | 0 | 0 | 0 | 0 | 0 | 0 | 0 | 0
F5_Commercial_Grocery (ID)_Existing_Food Preparation_Natural Gas_Broiler_E9 | F5 | Commercial | Grocery (ID) | Existing | Food Preparation | Natural Gas | Broiler | E9 | RIM BC Ratio | 0 | 0 | 0 | 0 | 0 | 0 | 0 | 0 | 0 | 0 | 0 | 0 | 0 | 0 | 0 | 0 | 0 | 0 | 0 | 0 | 0 | 0 | 0 | 0 | 0 | 0 | 0
F5_Commercial_Grocery (ID)_Existing_Food Preparation_Natural Gas_Broiler_E10 | F5 | Commercial | Grocery (ID) | Existing | Food Preparation | Natural Gas | Broiler | E10 | RIM BC Ratio | 0 | 0 | 0 | 0 | 0 | 0 | 0 | 0 | 0 | 0 | 0 | 0 | 0 | 0 | 0 | 0 | 0 | 0 | 0 | 0 | 0 | 0 | 0 | 0 | 0 | 0 | 0
F0_Commercial_Grocery (ID)_Existing_Food Preparation_Natural Gas_Griddle_E0 | F0 | Commercial | Grocery (ID) | Existing | Food Preparation | Natural Gas | Griddle | E0 | Economic Unit | ENERGY STAR | ENERGY STAR | ENERGY STAR | ENERGY STAR | ENERGY STAR | ENERGY STAR | ENERGY STAR | ENERGY STAR | ENERGY STAR | ENERGY STAR | ENERGY STAR | ENERGY STAR | ENERGY STAR | ENERGY STAR | ENERGY STAR | ENERGY STAR | ENERGY STAR | ENERGY STAR | ENERGY STAR | ENERGY STAR | ENERGY STAR | ENERGY STAR | ENERGY STAR | ENERGY STAR | ENERGY STAR | ENERGY STAR | ENERGY STAR
F1_Commercial_Grocery (ID)_Existing_Food Preparation_Natural Gas_Griddle_E1 | F1 | Commercial | Grocery (ID) | Existing | Food Preparation | Natural Gas | Griddle | E1 | CCE | 0 | 0 | 0 | 0 | 0 | 0 | 0 | 0 | 0 | 0 | 0 | 0 | 0 | 0 | 0 | 0 | 0 | 0 | 0 | 0 | 0 | 0 | 0 | 0 | 0 | 0 | 0
F1_Commercial_Grocery (ID)_Existing_Food Preparation_Natural Gas_Griddle_E2 | F1 | Commercial | Grocery (ID) | Existing | Food Preparation | Natural Gas | Griddle | E2 | CCE | 0.0011079 | 0.0011079 | 0.0011079 | 0.0011079 | 0.0011079 | 0.0011079 | 0.0011079 | 0.0011079 | 0.0011079 | 0.0011079 | 0.0011079 | 0.0011079 | 0.0011079 | 0.0011079 | 0.0011079 | 0.0011079 | 0.0011079 | 0.0011079 | 0.0011079 | 0.0011079 | 0.0011079 | 0.0011079 | 0.0011079 | 0.0011079 | 0.0011079 | 0.0011079 | 0.0011079
F1_Commercial_Grocery (ID)_Existing_Food Preparation_Natural Gas_Griddle_E3 | F1 | Commercial | Grocery (ID) | Existing | Food Preparation | Natural Gas | Griddle | E3 | CCE | 0 | 0 | 0 | 0 | 0 | 0 | 0 | 0 | 0 | 0 | 0 | 0 | 0 | 0 | 0 | 0 | 0 | 0 | 0 | 0 | 0 | 0 | 0 | 0 | 0 | 0 | 0
F1_Commercial_Grocery (ID)_Existing_Food Preparation_Natural Gas_Griddle_E4 | F1 | Commercial | Grocery (ID) | Existing | Food Preparation | Natural Gas | Griddle | E4 | CCE | 0 | 0 | 0 | 0 | 0 | 0 | 0 | 0 | 0 | 0 | 0 | 0 | 0 | 0 | 0 | 0 | 0 | 0 | 0 | 0 | 0 | 0 | 0 | 0 | 0 | 0 | 0
F1_Commercial_Grocery (ID)_Existing_Food Preparation_Natural Gas_Griddle_E5 | F1 | Commercial | Grocery (ID) | Existing | Food Preparation | Natural Gas | Griddle | E5 | CCE | 0 | 0 | 0 | 0 | 0 | 0 | 0 | 0 | 0 | 0 | 0 | 0 | 0 | 0 | 0 | 0 | 0 | 0 | 0 | 0 | 0 | 0 | 0 | 0 | 0 | 0 | 0
F1_Commercial_Grocery (ID)_Existing_Food Preparation_Natural Gas_Griddle_E6 | F1 | Commercial | Grocery (ID) | Existing | Food Preparation | Natural Gas | Griddle | E6 | CCE | 0 | 0 | 0 | 0 | 0 | 0 | 0 | 0 | 0 | 0 | 0 | 0 | 0 | 0 | 0 | 0 | 0 | 0 | 0 | 0 | 0 | 0 | 0 | 0 | 0 | 0 | 0
F1_Commercial_Grocery (ID)_Existing_Food Preparation_Natural Gas_Griddle_E7 | F1 | Commercial | Grocery (ID) | Existing | Food Preparation | Natural Gas | Griddle | E7 | CCE | 0 | 0 | 0 | 0 | 0 | 0 | 0 | 0 | 0 | 0 | 0 | 0 | 0 | 0 | 0 | 0 | 0 | 0 | 0 | 0 | 0 | 0 | 0 | 0 | 0 | 0 | 0
F1_Commercial_Grocery (ID)_Existing_Food Preparation_Natural Gas_Griddle_E8 | F1 | Commercial | Grocery (ID) | Existing | Food Preparation | Natural Gas | Griddle | E8 | CCE | 0 | 0 | 0 | 0 | 0 | 0 | 0 | 0 | 0 | 0 | 0 | 0 | 0 | 0 | 0 | 0 | 0 | 0 | 0 | 0 | 0 | 0 | 0 | 0 | 0 | 0 | 0
F1_Commercial_Grocery (ID)_Existing_Food Preparation_Natural Gas_Griddle_E9 | F1 | Commercial | Grocery (ID) | Existing | Food Preparation | Natural Gas | Griddle | E9 | CCE | 0 | 0 | 0 | 0 | 0 | 0 | 0 | 0 | 0 | 0 | 0 | 0 | 0 | 0 | 0 | 0 | 0 | 0 | 0 | 0 | 0 | 0 | 0 | 0 | 0 | 0 | 0
F1_Commercial_Grocery (ID)_Existing_Food Preparation_Natural Gas_Griddle_E10 | F1 | Commercial | Grocery (ID) | Existing | Food Preparation | Natural Gas | Griddle | E10 | CCE | 0 | 0 | 0 | 0 | 0 | 0 | 0 | 0 | 0 | 0 | 0 | 0 | 0 | 0 | 0 | 0 | 0 | 0 | 0 | 0 | 0 | 0 | 0 | 0 | 0 | 0 | 0
F2_Commercial_Grocery (ID)_Existing_Food Preparation_Natural Gas_Griddle_E1 | F2 | Commercial | Grocery (ID) | Existing | Food Preparation | Natural Gas | Griddle | E1 | TRC BC Ratio | [24 empty] | 1 | 1 | 1 | bar: 2019 to 2042
F2_Commercial_Grocery (ID)_Existing_Food Preparation_Natural Gas_Griddle_E2 | F2 | Commercial | Grocery (ID) | Existing | Food Preparation | Natural Gas | Griddle | E2 | TRC BC Ratio | 3.2125 | 3.2934 | 3.3893 | 3.4992 | 3.6236 | 3.7748 | 3.9305 | 4.0846 | 4.233 | 4.3835 | 4.5033 | 4.6154 | 4.736 | 4.8539 | 4.9594 | 5.0581 | 5.1467 | 5.2341 | 5.3274 | 5.4185 | 5.512 | 5.6093 | 5.7076 | 5.809 | 5.9122 | 6.0172 | 6.1241
F2_Commercial_Grocery (ID)_Existing_Food Preparation_Natural Gas_Griddle_E3 | F2 | Commercial | Grocery (ID) | Existing | Food Preparation | Natural Gas | Griddle | E3 | TRC BC Ratio | 0 | 0 | 0 | 0 | 0 | 0 | 0 | 0 | 0 | 0 | 0 | 0 | 0 | 0 | 0 | 0 | 0 | 0 | 0 | 0 | 0 | 0 | 0 | 0 | 0 | 0 | 0
F2_Commercial_Grocery (ID)_Existing_Food Preparation_Natural Gas_Griddle_E4 | F2 | Commercial | Grocery (ID) | Existing | Food Preparation | Natural Gas | Griddle | E4 | TRC BC Ratio | 0 | 0 | 0 | 0 | 0 | 0 | 0 | 0 | 0 | 0 | 0 | 0 | 0 | 0 | 0 | 0 | 0 | 0 | 0 | 0 | 0 | 0 | 0 | 0 | 0 | 0 | 0
F2_Commercial_Grocery (ID)_Existing_Food Preparation_Natural Gas_Griddle_E5 | F2 | Commercial | Grocery (ID) | Existing | Food Preparation | Natural Gas | Griddle | E5 | TRC BC Ratio | 0 | 0 | 0 | 0 | 0 | 0 | 0 | 0 | 0 | 0 | 0 | 0 | 0 | 0 | 0 | 0 | 0 | 0 | 0 | 0 | 0 | 0 | 0 | 0 | 0 | 0 | 0
F2_Commercial_Grocery (ID)_Existing_Food Preparation_Natural Gas_Griddle_E6 | F2 | Commercial | Grocery (ID) | Existing | Food Preparation | Natural Gas | Griddle | E6 | TRC BC Ratio | 0 | 0 | 0 | 0 | 0 | 0 | 0 | 0 | 0 | 0 | 0 | 0 | 0 | 0 | 0 | 0 | 0 | 0 | 0 | 0 | 0 | 0 | 0 | 0 | 0 | 0 | 0
F2_Commercial_Grocery (ID)_Existing_Food Preparation_Natural Gas_Griddle_E7 | F2 | Commercial | Grocery (ID) | Existing | Food Preparation | Natural Gas | Griddle | E7 | TRC BC Ratio | 0 | 0 | 0 | 0 | 0 | 0 | 0 | 0 | 0 | 0 | 0 | 0 | 0 | 0 | 0 | 0 | 0 | 0 | 0 | 0 | 0 | 0 | 0 | 0 | 0 | 0 | 0
F2_Commercial_Grocery (ID)_Existing_Food Preparation_Natural Gas_Griddle_E8 | F2 | Commercial | Grocery (ID) | Existing | Food Preparation | Natural Gas | Griddle | E8 | TRC BC Ratio | 0 | 0 | 0 | 0 | 0 | 0 | 0 | 0 | 0 | 0 | 0 | 0 | 0 | 0 | 0 | 0 | 0 | 0 | 0 | 0 | 0 | 0 | 0 | 0 | 0 | 0 | 0
F2_Commercial_Grocery (ID)_Existing_Food Preparation_Natural Gas_Griddle_E9 | F2 | Commercial | Grocery (ID) | Existing | Food Preparation | Natural Gas | Griddle | E9 | TRC BC Ratio | 0 | 0 | 0 | 0 | 0 | 0 | 0 | 0 | 0 | 0 | 0 | 0 | 0 | 0 | 0 | 0 | 0 | 0 | 0 | 0 | 0 | 0 | 0 | 0 | 0 | 0 | 0
F2_Commercial_Grocery (ID)_Existing_Food Preparation_Natural Gas_Griddle_E10 | F2 | Commercial | Grocery (ID) | Existing | Food Preparation | Natural Gas | Griddle | E10 | TRC BC Ratio | 0 | 0 | 0 | 0 | 0 | 0 | 0 | 0 | 0 | 0 | 0 | 0 | 0 | 0 | 0 | 0 | 0 | 0 | 0 | 0 | 0 | 0 | 0 | 0 | 0 | 0 | 0
F3_Commercial_Grocery (ID)_Existing_Food Preparation_Natural Gas_Griddle_E1 | F3 | Commercial | Grocery (ID) | Existing | Food Preparation | Natural Gas | Griddle | E1 | PACT BC Ratio | [24 empty] | 1 | 1 | 1 | bar: 2019 to 2042
F3_Commercial_Grocery (ID)_Existing_Food Preparation_Natural Gas_Griddle_E2 | F3 | Commercial | Grocery (ID) | Existing | Food Preparation | Natural Gas | Griddle | E2 | PACT BC Ratio | 6.3618 | 6.5222 | 6.7121 | 6.9298 | 7.176 | 7.4755 | 7.7838 | 8.0891 | 8.383 | 8.681 | 8.9181 | 9.1402 | 9.3789 | 9.6126 | 9.8215 | 10.017 | 10.1923 | 10.3654 | 10.5502 | 10.7306 | 10.9159 | 11.1085 | 11.3031 | 11.504 | 11.7083 | 11.9163 | 12.1281
F3_Commercial_Grocery (ID)_Existing_Food Preparation_Natural Gas_Griddle_E3 | F3 | Commercial | Grocery (ID) | Existing | Food Preparation | Natural Gas | Griddle | E3 | PACT BC Ratio | 0 | 0 | 0 | 0 | 0 | 0 | 0 | 0 | 0 | 0 | 0 | 0 | 0 | 0 | 0 | 0 | 0 | 0 | 0 | 0 | 0 | 0 | 0 | 0 | 0 | 0 | 0
F3_Commercial_Grocery (ID)_Existing_Food Preparation_Natural Gas_Griddle_E4 | F3 | Commercial | Grocery (ID) | Existing | Food Preparation | Natural Gas | Griddle | E4 | PACT BC Ratio | 0 | 0 | 0 | 0 | 0 | 0 | 0 | 0 | 0 | 0 | 0 | 0 | 0 | 0 | 0 | 0 | 0 | 0 | 0 | 0 | 0 | 0 | 0 | 0 | 0 | 0 | 0
F3_Commercial_Grocery (ID)_Existing_Food Preparation_Natural Gas_Griddle_E5 | F3 | Commercial | Grocery (ID) | Existing | Food Preparation | Natural Gas | Griddle | E5 | PACT BC Ratio | 0 | 0 | 0 | 0 | 0 | 0 | 0 | 0 | 0 | 0 | 0 | 0 | 0 | 0 | 0 | 0 | 0 | 0 | 0 | 0 | 0 | 0 | 0 | 0 | 0 | 0 | 0
F3_Commercial_Grocery (ID)_Existing_Food Preparation_Natural Gas_Griddle_E6 | F3 | Commercial | Grocery (ID) | Existing | Food Preparation | Natural Gas | Griddle | E6 | PACT BC Ratio | 0 | 0 | 0 | 0 | 0 | 0 | 0 | 0 | 0 | 0 | 0 | 0 | 0 | 0 | 0 | 0 | 0 | 0 | 0 | 0 | 0 | 0 | 0 | 0 | 0 | 0 | 0
F3_Commercial_Grocery (ID)_Existing_Food Preparation_Natural Gas_Griddle_E7 | F3 | Commercial | Grocery (ID) | Existing | Food Preparation | Natural Gas | Griddle | E7 | PACT BC Ratio | 0 | 0 | 0 | 0 | 0 | 0 | 0 | 0 | 0 | 0 | 0 | 0 | 0 | 0 | 0 | 0 | 0 | 0 | 0 | 0 | 0 | 0 | 0 | 0 | 0 | 0 | 0
F3_Commercial_Grocery (ID)_Existing_Food Preparation_Natural Gas_Griddle_E8 | F3 | Commercial | Grocery (ID) | Existing | Food Preparation | Natural Gas | Griddle | E8 | PACT BC Ratio | 0 | 0 | 0 | 0 | 0 | 0 | 0 | 0 | 0 | 0 | 0 | 0 | 0 | 0 | 0 | 0 | 0 | 0 | 0 | 0 | 0 | 0 | 0 | 0 | 0 | 0 | 0
F3_Commercial_Grocery (ID)_Existing_Food Preparation_Natural Gas_Griddle_E9 | F3 | Commercial | Grocery (ID) | Existing | Food Preparation | Natural Gas | Griddle | E9 | PACT BC Ratio | 0 | 0 | 0 | 0 | 0 | 0 | 0 | 0 | 0 | 0 | 0 | 0 | 0 | 0 | 0 | 0 | 0 | 0 | 0 | 0 | 0 | 0 | 0 | 0 | 0 | 0 | 0
F3_Commercial_Grocery (ID)_Existing_Food Preparation_Natural Gas_Griddle_E10 | F3 | Commercial | Grocery (ID) | Existing | Food Preparation | Natural Gas | Griddle | E10 | PACT BC Ratio | 0 | 0 | 0 | 0 | 0 | 0 | 0 | 0 | 0 | 0 | 0 | 0 | 0 | 0 | 0 | 0 | 0 | 0 | 0 | 0 | 0 | 0 | 0 | 0 | 0 | 0 | 0
F4_Commercial_Grocery (ID)_Existing_Food Preparation_Natural Gas_Griddle_E1 | F4 | Commercial | Grocery (ID) | Existing | Food Preparation | Natural Gas | Griddle | E1 | RVT BC Ratio | [24 empty] | 1 | 1 | 1 | bar: 2019 to 2042
F4_Commercial_Grocery (ID)_Existing_Food Preparation_Natural Gas_Griddle_E2 | F4 | Commercial | Grocery (ID) | Existing | Food Preparation | Natural Gas | Griddle | E2 | RVT BC Ratio | 4.9463 | 5.0321 | 5.1327 | 5.2501 | 5.3845 | 5.5523 | 5.7206 | 5.8804 | 6.025 | 6.1652 | 6.3105 | 6.4425 | 6.5819 | 6.7137 | 6.8271 | 6.9294 | 7.016 | 7.0987 | 7.1866 | 7.2687 | 7.3511 | 7.4737 | 7.5975 | 7.7253 | 7.8553 | 7.9877 | 8.1224
F4_Commercial_Grocery (ID)_Existing_Food Preparation_Natural Gas_Griddle_E3 | F4 | Commercial | Grocery (ID) | Existing | Food Preparation | Natural Gas | Griddle | E3 | RVT BC Ratio | 0 | 0 | 0 | 0 | 0 | 0 | 0 | 0 | 0 | 0 | 0 | 0 | 0 | 0 | 0 | 0 | 0 | 0 | 0 | 0 | 0 | 0 | 0 | 0 | 0 | 0 | 0
F4_Commercial_Grocery (ID)_Existing_Food Preparation_Natural Gas_Griddle_E4 | F4 | Commercial | Grocery (ID) | Existing | Food Preparation | Natural Gas | Griddle | E4 | RVT BC Ratio | 0 | 0 | 0 | 0 | 0 | 0 | 0 | 0 | 0 | 0 | 0 | 0 | 0 | 0 | 0 | 0 | 0 | 0 | 0 | 0 | 0 | 0 | 0 | 0 | 0 | 0 | 0
F4_Commercial_Grocery (ID)_Existing_Food Preparation_Natural Gas_Griddle_E5 | F4 | Commercial | Grocery (ID) | Existing | Food Preparation | Natural Gas | Griddle | E5 | RVT BC Ratio | 0 | 0 | 0 | 0 | 0 | 0 | 0 | 0 | 0 | 0 | 0 | 0 | 0 | 0 | 0 | 0 | 0 | 0 | 0 | 0 | 0 | 0 | 0 | 0 | 0 | 0 | 0
F4_Commercial_Grocery (ID)_Existing_Food Preparation_Natural Gas_Griddle_E6 | F4 | Commercial | Grocery (ID) | Existing | Food Preparation | Natural Gas | Griddle | E6 | RVT BC Ratio | 0 | 0 | 0 | 0 | 0 | 0 | 0 | 0 | 0 | 0 | 0 | 0 | 0 | 0 | 0 | 0 | 0 | 0 | 0 | 0 | 0 | 0 | 0 | 0 | 0 | 0 | 0
F4_Commercial_Grocery (ID)_Existing_Food Preparation_Natural Gas_Griddle_E7 | F4 | Commercial | Grocery (ID) | Existing | Food Preparation | Natural Gas | Griddle | E7 | RVT BC Ratio | 0 | 0 | 0 | 0 | 0 | 0 | 0 | 0 | 0 | 0 | 0 | 0 | 0 | 0 | 0 | 0 | 0 | 0 | 0 | 0 | 0 | 0 | 0 | 0 | 0 | 0 | 0
F4_Commercial_Grocery (ID)_Existing_Food Preparation_Natural Gas_Griddle_E8 | F4 | Commercial | Grocery (ID) | Existing | Food Preparation | Natural Gas | Griddle | E8 | RVT BC Ratio | 0 | 0 | 0 | 0 | 0 | 0 | 0 | 0 | 0 | 0 | 0 | 0 | 0 | 0 | 0 | 0 | 0 | 0 | 0 | 0 | 0 | 0 | 0 | 0 | 0 | 0 | 0
F4_Commercial_Grocery (ID)_Existing_Food Preparation_Natural Gas_Griddle_E9 | F4 | Commercial | Grocery (ID) | Existing | Food Preparation | Natural Gas | Griddle | E9 | RVT BC Ratio | 0 | 0 | 0 | 0 | 0 | 0 | 0 | 0 | 0 | 0 | 0 | 0 | 0 | 0 | 0 | 0 | 0 | 0 | 0 | 0 | 0 | 0 | 0 | 0 | 0 | 0 | 0
F4_Commercial_Grocery (ID)_Existing_Food Preparation_Natural Gas_Griddle_E10 | F4 | Commercial | Grocery (ID) | Existing | Food Preparation | Natural Gas | Griddle | E10 | RVT BC Ratio | 0 | 0 | 0 | 0 | 0 | 0 | 0 | 0 | 0 | 0 | 0 | 0 | 0 | 0 | 0 | 0 | 0 | 0 | 0 | 0 | 0 | 0 | 0 | 0 | 0 | 0 | 0
F5_Commercial_Grocery (ID)_Existing_Food Preparation_Natural Gas_Griddle_E1 | F5 | Commercial | Grocery (ID) | Existing | Food Preparation | Natural Gas | Griddle | E1 | RIM BC Ratio | [24 empty] | 1 | 1 | 1 | bar: 2019 to 2042
F5_Commercial_Grocery (ID)_Existing_Food Preparation_Natural Gas_Griddle_E2 | F5 | Commercial | Grocery (ID) | Existing | Food Preparation | Natural Gas | Griddle | E2 | RIM BC Ratio | 0.74907 | 0.75536 | 0.76269 | 0.77046 | 0.77863 | 0.78746 | 0.79663 | 0.80613 | 0.81601 | 0.8264 | 0.83003 | 0.8338 | 0.83799 | 0.84249 | 0.84691 | 0.85137 | 0.85587 | 0.86055 | 0.86547 | 0.87059 | 0.87596 | 0.87718 | 0.87837 | 0.87956 | 0.88074 | 0.8819 | 0.88304
F5_Commercial_Grocery (ID)_Existing_Food Preparation_Natural Gas_Griddle_E3 | F5 | Commercial | Grocery (ID) | Existing | Food Preparation | Natural Gas | Griddle | E3 | RIM BC Ratio | 0 | 0 | 0 | 0 | 0 | 0 | 0 | 0 | 0 | 0 | 0 | 0 | 0 | 0 | 0 | 0 | 0 | 0 | 0 | 0 | 0 | 0 | 0 | 0 | 0 | 0 | 0
F5_Commercial_Grocery (ID)_Existing_Food Preparation_Natural Gas_Griddle_E4 | F5 | Commercial | Grocery (ID) | Existing | Food Preparation | Natural Gas | Griddle | E4 | RIM BC Ratio | 0 | 0 | 0 | 0 | 0 | 0 | 0 | 0 | 0 | 0 | 0 | 0 | 0 | 0 | 0 | 0 | 0 | 0 | 0 | 0 | 0 | 0 | 0 | 0 | 0 | 0 | 0
F5_Commercial_Grocery (ID)_Existing_Food Preparation_Natural Gas_Griddle_E5 | F5 | Commercial | Grocery (ID) | Existing | Food Preparation | Natural Gas | Griddle | E5 | RIM BC Ratio | 0 | 0 | 0 | 0 | 0 | 0 | 0 | 0 | 0 | 0 | 0 | 0 | 0 | 0 | 0 | 0 | 0 | 0 | 0 | 0 | 0 | 0 | 0 | 0 | 0 | 0 | 0
F5_Commercial_Grocery (ID)_Existing_Food Preparation_Natural Gas_Griddle_E6 | F5 | Commercial | Grocery (ID) | Existing | Food Preparation | Natural Gas | Griddle | E6 | RIM BC Ratio | 0 | 0 | 0 | 0 | 0 | 0 | 0 | 0 | 0 | 0 | 0 | 0 | 0 | 0 | 0 | 0 | 0 | 0 | 0 | 0 | 0 | 0 | 0 | 0 | 0 | 0 | 0
F5_Commercial_Grocery (ID)_Existing_Food Preparation_Natural Gas_Griddle_E7 | F5 | Commercial | Grocery (ID) | Existing | Food Preparation | Natural Gas | Griddle | E7 | RIM BC Ratio | 0 | 0 | 0 | 0 | 0 | 0 | 0 | 0 | 0 | 0 | 0 | 0 | 0 | 0 | 0 | 0 | 0 | 0 | 0 | 0 | 0 | 0 | 0 | 0 | 0 | 0 | 0
F5_Commercial_Grocery (ID)_Existing_Food Preparation_Natural Gas_Griddle_E8 | F5 | Commercial | Grocery (ID) | Existing | Food Preparation | Natural Gas | Griddle | E8 | RIM BC Ratio | 0 | 0 | 0 | 0 | 0 | 0 | 0 | 0 | 0 | 0 | 0 | 0 | 0 | 0 | 0 | 0 | 0 | 0 | 0 | 0 | 0 | 0 | 0 | 0 | 0 | 0 | 0
F5_Commercial_Grocery (ID)_Existing_Food Preparation_Natural Gas_Griddle_E9 | F5 | Commercial | Grocery (ID) | Existing | Food Preparation | Natural Gas | Griddle | E9 | RIM BC Ratio | 0 | 0 | 0 | 0 | 0 | 0 | 0 | 0 | 0 | 0 | 0 | 0 | 0 | 0 | 0 | 0 | 0 | 0 | 0 | 0 | 0 | 0 | 0 | 0 | 0 | 0 | 0
F5_Commercial_Grocery (ID)_Existing_Food Preparation_Natural Gas_Griddle_E10 | F5 | Commercial | Grocery (ID) | Existing | Food Preparation | Natural Gas | Griddle | E10 | RIM BC Ratio | 0 | 0 | 0 | 0 | 0 | 0 | 0 | 0 | 0 | 0 | 0 | 0 | 0 | 0 | 0 | 0 | 0 | 0 | 0 | 0 | 0 | 0 | 0 | 0 | 0 | 0 | 0
F0_Commercial_Grocery (ID)_Existing_Food Preparation_Natural Gas_Range_E0 | F0 | Commercial | Grocery (ID) | Existing | Food Preparation | Natural Gas | Range | E0 | Economic Unit | High Efficiency | High Efficiency | High Efficiency | High Efficiency | High Efficiency | High Efficiency | High Efficiency | High Efficiency | High Efficiency | High Efficiency | High Efficiency | High Efficiency | High Efficiency | High Efficiency | High Efficiency | High Efficiency | High Efficiency | High Efficiency | High Efficiency | High Efficiency | High Efficiency | High Efficiency | High Efficiency | High Efficiency | High Efficiency | High Efficiency | High Efficiency
F1_Commercial_Grocery (ID)_Existing_Food Preparation_Natural Gas_Range_E1 | F1 | Commercial | Grocery (ID) | Existing | Food Preparation | Natural Gas | Range | E1 | CCE | 0 | 0 | 0 | 0 | 0 | 0 | 0 | 0 | 0 | 0 | 0 | 0 | 0 | 0 | 0 | 0 | 0 | 0 | 0 | 0 | 0 | 0 | 0 | 0 | 0 | 0 | 0
F1_Commercial_Grocery (ID)_Existing_Food Preparation_Natural Gas_Range_E2 | F1 | Commercial | Grocery (ID) | Existing | Food Preparation | Natural Gas | Range | E2 | CCE | 0.00029708 | 0.00029708 | 0.00029708 | 0.00029708 | 0.00029708 | 0.00029708 | 0.00029708 | 0.00029708 | 0.00029708 | 0.00029708 | 0.00029708 | 0.00029708 | 0.00029708 | 0.00029708 | 0.00029708 | 0.00029708 | 0.00029708 | 0.00029708 | 0.00029708 | 0.00029708 | 0.00029708 | 0.00029708 | 0.00029708 | 0.00029708 | 0.00029708 | 0.00029708 | 0.00029708
F1_Commercial_Grocery (ID)_Existing_Food Preparation_Natural Gas_Range_E3 | F1 | Commercial | Grocery (ID) | Existing | Food Preparation | Natural Gas | Range | E3 | CCE | 0 | 0 | 0 | 0 | 0 | 0 | 0 | 0 | 0 | 0 | 0 | 0 | 0 | 0 | 0 | 0 | 0 | 0 | 0 | 0 | 0 | 0 | 0 | 0 | 0 | 0 | 0
F1_Commercial_Grocery (ID)_Existing_Food Preparation_Natural Gas_Range_E4 | F1 | Commercial | Grocery (ID) | Existing | Food Preparation | Natural Gas | Range | E4 | CCE | 0 | 0 | 0 | 0 | 0 | 0 | 0 | 0 | 0 | 0 | 0 | 0 | 0 | 0 | 0 | 0 | 0 | 0 | 0 | 0 | 0 | 0 | 0 | 0 | 0 | 0 | 0
F1_Commercial_Grocery (ID)_Existing_Food Preparation_Natural Gas_Range_E5 | F1 | Commercial | Grocery (ID) | Existing | Food Preparation | Natural Gas | Range | E5 | CCE | 0 | 0 | 0 | 0 | 0 | 0 | 0 | 0 | 0 | 0 | 0 | 0 | 0 | 0 | 0 | 0 | 0 | 0 | 0 | 0 | 0 | 0 | 0 | 0 | 0 | 0 | 0
F1_Commercial_Grocery (ID)_Existing_Food Preparation_Natural Gas_Range_E6 | F1 | Commercial | Grocery (ID) | Existing | Food Preparation | Natural Gas | Range | E6 | CCE | 0 | 0 | 0 | 0 | 0 | 0 | 0 | 0 | 0 | 0 | 0 | 0 | 0 | 0 | 0 | 0 | 0 | 0 | 0 | 0 | 0 | 0 | 0 | 0 | 0 | 0 | 0
F1_Commercial_Grocery (ID)_Existing_Food Preparation_Natural Gas_Range_E7 | F1 | Commercial | Grocery (ID) | Existing | Food Preparation | Natural Gas | Range | E7 | CCE | 0 | 0 | 0 | 0 | 0 | 0 | 0 | 0 | 0 | 0 | 0 | 0 | 0 | 0 | 0 | 0 | 0 | 0 | 0 | 0 | 0 | 0 | 0 | 0 | 0 | 0 | 0
F1_Commercial_Grocery (ID)_Existing_Food Preparation_Natural Gas_Range_E8 | F1 | Commercial | Grocery (ID) | Existing | Food Preparation | Natural Gas | Range | E8 | CCE | 0 | 0 | 0 | 0 | 0 | 0 | 0 | 0 | 0 | 0 | 0 | 0 | 0 | 0 | 0 | 0 | 0 | 0 | 0 | 0 | 0 | 0 | 0 | 0 | 0 | 0 | 0
F1_Commercial_Grocery (ID)_Existing_Food Preparation_Natural Gas_Range_E9 | F1 | Commercial | Grocery (ID) | Existing | Food Preparation | Natural Gas | Range | E9 | CCE | 0 | 0 | 0 | 0 | 0 | 0 | 0 | 0 | 0 | 0 | 0 | 0 | 0 | 0 | 0 | 0 | 0 | 0 | 0 | 0 | 0 | 0 | 0 | 0 | 0 | 0 | 0
F1_Commercial_Grocery (ID)_Existing_Food Preparation_Natural Gas_Range_E10 | F1 | Commercial | Grocery (ID) | Existing | Food Preparation | Natural Gas | Range | E10 | CCE | 0 | 0 | 0 | 0 | 0 | 0 | 0 | 0 | 0 | 0 | 0 | 0 | 0 | 0 | 0 | 0 | 0 | 0 | 0 | 0 | 0 | 0 | 0 | 0 | 0 | 0 | 0
F2_Commercial_Grocery (ID)_Existing_Food Preparation_Natural Gas_Range_E1 | F2 | Commercial | Grocery (ID) | Existing | Food Preparation | Natural Gas | Range | E1 | TRC BC Ratio | [24 empty] | 1 | 1 | 1 | bar: 2019 to 2042
F2_Commercial_Grocery (ID)_Existing_Food Preparation_Natural Gas_Range_E2 | F2 | Commercial | Grocery (ID) | Existing | Food Preparation | Natural Gas | Range | E2 | TRC BC Ratio | 11.6739 | 11.9434 | 12.2824 | 12.6823 | 13.1474 | 13.7339 | 14.3448 | 14.9539 | 15.5414 | 16.137 | 16.6018 | 17.0342 | 17.5004 | 17.9546 | 18.3551 | 18.7259 | 19.053 | 19.3744 | 19.7202 | 20.0554 | 20.4003 | 20.76 | 21.1231 | 21.4983 | 21.8803 | 22.269 | 22.6646
F2_Commercial_Grocery (ID)_Existing_Food Preparation_Natural Gas_Range_E3 | F2 | Commercial | Grocery (ID) | Existing | Food Preparation | Natural Gas | Range | E3 | TRC BC Ratio | 0 | 0 | 0 | 0 | 0 | 0 | 0 | 0 | 0 | 0 | 0 | 0 | 0 | 0 | 0 | 0 | 0 | 0 | 0 | 0 | 0 | 0 | 0 | 0 | 0 | 0 | 0
F2_Commercial_Grocery (ID)_Existing_Food Preparation_Natural Gas_Range_E4 | F2 | Commercial | Grocery (ID) | Existing | Food Preparation | Natural Gas | Range | E4 | TRC BC Ratio | 0 | 0 | 0 | 0 | 0 | 0 | 0 | 0 | 0 | 0 | 0 | 0 | 0 | 0 | 0 | 0 | 0 | 0 | 0 | 0 | 0 | 0 | 0 | 0 | 0 | 0 | 0
F2_Commercial_Grocery (ID)_Existing_Food Preparation_Natural Gas_Range_E5 | F2 | Commercial | Grocery (ID) | Existing | Food Preparation | Natural Gas | Range | E5 | TRC BC Ratio | 0 | 0 | 0 | 0 | 0 | 0 | 0 | 0 | 0 | 0 | 0 | 0 | 0 | 0 | 0 | 0 | 0 | 0 | 0 | 0 | 0 | 0 | 0 | 0 | 0 | 0 | 0
F2_Commercial_Grocery (ID)_Existing_Food Preparation_Natural Gas_Range_E6 | F2 | Commercial | Grocery (ID) | Existing | Food Preparation | Natural Gas | Range | E6 | TRC BC Ratio | 0 | 0 | 0 | 0 | 0 | 0 | 0 | 0 | 0 | 0 | 0 | 0 | 0 | 0 | 0 | 0 | 0 | 0 | 0 | 0 | 0 | 0 | 0 | 0 | 0 | 0 | 0
F2_Commercial_Grocery (ID)_Existing_Food Preparation_Natural Gas_Range_E7 | F2 | Commercial | Grocery (ID) | Existing | Food Preparation | Natural Gas | Range | E7 | TRC BC Ratio | 0 | 0 | 0 | 0 | 0 | 0 | 0 | 0 | 0 | 0 | 0 | 0 | 0 | 0 | 0 | 0 | 0 | 0 | 0 | 0 | 0 | 0 | 0 | 0 | 0 | 0 | 0
F2_Commercial_Grocery (ID)_Existing_Food Preparation_Natural Gas_Range_E8 | F2 | Commercial | Grocery (ID) | Existing | Food Preparation | Natural Gas | Range | E8 | TRC BC Ratio | 0 | 0 | 0 | 0 | 0 | 0 | 0 | 0 | 0 | 0 | 0 | 0 | 0 | 0 | 0 | 0 | 0 | 0 | 0 | 0 | 0 | 0 | 0 | 0 | 0 | 0 | 0
F2_Commercial_Grocery (ID)_Existing_Food Preparation_Natural Gas_Range_E9 | F2 | Commercial | Grocery (ID) | Existing | Food Preparation | Natural Gas | Range | E9 | TRC BC Ratio | 0 | 0 | 0 | 0 | 0 | 0 | 0 | 0 | 0 | 0 | 0 | 0 | 0 | 0 | 0 | 0 | 0 | 0 | 0 | 0 | 0 | 0 | 0 | 0 | 0 | 0 | 0
F2_Commercial_Grocery (ID)_Existing_Food Preparation_Natural Gas_Range_E10 | F2 | Commercial | Grocery (ID) | Existing | Food Preparation | Natural Gas | Range | E10 | TRC BC Ratio | 0 | 0 | 0 | 0 | 0 | 0 | 0 | 0 | 0 | 0 | 0 | 0 | 0 | 0 | 0 | 0 | 0 | 0 | 0 | 0 | 0 | 0 | 0 | 0 | 0 | 0 | 0
F3_Commercial_Grocery (ID)_Existing_Food Preparation_Natural Gas_Range_E1 | F3 | Commercial | Grocery (ID) | Existing | Food Preparation | Natural Gas | Range | E1 | PACT BC Ratio | [24 empty] | 1 | 1 | 1 | bar: 2019 to 2042
F3_Commercial_Grocery (ID)_Existing_Food Preparation_Natural Gas_Range_E2 | F3 | Commercial | Grocery (ID) | Existing | Food Preparation | Natural Gas | Range | E2 | PACT BC Ratio | 23.1186 | 23.6523 | 24.3237 | 25.1156 | 26.0366 | 27.1981 | 28.4079 | 29.6142 | 30.7777 | 31.9572 | 32.8777 | 33.734 | 34.6573 | 35.5566 | 36.3498 | 37.0842 | 37.7319 | 38.3685 | 39.0532 | 39.7171 | 40.4001 | 41.1124 | 41.8314 | 42.5746 | 43.331 | 44.1008 | 44.8843
F3_Commercial_Grocery (ID)_Existing_Food Preparation_Natural Gas_Range_E3 | F3 | Commercial | Grocery (ID) | Existing | Food Preparation | Natural Gas | Range | E3 | PACT BC Ratio | 0 | 0 | 0 | 0 | 0 | 0 | 0 | 0 | 0 | 0 | 0 | 0 | 0 | 0 | 0 | 0 | 0 | 0 | 0 | 0 | 0 | 0 | 0 | 0 | 0 | 0 | 0
F3_Commercial_Grocery (ID)_Existing_Food Preparation_Natural Gas_Range_E4 | F3 | Commercial | Grocery (ID) | Existing | Food Preparation | Natural Gas | Range | E4 | PACT BC Ratio | 0 | 0 | 0 | 0 | 0 | 0 | 0 | 0 | 0 | 0 | 0 | 0 | 0 | 0 | 0 | 0 | 0 | 0 | 0 | 0 | 0 | 0 | 0 | 0 | 0 | 0 | 0
F3_Commercial_Grocery (ID)_Existing_Food Preparation_Natural Gas_Range_E5 | F3 | Commercial | Grocery (ID) | Existing | Food Preparation | Natural Gas | Range | E5 | PACT BC Ratio | 0 | 0 | 0 | 0 | 0 | 0 | 0 | 0 | 0 | 0 | 0 | 0 | 0 | 0 | 0 | 0 | 0 | 0 | 0 | 0 | 0 | 0 | 0 | 0 | 0 | 0 | 0
F3_Commercial_Grocery (ID)_Existing_Food Preparation_Natural Gas_Range_E6 | F3 | Commercial | Grocery (ID) | Existing | Food Preparation | Natural Gas | Range | E6 | PACT BC Ratio | 0 | 0 | 0 | 0 | 0 | 0 | 0 | 0 | 0 | 0 | 0 | 0 | 0 | 0 | 0 | 0 | 0 | 0 | 0 | 0 | 0 | 0 | 0 | 0 | 0 | 0 | 0
F3_Commercial_Grocery (ID)_Existing_Food Preparation_Natural Gas_Range_E7 | F3 | Commercial | Grocery (ID) | Existing | Food Preparation | Natural Gas | Range | E7 | PACT BC Ratio | 0 | 0 | 0 | 0 | 0 | 0 | 0 | 0 | 0 | 0 | 0 | 0 | 0 | 0 | 0 | 0 | 0 | 0 | 0 | 0 | 0 | 0 | 0 | 0 | 0 | 0 | 0
F3_Commercial_Grocery (ID)_Existing_Food Preparation_Natural Gas_Range_E8 | F3 | Commercial | Grocery (ID) | Existing | Food Preparation | Natural Gas | Range | E8 | PACT BC Ratio | 0 | 0 | 0 | 0 | 0 | 0 | 0 | 0 | 0 | 0 | 0 | 0 | 0 | 0 | 0 | 0 | 0 | 0 | 0 | 0 | 0 | 0 | 0 | 0 | 0 | 0 | 0
F3_Commercial_Grocery (ID)_Existing_Food Preparation_Natural Gas_Range_E9 | F3 | Commercial | Grocery (ID) | Existing | Food Preparation | Natural Gas | Range | E9 | PACT BC Ratio | 0 | 0 | 0 | 0 | 0 | 0 | 0 | 0 | 0 | 0 | 0 | 0 | 0 | 0 | 0 | 0 | 0 | 0 | 0 | 0 | 0 | 0 | 0 | 0 | 0 | 0 | 0
F3_Commercial_Grocery (ID)_Existing_Food Preparation_Natural Gas_Range_E10 | F3 | Commercial | Grocery (ID) | Existing | Food Preparation | Natural Gas | Range | E10 | PACT BC Ratio | 0 | 0 | 0 | 0 | 0 | 0 | 0 | 0 | 0 | 0 | 0 | 0 | 0 | 0 | 0 | 0 | 0 | 0 | 0 | 0 | 0 | 0 | 0 | 0 | 0 | 0 | 0
F4_Commercial_Grocery (ID)_Existing_Food Preparation_Natural Gas_Range_E1 | F4 | Commercial | Grocery (ID) | Existing | Food Preparation | Natural Gas | Range | E1 | RVT BC Ratio | [24 empty] | 1 | 1 | 1 | bar: 2019 to 2042
F4_Commercial_Grocery (ID)_Existing_Food Preparation_Natural Gas_Range_E2 | F4 | Commercial | Grocery (ID) | Existing | Food Preparation | Natural Gas | Range | E2 | RVT BC Ratio | 17.0704 | 17.3478 | 17.6858 | 18.0967 | 18.5854 | 19.2315 | 19.8942 | 20.5353 | 21.1255 | 21.6922 | 22.2744 | 22.7944 | 23.3368 | 23.8381 | 24.2604 | 24.6346 | 24.9414 | 25.2307 | 25.5409 | 25.8256 | 26.1104 | 26.5635 | 27.021 | 27.4939 | 27.9751 | 28.4649 | 28.9634
F4_Commercial_Grocery (ID)_Existing_Food Preparation_Natural Gas_Range_E3 | F4 | Commercial | Grocery (ID) | Existing | Food Preparation | Natural Gas | Range | E3 | RVT BC Ratio | 0 | 0 | 0 | 0 | 0 | 0 | 0 | 0 | 0 | 0 | 0 | 0 | 0 | 0 | 0 | 0 | 0 | 0 | 0 | 0 | 0 | 0 | 0 | 0 | 0 | 0 | 0
F4_Commercial_Grocery (ID)_Existing_Food Preparation_Natural Gas_Range_E4 | F4 | Commercial | Grocery (ID) | Existing | Food Preparation | Natural Gas | Range | E4 | RVT BC Ratio | 0 | 0 | 0 | 0 | 0 | 0 | 0 | 0 | 0 | 0 | 0 | 0 | 0 | 0 | 0 | 0 | 0 | 0 | 0 | 0 | 0 | 0 | 0 | 0 | 0 | 0 | 0
F4_Commercial_Grocery (ID)_Existing_Food Preparation_Natural Gas_Range_E5 | F4 | Commercial | Grocery (ID) | Existing | Food Preparation | Natural Gas | Range | E5 | RVT BC Ratio | 0 | 0 | 0 | 0 | 0 | 0 | 0 | 0 | 0 | 0 | 0 | 0 | 0 | 0 | 0 | 0 | 0 | 0 | 0 | 0 | 0 | 0 | 0 | 0 | 0 | 0 | 0
F4_Commercial_Grocery (ID)_Existing_Food Preparation_Natural Gas_Range_E6 | F4 | Commercial | Grocery (ID) | Existing | Food Preparation | Natural Gas | Range | E6 | RVT BC Ratio | 0 | 0 | 0 | 0 | 0 | 0 | 0 | 0 | 0 | 0 | 0 | 0 | 0 | 0 | 0 | 0 | 0 | 0 | 0 | 0 | 0 | 0 | 0 | 0 | 0 | 0 | 0
F4_Commercial_Grocery (ID)_Existing_Food Preparation_Natural Gas_Range_E7 | F4 | Commercial | Grocery (ID) | Existing | Food Preparation | Natural Gas | Range | E7 | RVT BC Ratio | 0 | 0 | 0 | 0 | 0 | 0 | 0 | 0 | 0 | 0 | 0 | 0 | 0 | 0 | 0 | 0 | 0 | 0 | 0 | 0 | 0 | 0 | 0 | 0 | 0 | 0 | 0
F4_Commercial_Grocery (ID)_Existing_Food Preparation_Natural Gas_Range_E8 | F4 | Commercial | Grocery (ID) | Existing | Food Preparation | Natural Gas | Range | E8 | RVT BC Ratio | 0 | 0 | 0 | 0 | 0 | 0 | 0 | 0 | 0 | 0 | 0 | 0 | 0 | 0 | 0 | 0 | 0 | 0 | 0 | 0 | 0 | 0 | 0 | 0 | 0 | 0 | 0
F4_Commercial_Grocery (ID)_Existing_Food Preparation_Natural Gas_Range_E9 | F4 | Commercial | Grocery (ID) | Existing | Food Preparation | Natural Gas | Range | E9 | RVT BC Ratio | 0 | 0 | 0 | 0 | 0 | 0 | 0 | 0 | 0 | 0 | 0 | 0 | 0 | 0 | 0 | 0 | 0 | 0 | 0 | 0 | 0 | 0 | 0 | 0 | 0 | 0 | 0
F4_Commercial_Grocery (ID)_Existing_Food Preparation_Natural Gas_Range_E10 | F4 | Commercial | Grocery (ID) | Existing | Food Preparation | Natural Gas | Range | E10 | RVT BC Ratio | 0 | 0 | 0 | 0 | 0 | 0 | 0 | 0 | 0 | 0 | 0 | 0 | 0 | 0 | 0 | 0 | 0 | 0 | 0 | 0 | 0 | 0 | 0 | 0 | 0 | 0 | 0
F5_Commercial_Grocery (ID)_Existing_Food Preparation_Natural Gas_Range_E1 | F5 | Commercial | Grocery (ID) | Existing | Food Preparation | Natural Gas | Range | E1 | RIM BC Ratio | [24 empty] | 1 | 1 | 1 | bar: 2019 to 2042
F5_Commercial_Grocery (ID)_Existing_Food Preparation_Natural Gas_Range_E2 | F5 | Commercial | Grocery (ID) | Existing | Food Preparation | Natural Gas | Range | E2 | RIM BC Ratio | 0.81114 | 0.81675 | 0.82405 | 0.83178 | 0.83984 | 0.84814 | 0.85665 | 0.86541 | 0.87453 | 0.88453 | 0.88644 | 0.88896 | 0.89224 | 0.8963 | 0.90048 | 0.90483 | 0.9094 | 0.91422 | 0.91932 | 0.92473 | 0.93045 | 0.93082 | 0.93118 | 0.93154 | 0.9319 | 0.93225 | 0.93259
F5_Commercial_Grocery (ID)_Existing_Food Preparation_Natural Gas_Range_E3 | F5 | Commercial | Grocery (ID) | Existing | Food Preparation | Natural Gas | Range | E3 | RIM BC Ratio | 0 | 0 | 0 | 0 | 0 | 0 | 0 | 0 | 0 | 0 | 0 | 0 | 0 | 0 | 0 | 0 | 0 | 0 | 0 | 0 | 0 | 0 | 0 | 0 | 0 | 0 | 0
F5_Commercial_Grocery (ID)_Existing_Food Preparation_Natural Gas_Range_E4 | F5 | Commercial | Grocery (ID) | Existing | Food Preparation | Natural Gas | Range | E4 | RIM BC Ratio | 0 | 0 | 0 | 0 | 0 | 0 | 0 | 0 | 0 | 0 | 0 | 0 | 0 | 0 | 0 | 0 | 0 | 0 | 0 | 0 | 0 | 0 | 0 | 0 | 0 | 0 | 0
F5_Commercial_Grocery (ID)_Existing_Food Preparation_Natural Gas_Range_E5 | F5 | Commercial | Grocery (ID) | Existing | Food Preparation | Natural Gas | Range | E5 | RIM BC Ratio | 0 | 0 | 0 | 0 | 0 | 0 | 0 | 0 | 0 | 0 | 0 | 0 | 0 | 0 | 0 | 0 | 0 | 0 | 0 | 0 | 0 | 0 | 0 | 0 | 0 | 0 | 0
F5_Commercial_Grocery (ID)_Existing_Food Preparation_Natural Gas_Range_E6 | F5 | Commercial | Grocery (ID) | Existing | Food Preparation | Natural Gas | Range | E6 | RIM BC Ratio | 0 | 0 | 0 | 0 | 0 | 0 | 0 | 0 | 0 | 0 | 0 | 0 | 0 | 0 | 0 | 0 | 0 | 0 | 0 | 0 | 0 | 0 | 0 | 0 | 0 | 0 | 0
F5_Commercial_Grocery (ID)_Existing_Food Preparation_Natural Gas_Range_E7 | F5 | Commercial | Grocery (ID) | Existing | Food Preparation | Natural Gas | Range | E7 | RIM BC Ratio | 0 | 0 | 0 | 0 | 0 | 0 | 0 | 0 | 0 | 0 | 0 | 0 | 0 | 0 | 0 | 0 | 0 | 0 | 0 | 0 | 0 | 0 | 0 | 0 | 0 | 0 | 0
F5_Commercial_Grocery (ID)_Existing_Food Preparation_Natural Gas_Range_E8 | F5 | Commercial | Grocery (ID) | Existing | Food Preparation | Natural Gas | Range | E8 | RIM BC Ratio | 0 | 0 | 0 | 0 | 0 | 0 | 0 | 0 | 0 | 0 | 0 | 0 | 0 | 0 | 0 | 0 | 0 | 0 | 0 | 0 | 0 | 0 | 0 | 0 | 0 | 0 | 0
F5_Commercial_Grocery (ID)_Existing_Food Preparation_Natural Gas_Range_E9 | F5 | Commercial | Grocery (ID) | Existing | Food Preparation | Natural Gas | Range | E9 | RIM BC Ratio | 0 | 0 | 0 | 0 | 0 | 0 | 0 | 0 | 0 | 0 | 0 | 0 | 0 | 0 | 0 | 0 | 0 | 0 | 0 | 0 | 0 | 0 | 0 | 0 | 0 | 0 | 0
F5_Commercial_Grocery (ID)_Existing_Food Preparation_Natural Gas_Range_E10 | F5 | Commercial | Grocery (ID) | Existing | Food Preparation | Natural Gas | Range | E10 | RIM BC Ratio | 0 | 0 | 0 | 0 | 0 | 0 | 0 | 0 | 0 | 0 | 0 | 0 | 0 | 0 | 0 | 0 | 0 | 0 | 0 | 0 | 0 | 0 | 0 | 0 | 0 | 0 | 0
F0_Commercial_Grocery (ID)_Existing_Food Preparation_Natural Gas_Steamer_E0 | F0 | Commercial | Grocery (ID) | Existing | Food Preparation | Natural Gas | Steamer | E0 | Economic Unit | ENERGY STAR | ENERGY STAR | ENERGY STAR | ENERGY STAR | ENERGY STAR | ENERGY STAR | ENERGY STAR | ENERGY STAR | ENERGY STAR | ENERGY STAR | ENERGY STAR | ENERGY STAR | ENERGY STAR | ENERGY STAR | ENERGY STAR | ENERGY STAR | ENERGY STAR | ENERGY STAR | ENERGY STAR | ENERGY STAR | ENERGY STAR | ENERGY STAR | ENERGY STAR | ENERGY STAR | ENERGY STAR | ENERGY STAR | ENERGY STAR
F1_Commercial_Grocery (ID)_Existing_Food Preparation_Natural Gas_Steamer_E1 | F1 | Commercial | Grocery (ID) | Existing | Food Preparation | Natural Gas | Steamer | E1 | CCE | 0 | 0 | 0 | 0 | 0 | 0 | 0 | 0 | 0 | 0 | 0 | 0 | 0 | 0 | 0 | 0 | 0 | 0 | 0 | 0 | 0 | 0 | 0 | 0 | 0 | 0 | 0
F1_Commercial_Grocery (ID)_Existing_Food Preparation_Natural Gas_Steamer_E2 | F1 | Commercial | Grocery (ID) | Existing | Food Preparation | Natural Gas | Steamer | E2 | CCE | 2.2093e-05 | 2.2093e-05 | 2.2093e-05 | 2.2093e-05 | 2.2093e-05 | 2.2093e-05 | 2.2093e-05 | 2.2093e-05 | 2.2093e-05 | 2.2093e-05 | 2.2093e-05 | 2.2093e-05 | 2.2093e-05 | 2.2093e-05 | 2.2093e-05 | 2.2093e-05 | 2.2093e-05 | 2.2093e-05 | 2.2093e-05 | 2.2093e-05 | 2.2093e-05 | 2.2093e-05 | 2.2093e-05 | 2.2093e-05 | 2.2093e-05 | 2.2093e-05 | 2.2093e-05
F1_Commercial_Grocery (ID)_Existing_Food Preparation_Natural Gas_Steamer_E3 | F1 | Commercial | Grocery (ID) | Existing | Food Preparation | Natural Gas | Steamer | E3 | CCE | 0 | 0 | 0 | 0 | 0 | 0 | 0 | 0 | 0 | 0 | 0 | 0 | 0 | 0 | 0 | 0 | 0 | 0 | 0 | 0 | 0 | 0 | 0 | 0 | 0 | 0 | 0
F1_Commercial_Grocery (ID)_Existing_Food Preparation_Natural Gas_Steamer_E4 | F1 | Commercial | Grocery (ID) | Existing | Food Preparation | Natural Gas | Steamer | E4 | CCE | 0 | 0 | 0 | 0 | 0 | 0 | 0 | 0 | 0 | 0 | 0 | 0 | 0 | 0 | 0 | 0 | 0 | 0 | 0 | 0 | 0 | 0 | 0 | 0 | 0 | 0 | 0
F1_Commercial_Grocery (ID)_Existing_Food Preparation_Natural Gas_Steamer_E5 | F1 | Commercial | Grocery (ID) | Existing | Food Preparation | Natural Gas | Steamer | E5 | CCE | 0 | 0 | 0 | 0 | 0 | 0 | 0 | 0 | 0 | 0 | 0 | 0 | 0 | 0 | 0 | 0 | 0 | 0 | 0 | 0 | 0 | 0 | 0 | 0 | 0 | 0 | 0
F1_Commercial_Grocery (ID)_Existing_Food Preparation_Natural Gas_Steamer_E6 | F1 | Commercial | Grocery (ID) | Existing | Food Preparation | Natural Gas | Steamer | E6 | CCE | 0 | 0 | 0 | 0 | 0 | 0 | 0 | 0 | 0 | 0 | 0 | 0 | 0 | 0 | 0 | 0 | 0 | 0 | 0 | 0 | 0 | 0 | 0 | 0 | 0 | 0 | 0
F1_Commercial_Grocery (ID)_Existing_Food Preparation_Natural Gas_Steamer_E7 | F1 | Commercial | Grocery (ID) | Existing | Food Preparation | Natural Gas | Steamer | E7 | CCE | 0 | 0 | 0 | 0 | 0 | 0 | 0 | 0 | 0 | 0 | 0 | 0 | 0 | 0 | 0 | 0 | 0 | 0 | 0 | 0 | 0 | 0 | 0 | 0 | 0 | 0 | 0
F1_Commercial_Grocery (ID)_Existing_Food Preparation_Natural Gas_Steamer_E8 | F1 | Commercial | Grocery (ID) | Existing | Food Preparation | Natural Gas | Steamer | E8 | CCE | 0 | 0 | 0 | 0 | 0 | 0 | 0 | 0 | 0 | 0 | 0 | 0 | 0 | 0 | 0 | 0 | 0 | 0 | 0 | 0 | 0 | 0 | 0 | 0 | 0 | 0 | 0
F1_Commercial_Grocery (ID)_Existing_Food Preparation_Natural Gas_Steamer_E9 | F1 | Commercial | Grocery (ID) | Existing | Food Preparation | Natural Gas | Steamer | E9 | CCE | 0 | 0 | 0 | 0 | 0 | 0 | 0 | 0 | 0 | 0 | 0 | 0 | 0 | 0 | 0 | 0 | 0 | 0 | 0 | 0 | 0 | 0 | 0 | 0 | 0 | 0 | 0
F1_Commercial_Grocery (ID)_Existing_Food Preparation_Natural Gas_Steamer_E10 | F1 | Commercial | Grocery (ID) | Existing | Food Preparation | Natural Gas | Steamer | E10 | CCE | 0 | 0 | 0 | 0 | 0 | 0 | 0 | 0 | 0 | 0 | 0 | 0 | 0 | 0 | 0 | 0 | 0 | 0 | 0 | 0 | 0 | 0 | 0 | 0 | 0 | 0 | 0
F2_Commercial_Grocery (ID)_Existing_Food Preparation_Natural Gas_Steamer_E1 | F2 | Commercial | Grocery (ID) | Existing | Food Preparation | Natural Gas | Steamer | E1 | TRC BC Ratio | [24 empty] | 1 | 1 | 1 | bar: 2019 to 2042
F2_Commercial_Grocery (ID)_Existing_Food Preparation_Natural Gas_Steamer_E2 | F2 | Commercial | Grocery (ID) | Existing | Food Preparation | Natural Gas | Steamer | E2 | TRC BC Ratio | 161.0894 | 165.1492 | 169.9591 | 175.4711 | 181.7044 | 189.2885 | 197.0947 | 204.8253 | 212.2676 | 219.8135 | 225.8176 | 231.4425 | 237.486 | 243.4021 | 248.6917 | 253.6417 | 258.0809 | 262.4637 | 267.1451 | 271.7117 | 276.4031 | 281.2806 | 286.2098 | 291.2946 | 296.4697 | 301.7367 | 307.0974
F2_Commercial_Grocery (ID)_Existing_Food Preparation_Natural Gas_Steamer_E3 | F2 | Commercial | Grocery (ID) | Existing | Food Preparation | Natural Gas | Steamer | E3 | TRC BC Ratio | 0 | 0 | 0 | 0 | 0 | 0 | 0 | 0 | 0 | 0 | 0 | 0 | 0 | 0 | 0 | 0 | 0 | 0 | 0 | 0 | 0 | 0 | 0 | 0 | 0 | 0 | 0
F2_Commercial_Grocery (ID)_Existing_Food Preparation_Natural Gas_Steamer_E4 | F2 | Commercial | Grocery (ID) | Existing | Food Preparation | Natural Gas | Steamer | E4 | TRC BC Ratio | 0 | 0 | 0 | 0 | 0 | 0 | 0 | 0 | 0 | 0 | 0 | 0 | 0 | 0 | 0 | 0 | 0 | 0 | 0 | 0 | 0 | 0 | 0 | 0 | 0 | 0 | 0
F2_Commercial_Grocery (ID)_Existing_Food Preparation_Natural Gas_Steamer_E5 | F2 | Commercial | Grocery (ID) | Existing | Food Preparation | Natural Gas | Steamer | E5 | TRC BC Ratio | 0 | 0 | 0 | 0 | 0 | 0 | 0 | 0 | 0 | 0 | 0 | 0 | 0 | 0 | 0 | 0 | 0 | 0 | 0 | 0 | 0 | 0 | 0 | 0 | 0 | 0 | 0
F2_Commercial_Grocery (ID)_Existing_Food Preparation_Natural Gas_Steamer_E6 | F2 | Commercial | Grocery (ID) | Existing | Food Preparation | Natural Gas | Steamer | E6 | TRC BC Ratio | 0 | 0 | 0 | 0 | 0 | 0 | 0 | 0 | 0 | 0 | 0 | 0 | 0 | 0 | 0 | 0 | 0 | 0 | 0 | 0 | 0 | 0 | 0 | 0 | 0 | 0 | 0
F2_Commercial_Grocery (ID)_Existing_Food Preparation_Natural Gas_Steamer_E7 | F2 | Commercial | Grocery (ID) | Existing | Food Preparation | Natural Gas | Steamer | E7 | TRC BC Ratio | 0 | 0 | 0 | 0 | 0 | 0 | 0 | 0 | 0 | 0 | 0 | 0 | 0 | 0 | 0 | 0 | 0 | 0 | 0 | 0 | 0 | 0 | 0 | 0 | 0 | 0 | 0
F2_Commercial_Grocery (ID)_Existing_Food Preparation_Natural Gas_Steamer_E8 | F2 | Commercial | Grocery (ID) | Existing | Food Preparation | Natural Gas | Steamer | E8 | TRC BC Ratio | 0 | 0 | 0 | 0 | 0 | 0 | 0 | 0 | 0 | 0 | 0 | 0 | 0 | 0 | 0 | 0 | 0 | 0 | 0 | 0 | 0 | 0 | 0 | 0 | 0 | 0 | 0
F2_Commercial_Grocery (ID)_Existing_Food Preparation_Natural Gas_Steamer_E9 | F2 | Commercial | Grocery (ID) | Existing | Food Preparation | Natural Gas | Steamer | E9 | TRC BC Ratio | 0 | 0 | 0 | 0 | 0 | 0 | 0 | 0 | 0 | 0 | 0 | 0 | 0 | 0 | 0 | 0 | 0 | 0 | 0 | 0 | 0 | 0 | 0 | 0 | 0 | 0 | 0
F2_Commercial_Grocery (ID)_Existing_Food Preparation_Natural Gas_Steamer_E10 | F2 | Commercial | Grocery (ID) | Existing | Food Preparation | Natural Gas | Steamer | E10 | TRC BC Ratio | 0 | 0 | 0 | 0 | 0 | 0 | 0 | 0 | 0 | 0 | 0 | 0 | 0 | 0 | 0 | 0 | 0 | 0 | 0 | 0 | 0 | 0 | 0 | 0 | 0 | 0 | 0
F3_Commercial_Grocery (ID)_Existing_Food Preparation_Natural Gas_Steamer_E1 | F3 | Commercial | Grocery (ID) | Existing | Food Preparation | Natural Gas | Steamer | E1 | PACT BC Ratio | [24 empty] | 1 | 1 | 1 | bar: 2019 to 2042
F3_Commercial_Grocery (ID)_Existing_Food Preparation_Natural Gas_Steamer_E2 | F3 | Commercial | Grocery (ID) | Existing | Food Preparation | Natural Gas | Steamer | E2 | PACT BC Ratio | 319.0161 | 327.056 | 336.5814 | 347.497 | 359.8413 | 374.8606 | 390.3196 | 405.6292 | 420.3677 | 435.3112 | 447.2016 | 458.3409 | 470.3093 | 482.0253 | 492.5007 | 502.3035 | 511.0948 | 519.7744 | 529.0451 | 538.0887 | 547.3794 | 557.0386 | 566.8003 | 576.87 | 587.1186 | 597.5493 | 608.1653
F3_Commercial_Grocery (ID)_Existing_Food Preparation_Natural Gas_Steamer_E3 | F3 | Commercial | Grocery (ID) | Existing | Food Preparation | Natural Gas | Steamer | E3 | PACT BC Ratio | 0 | 0 | 0 | 0 | 0 | 0 | 0 | 0 | 0 | 0 | 0 | 0 | 0 | 0 | 0 | 0 | 0 | 0 | 0 | 0 | 0 | 0 | 0 | 0 | 0 | 0 | 0
F3_Commercial_Grocery (ID)_Existing_Food Preparation_Natural Gas_Steamer_E4 | F3 | Commercial | Grocery (ID) | Existing | Food Preparation | Natural Gas | Steamer | E4 | PACT BC Ratio | 0 | 0 | 0 | 0 | 0 | 0 | 0 | 0 | 0 | 0 | 0 | 0 | 0 | 0 | 0 | 0 | 0 | 0 | 0 | 0 | 0 | 0 | 0 | 0 | 0 | 0 | 0
F3_Commercial_Grocery (ID)_Existing_Food Preparation_Natural Gas_Steamer_E5 | F3 | Commercial | Grocery (ID) | Existing | Food Preparation | Natural Gas | Steamer | E5 | PACT BC Ratio | 0 | 0 | 0 | 0 | 0 | 0 | 0 | 0 | 0 | 0 | 0 | 0 | 0 | 0 | 0 | 0 | 0 | 0 | 0 | 0 | 0 | 0 | 0 | 0 | 0 | 0 | 0
F3_Commercial_Grocery (ID)_Existing_Food Preparation_Natural Gas_Steamer_E6 | F3 | Commercial | Grocery (ID) | Existing | Food Preparation | Natural Gas | Steamer | E6 | PACT BC Ratio | 0 | 0 | 0 | 0 | 0 | 0 | 0 | 0 | 0 | 0 | 0 | 0 | 0 | 0 | 0 | 0 | 0 | 0 | 0 | 0 | 0 | 0 | 0 | 0 | 0 | 0 | 0
F3_Commercial_Grocery (ID)_Existing_Food Preparation_Natural Gas_Steamer_E7 | F3 | Commercial | Grocery (ID) | Existing | Food Preparation | Natural Gas | Steamer | E7 | PACT BC Ratio | 0 | 0 | 0 | 0 | 0 | 0 | 0 | 0 | 0 | 0 | 0 | 0 | 0 | 0 | 0 | 0 | 0 | 0 | 0 | 0 | 0 | 0 | 0 | 0 | 0 | 0 | 0
F3_Commercial_Grocery (ID)_Existing_Food Preparation_Natural Gas_Steamer_E8 | F3 | Commercial | Grocery (ID) | Existing | Food Preparation | Natural Gas | Steamer | E8 | PACT BC Ratio | 0 | 0 | 0 | 0 | 0 | 0 | 0 | 0 | 0 | 0 | 0 | 0 | 0 | 0 | 0 | 0 | 0 | 0 | 0 | 0 | 0 | 0 | 0 | 0 | 0 | 0 | 0
F3_Commercial_Grocery (ID)_Existing_Food Preparation_Natural Gas_Steamer_E9 | F3 | Commercial | Grocery (ID) | Existing | Food Preparation | Natural Gas | Steamer | E9 | PACT BC Ratio | 0 | 0 | 0 | 0 | 0 | 0 | 0 | 0 | 0 | 0 | 0 | 0 | 0 | 0 | 0 | 0 | 0 | 0 | 0 | 0 | 0 | 0 | 0 | 0 | 0 | 0 | 0
F3_Commercial_Grocery (ID)_Existing_Food Preparation_Natural Gas_Steamer_E10 | F3 | Commercial | Grocery (ID) | Existing | Food Preparation | Natural Gas | Steamer | E10 | PACT BC Ratio | 0 | 0 | 0 | 0 | 0 | 0 | 0 | 0 | 0 | 0 | 0 | 0 | 0 | 0 | 0 | 0 | 0 | 0 | 0 | 0 | 0 | 0 | 0 | 0 | 0 | 0 | 0
F4_Commercial_Grocery (ID)_Existing_Food Preparation_Natural Gas_Steamer_E1 | F4 | Commercial | Grocery (ID) | Existing | Food Preparation | Natural Gas | Steamer | E1 | RVT BC Ratio | [24 empty] | 1 | 1 | 1 | bar: 2019 to 2042
F4_Commercial_Grocery (ID)_Existing_Food Preparation_Natural Gas_Steamer_E2 | F4 | Commercial | Grocery (ID) | Existing | Food Preparation | Natural Gas | Steamer | E2 | RVT BC Ratio | 228.0828 | 232.3837 | 237.4322 | 243.3175 | 250.059 | 258.4737 | 266.9119 | 274.9238 | 282.1762 | 289.2063 | 296.491 | 303.1113 | 310.0994 | 316.7112 | 322.3969 | 327.5281 | 331.8708 | 336.0168 | 340.4256 | 344.5427 | 348.6738 | 354.8195 | 361.0303 | 367.4371 | 373.9577 | 380.5942 | 387.3486
F4_Commercial_Grocery (ID)_Existing_Food Preparation_Natural Gas_Steamer_E3 | F4 | Commercial | Grocery (ID) | Existing | Food Preparation | Natural Gas | Steamer | E3 | RVT BC Ratio | 0 | 0 | 0 | 0 | 0 | 0 | 0 | 0 | 0 | 0 | 0 | 0 | 0 | 0 | 0 | 0 | 0 | 0 | 0 | 0 | 0 | 0 | 0 | 0 | 0 | 0 | 0
F4_Commercial_Grocery (ID)_Existing_Food Preparation_Natural Gas_Steamer_E4 | F4 | Commercial | Grocery (ID) | Existing | Food Preparation | Natural Gas | Steamer | E4 | RVT BC Ratio | 0 | 0 | 0 | 0 | 0 | 0 | 0 | 0 | 0 | 0 | 0 | 0 | 0 | 0 | 0 | 0 | 0 | 0 | 0 | 0 | 0 | 0 | 0 | 0 | 0 | 0 | 0
F4_Commercial_Grocery (ID)_Existing_Food Preparation_Natural Gas_Steamer_E5 | F4 | Commercial | Grocery (ID) | Existing | Food Preparation | Natural Gas | Steamer | E5 | RVT BC Ratio | 0 | 0 | 0 | 0 | 0 | 0 | 0 | 0 | 0 | 0 | 0 | 0 | 0 | 0 | 0 | 0 | 0 | 0 | 0 | 0 | 0 | 0 | 0 | 0 | 0 | 0 | 0
F4_Commercial_Grocery (ID)_Existing_Food Preparation_Natural Gas_Steamer_E6 | F4 | Commercial | Grocery (ID) | Existing | Food Preparation | Natural Gas | Steamer | E6 | RVT BC Ratio | 0 | 0 | 0 | 0 | 0 | 0 | 0 | 0 | 0 | 0 | 0 | 0 | 0 | 0 | 0 | 0 | 0 | 0 | 0 | 0 | 0 | 0 | 0 | 0 | 0 | 0 | 0
F4_Commercial_Grocery (ID)_Existing_Food Preparation_Natural Gas_Steamer_E7 | F4 | Commercial | Grocery (ID) | Existing | Food Preparation | Natural Gas | Steamer | E7 | RVT BC Ratio | 0 | 0 | 0 | 0 | 0 | 0 | 0 | 0 | 0 | 0 | 0 | 0 | 0 | 0 | 0 | 0 | 0 | 0 | 0 | 0 | 0 | 0 | 0 | 0 | 0 | 0 | 0
F4_Commercial_Grocery (ID)_Existing_Food Preparation_Natural Gas_Steamer_E8 | F4 | Commercial | Grocery (ID) | Existing | Food Preparation | Natural Gas | Steamer | E8 | RVT BC Ratio | 0 | 0 | 0 | 0 | 0 | 0 | 0 | 0 | 0 | 0 | 0 | 0 | 0 | 0 | 0 | 0 | 0 | 0 | 0 | 0 | 0 | 0 | 0 | 0 | 0 | 0 | 0
F4_Commercial_Grocery (ID)_Existing_Food Preparation_Natural Gas_Steamer_E9 | F4 | Commercial | Grocery (ID) | Existing | Food Preparation | Natural Gas | Steamer | E9 | RVT BC Ratio | 0 | 0 | 0 | 0 | 0 | 0 | 0 | 0 | 0 | 0 | 0 | 0 | 0 | 0 | 0 | 0 | 0 | 0 | 0 | 0 | 0 | 0 | 0 | 0 | 0 | 0 | 0
F4_Commercial_Grocery (ID)_Existing_Food Preparation_Natural Gas_Steamer_E10 | F4 | Commercial | Grocery (ID) | Existing | Food Preparation | Natural Gas | Steamer | E10 | RVT BC Ratio | 0 | 0 | 0 | 0 | 0 | 0 | 0 | 0 | 0 | 0 | 0 | 0 | 0 | 0 | 0 | 0 | 0 | 0 | 0 | 0 | 0 | 0 | 0 | 0 | 0 | 0 | 0
F5_Commercial_Grocery (ID)_Existing_Food Preparation_Natural Gas_Steamer_E1 | F5 | Commercial | Grocery (ID) | Existing | Food Preparation | Natural Gas | Steamer | E1 | RIM BC Ratio | [24 empty] | 1 | 1 | 1 | bar: 2019 to 2042
F5_Commercial_Grocery (ID)_Existing_Food Preparation_Natural Gas_Steamer_E2 | F5 | Commercial | Grocery (ID) | Existing | Food Preparation | Natural Gas | Steamer | E2 | RIM BC Ratio | 0.84679 | 0.85208 | 0.85826 | 0.86468 | 0.87128 | 0.87812 | 0.88545 | 0.89338 | 0.90206 | 0.91144 | 0.91334 | 0.91566 | 0.91841 | 0.92165 | 0.92509 | 0.92873 | 0.93262 | 0.93677 | 0.94113 | 0.94579 | 0.95073 | 0.95076 | 0.95078 | 0.95081 | 0.95084 | 0.95087 | 0.95089
F5_Commercial_Grocery (ID)_Existing_Food Preparation_Natural Gas_Steamer_E3 | F5 | Commercial | Grocery (ID) | Existing | Food Preparation | Natural Gas | Steamer | E3 | RIM BC Ratio | 0 | 0 | 0 | 0 | 0 | 0 | 0 | 0 | 0 | 0 | 0 | 0 | 0 | 0 | 0 | 0 | 0 | 0 | 0 | 0 | 0 | 0 | 0 | 0 | 0 | 0 | 0
F5_Commercial_Grocery (ID)_Existing_Food Preparation_Natural Gas_Steamer_E4 | F5 | Commercial | Grocery (ID) | Existing | Food Preparation | Natural Gas | Steamer | E4 | RIM BC Ratio | 0 | 0 | 0 | 0 | 0 | 0 | 0 | 0 | 0 | 0 | 0 | 0 | 0 | 0 | 0 | 0 | 0 | 0 | 0 | 0 | 0 | 0 | 0 | 0 | 0 | 0 | 0
F5_Commercial_Grocery (ID)_Existing_Food Preparation_Natural Gas_Steamer_E5 | F5 | Commercial | Grocery (ID) | Existing | Food Preparation | Natural Gas | Steamer | E5 | RIM BC Ratio | 0 | 0 | 0 | 0 | 0 | 0 | 0 | 0 | 0 | 0 | 0 | 0 | 0 | 0 | 0 | 0 | 0 | 0 | 0 | 0 | 0 | 0 | 0 | 0 | 0 | 0 | 0
F5_Commercial_Grocery (ID)_Existing_Food Preparation_Natural Gas_Steamer_E6 | F5 | Commercial | Grocery (ID) | Existing | Food Preparation | Natural Gas | Steamer | E6 | RIM BC Ratio | 0 | 0 | 0 | 0 | 0 | 0 | 0 | 0 | 0 | 0 | 0 | 0 | 0 | 0 | 0 | 0 | 0 | 0 | 0 | 0 | 0 | 0 | 0 | 0 | 0 | 0 | 0
F5_Commercial_Grocery (ID)_Existing_Food Preparation_Natural Gas_Steamer_E7 | F5 | Commercial | Grocery (ID) | Existing | Food Preparation | Natural Gas | Steamer | E7 | RIM BC Ratio | 0 | 0 | 0 | 0 | 0 | 0 | 0 | 0 | 0 | 0 | 0 | 0 | 0 | 0 | 0 | 0 | 0 | 0 | 0 | 0 | 0 | 0 | 0 | 0 | 0 | 0 | 0
F5_Commercial_Grocery (ID)_Existing_Food Preparation_Natural Gas_Steamer_E8 | F5 | Commercial | Grocery (ID) | Existing | Food Preparation | Natural Gas | Steamer | E8 | RIM BC Ratio | 0 | 0 | 0 | 0 | 0 | 0 | 0 | 0 | 0 | 0 | 0 | 0 | 0 | 0 | 0 | 0 | 0 | 0 | 0 | 0 | 0 | 0 | 0 | 0 | 0 | 0 | 0
F5_Commercial_Grocery (ID)_Existing_Food Preparation_Natural Gas_Steamer_E9 | F5 | Commercial | Grocery (ID) | Existing | Food Preparation | Natural Gas | Steamer | E9 | RIM BC Ratio | 0 | 0 | 0 | 0 | 0 | 0 | 0 | 0 | 0 | 0 | 0 | 0 | 0 | 0 | 0 | 0 | 0 | 0 | 0 | 0 | 0 | 0 | 0 | 0 | 0 | 0 | 0
F5_Commercial_Grocery (ID)_Existing_Food Preparation_Natural Gas_Steamer_E10 | F5 | Commercial | Grocery (ID) | Existing | Food Preparation | Natural Gas | Steamer | E10 | RIM BC Ratio | 0 | 0 | 0 | 0 | 0 | 0 | 0 | 0 | 0 | 0 | 0 | 0 | 0 | 0 | 0 | 0 | 0 | 0 | 0 | 0 | 0 | 0 | 0 | 0 | 0 | 0 | 0
F0_Commercial_Grocery (ID)_Existing_Food Preparation_Natural Gas_Food Prep Other_E0 | F0 | Commercial | Grocery (ID) | Existing | Food Preparation | Natural Gas | Food Prep Other | E0 | Economic Unit | Standard | Standard | Standard | Standard | Standard | Standard | Standard | Standard | Standard | Standard | Standard | Standard | Standard | Standard | Standard | Standard | Standard | Standard | Standard | Standard | Standard | Standard | Standard | Standard | Standard | Standard | Standard
F1_Commercial_Grocery (ID)_Existing_Food Preparation_Natural Gas_Food Prep Other_E1 | F1 | Commercial | Grocery (ID) | Existing | Food Preparation | Natural Gas | Food Prep Other | E1 | CCE | 0 | 0 | 0 | 0 | 0 | 0 | 0 | 0 | 0 | 0 | 0 | 0 | 0 | 0 | 0 | 0 | 0 | 0 | 0 | 0 | 0 | 0 | 0 | 0 | 0 | 0 | 0
F1_Commercial_Grocery (ID)_Existing_Food Preparation_Natural Gas_Food Prep Other_E2 | F1 | Commercial | Grocery (ID) | Existing | Food Preparation | Natural Gas | Food Prep Other | E2 | CCE | 0.19058 | 0.19058 | 0.19058 | 0.19058 | 0.19058 | 0.19058 | 0.19058 | 0.19058 | 0.19058 | 0.19058 | 0.19058 | 0.19058 | 0.19058 | 0.19058 | 0.19058 | 0.19058 | 0.19058 | 0.19058 | 0.19058 | 0.19058 | 0.19058 | 0.19058 | 0.19058 | 0.19058 | 0.19058 | 0.19058 | 0.19058
F1_Commercial_Grocery (ID)_Existing_Food Preparation_Natural Gas_Food Prep Other_E3 | F1 | Commercial | Grocery (ID) | Existing | Food Preparation | Natural Gas | Food Prep Other | E3 | CCE | 0 | 0 | 0 | 0 | 0 | 0 | 0 | 0 | 0 | 0 | 0 | 0 | 0 | 0 | 0 | 0 | 0 | 0 | 0 | 0 | 0 | 0 | 0 | 0 | 0 | 0 | 0
F1_Commercial_Grocery (ID)_Existing_Food Preparation_Natural Gas_Food Prep Other_E4 | F1 | Commercial | Grocery (ID) | Existing | Food Preparation | Natural Gas | Food Prep Other | E4 | CCE | 0 | 0 | 0 | 0 | 0 | 0 | 0 | 0 | 0 | 0 | 0 | 0 | 0 | 0 | 0 | 0 | 0 | 0 | 0 | 0 | 0 | 0 | 0 | 0 | 0 | 0 | 0
F1_Commercial_Grocery (ID)_Existing_Food Preparation_Natural Gas_Food Prep Other_E5 | F1 | Commercial | Grocery (ID) | Existing | Food Preparation | Natural Gas | Food Prep Other | E5 | CCE | 0 | 0 | 0 | 0 | 0 | 0 | 0 | 0 | 0 | 0 | 0 | 0 | 0 | 0 | 0 | 0 | 0 | 0 | 0 | 0 | 0 | 0 | 0 | 0 | 0 | 0 | 0
F1_Commercial_Grocery (ID)_Existing_Food Preparation_Natural Gas_Food Prep Other_E6 | F1 | Commercial | Grocery (ID) | Existing | Food Preparation | Natural Gas | Food Prep Other | E6 | CCE | 0 | 0 | 0 | 0 | 0 | 0 | 0 | 0 | 0 | 0 | 0 | 0 | 0 | 0 | 0 | 0 | 0 | 0 | 0 | 0 | 0 | 0 | 0 | 0 | 0 | 0 | 0
F1_Commercial_Grocery (ID)_Existing_Food Preparation_Natural Gas_Food Prep Other_E7 | F1 | Commercial | Grocery (ID) | Existing | Food Preparation | Natural Gas | Food Prep Other | E7 | CCE | 0 | 0 | 0 | 0 | 0 | 0 | 0 | 0 | 0 | 0 | 0 | 0 | 0 | 0 | 0 | 0 | 0 | 0 | 0 | 0 | 0 | 0 | 0 | 0 | 0 | 0 | 0
F1_Commercial_Grocery (ID)_Existing_Food Preparation_Natural Gas_Food Prep Other_E8 | F1 | Commercial | Grocery (ID) | Existing | Food Preparation | Natural Gas | Food Prep Other | E8 | CCE | 0 | 0 | 0 | 0 | 0 | 0 | 0 | 0 | 0 | 0 | 0 | 0 | 0 | 0 | 0 | 0 | 0 | 0 | 0 | 0 | 0 | 0 | 0 | 0 | 0 | 0 | 0
F1_Commercial_Grocery (ID)_Existing_Food Preparation_Natural Gas_Food Prep Other_E9 | F1 | Commercial | Grocery (ID) | Existing | Food Preparation | Natural Gas | Food Prep Other | E9 | CCE | 0 | 0 | 0 | 0 | 0 | 0 | 0 | 0 | 0 | 0 | 0 | 0 | 0 | 0 | 0 | 0 | 0 | 0 | 0 | 0 | 0 | 0 | 0 | 0 | 0 | 0 | 0
F1_Commercial_Grocery (ID)_Existing_Food Preparation_Natural Gas_Food Prep Other_E10 | F1 | Commercial | Grocery (ID) | Existing | Food Preparation | Natural Gas | Food Prep Other | E10 | CCE | 0 | 0 | 0 | 0 | 0 | 0 | 0 | 0 | 0 | 0 | 0 | 0 | 0 | 0 | 0 | 0 | 0 | 0 | 0 | 0 | 0 | 0 | 0 | 0 | 0 | 0 | 0
F2_Commercial_Grocery (ID)_Existing_Food Preparation_Natural Gas_Food Prep Other_E1 | F2 | Commercial | Grocery (ID) | Existing | Food Preparation | Natural Gas | Food Prep Other | E1 | TRC BC Ratio | [24 empty] | 1 | 1 | 1 | bar: 2019 to 2042
F2_Commercial_Grocery (ID)_Existing_Food Preparation_Natural Gas_Food Prep Other_E2 | F2 | Commercial | Grocery (ID) | Existing | Food Preparation | Natural Gas | Food Prep Other | E2 | TRC BC Ratio | 0.018197 | 0.018618 | 0.019146 | 0.019769 | 0.020494 | 0.021409 | 0.022361 | 0.02331 | 0.024226 | 0.025155 | 0.025879 | 0.026553 | 0.02728 | 0.027988 | 0.028612 | 0.02919 | 0.0297 | 0.030201 | 0.03074 | 0.031263 | 0.0318 | 0.032361 | 0.032927 | 0.033512 | 0.034107 | 0.034713 | 0.03533
F2_Commercial_Grocery (ID)_Existing_Food Preparation_Natural Gas_Food Prep Other_E3 | F2 | Commercial | Grocery (ID) | Existing | Food Preparation | Natural Gas | Food Prep Other | E3 | TRC BC Ratio | 0 | 0 | 0 | 0 | 0 | 0 | 0 | 0 | 0 | 0 | 0 | 0 | 0 | 0 | 0 | 0 | 0 | 0 | 0 | 0 | 0 | 0 | 0 | 0 | 0 | 0 | 0
F2_Commercial_Grocery (ID)_Existing_Food Preparation_Natural Gas_Food Prep Other_E4 | F2 | Commercial | Grocery (ID) | Existing | Food Preparation | Natural Gas | Food Prep Other | E4 | TRC BC Ratio | 0 | 0 | 0 | 0 | 0 | 0 | 0 | 0 | 0 | 0 | 0 | 0 | 0 | 0 | 0 | 0 | 0 | 0 | 0 | 0 | 0 | 0 | 0 | 0 | 0 | 0 | 0
F2_Commercial_Grocery (ID)_Existing_Food Preparation_Natural Gas_Food Prep Other_E5 | F2 | Commercial | Grocery (ID) | Existing | Food Preparation | Natural Gas | Food Prep Other | E5 | TRC BC Ratio | 0 | 0 | 0 | 0 | 0 | 0 | 0 | 0 | 0 | 0 | 0 | 0 | 0 | 0 | 0 | 0 | 0 | 0 | 0 | 0 | 0 | 0 | 0 | 0 | 0 | 0 | 0
F2_Commercial_Grocery (ID)_Existing_Food Preparation_Natural Gas_Food Prep Other_E6 | F2 | Commercial | Grocery (ID) | Existing | Food Preparation | Natural Gas | Food Prep Other | E6 | TRC BC Ratio | 0 | 0 | 0 | 0 | 0 | 0 | 0 | 0 | 0 | 0 | 0 | 0 | 0 | 0 | 0 | 0 | 0 | 0 | 0 | 0 | 0 | 0 | 0 | 0 | 0 | 0 | 0
F2_Commercial_Grocery (ID)_Existing_Food Preparation_Natural Gas_Food Prep Other_E7 | F2 | Commercial | Grocery (ID) | Existing | Food Preparation | Natural Gas | Food Prep Other | E7 | TRC BC Ratio | 0 | 0 | 0 | 0 | 0 | 0 | 0 | 0 | 0 | 0 | 0 | 0 | 0 | 0 | 0 | 0 | 0 | 0 | 0 | 0 | 0 | 0 | 0 | 0 | 0 | 0 | 0
F2_Commercial_Grocery (ID)_Existing_Food Preparation_Natural Gas_Food Prep Other_E8 | F2 | Commercial | Grocery (ID) | Existing | Food Preparation | Natural Gas | Food Prep Other | E8 | TRC BC Ratio | 0 | 0 | 0 | 0 | 0 | 0 | 0 | 0 | 0 | 0 | 0 | 0 | 0 | 0 | 0 | 0 | 0 | 0 | 0 | 0 | 0 | 0 | 0 | 0 | 0 | 0 | 0
F2_Commercial_Grocery (ID)_Existing_Food Preparation_Natural Gas_Food Prep Other_E9 | F2 | Commercial | Grocery (ID) | Existing | Food Preparation | Natural Gas | Food Prep Other | E9 | TRC BC Ratio | 0 | 0 | 0 | 0 | 0 | 0 | 0 | 0 | 0 | 0 | 0 | 0 | 0 | 0 | 0 | 0 | 0 | 0 | 0 | 0 | 0 | 0 | 0 | 0 | 0 | 0 | 0
F2_Commercial_Grocery (ID)_Existing_Food Preparation_Natural Gas_Food Prep Other_E10 | F2 | Commercial | Grocery (ID) | Existing | Food Preparation | Natural Gas | Food Prep Other | E10 | TRC BC Ratio | 0 | 0 | 0 | 0 | 0 | 0 | 0 | 0 | 0 | 0 | 0 | 0 | 0 | 0 | 0 | 0 | 0 | 0 | 0 | 0 | 0 | 0 | 0 | 0 | 0 | 0 | 0
F3_Commercial_Grocery (ID)_Existing_Food Preparation_Natural Gas_Food Prep Other_E1 | F3 | Commercial | Grocery (ID) | Existing | Food Preparation | Natural Gas | Food Prep Other | E1 | PACT BC Ratio | [24 empty] | 1 | 1 | 1 | bar: 2019 to 2042
F3_Commercial_Grocery (ID)_Existing_Food Preparation_Natural Gas_Food Prep Other_E2 | F3 | Commercial | Grocery (ID) | Existing | Food Preparation | Natural Gas | Food Prep Other | E2 | PACT BC Ratio | 0.036038 | 0.03687 | 0.037916 | 0.039151 | 0.040586 | 0.042397 | 0.044283 | 0.046163 | 0.047977 | 0.049815 | 0.05125 | 0.052585 | 0.054024 | 0.055426 | 0.056663 | 0.057807 | 0.058817 | 0.059809 | 0.060877 | 0.061912 | 0.062976 | 0.064087 | 0.065207 | 0.066366 | 0.067545 | 0.068745 | 0.069966
F3_Commercial_Grocery (ID)_Existing_Food Preparation_Natural Gas_Food Prep Other_E3 | F3 | Commercial | Grocery (ID) | Existing | Food Preparation | Natural Gas | Food Prep Other | E3 | PACT BC Ratio | 0 | 0 | 0 | 0 | 0 | 0 | 0 | 0 | 0 | 0 | 0 | 0 | 0 | 0 | 0 | 0 | 0 | 0 | 0 | 0 | 0 | 0 | 0 | 0 | 0 | 0 | 0
F3_Commercial_Grocery (ID)_Existing_Food Preparation_Natural Gas_Food Prep Other_E4 | F3 | Commercial | Grocery (ID) | Existing | Food Preparation | Natural Gas | Food Prep Other | E4 | PACT BC Ratio | 0 | 0 | 0 | 0 | 0 | 0 | 0 | 0 | 0 | 0 | 0 | 0 | 0 | 0 | 0 | 0 | 0 | 0 | 0 | 0 | 0 | 0 | 0 | 0 | 0 | 0 | 0
F3_Commercial_Grocery (ID)_Existing_Food Preparation_Natural Gas_Food Prep Other_E5 | F3 | Commercial | Grocery (ID) | Existing | Food Preparation | Natural Gas | Food Prep Other | E5 | PACT BC Ratio | 0 | 0 | 0 | 0 | 0 | 0 | 0 | 0 | 0 | 0 | 0 | 0 | 0 | 0 | 0 | 0 | 0 | 0 | 0 | 0 | 0 | 0 | 0 | 0 | 0 | 0 | 0
F3_Commercial_Grocery (ID)_Existing_Food Preparation_Natural Gas_Food Prep Other_E6 | F3 | Commercial | Grocery (ID) | Existing | Food Preparation | Natural Gas | Food Prep Other | E6 | PACT BC Ratio | 0 | 0 | 0 | 0 | 0 | 0 | 0 | 0 | 0 | 0 | 0 | 0 | 0 | 0 | 0 | 0 | 0 | 0 | 0 | 0 | 0 | 0 | 0 | 0 | 0 | 0 | 0
F3_Commercial_Grocery (ID)_Existing_Food Preparation_Natural Gas_Food Prep Other_E7 | F3 | Commercial | Grocery (ID) | Existing | Food Preparation | Natural Gas | Food Prep Other | E7 | PACT BC Ratio | 0 | 0 | 0 | 0 | 0 | 0 | 0 | 0 | 0 | 0 | 0 | 0 | 0 | 0 | 0 | 0 | 0 | 0 | 0 | 0 | 0 | 0 | 0 | 0 | 0 | 0 | 0
F3_Commercial_Grocery (ID)_Existing_Food Preparation_Natural Gas_Food Prep Other_E8 | F3 | Commercial | Grocery (ID) | Existing | Food Preparation | Natural Gas | Food Prep Other | E8 | PACT BC Ratio | 0 | 0 | 0 | 0 | 0 | 0 | 0 | 0 | 0 | 0 | 0 | 0 | 0 | 0 | 0 | 0 | 0 | 0 | 0 | 0 | 0 | 0 | 0 | 0 | 0 | 0 | 0
F3_Commercial_Grocery (ID)_Existing_Food Preparation_Natural Gas_Food Prep Other_E9 | F3 | Commercial | Grocery (ID) | Existing | Food Preparation | Natural Gas | Food Prep Other | E9 | PACT BC Ratio | 0 | 0 | 0 | 0 | 0 | 0 | 0 | 0 | 0 | 0 | 0 | 0 | 0 | 0 | 0 | 0 | 0 | 0 | 0 | 0 | 0 | 0 | 0 | 0 | 0 | 0 | 0
F3_Commercial_Grocery (ID)_Existing_Food Preparation_Natural Gas_Food Prep Other_E10 | F3 | Commercial | Grocery (ID) | Existing | Food Preparation | Natural Gas | Food Prep Other | E10 | PACT BC Ratio | 0 | 0 | 0 | 0 | 0 | 0 | 0 | 0 | 0 | 0 | 0 | 0 | 0 | 0 | 0 | 0 | 0 | 0 | 0 | 0 | 0 | 0 | 0 | 0 | 0 | 0 | 0
F4_Commercial_Grocery (ID)_Existing_Food Preparation_Natural Gas_Food Prep Other_E1 | F4 | Commercial | Grocery (ID) | Existing | Food Preparation | Natural Gas | Food Prep Other | E1 | RVT BC Ratio | [24 empty] | 1 | 1 | 1 | bar: 2019 to 2042
F4_Commercial_Grocery (ID)_Existing_Food Preparation_Natural Gas_Food Prep Other_E2 | F4 | Commercial | Grocery (ID) | Existing | Food Preparation | Natural Gas | Food Prep Other | E2 | RVT BC Ratio | 0.43193 | 0.43236 | 0.43288 | 0.43353 | 0.43429 | 0.43529 | 0.43633 | 0.43733 | 0.43825 | 0.43913 | 0.44004 | 0.44085 | 0.44169 | 0.44247 | 0.44313 | 0.44372 | 0.44419 | 0.44465 | 0.44513 | 0.44557 | 0.44602 | 0.44672 | 0.44744 | 0.44817 | 0.44892 | 0.44969 | 0.45046
F4_Commercial_Grocery (ID)_Existing_Food Preparation_Natural Gas_Food Prep Other_E3 | F4 | Commercial | Grocery (ID) | Existing | Food Preparation | Natural Gas | Food Prep Other | E3 | RVT BC Ratio | 0 | 0 | 0 | 0 | 0 | 0 | 0 | 0 | 0 | 0 | 0 | 0 | 0 | 0 | 0 | 0 | 0 | 0 | 0 | 0 | 0 | 0 | 0 | 0 | 0 | 0 | 0
F4_Commercial_Grocery (ID)_Existing_Food Preparation_Natural Gas_Food Prep Other_E4 | F4 | Commercial | Grocery (ID) | Existing | Food Preparation | Natural Gas | Food Prep Other | E4 | RVT BC Ratio | 0 | 0 | 0 | 0 | 0 | 0 | 0 | 0 | 0 | 0 | 0 | 0 | 0 | 0 | 0 | 0 | 0 | 0 | 0 | 0 | 0 | 0 | 0 | 0 | 0 | 0 | 0
F4_Commercial_Grocery (ID)_Existing_Food Preparation_Natural Gas_Food Prep Other_E5 | F4 | Commercial | Grocery (ID) | Existing | Food Preparation | Natural Gas | Food Prep Other | E5 | RVT BC Ratio | 0 | 0 | 0 | 0 | 0 | 0 | 0 | 0 | 0 | 0 | 0 | 0 | 0 | 0 | 0 | 0 | 0 | 0 | 0 | 0 | 0 | 0 | 0 | 0 | 0 | 0 | 0
F4_Commercial_Grocery (ID)_Existing_Food Preparation_Natural Gas_Food Prep Other_E6 | F4 | Commercial | Grocery (ID) | Existing | Food Preparation | Natural Gas | Food Prep Other | E6 | RVT BC Ratio | 0 | 0 | 0 | 0 | 0 | 0 | 0 | 0 | 0 | 0 | 0 | 0 | 0 | 0 | 0 | 0 | 0 | 0 | 0 | 0 | 0 | 0 | 0 | 0 | 0 | 0 | 0
F4_Commercial_Grocery (ID)_Existing_Food Preparation_Natural Gas_Food Prep Other_E7 | F4 | Commercial | Grocery (ID) | Existing | Food Preparation | Natural Gas | Food Prep Other | E7 | RVT BC Ratio | 0 | 0 | 0 | 0 | 0 | 0 | 0 | 0 | 0 | 0 | 0 | 0 | 0 | 0 | 0 | 0 | 0 | 0 | 0 | 0 | 0 | 0 | 0 | 0 | 0 | 0 | 0
F4_Commercial_Grocery (ID)_Existing_Food Preparation_Natural Gas_Food Prep Other_E8 | F4 | Commercial | Grocery (ID) | Existing | Food Preparation | Natural Gas | Food Prep Other | E8 | RVT BC Ratio | 0 | 0 | 0 | 0 | 0 | 0 | 0 | 0 | 0 | 0 | 0 | 0 | 0 | 0 | 0 | 0 | 0 | 0 | 0 | 0 | 0 | 0 | 0 | 0 | 0 | 0 | 0
F4_Commercial_Grocery (ID)_Existing_Food Preparation_Natural Gas_Food Prep Other_E9 | F4 | Commercial | Grocery (ID) | Existing | Food Preparation | Natural Gas | Food Prep Other | E9 | RVT BC Ratio | 0 | 0 | 0 | 0 | 0 | 0 | 0 | 0 | 0 | 0 | 0 | 0 | 0 | 0 | 0 | 0 | 0 | 0 | 0 | 0 | 0 | 0 | 0 | 0 | 0 | 0 | 0
F4_Commercial_Grocery (ID)_Existing_Food Preparation_Natural Gas_Food Prep Other_E10 | F4 | Commercial | Grocery (ID) | Existing | Food Preparation | Natural Gas | Food Prep Other | E10 | RVT BC Ratio | 0 | 0 | 0 | 0 | 0 | 0 | 0 | 0 | 0 | 0 | 0 | 0 | 0 | 0 | 0 | 0 | 0 | 0 | 0 | 0 | 0 | 0 | 0 | 0 | 0 | 0 | 0
F5_Commercial_Grocery (ID)_Existing_Food Preparation_Natural Gas_Food Prep Other_E1 | F5 | Commercial | Grocery (ID) | Existing | Food Preparation | Natural Gas | Food Prep Other | E1 | RIM BC Ratio | [24 empty] | 1 | 1 | 1 | bar: 2019 to 2042
F5_Commercial_Grocery (ID)_Existing_Food Preparation_Natural Gas_Food Prep Other_E2 | F5 | Commercial | Grocery (ID) | Existing | Food Preparation | Natural Gas | Food Prep Other | E2 | RIM BC Ratio | 0.034556 | 0.03533 | 0.036302 | 0.037446 | 0.038773 | 0.040438 | 0.042169 | 0.04389 | 0.045549 | 0.047229 | 0.048521 | 0.049721 | 0.051015 | 0.052275 | 0.053386 | 0.054416 | 0.055325 | 0.056219 | 0.057179 | 0.058112 | 0.05907 | 0.060046 | 0.061029 | 0.062043 | 0.063072 | 0.064117 | 0.065178
F5_Commercial_Grocery (ID)_Existing_Food Preparation_Natural Gas_Food Prep Other_E3 | F5 | Commercial | Grocery (ID) | Existing | Food Preparation | Natural Gas | Food Prep Other | E3 | RIM BC Ratio | 0 | 0 | 0 | 0 | 0 | 0 | 0 | 0 | 0 | 0 | 0 | 0 | 0 | 0 | 0 | 0 | 0 | 0 | 0 | 0 | 0 | 0 | 0 | 0 | 0 | 0 | 0
F5_Commercial_Grocery (ID)_Existing_Food Preparation_Natural Gas_Food Prep Other_E4 | F5 | Commercial | Grocery (ID) | Existing | Food Preparation | Natural Gas | Food Prep Other | E4 | RIM BC Ratio | 0 | 0 | 0 | 0 | 0 | 0 | 0 | 0 | 0 | 0 | 0 | 0 | 0 | 0 | 0 | 0 | 0 | 0 | 0 | 0 | 0 | 0 | 0 | 0 | 0 | 0 | 0
F5_Commercial_Grocery (ID)_Existing_Food Preparation_Natural Gas_Food Prep Other_E5 | F5 | Commercial | Grocery (ID) | Existing | Food Preparation | Natural Gas | Food Prep Other | E5 | RIM BC Ratio | 0 | 0 | 0 | 0 | 0 | 0 | 0 | 0 | 0 | 0 | 0 | 0 | 0 | 0 | 0 | 0 | 0 | 0 | 0 | 0 | 0 | 0 | 0 | 0 | 0 | 0 | 0
F5_Commercial_Grocery (ID)_Existing_Food Preparation_Natural Gas_Food Prep Other_E6 | F5 | Commercial | Grocery (ID) | Existing | Food Preparation | Natural Gas | Food Prep Other | E6 | RIM BC Ratio | 0 | 0 | 0 | 0 | 0 | 0 | 0 | 0 | 0 | 0 | 0 | 0 | 0 | 0 | 0 | 0 | 0 | 0 | 0 | 0 | 0 | 0 | 0 | 0 | 0 | 0 | 0
F5_Commercial_Grocery (ID)_Existing_Food Preparation_Natural Gas_Food Prep Other_E7 | F5 | Commercial | Grocery (ID) | Existing | Food Preparation | Natural Gas | Food Prep Other | E7 | RIM BC Ratio | 0 | 0 | 0 | 0 | 0 | 0 | 0 | 0 | 0 | 0 | 0 | 0 | 0 | 0 | 0 | 0 | 0 | 0 | 0 | 0 | 0 | 0 | 0 | 0 | 0 | 0 | 0
F5_Commercial_Grocery (ID)_Existing_Food Preparation_Natural Gas_Food Prep Other_E8 | F5 | Commercial | Grocery (ID) | Existing | Food Preparation | Natural Gas | Food Prep Other | E8 | RIM BC Ratio | 0 | 0 | 0 | 0 | 0 | 0 | 0 | 0 | 0 | 0 | 0 | 0 | 0 | 0 | 0 | 0 | 0 | 0 | 0 | 0 | 0 | 0 | 0 | 0 | 0 | 0 | 0
F5_Commercial_Grocery (ID)_Existing_Food Preparation_Natural Gas_Food Prep Other_E9 | F5 | Commercial | Grocery (ID) | Existing | Food Preparation | Natural Gas | Food Prep Other | E9 | RIM BC Ratio | 0 | 0 | 0 | 0 | 0 | 0 | 0 | 0 | 0 | 0 | 0 | 0 | 0 | 0 | 0 | 0 | 0 | 0 | 0 | 0 | 0 | 0 | 0 | 0 | 0 | 0 | 0
F5_Commercial_Grocery (ID)_Existing_Food Preparation_Natural Gas_Food Prep Other_E10 | F5 | Commercial | Grocery (ID) | Existing | Food Preparation | Natural Gas | Food Prep Other | E10 | RIM BC Ratio | 0 | 0 | 0 | 0 | 0 | 0 | 0 | 0 | 0 | 0 | 0 | 0 | 0 | 0 | 0 | 0 | 0 | 0 | 0 | 0 | 0 | 0 | 0 | 0 | 0 | 0 | 0
F0_Commercial_Grocery (ID)_Existing_Miscellaneous_Natural Gas_Pool Heater_E0 | F0 | Commercial | Grocery (ID) | Existing | Miscellaneous | Natural Gas | Pool Heater | E0 | Economic Unit | Standard (EF .82) | Standard (EF .82) | Standard (EF .82) | Standard (EF .82) | Standard (EF .82) | Standard (EF .82) | Standard (EF .82) | Standard (EF .82) | Standard (EF .82) | Standard (EF .82) | Standard (EF .82) | Standard (EF .82) | Standard (EF .82) | Standard (EF .82) | Standard (EF .82) | Standard (EF .82) | Standard (EF .82) | Standard (EF .82) | Standard (EF .82) | Standard (EF .82) | Standard (EF .82) | Standard (EF .82) | Standard (EF .82) | Standard (EF .82) | Standard (EF .82) | Standard (EF .82) | Standard (EF .82)
F1_Commercial_Grocery (ID)_Existing_Miscellaneous_Natural Gas_Pool Heater_E1 | F1 | Commercial | Grocery (ID) | Existing | Miscellaneous | Natural Gas | Pool Heater | E1 | CCE | 0 | 0 | 0 | 0 | 0 | 0 | 0 | 0 | 0 | 0 | 0 | 0 | 0 | 0 | 0 | 0 | 0 | 0 | 0 | 0 | 0 | 0 | 0 | 0 | 0 | 0 | 0
F1_Commercial_Grocery (ID)_Existing_Miscellaneous_Natural Gas_Pool Heater_E2 | F1 | Commercial | Grocery (ID) | Existing | Miscellaneous | Natural Gas | Pool Heater | E2 | CCE | 0.013474 | 0.013474 | 0.013474 | 0.013474 | 0.013474 | 0.013474 | 0.013474 | 0.013474 | 0.013474 | 0.013474 | 0.013474 | 0.013474 | 0.013474 | 0.013474 | 0.013474 | 0.013474 | 0.013474 | 0.013474 | 0.013474 | 0.013474 | 0.013474 | 0.013474 | 0.013474 | 0.013474 | 0.013474 | 0.013474 | 0.013474
F1_Commercial_Grocery (ID)_Existing_Miscellaneous_Natural Gas_Pool Heater_E3 | F1 | Commercial | Grocery (ID) | Existing | Miscellaneous | Natural Gas | Pool Heater | E3 | CCE | 0 | 0 | 0 | 0 | 0 | 0 | 0 | 0 | 0 | 0 | 0 | 0 | 0 | 0 | 0 | 0 | 0 | 0 | 0 | 0 | 0 | 0 | 0 | 0 | 0 | 0 | 0
F1_Commercial_Grocery (ID)_Existing_Miscellaneous_Natural Gas_Pool Heater_E4 | F1 | Commercial | Grocery (ID) | Existing | Miscellaneous | Natural Gas | Pool Heater | E4 | CCE | 0 | 0 | 0 | 0 | 0 | 0 | 0 | 0 | 0 | 0 | 0 | 0 | 0 | 0 | 0 | 0 | 0 | 0 | 0 | 0 | 0 | 0 | 0 | 0 | 0 | 0 | 0
F1_Commercial_Grocery (ID)_Existing_Miscellaneous_Natural Gas_Pool Heater_E5 | F1 | Commercial | Grocery (ID) | Existing | Miscellaneous | Natural Gas | Pool Heater | E5 | CCE | 0 | 0 | 0 | 0 | 0 | 0 | 0 | 0 | 0 | 0 | 0 | 0 | 0 | 0 | 0 | 0 | 0 | 0 | 0 | 0 | 0 | 0 | 0 | 0 | 0 | 0 | 0
F1_Commercial_Grocery (ID)_Existing_Miscellaneous_Natural Gas_Pool Heater_E6 | F1 | Commercial | Grocery (ID) | Existing | Miscellaneous | Natural Gas | Pool Heater | E6 | CCE | 0 | 0 | 0 | 0 | 0 | 0 | 0 | 0 | 0 | 0 | 0 | 0 | 0 | 0 | 0 | 0 | 0 | 0 | 0 | 0 | 0 | 0 | 0 | 0 | 0 | 0 | 0
F1_Commercial_Grocery (ID)_Existing_Miscellaneous_Natural Gas_Pool Heater_E7 | F1 | Commercial | Grocery (ID) | Existing | Miscellaneous | Natural Gas | Pool Heater | E7 | CCE | 0 | 0 | 0 | 0 | 0 | 0 | 0 | 0 | 0 | 0 | 0 | 0 | 0 | 0 | 0 | 0 | 0 | 0 | 0 | 0 | 0 | 0 | 0 | 0 | 0 | 0 | 0
F1_Commercial_Grocery (ID)_Existing_Miscellaneous_Natural Gas_Pool Heater_E8 | F1 | Commercial | Grocery (ID) | Existing | Miscellaneous | Natural Gas | Pool Heater | E8 | CCE | 0 | 0 | 0 | 0 | 0 | 0 | 0 | 0 | 0 | 0 | 0 | 0 | 0 | 0 | 0 | 0 | 0 | 0 | 0 | 0 | 0 | 0 | 0 | 0 | 0 | 0 | 0
F1_Commercial_Grocery (ID)_Existing_Miscellaneous_Natural Gas_Pool Heater_E9 | F1 | Commercial | Grocery (ID) | Existing | Miscellaneous | Natural Gas | Pool Heater | E9 | CCE | 0 | 0 | 0 | 0 | 0 | 0 | 0 | 0 | 0 | 0 | 0 | 0 | 0 | 0 | 0 | 0 | 0 | 0 | 0 | 0 | 0 | 0 | 0 | 0 | 0 | 0 | 0
F1_Commercial_Grocery (ID)_Existing_Miscellaneous_Natural Gas_Pool Heater_E10 | F1 | Commercial | Grocery (ID) | Existing | Miscellaneous | Natural Gas | Pool Heater | E10 | CCE | 0 | 0 | 0 | 0 | 0 | 0 | 0 | 0 | 0 | 0 | 0 | 0 | 0 | 0 | 0 | 0 | 0 | 0 | 0 | 0 | 0 | 0 | 0 | 0 | 0 | 0 | 0
F2_Commercial_Grocery (ID)_Existing_Miscellaneous_Natural Gas_Pool Heater_E1 | F2 | Commercial | Grocery (ID) | Existing | Miscellaneous | Natural Gas | Pool Heater | E1 | TRC BC Ratio | [24 empty] | 1 | 1 | 1 | bar: 2019 to 2042
F2_Commercial_Grocery (ID)_Existing_Miscellaneous_Natural Gas_Pool Heater_E2 | F2 | Commercial | Grocery (ID) | Existing | Miscellaneous | Natural Gas | Pool Heater | E2 | TRC BC Ratio | 0.24558 | 0.24744 | 0.25144 | 0.25792 | 0.26685 | 0.27983 | 0.29405 | 0.30832 | 0.32213 | 0.3369 | 0.34804 | 0.3585 | 0.37033 | 0.38173 | 0.39129 | 0.39986 | 0.40688 | 0.4136 | 0.42102 | 0.42801 | 0.43524 | 0.44289 | 0.45057 | 0.45857 | 0.46672 | 0.47501 | 0.48345
F2_Commercial_Grocery (ID)_Existing_Miscellaneous_Natural Gas_Pool Heater_E3 | F2 | Commercial | Grocery (ID) | Existing | Miscellaneous | Natural Gas | Pool Heater | E3 | TRC BC Ratio | 0 | 0 | 0 | 0 | 0 | 0 | 0 | 0 | 0 | 0 | 0 | 0 | 0 | 0 | 0 | 0 | 0 | 0 | 0 | 0 | 0 | 0 | 0 | 0 | 0 | 0 | 0
F2_Commercial_Grocery (ID)_Existing_Miscellaneous_Natural Gas_Pool Heater_E4 | F2 | Commercial | Grocery (ID) | Existing | Miscellaneous | Natural Gas | Pool Heater | E4 | TRC BC Ratio | 0 | 0 | 0 | 0 | 0 | 0 | 0 | 0 | 0 | 0 | 0 | 0 | 0 | 0 | 0 | 0 | 0 | 0 | 0 | 0 | 0 | 0 | 0 | 0 | 0 | 0 | 0
F2_Commercial_Grocery (ID)_Existing_Miscellaneous_Natural Gas_Pool Heater_E5 | F2 | Commercial | Grocery (ID) | Existing | Miscellaneous | Natural Gas | Pool Heater | E5 | TRC BC Ratio | 0 | 0 | 0 | 0 | 0 | 0 | 0 | 0 | 0 | 0 | 0 | 0 | 0 | 0 | 0 | 0 | 0 | 0 | 0 | 0 | 0 | 0 | 0 | 0 | 0 | 0 | 0
F2_Commercial_Grocery (ID)_Existing_Miscellaneous_Natural Gas_Pool Heater_E6 | F2 | Commercial | Grocery (ID) | Existing | Miscellaneous | Natural Gas | Pool Heater | E6 | TRC BC Ratio | 0 | 0 | 0 | 0 | 0 | 0 | 0 | 0 | 0 | 0 | 0 | 0 | 0 | 0 | 0 | 0 | 0 | 0 | 0 | 0 | 0 | 0 | 0 | 0 | 0 | 0 | 0
F2_Commercial_Grocery (ID)_Existing_Miscellaneous_Natural Gas_Pool Heater_E7 | F2 | Commercial | Grocery (ID) | Existing | Miscellaneous | Natural Gas | Pool Heater | E7 | TRC BC Ratio | 0 | 0 | 0 | 0 | 0 | 0 | 0 | 0 | 0 | 0 | 0 | 0 | 0 | 0 | 0 | 0 | 0 | 0 | 0 | 0 | 0 | 0 | 0 | 0 | 0 | 0 | 0
F2_Commercial_Grocery (ID)_Existing_Miscellaneous_Natural Gas_Pool Heater_E8 | F2 | Commercial | Grocery (ID) | Existing | Miscellaneous | Natural Gas | Pool Heater | E8 | TRC BC Ratio | 0 | 0 | 0 | 0 | 0 | 0 | 0 | 0 | 0 | 0 | 0 | 0 | 0 | 0 | 0 | 0 | 0 | 0 | 0 | 0 | 0 | 0 | 0 | 0 | 0 | 0 | 0
F2_Commercial_Grocery (ID)_Existing_Miscellaneous_Natural Gas_Pool Heater_E9 | F2 | Commercial | Grocery (ID) | Existing | Miscellaneous | Natural Gas | Pool Heater | E9 | TRC BC Ratio | 0 | 0 | 0 | 0 | 0 | 0 | 0 | 0 | 0 | 0 | 0 | 0 | 0 | 0 | 0 | 0 | 0 | 0 | 0 | 0 | 0 | 0 | 0 | 0 | 0 | 0 | 0
F2_Commercial_Grocery (ID)_Existing_Miscellaneous_Natural Gas_Pool Heater_E10 | F2 | Commercial | Grocery (ID) | Existing | Miscellaneous | Natural Gas | Pool Heater | E10 | TRC BC Ratio | 0 | 0 | 0 | 0 | 0 | 0 | 0 | 0 | 0 | 0 | 0 | 0 | 0 | 0 | 0 | 0 | 0 | 0 | 0 | 0 | 0 | 0 | 0 | 0 | 0 | 0 | 0
F3_Commercial_Grocery (ID)_Existing_Miscellaneous_Natural Gas_Pool Heater_E1 | F3 | Commercial | Grocery (ID) | Existing | Miscellaneous | Natural Gas | Pool Heater | E1 | PACT BC Ratio | [24 empty] | 1 | 1 | 1 | bar: 2019 to 2042
F3_Commercial_Grocery (ID)_Existing_Miscellaneous_Natural Gas_Pool Heater_E2 | F3 | Commercial | Grocery (ID) | Existing | Miscellaneous | Natural Gas | Pool Heater | E2 | PACT BC Ratio | 0.60931 | 0.61394 | 0.62387 | 0.63995 | 0.66211 | 0.69429 | 0.72958 | 0.76498 | 0.79925 | 0.8359 | 0.86355 | 0.8895 | 0.91884 | 0.94714 | 0.97086 | 0.99213 | 1.0095 | 1.0262 | 1.0446 | 1.062 | 1.0799 | 1.0989 | 1.1179 | 1.1378 | 1.158 | 1.1786 | 1.1995
F3_Commercial_Grocery (ID)_Existing_Miscellaneous_Natural Gas_Pool Heater_E3 | F3 | Commercial | Grocery (ID) | Existing | Miscellaneous | Natural Gas | Pool Heater | E3 | PACT BC Ratio | 0 | 0 | 0 | 0 | 0 | 0 | 0 | 0 | 0 | 0 | 0 | 0 | 0 | 0 | 0 | 0 | 0 | 0 | 0 | 0 | 0 | 0 | 0 | 0 | 0 | 0 | 0
F3_Commercial_Grocery (ID)_Existing_Miscellaneous_Natural Gas_Pool Heater_E4 | F3 | Commercial | Grocery (ID) | Existing | Miscellaneous | Natural Gas | Pool Heater | E4 | PACT BC Ratio | 0 | 0 | 0 | 0 | 0 | 0 | 0 | 0 | 0 | 0 | 0 | 0 | 0 | 0 | 0 | 0 | 0 | 0 | 0 | 0 | 0 | 0 | 0 | 0 | 0 | 0 | 0
F3_Commercial_Grocery (ID)_Existing_Miscellaneous_Natural Gas_Pool Heater_E5 | F3 | Commercial | Grocery (ID) | Existing | Miscellaneous | Natural Gas | Pool Heater | E5 | PACT BC Ratio | 0 | 0 | 0 | 0 | 0 | 0 | 0 | 0 | 0 | 0 | 0 | 0 | 0 | 0 | 0 | 0 | 0 | 0 | 0 | 0 | 0 | 0 | 0 | 0 | 0 | 0 | 0
F3_Commercial_Grocery (ID)_Existing_Miscellaneous_Natural Gas_Pool Heater_E6 | F3 | Commercial | Grocery (ID) | Existing | Miscellaneous | Natural Gas | Pool Heater | E6 | PACT BC Ratio | 0 | 0 | 0 | 0 | 0 | 0 | 0 | 0 | 0 | 0 | 0 | 0 | 0 | 0 | 0 | 0 | 0 | 0 | 0 | 0 | 0 | 0 | 0 | 0 | 0 | 0 | 0
F3_Commercial_Grocery (ID)_Existing_Miscellaneous_Natural Gas_Pool Heater_E7 | F3 | Commercial | Grocery (ID) | Existing | Miscellaneous | Natural Gas | Pool Heater | E7 | PACT BC Ratio | 0 | 0 | 0 | 0 | 0 | 0 | 0 | 0 | 0 | 0 | 0 | 0 | 0 | 0 | 0 | 0 | 0 | 0 | 0 | 0 | 0 | 0 | 0 | 0 | 0 | 0 | 0
F3_Commercial_Grocery (ID)_Existing_Miscellaneous_Natural Gas_Pool Heater_E8 | F3 | Commercial | Grocery (ID) | Existing | Miscellaneous | Natural Gas | Pool Heater | E8 | PACT BC Ratio | 0 | 0 | 0 | 0 | 0 | 0 | 0 | 0 | 0 | 0 | 0 | 0 | 0 | 0 | 0 | 0 | 0 | 0 | 0 | 0 | 0 | 0 | 0 | 0 | 0 | 0 | 0
F3_Commercial_Grocery (ID)_Existing_Miscellaneous_Natural Gas_Pool Heater_E9 | F3 | Commercial | Grocery (ID) | Existing | Miscellaneous | Natural Gas | Pool Heater | E9 | PACT BC Ratio | 0 | 0 | 0 | 0 | 0 | 0 | 0 | 0 | 0 | 0 | 0 | 0 | 0 | 0 | 0 | 0 | 0 | 0 | 0 | 0 | 0 | 0 | 0 | 0 | 0 | 0 | 0
F3_Commercial_Grocery (ID)_Existing_Miscellaneous_Natural Gas_Pool Heater_E10 | F3 | Commercial | Grocery (ID) | Existing | Miscellaneous | Natural Gas | Pool Heater | E10 | PACT BC Ratio | 0 | 0 | 0 | 0 | 0 | 0 | 0 | 0 | 0 | 0 | 0 | 0 | 0 | 0 | 0 | 0 | 0 | 0 | 0 | 0 | 0 | 0 | 0 | 0 | 0 | 0 | 0
F4_Commercial_Grocery (ID)_Existing_Miscellaneous_Natural Gas_Pool Heater_E1 | F4 | Commercial | Grocery (ID) | Existing | Miscellaneous | Natural Gas | Pool Heater | E1 | RVT BC Ratio | [24 empty] | 1 | 1 | 1 | bar: 2019 to 2042
F4_Commercial_Grocery (ID)_Existing_Miscellaneous_Natural Gas_Pool Heater_E2 | F4 | Commercial | Grocery (ID) | Existing | Miscellaneous | Natural Gas | Pool Heater | E2 | RVT BC Ratio | 0.63728 | 0.63996 | 0.6448 | 0.65211 | 0.66171 | 0.67568 | 0.68979 | 0.70332 | 0.71552 | 0.72835 | 0.74306 | 0.75687 | 0.77248 | 0.78692 | 0.7982 | 0.80735 | 0.81352 | 0.81821 | 0.82349 | 0.82781 | 0.83205 | 0.84168 | 0.85136 | 0.86145 | 0.87171 | 0.88216 | 0.89279
F4_Commercial_Grocery (ID)_Existing_Miscellaneous_Natural Gas_Pool Heater_E3 | F4 | Commercial | Grocery (ID) | Existing | Miscellaneous | Natural Gas | Pool Heater | E3 | RVT BC Ratio | 0 | 0 | 0 | 0 | 0 | 0 | 0 | 0 | 0 | 0 | 0 | 0 | 0 | 0 | 0 | 0 | 0 | 0 | 0 | 0 | 0 | 0 | 0 | 0 | 0 | 0 | 0
F4_Commercial_Grocery (ID)_Existing_Miscellaneous_Natural Gas_Pool Heater_E4 | F4 | Commercial | Grocery (ID) | Existing | Miscellaneous | Natural Gas | Pool Heater | E4 | RVT BC Ratio | 0 | 0 | 0 | 0 | 0 | 0 | 0 | 0 | 0 | 0 | 0 | 0 | 0 | 0 | 0 | 0 | 0 | 0 | 0 | 0 | 0 | 0 | 0 | 0 | 0 | 0 | 0
F4_Commercial_Grocery (ID)_Existing_Miscellaneous_Natural Gas_Pool Heater_E5 | F4 | Commercial | Grocery (ID) | Existing | Miscellaneous | Natural Gas | Pool Heater | E5 | RVT BC Ratio | 0 | 0 | 0 | 0 | 0 | 0 | 0 | 0 | 0 | 0 | 0 | 0 | 0 | 0 | 0 | 0 | 0 | 0 | 0 | 0 | 0 | 0 | 0 | 0 | 0 | 0 | 0
F4_Commercial_Grocery (ID)_Existing_Miscellaneous_Natural Gas_Pool Heater_E6 | F4 | Commercial | Grocery (ID) | Existing | Miscellaneous | Natural Gas | Pool Heater | E6 | RVT BC Ratio | 0 | 0 | 0 | 0 | 0 | 0 | 0 | 0 | 0 | 0 | 0 | 0 | 0 | 0 | 0 | 0 | 0 | 0 | 0 | 0 | 0 | 0 | 0 | 0 | 0 | 0 | 0
F4_Commercial_Grocery (ID)_Existing_Miscellaneous_Natural Gas_Pool Heater_E7 | F4 | Commercial | Grocery (ID) | Existing | Miscellaneous | Natural Gas | Pool Heater | E7 | RVT BC Ratio | 0 | 0 | 0 | 0 | 0 | 0 | 0 | 0 | 0 | 0 | 0 | 0 | 0 | 0 | 0 | 0 | 0 | 0 | 0 | 0 | 0 | 0 | 0 | 0 | 0 | 0 | 0
F4_Commercial_Grocery (ID)_Existing_Miscellaneous_Natural Gas_Pool Heater_E8 | F4 | Commercial | Grocery (ID) | Existing | Miscellaneous | Natural Gas | Pool Heater | E8 | RVT BC Ratio | 0 | 0 | 0 | 0 | 0 | 0 | 0 | 0 | 0 | 0 | 0 | 0 | 0 | 0 | 0 | 0 | 0 | 0 | 0 | 0 | 0 | 0 | 0 | 0 | 0 | 0 | 0
F4_Commercial_Grocery (ID)_Existing_Miscellaneous_Natural Gas_Pool Heater_E9 | F4 | Commercial | Grocery (ID) | Existing | Miscellaneous | Natural Gas | Pool Heater | E9 | RVT BC Ratio | 0 | 0 | 0 | 0 | 0 | 0 | 0 | 0 | 0 | 0 | 0 | 0 | 0 | 0 | 0 | 0 | 0 | 0 | 0 | 0 | 0 | 0 | 0 | 0 | 0 | 0 | 0
F4_Commercial_Grocery (ID)_Existing_Miscellaneous_Natural Gas_Pool Heater_E10 | F4 | Commercial | Grocery (ID) | Existing | Miscellaneous | Natural Gas | Pool Heater | E10 | RVT BC Ratio | 0 | 0 | 0 | 0 | 0 | 0 | 0 | 0 | 0 | 0 | 0 | 0 | 0 | 0 | 0 | 0 | 0 | 0 | 0 | 0 | 0 | 0 | 0 | 0 | 0 | 0 | 0
F5_Commercial_Grocery (ID)_Existing_Miscellaneous_Natural Gas_Pool Heater_E1 | F5 | Commercial | Grocery (ID) | Existing | Miscellaneous | Natural Gas | Pool Heater | E1 | RIM BC Ratio | [24 empty] | 1 | 1 | 1 | bar: 2019 to 2042
F5_Commercial_Grocery (ID)_Existing_Miscellaneous_Natural Gas_Pool Heater_E2 | F5 | Commercial | Grocery (ID) | Existing | Miscellaneous | Natural Gas | Pool Heater | E2 | RIM BC Ratio | 0.35197 | 0.3535 | 0.35717 | 0.36322 | 0.37161 | 0.38346 | 0.39657 | 0.40958 | 0.42222 | 0.43548 | 0.44287 | 0.4496 | 0.45697 | 0.46415 | 0.4704 | 0.47633 | 0.48175 | 0.48744 | 0.49363 | 0.49972 | 0.50607 | 0.5102 | 0.51427 | 0.51843 | 0.52259 | 0.52674 | 0.53088
F5_Commercial_Grocery (ID)_Existing_Miscellaneous_Natural Gas_Pool Heater_E3 | F5 | Commercial | Grocery (ID) | Existing | Miscellaneous | Natural Gas | Pool Heater | E3 | RIM BC Ratio | 0 | 0 | 0 | 0 | 0 | 0 | 0 | 0 | 0 | 0 | 0 | 0 | 0 | 0 | 0 | 0 | 0 | 0 | 0 | 0 | 0 | 0 | 0 | 0 | 0 | 0 | 0
F5_Commercial_Grocery (ID)_Existing_Miscellaneous_Natural Gas_Pool Heater_E4 | F5 | Commercial | Grocery (ID) | Existing | Miscellaneous | Natural Gas | Pool Heater | E4 | RIM BC Ratio | 0 | 0 | 0 | 0 | 0 | 0 | 0 | 0 | 0 | 0 | 0 | 0 | 0 | 0 | 0 | 0 | 0 | 0 | 0 | 0 | 0 | 0 | 0 | 0 | 0 | 0 | 0
F5_Commercial_Grocery (ID)_Existing_Miscellaneous_Natural Gas_Pool Heater_E5 | F5 | Commercial | Grocery (ID) | Existing | Miscellaneous | Natural Gas | Pool Heater | E5 | RIM BC Ratio | 0 | 0 | 0 | 0 | 0 | 0 | 0 | 0 | 0 | 0 | 0 | 0 | 0 | 0 | 0 | 0 | 0 | 0 | 0 | 0 | 0 | 0 | 0 | 0 | 0 | 0 | 0
F5_Commercial_Grocery (ID)_Existing_Miscellaneous_Natural Gas_Pool Heater_E6 | F5 | Commercial | Grocery (ID) | Existing | Miscellaneous | Natural Gas | Pool Heater | E6 | RIM BC Ratio | 0 | 0 | 0 | 0 | 0 | 0 | 0 | 0 | 0 | 0 | 0 | 0 | 0 | 0 | 0 | 0 | 0 | 0 | 0 | 0 | 0 | 0 | 0 | 0 | 0 | 0 | 0
F5_Commercial_Grocery (ID)_Existing_Miscellaneous_Natural Gas_Pool Heater_E7 | F5 | Commercial | Grocery (ID) | Existing | Miscellaneous | Natural Gas | Pool Heater | E7 | RIM BC Ratio | 0 | 0 | 0 | 0 | 0 | 0 | 0 | 0 | 0 | 0 | 0 | 0 | 0 | 0 | 0 | 0 | 0 | 0 | 0 | 0 | 0 | 0 | 0 | 0 | 0 | 0 | 0
F5_Commercial_Grocery (ID)_Existing_Miscellaneous_Natural Gas_Pool Heater_E8 | F5 | Commercial | Grocery (ID) | Existing | Miscellaneous | Natural Gas | Pool Heater | E8 | RIM BC Ratio | 0 | 0 | 0 | 0 | 0 | 0 | 0 | 0 | 0 | 0 | 0 | 0 | 0 | 0 | 0 | 0 | 0 | 0 | 0 | 0 | 0 | 0 | 0 | 0 | 0 | 0 | 0
F5_Commercial_Grocery (ID)_Existing_Miscellaneous_Natural Gas_Pool Heater_E9 | F5 | Commercial | Grocery (ID) | Existing | Miscellaneous | Natural Gas | Pool Heater | E9 | RIM BC Ratio | 0 | 0 | 0 | 0 | 0 | 0 | 0 | 0 | 0 | 0 | 0 | 0 | 0 | 0 | 0 | 0 | 0 | 0 | 0 | 0 | 0 | 0 | 0 | 0 | 0 | 0 | 0
F5_Commercial_Grocery (ID)_Existing_Miscellaneous_Natural Gas_Pool Heater_E10 | F5 | Commercial | Grocery (ID) | Existing | Miscellaneous | Natural Gas | Pool Heater | E10 | RIM BC Ratio | 0 | 0 | 0 | 0 | 0 | 0 | 0 | 0 | 0 | 0 | 0 | 0 | 0 | 0 | 0 | 0 | 0 | 0 | 0 | 0 | 0 | 0 | 0 | 0 | 0 | 0 | 0
F0_Commercial_Grocery (ID)_Existing_Miscellaneous_Natural Gas_Miscellaneous_E0 | F0 | Commercial | Grocery (ID) | Existing | Miscellaneous | Natural Gas | Miscellaneous | E0 | Economic Unit | Standard | Standard | Standard | Standard | Standard | Standard | Standard | Standard | Standard | Standard | Standard | Standard | Standard | Standard | Standard | Standard | Standard | Standard | Standard | Standard | Standard | Standard | Standard | Standard | Standard | Standard | Standard
F1_Commercial_Grocery (ID)_Existing_Miscellaneous_Natural Gas_Miscellaneous_E1 | F1 | Commercial | Grocery (ID) | Existing | Miscellaneous | Natural Gas | Miscellaneous | E1 | CCE | 0 | 0 | 0 | 0 | 0 | 0 | 0 | 0 | 0 | 0 | 0 | 0 | 0 | 0 | 0 | 0 | 0 | 0 | 0 | 0 | 0 | 0 | 0 | 0 | 0 | 0 | 0
F1_Commercial_Grocery (ID)_Existing_Miscellaneous_Natural Gas_Miscellaneous_E2 | F1 | Commercial | Grocery (ID) | Existing | Miscellaneous | Natural Gas | Miscellaneous | E2 | CCE | 0 | 0 | 0 | 0 | 0 | 0 | 0 | 0 | 0 | 0 | 0 | 0 | 0 | 0 | 0 | 0 | 0 | 0 | 0 | 0 | 0 | 0 | 0 | 0 | 0 | 0 | 0
F1_Commercial_Grocery (ID)_Existing_Miscellaneous_Natural Gas_Miscellaneous_E3 | F1 | Commercial | Grocery (ID) | Existing | Miscellaneous | Natural Gas | Miscellaneous | E3 | CCE | 0 | 0 | 0 | 0 | 0 | 0 | 0 | 0 | 0 | 0 | 0 | 0 | 0 | 0 | 0 | 0 | 0 | 0 | 0 | 0 | 0 | 0 | 0 | 0 | 0 | 0 | 0
F1_Commercial_Grocery (ID)_Existing_Miscellaneous_Natural Gas_Miscellaneous_E4 | F1 | Commercial | Grocery (ID) | Existing | Miscellaneous | Natural Gas | Miscellaneous | E4 | CCE | 0 | 0 | 0 | 0 | 0 | 0 | 0 | 0 | 0 | 0 | 0 | 0 | 0 | 0 | 0 | 0 | 0 | 0 | 0 | 0 | 0 | 0 | 0 | 0 | 0 | 0 | 0
F1_Commercial_Grocery (ID)_Existing_Miscellaneous_Natural Gas_Miscellaneous_E5 | F1 | Commercial | Grocery (ID) | Existing | Miscellaneous | Natural Gas | Miscellaneous | E5 | CCE | 0 | 0 | 0 | 0 | 0 | 0 | 0 | 0 | 0 | 0 | 0 | 0 | 0 | 0 | 0 | 0 | 0 | 0 | 0 | 0 | 0 | 0 | 0 | 0 | 0 | 0 | 0
F1_Commercial_Grocery (ID)_Existing_Miscellaneous_Natural Gas_Miscellaneous_E6 | F1 | Commercial | Grocery (ID) | Existing | Miscellaneous | Natural Gas | Miscellaneous | E6 | CCE | 0 | 0 | 0 | 0 | 0 | 0 | 0 | 0 | 0 | 0 | 0 | 0 | 0 | 0 | 0 | 0 | 0 | 0 | 0 | 0 | 0 | 0 | 0 | 0 | 0 | 0 | 0
F1_Commercial_Grocery (ID)_Existing_Miscellaneous_Natural Gas_Miscellaneous_E7 | F1 | Commercial | Grocery (ID) | Existing | Miscellaneous | Natural Gas | Miscellaneous | E7 | CCE | 0 | 0 | 0 | 0 | 0 | 0 | 0 | 0 | 0 | 0 | 0 | 0 | 0 | 0 | 0 | 0 | 0 | 0 | 0 | 0 | 0 | 0 | 0 | 0 | 0 | 0 | 0
F1_Commercial_Grocery (ID)_Existing_Miscellaneous_Natural Gas_Miscellaneous_E8 | F1 | Commercial | Grocery (ID) | Existing | Miscellaneous | Natural Gas | Miscellaneous | E8 | CCE | 0 | 0 | 0 | 0 | 0 | 0 | 0 | 0 | 0 | 0 | 0 | 0 | 0 | 0 | 0 | 0 | 0 | 0 | 0 | 0 | 0 | 0 | 0 | 0 | 0 | 0 | 0
F1_Commercial_Grocery (ID)_Existing_Miscellaneous_Natural Gas_Miscellaneous_E9 | F1 | Commercial | Grocery (ID) | Existing | Miscellaneous | Natural Gas | Miscellaneous | E9 | CCE | 0 | 0 | 0 | 0 | 0 | 0 | 0 | 0 | 0 | 0 | 0 | 0 | 0 | 0 | 0 | 0 | 0 | 0 | 0 | 0 | 0 | 0 | 0 | 0 | 0 | 0 | 0
F1_Commercial_Grocery (ID)_Existing_Miscellaneous_Natural Gas_Miscellaneous_E10 | F1 | Commercial | Grocery (ID) | Existing | Miscellaneous | Natural Gas | Miscellaneous | E10 | CCE | 0 | 0 | 0 | 0 | 0 | 0 | 0 | 0 | 0 | 0 | 0 | 0 | 0 | 0 | 0 | 0 | 0 | 0 | 0 | 0 | 0 | 0 | 0 | 0 | 0 | 0 | 0
F2_Commercial_Grocery (ID)_Existing_Miscellaneous_Natural Gas_Miscellaneous_E1 | F2 | Commercial | Grocery (ID) | Existing | Miscellaneous | Natural Gas | Miscellaneous | E1 | TRC BC Ratio | [24 empty] | 1 | 1 | 1 | bar: 2019 to 2042
F2_Commercial_Grocery (ID)_Existing_Miscellaneous_Natural Gas_Miscellaneous_E2 | F2 | Commercial | Grocery (ID) | Existing | Miscellaneous | Natural Gas | Miscellaneous | E2 | TRC BC Ratio | 0 | 0 | 0 | 0 | 0 | 0 | 0 | 0 | 0 | 0 | 0 | 0 | 0 | 0 | 0 | 0 | 0 | 0 | 0 | 0 | 0 | 0 | 0 | 0 | 0 | 0 | 0
F2_Commercial_Grocery (ID)_Existing_Miscellaneous_Natural Gas_Miscellaneous_E3 | F2 | Commercial | Grocery (ID) | Existing | Miscellaneous | Natural Gas | Miscellaneous | E3 | TRC BC Ratio | 0 | 0 | 0 | 0 | 0 | 0 | 0 | 0 | 0 | 0 | 0 | 0 | 0 | 0 | 0 | 0 | 0 | 0 | 0 | 0 | 0 | 0 | 0 | 0 | 0 | 0 | 0
F2_Commercial_Grocery (ID)_Existing_Miscellaneous_Natural Gas_Miscellaneous_E4 | F2 | Commercial | Grocery (ID) | Existing | Miscellaneous | Natural Gas | Miscellaneous | E4 | TRC BC Ratio | 0 | 0 | 0 | 0 | 0 | 0 | 0 | 0 | 0 | 0 | 0 | 0 | 0 | 0 | 0 | 0 | 0 | 0 | 0 | 0 | 0 | 0 | 0 | 0 | 0 | 0 | 0
F2_Commercial_Grocery (ID)_Existing_Miscellaneous_Natural Gas_Miscellaneous_E5 | F2 | Commercial | Grocery (ID) | Existing | Miscellaneous | Natural Gas | Miscellaneous | E5 | TRC BC Ratio | 0 | 0 | 0 | 0 | 0 | 0 | 0 | 0 | 0 | 0 | 0 | 0 | 0 | 0 | 0 | 0 | 0 | 0 | 0 | 0 | 0 | 0 | 0 | 0 | 0 | 0 | 0
F2_Commercial_Grocery (ID)_Existing_Miscellaneous_Natural Gas_Miscellaneous_E6 | F2 | Commercial | Grocery (ID) | Existing | Miscellaneous | Natural Gas | Miscellaneous | E6 | TRC BC Ratio | 0 | 0 | 0 | 0 | 0 | 0 | 0 | 0 | 0 | 0 | 0 | 0 | 0 | 0 | 0 | 0 | 0 | 0 | 0 | 0 | 0 | 0 | 0 | 0 | 0 | 0 | 0
F2_Commercial_Grocery (ID)_Existing_Miscellaneous_Natural Gas_Miscellaneous_E7 | F2 | Commercial | Grocery (ID) | Existing | Miscellaneous | Natural Gas | Miscellaneous | E7 | TRC BC Ratio | 0 | 0 | 0 | 0 | 0 | 0 | 0 | 0 | 0 | 0 | 0 | 0 | 0 | 0 | 0 | 0 | 0 | 0 | 0 | 0 | 0 | 0 | 0 | 0 | 0 | 0 | 0
F2_Commercial_Grocery (ID)_Existing_Miscellaneous_Natural Gas_Miscellaneous_E8 | F2 | Commercial | Grocery (ID) | Existing | Miscellaneous | Natural Gas | Miscellaneous | E8 | TRC BC Ratio | 0 | 0 | 0 | 0 | 0 | 0 | 0 | 0 | 0 | 0 | 0 | 0 | 0 | 0 | 0 | 0 | 0 | 0 | 0 | 0 | 0 | 0 | 0 | 0 | 0 | 0 | 0
F2_Commercial_Grocery (ID)_Existing_Miscellaneous_Natural Gas_Miscellaneous_E9 | F2 | Commercial | Grocery (ID) | Existing | Miscellaneous | Natural Gas | Miscellaneous | E9 | TRC BC Ratio | 0 | 0 | 0 | 0 | 0 | 0 | 0 | 0 | 0 | 0 | 0 | 0 | 0 | 0 | 0 | 0 | 0 | 0 | 0 | 0 | 0 | 0 | 0 | 0 | 0 | 0 | 0
F2_Commercial_Grocery (ID)_Existing_Miscellaneous_Natural Gas_Miscellaneous_E10 | F2 | Commercial | Grocery (ID) | Existing | Miscellaneous | Natural Gas | Miscellaneous | E10 | TRC BC Ratio | 0 | 0 | 0 | 0 | 0 | 0 | 0 | 0 | 0 | 0 | 0 | 0 | 0 | 0 | 0 | 0 | 0 | 0 | 0 | 0 | 0 | 0 | 0 | 0 | 0 | 0 | 0
F3_Commercial_Grocery (ID)_Existing_Miscellaneous_Natural Gas_Miscellaneous_E1 | F3 | Commercial | Grocery (ID) | Existing | Miscellaneous | Natural Gas | Miscellaneous | E1 | PACT BC Ratio | [24 empty] | 1 | 1 | 1 | bar: 2019 to 2042
F3_Commercial_Grocery (ID)_Existing_Miscellaneous_Natural Gas_Miscellaneous_E2 | F3 | Commercial | Grocery (ID) | Existing | Miscellaneous | Natural Gas | Miscellaneous | E2 | PACT BC Ratio | 0 | 0 | 0 | 0 | 0 | 0 | 0 | 0 | 0 | 0 | 0 | 0 | 0 | 0 | 0 | 0 | 0 | 0 | 0 | 0 | 0 | 0 | 0 | 0 | 0 | 0 | 0
F3_Commercial_Grocery (ID)_Existing_Miscellaneous_Natural Gas_Miscellaneous_E3 | F3 | Commercial | Grocery (ID) | Existing | Miscellaneous | Natural Gas | Miscellaneous | E3 | PACT BC Ratio | 0 | 0 | 0 | 0 | 0 | 0 | 0 | 0 | 0 | 0 | 0 | 0 | 0 | 0 | 0 | 0 | 0 | 0 | 0 | 0 | 0 | 0 | 0 | 0 | 0 | 0 | 0
F3_Commercial_Grocery (ID)_Existing_Miscellaneous_Natural Gas_Miscellaneous_E4 | F3 | Commercial | Grocery (ID) | Existing | Miscellaneous | Natural Gas | Miscellaneous | E4 | PACT BC Ratio | 0 | 0 | 0 | 0 | 0 | 0 | 0 | 0 | 0 | 0 | 0 | 0 | 0 | 0 | 0 | 0 | 0 | 0 | 0 | 0 | 0 | 0 | 0 | 0 | 0 | 0 | 0
F3_Commercial_Grocery (ID)_Existing_Miscellaneous_Natural Gas_Miscellaneous_E5 | F3 | Commercial | Grocery (ID) | Existing | Miscellaneous | Natural Gas | Miscellaneous | E5 | PACT BC Ratio | 0 | 0 | 0 | 0 | 0 | 0 | 0 | 0 | 0 | 0 | 0 | 0 | 0 | 0 | 0 | 0 | 0 | 0 | 0 | 0 | 0 | 0 | 0 | 0 | 0 | 0 | 0
F3_Commercial_Grocery (ID)_Existing_Miscellaneous_Natural Gas_Miscellaneous_E6 | F3 | Commercial | Grocery (ID) | Existing | Miscellaneous | Natural Gas | Miscellaneous | E6 | PACT BC Ratio | 0 | 0 | 0 | 0 | 0 | 0 | 0 | 0 | 0 | 0 | 0 | 0 | 0 | 0 | 0 | 0 | 0 | 0 | 0 | 0 | 0 | 0 | 0 | 0 | 0 | 0 | 0
F3_Commercial_Grocery (ID)_Existing_Miscellaneous_Natural Gas_Miscellaneous_E7 | F3 | Commercial | Grocery (ID) | Existing | Miscellaneous | Natural Gas | Miscellaneous | E7 | PACT BC Ratio | 0 | 0 | 0 | 0 | 0 | 0 | 0 | 0 | 0 | 0 | 0 | 0 | 0 | 0 | 0 | 0 | 0 | 0 | 0 | 0 | 0 | 0 | 0 | 0 | 0 | 0 | 0
F3_Commercial_Grocery (ID)_Existing_Miscellaneous_Natural Gas_Miscellaneous_E8 | F3 | Commercial | Grocery (ID) | Existing | Miscellaneous | Natural Gas | Miscellaneous | E8 | PACT BC Ratio | 0 | 0 | 0 | 0 | 0 | 0 | 0 | 0 | 0 | 0 | 0 | 0 | 0 | 0 | 0 | 0 | 0 | 0 | 0 | 0 | 0 | 0 | 0 | 0 | 0 | 0 | 0
F3_Commercial_Grocery (ID)_Existing_Miscellaneous_Natural Gas_Miscellaneous_E9 | F3 | Commercial | Grocery (ID) | Existing | Miscellaneous | Natural Gas | Miscellaneous | E9 | PACT BC Ratio | 0 | 0 | 0 | 0 | 0 | 0 | 0 | 0 | 0 | 0 | 0 | 0 | 0 | 0 | 0 | 0 | 0 | 0 | 0 | 0 | 0 | 0 | 0 | 0 | 0 | 0 | 0
F3_Commercial_Grocery (ID)_Existing_Miscellaneous_Natural Gas_Miscellaneous_E10 | F3 | Commercial | Grocery (ID) | Existing | Miscellaneous | Natural Gas | Miscellaneous | E10 | PACT BC Ratio | 0 | 0 | 0 | 0 | 0 | 0 | 0 | 0 | 0 | 0 | 0 | 0 | 0 | 0 | 0 | 0 | 0 | 0 | 0 | 0 | 0 | 0 | 0 | 0 | 0 | 0 | 0
F4_Commercial_Grocery (ID)_Existing_Miscellaneous_Natural Gas_Miscellaneous_E1 | F4 | Commercial | Grocery (ID) | Existing | Miscellaneous | Natural Gas | Miscellaneous | E1 | RVT BC Ratio | [24 empty] | 1 | 1 | 1 | bar: 2019 to 2042
F4_Commercial_Grocery (ID)_Existing_Miscellaneous_Natural Gas_Miscellaneous_E2 | F4 | Commercial | Grocery (ID) | Existing | Miscellaneous | Natural Gas | Miscellaneous | E2 | RVT BC Ratio | 0 | 0 | 0 | 0 | 0 | 0 | 0 | 0 | 0 | 0 | 0 | 0 | 0 | 0 | 0 | 0 | 0 | 0 | 0 | 0 | 0 | 0 | 0 | 0 | 0 | 0 | 0
F4_Commercial_Grocery (ID)_Existing_Miscellaneous_Natural Gas_Miscellaneous_E3 | F4 | Commercial | Grocery (ID) | Existing | Miscellaneous | Natural Gas | Miscellaneous | E3 | RVT BC Ratio | 0 | 0 | 0 | 0 | 0 | 0 | 0 | 0 | 0 | 0 | 0 | 0 | 0 | 0 | 0 | 0 | 0 | 0 | 0 | 0 | 0 | 0 | 0 | 0 | 0 | 0 | 0
F4_Commercial_Grocery (ID)_Existing_Miscellaneous_Natural Gas_Miscellaneous_E4 | F4 | Commercial | Grocery (ID) | Existing | Miscellaneous | Natural Gas | Miscellaneous | E4 | RVT BC Ratio | 0 | 0 | 0 | 0 | 0 | 0 | 0 | 0 | 0 | 0 | 0 | 0 | 0 | 0 | 0 | 0 | 0 | 0 | 0 | 0 | 0 | 0 | 0 | 0 | 0 | 0 | 0
F4_Commercial_Grocery (ID)_Existing_Miscellaneous_Natural Gas_Miscellaneous_E5 | F4 | Commercial | Grocery (ID) | Existing | Miscellaneous | Natural Gas | Miscellaneous | E5 | RVT BC Ratio | 0 | 0 | 0 | 0 | 0 | 0 | 0 | 0 | 0 | 0 | 0 | 0 | 0 | 0 | 0 | 0 | 0 | 0 | 0 | 0 | 0 | 0 | 0 | 0 | 0 | 0 | 0
F4_Commercial_Grocery (ID)_Existing_Miscellaneous_Natural Gas_Miscellaneous_E6 | F4 | Commercial | Grocery (ID) | Existing | Miscellaneous | Natural Gas | Miscellaneous | E6 | RVT BC Ratio | 0 | 0 | 0 | 0 | 0 | 0 | 0 | 0 | 0 | 0 | 0 | 0 | 0 | 0 | 0 | 0 | 0 | 0 | 0 | 0 | 0 | 0 | 0 | 0 | 0 | 0 | 0
F4_Commercial_Grocery (ID)_Existing_Miscellaneous_Natural Gas_Miscellaneous_E7 | F4 | Commercial | Grocery (ID) | Existing | Miscellaneous | Natural Gas | Miscellaneous | E7 | RVT BC Ratio | 0 | 0 | 0 | 0 | 0 | 0 | 0 | 0 | 0 | 0 | 0 | 0 | 0 | 0 | 0 | 0 | 0 | 0 | 0 | 0 | 0 | 0 | 0 | 0 | 0 | 0 | 0
F4_Commercial_Grocery (ID)_Existing_Miscellaneous_Natural Gas_Miscellaneous_E8 | F4 | Commercial | Grocery (ID) | Existing | Miscellaneous | Natural Gas | Miscellaneous | E8 | RVT BC Ratio | 0 | 0 | 0 | 0 | 0 | 0 | 0 | 0 | 0 | 0 | 0 | 0 | 0 | 0 | 0 | 0 | 0 | 0 | 0 | 0 | 0 | 0 | 0 | 0 | 0 | 0 | 0
F4_Commercial_Grocery (ID)_Existing_Miscellaneous_Natural Gas_Miscellaneous_E9 | F4 | Commercial | Grocery (ID) | Existing | Miscellaneous | Natural Gas | Miscellaneous | E9 | RVT BC Ratio | 0 | 0 | 0 | 0 | 0 | 0 | 0 | 0 | 0 | 0 | 0 | 0 | 0 | 0 | 0 | 0 | 0 | 0 | 0 | 0 | 0 | 0 | 0 | 0 | 0 | 0 | 0
F4_Commercial_Grocery (ID)_Existing_Miscellaneous_Natural Gas_Miscellaneous_E10 | F4 | Commercial | Grocery (ID) | Existing | Miscellaneous | Natural Gas | Miscellaneous | E10 | RVT BC Ratio | 0 | 0 | 0 | 0 | 0 | 0 | 0 | 0 | 0 | 0 | 0 | 0 | 0 | 0 | 0 | 0 | 0 | 0 | 0 | 0 | 0 | 0 | 0 | 0 | 0 | 0 | 0
F5_Commercial_Grocery (ID)_Existing_Miscellaneous_Natural Gas_Miscellaneous_E1 | F5 | Commercial | Grocery (ID) | Existing | Miscellaneous | Natural Gas | Miscellaneous | E1 | RIM BC Ratio | [24 empty] | 1 | 1 | 1 | bar: 2019 to 2042
F5_Commercial_Grocery (ID)_Existing_Miscellaneous_Natural Gas_Miscellaneous_E2 | F5 | Commercial | Grocery (ID) | Existing | Miscellaneous | Natural Gas | Miscellaneous | E2 | RIM BC Ratio | 0 | 0 | 0 | 0 | 0 | 0 | 0 | 0 | 0 | 0 | 0 | 0 | 0 | 0 | 0 | 0 | 0 | 0 | 0 | 0 | 0 | 0 | 0 | 0 | 0 | 0 | 0
F5_Commercial_Grocery (ID)_Existing_Miscellaneous_Natural Gas_Miscellaneous_E3 | F5 | Commercial | Grocery (ID) | Existing | Miscellaneous | Natural Gas | Miscellaneous | E3 | RIM BC Ratio | 0 | 0 | 0 | 0 | 0 | 0 | 0 | 0 | 0 | 0 | 0 | 0 | 0 | 0 | 0 | 0 | 0 | 0 | 0 | 0 | 0 | 0 | 0 | 0 | 0 | 0 | 0
F5_Commercial_Grocery (ID)_Existing_Miscellaneous_Natural Gas_Miscellaneous_E4 | F5 | Commercial | Grocery (ID) | Existing | Miscellaneous | Natural Gas | Miscellaneous | E4 | RIM BC Ratio | 0 | 0 | 0 | 0 | 0 | 0 | 0 | 0 | 0 | 0 | 0 | 0 | 0 | 0 | 0 | 0 | 0 | 0 | 0 | 0 | 0 | 0 | 0 | 0 | 0 | 0 | 0
F5_Commercial_Grocery (ID)_Existing_Miscellaneous_Natural Gas_Miscellaneous_E5 | F5 | Commercial | Grocery (ID) | Existing | Miscellaneous | Natural Gas | Miscellaneous | E5 | RIM BC Ratio | 0 | 0 | 0 | 0 | 0 | 0 | 0 | 0 | 0 | 0 | 0 | 0 | 0 | 0 | 0 | 0 | 0 | 0 | 0 | 0 | 0 | 0 | 0 | 0 | 0 | 0 | 0
F5_Commercial_Grocery (ID)_Existing_Miscellaneous_Natural Gas_Miscellaneous_E6 | F5 | Commercial | Grocery (ID) | Existing | Miscellaneous | Natural Gas | Miscellaneous | E6 | RIM BC Ratio | 0 | 0 | 0 | 0 | 0 | 0 | 0 | 0 | 0 | 0 | 0 | 0 | 0 | 0 | 0 | 0 | 0 | 0 | 0 | 0 | 0 | 0 | 0 | 0 | 0 | 0 | 0
F5_Commercial_Grocery (ID)_Existing_Miscellaneous_Natural Gas_Miscellaneous_E7 | F5 | Commercial | Grocery (ID) | Existing | Miscellaneous | Natural Gas | Miscellaneous | E7 | RIM BC Ratio | 0 | 0 | 0 | 0 | 0 | 0 | 0 | 0 | 0 | 0 | 0 | 0 | 0 | 0 | 0 | 0 | 0 | 0 | 0 | 0 | 0 | 0 | 0 | 0 | 0 | 0 | 0
F5_Commercial_Grocery (ID)_Existing_Miscellaneous_Natural Gas_Miscellaneous_E8 | F5 | Commercial | Grocery (ID) | Existing | Miscellaneous | Natural Gas | Miscellaneous | E8 | RIM BC Ratio | 0 | 0 | 0 | 0 | 0 | 0 | 0 | 0 | 0 | 0 | 0 | 0 | 0 | 0 | 0 | 0 | 0 | 0 | 0 | 0 | 0 | 0 | 0 | 0 | 0 | 0 | 0
F5_Commercial_Grocery (ID)_Existing_Miscellaneous_Natural Gas_Miscellaneous_E9 | F5 | Commercial | Grocery (ID) | Existing | Miscellaneous | Natural Gas | Miscellaneous | E9 | RIM BC Ratio | 0 | 0 | 0 | 0 | 0 | 0 | 0 | 0 | 0 | 0 | 0 | 0 | 0 | 0 | 0 | 0 | 0 | 0 | 0 | 0 | 0 | 0 | 0 | 0 | 0 | 0 | 0
F5_Commercial_Grocery (ID)_Existing_Miscellaneous_Natural Gas_Miscellaneous_E10 | F5 | Commercial | Grocery (ID) | Existing | Miscellaneous | Natural Gas | Miscellaneous | E10 | RIM BC Ratio | 0 | 0 | 0 | 0 | 0 | 0 | 0 | 0 | 0 | 0 | 0 | 0 | 0 | 0 | 0 | 0 | 0 | 0 | 0 | 0 | 0 | 0 | 0 | 0 | 0 | 0 | 0
F0_Commercial_Grocery (ID)_New_Space Heating_Natural Gas_Furnace_E0 | F0 | Commercial | Grocery (ID) | New | Space Heating | Natural Gas | Furnace | E0 | Economic Unit | AFUE 96% | AFUE 96% | AFUE 96% | AFUE 96% | AFUE 96% | AFUE 96% | AFUE 96% | AFUE 96% | AFUE 96% | AFUE 96% | AFUE 96% | AFUE 96% | AFUE 96% | AFUE 96% | AFUE 96% | AFUE 96% | AFUE 96% | AFUE 96% | AFUE 96% | AFUE 96% | AFUE 96% | AFUE 96% | AFUE 96% | AFUE 96% | AFUE 96% | AFUE 96% | AFUE 96%
F1_Commercial_Grocery (ID)_New_Space Heating_Natural Gas_Furnace_E1 | F1 | Commercial | Grocery (ID) | New | Space Heating | Natural Gas | Furnace | E1 | CCE | 0 | 0 | 0 | 0 | 0 | 0 | 0 | 0 | 0 | 0 | 0 | 0 | 0 | 0 | 0 | 0 | 0 | 0 | 0 | 0 | 0 | 0 | 0 | 0 | 0 | 0 | 0
F1_Commercial_Grocery (ID)_New_Space Heating_Natural Gas_Furnace_E2 | F1 | Commercial | Grocery (ID) | New | Space Heating | Natural Gas | Furnace | E2 | CCE | 0.015097 | 0.015667 | 0.015667 | 0.015667 | 0.015667 | 0.015667 | 0.015667 | 0.015667 | 0.015667 | 0.015667 | 0.015667 | 0.015667 | 0.015667 | 0.015667 | 0.015667 | 0.015667 | 0.015667 | 0.015667 | 0.015667 | 0.015667 | 0.015667 | 0.015667 | 0.015667 | 0.015667 | 0.015667 | 0.015667 | 0.015667
F1_Commercial_Grocery (ID)_New_Space Heating_Natural Gas_Furnace_E3 | F1 | Commercial | Grocery (ID) | New | Space Heating | Natural Gas | Furnace | E3 | CCE | 0.0022545 | 0.0023396 | 0.0023396 | 0.0023396 | 0.0023396 | 0.0023396 | 0.0023396 | 0.0023396 | 0.0023396 | 0.0023396 | 0.0023396 | 0.0023396 | 0.0023396 | 0.0023396 | 0.0023396 | 0.0023396 | 0.0023396 | 0.0023396 | 0.0023396 | 0.0023396 | 0.0023396 | 0.0023396 | 0.0023396 | 0.0023396 | 0.0023396 | 0.0023396 | 0.0023396
F1_Commercial_Grocery (ID)_New_Space Heating_Natural Gas_Furnace_E4 | F1 | Commercial | Grocery (ID) | New | Space Heating | Natural Gas | Furnace | E4 | CCE | 0 | 0 | 0 | 0 | 0 | 0 | 0 | 0 | 0 | 0 | 0 | 0 | 0 | 0 | 0 | 0 | 0 | 0 | 0 | 0 | 0 | 0 | 0 | 0 | 0 | 0 | 0
F1_Commercial_Grocery (ID)_New_Space Heating_Natural Gas_Furnace_E5 | F1 | Commercial | Grocery (ID) | New | Space Heating | Natural Gas | Furnace | E5 | CCE | 0 | 0 | 0 | 0 | 0 | 0 | 0 | 0 | 0 | 0 | 0 | 0 | 0 | 0 | 0 | 0 | 0 | 0 | 0 | 0 | 0 | 0 | 0 | 0 | 0 | 0 | 0
F1_Commercial_Grocery (ID)_New_Space Heating_Natural Gas_Furnace_E6 | F1 | Commercial | Grocery (ID) | New | Space Heating | Natural Gas | Furnace | E6 | CCE | 0 | 0 | 0 | 0 | 0 | 0 | 0 | 0 | 0 | 0 | 0 | 0 | 0 | 0 | 0 | 0 | 0 | 0 | 0 | 0 | 0 | 0 | 0 | 0 | 0 | 0 | 0
F1_Commercial_Grocery (ID)_New_Space Heating_Natural Gas_Furnace_E7 | F1 | Commercial | Grocery (ID) | New | Space Heating | Natural Gas | Furnace | E7 | CCE | 0 | 0 | 0 | 0 | 0 | 0 | 0 | 0 | 0 | 0 | 0 | 0 | 0 | 0 | 0 | 0 | 0 | 0 | 0 | 0 | 0 | 0 | 0 | 0 | 0 | 0 | 0
F1_Commercial_Grocery (ID)_New_Space Heating_Natural Gas_Furnace_E8 | F1 | Commercial | Grocery (ID) | New | Space Heating | Natural Gas | Furnace | E8 | CCE | 0 | 0 | 0 | 0 | 0 | 0 | 0 | 0 | 0 | 0 | 0 | 0 | 0 | 0 | 0 | 0 | 0 | 0 | 0 | 0 | 0 | 0 | 0 | 0 | 0 | 0 | 0
F1_Commercial_Grocery (ID)_New_Space Heating_Natural Gas_Furnace_E9 | F1 | Commercial | Grocery (ID) | New | Space Heating | Natural Gas | Furnace | E9 | CCE | 0 | 0 | 0 | 0 | 0 | 0 | 0 | 0 | 0 | 0 | 0 | 0 | 0 | 0 | 0 | 0 | 0 | 0 | 0 | 0 | 0 | 0 | 0 | 0 | 0 | 0 | 0
F1_Commercial_Grocery (ID)_New_Space Heating_Natural Gas_Furnace_E10 | F1 | Commercial | Grocery (ID) | New | Space Heating | Natural Gas | Furnace | E10 | CCE | 0 | 0 | 0 | 0 | 0 | 0 | 0 | 0 | 0 | 0 | 0 | 0 | 0 | 0 | 0 | 0 | 0 | 0 | 0 | 0 | 0 | 0 | 0 | 0 | 0 | 0 | 0
F2_Commercial_Grocery (ID)_New_Space Heating_Natural Gas_Furnace_E1 | F2 | Commercial | Grocery (ID) | New | Space Heating | Natural Gas | Furnace | E1 | TRC BC Ratio | [24 empty] | 1 | 1 | 1 | bar: 2019 to 2042
F2_Commercial_Grocery (ID)_New_Space Heating_Natural Gas_Furnace_E2 | F2 | Commercial | Grocery (ID) | New | Space Heating | Natural Gas | Furnace | E2 | TRC BC Ratio | 0.24911 | 0.25273 | 0.25786 | 0.26372 | 0.27037 | 0.28004 | 0.28991 | 0.30038 | 0.31024 | 0.32024 | 0.32899 | 0.33689 | 0.34567 | 0.35478 | 0.36311 | 0.37127 | 0.37873 | 0.38645 | 0.39452 | 0.4028 | 0.41124 | 0.42021 | 0.43084 | 0.43999 | 0.44932 | 0.45886 | 0.4686
F2_Commercial_Grocery (ID)_New_Space Heating_Natural Gas_Furnace_E3 | F2 | Commercial | Grocery (ID) | New | Space Heating | Natural Gas | Furnace | E3 | TRC BC Ratio | 1.6681 | 1.6924 | 1.7268 | 1.766 | 1.8105 | 1.8753 | 1.9414 | 2.0115 | 2.0775 | 2.1445 | 2.2031 | 2.256 | 2.3148 | 2.3757 | 2.4315 | 2.4862 | 2.5362 | 2.5878 | 2.6419 | 2.6973 | 2.7539 | 2.8139 | 2.8851 | 2.9464 | 3.0089 | 3.0728 | 3.138
F2_Commercial_Grocery (ID)_New_Space Heating_Natural Gas_Furnace_E4 | F2 | Commercial | Grocery (ID) | New | Space Heating | Natural Gas | Furnace | E4 | TRC BC Ratio | 0 | 0 | 0 | 0 | 0 | 0 | 0 | 0 | 0 | 0 | 0 | 0 | 0 | 0 | 0 | 0 | 0 | 0 | 0 | 0 | 0 | 0 | 0 | 0 | 0 | 0 | 0
F2_Commercial_Grocery (ID)_New_Space Heating_Natural Gas_Furnace_E5 | F2 | Commercial | Grocery (ID) | New | Space Heating | Natural Gas | Furnace | E5 | TRC BC Ratio | 0 | 0 | 0 | 0 | 0 | 0 | 0 | 0 | 0 | 0 | 0 | 0 | 0 | 0 | 0 | 0 | 0 | 0 | 0 | 0 | 0 | 0 | 0 | 0 | 0 | 0 | 0
F2_Commercial_Grocery (ID)_New_Space Heating_Natural Gas_Furnace_E6 | F2 | Commercial | Grocery (ID) | New | Space Heating | Natural Gas | Furnace | E6 | TRC BC Ratio | 0 | 0 | 0 | 0 | 0 | 0 | 0 | 0 | 0 | 0 | 0 | 0 | 0 | 0 | 0 | 0 | 0 | 0 | 0 | 0 | 0 | 0 | 0 | 0 | 0 | 0 | 0
F2_Commercial_Grocery (ID)_New_Space Heating_Natural Gas_Furnace_E7 | F2 | Commercial | Grocery (ID) | New | Space Heating | Natural Gas | Furnace | E7 | TRC BC Ratio | 0 | 0 | 0 | 0 | 0 | 0 | 0 | 0 | 0 | 0 | 0 | 0 | 0 | 0 | 0 | 0 | 0 | 0 | 0 | 0 | 0 | 0 | 0 | 0 | 0 | 0 | 0
F2_Commercial_Grocery (ID)_New_Space Heating_Natural Gas_Furnace_E8 | F2 | Commercial | Grocery (ID) | New | Space Heating | Natural Gas | Furnace | E8 | TRC BC Ratio | 0 | 0 | 0 | 0 | 0 | 0 | 0 | 0 | 0 | 0 | 0 | 0 | 0 | 0 | 0 | 0 | 0 | 0 | 0 | 0 | 0 | 0 | 0 | 0 | 0 | 0 | 0
F2_Commercial_Grocery (ID)_New_Space Heating_Natural Gas_Furnace_E9 | F2 | Commercial | Grocery (ID) | New | Space Heating | Natural Gas | Furnace | E9 | TRC BC Ratio | 0 | 0 | 0 | 0 | 0 | 0 | 0 | 0 | 0 | 0 | 0 | 0 | 0 | 0 | 0 | 0 | 0 | 0 | 0 | 0 | 0 | 0 | 0 | 0 | 0 | 0 | 0
F2_Commercial_Grocery (ID)_New_Space Heating_Natural Gas_Furnace_E10 | F2 | Commercial | Grocery (ID) | New | Space Heating | Natural Gas | Furnace | E10 | TRC BC Ratio | 0 | 0 | 0 | 0 | 0 | 0 | 0 | 0 | 0 | 0 | 0 | 0 | 0 | 0 | 0 | 0 | 0 | 0 | 0 | 0 | 0 | 0 | 0 | 0 | 0 | 0 | 0
F3_Commercial_Grocery (ID)_New_Space Heating_Natural Gas_Furnace_E1 | F3 | Commercial | Grocery (ID) | New | Space Heating | Natural Gas | Furnace | E1 | PACT BC Ratio | [24 empty] | 1 | 1 | 1 | bar: 2019 to 2042
F3_Commercial_Grocery (ID)_New_Space Heating_Natural Gas_Furnace_E2 | F3 | Commercial | Grocery (ID) | New | Space Heating | Natural Gas | Furnace | E2 | PACT BC Ratio | 0.69773 | 0.70787 | 0.72225 | 0.73866 | 0.75728 | 0.78436 | 0.812 | 0.84134 | 0.86896 | 0.89696 | 0.92147 | 0.94361 | 0.9682 | 0.99369 | 1.017 | 1.0399 | 1.0608 | 1.0824 | 1.105 | 1.1282 | 1.1518 | 1.177 | 1.2067 | 1.2324 | 1.2585 | 1.2852 | 1.3125
F3_Commercial_Grocery (ID)_New_Space Heating_Natural Gas_Furnace_E3 | F3 | Commercial | Grocery (ID) | New | Space Heating | Natural Gas | Furnace | E3 | PACT BC Ratio | 4.6723 | 4.7402 | 4.8365 | 4.9464 | 5.0711 | 5.2524 | 5.4376 | 5.634 | 5.819 | 6.0065 | 6.1706 | 6.3189 | 6.4835 | 6.6542 | 6.8105 | 6.9635 | 7.1036 | 7.2483 | 7.3996 | 7.555 | 7.7133 | 7.8815 | 8.081 | 8.2525 | 8.4276 | 8.6065 | 8.7892
F3_Commercial_Grocery (ID)_New_Space Heating_Natural Gas_Furnace_E4 | F3 | Commercial | Grocery (ID) | New | Space Heating | Natural Gas | Furnace | E4 | PACT BC Ratio | 0 | 0 | 0 | 0 | 0 | 0 | 0 | 0 | 0 | 0 | 0 | 0 | 0 | 0 | 0 | 0 | 0 | 0 | 0 | 0 | 0 | 0 | 0 | 0 | 0 | 0 | 0
F3_Commercial_Grocery (ID)_New_Space Heating_Natural Gas_Furnace_E5 | F3 | Commercial | Grocery (ID) | New | Space Heating | Natural Gas | Furnace | E5 | PACT BC Ratio | 0 | 0 | 0 | 0 | 0 | 0 | 0 | 0 | 0 | 0 | 0 | 0 | 0 | 0 | 0 | 0 | 0 | 0 | 0 | 0 | 0 | 0 | 0 | 0 | 0 | 0 | 0
F3_Commercial_Grocery (ID)_New_Space Heating_Natural Gas_Furnace_E6 | F3 | Commercial | Grocery (ID) | New | Space Heating | Natural Gas | Furnace | E6 | PACT BC Ratio | 0 | 0 | 0 | 0 | 0 | 0 | 0 | 0 | 0 | 0 | 0 | 0 | 0 | 0 | 0 | 0 | 0 | 0 | 0 | 0 | 0 | 0 | 0 | 0 | 0 | 0 | 0
F3_Commercial_Grocery (ID)_New_Space Heating_Natural Gas_Furnace_E7 | F3 | Commercial | Grocery (ID) | New | Space Heating | Natural Gas | Furnace | E7 | PACT BC Ratio | 0 | 0 | 0 | 0 | 0 | 0 | 0 | 0 | 0 | 0 | 0 | 0 | 0 | 0 | 0 | 0 | 0 | 0 | 0 | 0 | 0 | 0 | 0 | 0 | 0 | 0 | 0
F3_Commercial_Grocery (ID)_New_Space Heating_Natural Gas_Furnace_E8 | F3 | Commercial | Grocery (ID) | New | Space Heating | Natural Gas | Furnace | E8 | PACT BC Ratio | 0 | 0 | 0 | 0 | 0 | 0 | 0 | 0 | 0 | 0 | 0 | 0 | 0 | 0 | 0 | 0 | 0 | 0 | 0 | 0 | 0 | 0 | 0 | 0 | 0 | 0 | 0
F3_Commercial_Grocery (ID)_New_Space Heating_Natural Gas_Furnace_E9 | F3 | Commercial | Grocery (ID) | New | Space Heating | Natural Gas | Furnace | E9 | PACT BC Ratio | 0 | 0 | 0 | 0 | 0 | 0 | 0 | 0 | 0 | 0 | 0 | 0 | 0 | 0 | 0 | 0 | 0 | 0 | 0 | 0 | 0 | 0 | 0 | 0 | 0 | 0 | 0
F3_Commercial_Grocery (ID)_New_Space Heating_Natural Gas_Furnace_E10 | F3 | Commercial | Grocery (ID) | New | Space Heating | Natural Gas | Furnace | E10 | PACT BC Ratio | 0 | 0 | 0 | 0 | 0 | 0 | 0 | 0 | 0 | 0 | 0 | 0 | 0 | 0 | 0 | 0 | 0 | 0 | 0 | 0 | 0 | 0 | 0 | 0 | 0 | 0 | 0
F4_Commercial_Grocery (ID)_New_Space Heating_Natural Gas_Furnace_E1 | F4 | Commercial | Grocery (ID) | New | Space Heating | Natural Gas | Furnace | E1 | RVT BC Ratio | [24 empty] | 1 | 1 | 1 | bar: 2019 to 2042
F4_Commercial_Grocery (ID)_New_Space Heating_Natural Gas_Furnace_E2 | F4 | Commercial | Grocery (ID) | New | Space Heating | Natural Gas | Furnace | E2 | RVT BC Ratio | 0.57736 | 0.58026 | 0.58508 | 0.59066 | 0.59705 | 0.60746 | 0.61778 | 0.62858 | 0.63805 | 0.64725 | 0.65767 | 0.66677 | 0.67691 | 0.68735 | 0.69664 | 0.70556 | 0.71342 | 0.72144 | 0.72976 | 0.73817 | 0.74659 | 0.75789 | 0.77129 | 0.78281 | 0.79458 | 0.8066 | 0.81887
F4_Commercial_Grocery (ID)_New_Space Heating_Natural Gas_Furnace_E3 | F4 | Commercial | Grocery (ID) | New | Space Heating | Natural Gas | Furnace | E3 | RVT BC Ratio | 2.565 | 2.5844 | 2.6167 | 2.6541 | 2.6969 | 2.7666 | 2.8357 | 2.908 | 2.9715 | 3.033 | 3.1028 | 3.1638 | 3.2316 | 3.3015 | 3.3638 | 3.4235 | 3.4761 | 3.5298 | 3.5855 | 3.6419 | 3.6983 | 3.774 | 3.8637 | 3.9408 | 4.0196 | 4.1001 | 4.1823
F4_Commercial_Grocery (ID)_New_Space Heating_Natural Gas_Furnace_E4 | F4 | Commercial | Grocery (ID) | New | Space Heating | Natural Gas | Furnace | E4 | RVT BC Ratio | 0 | 0 | 0 | 0 | 0 | 0 | 0 | 0 | 0 | 0 | 0 | 0 | 0 | 0 | 0 | 0 | 0 | 0 | 0 | 0 | 0 | 0 | 0 | 0 | 0 | 0 | 0
F4_Commercial_Grocery (ID)_New_Space Heating_Natural Gas_Furnace_E5 | F4 | Commercial | Grocery (ID) | New | Space Heating | Natural Gas | Furnace | E5 | RVT BC Ratio | 0 | 0 | 0 | 0 | 0 | 0 | 0 | 0 | 0 | 0 | 0 | 0 | 0 | 0 | 0 | 0 | 0 | 0 | 0 | 0 | 0 | 0 | 0 | 0 | 0 | 0 | 0
F4_Commercial_Grocery (ID)_New_Space Heating_Natural Gas_Furnace_E6 | F4 | Commercial | Grocery (ID) | New | Space Heating | Natural Gas | Furnace | E6 | RVT BC Ratio | 0 | 0 | 0 | 0 | 0 | 0 | 0 | 0 | 0 | 0 | 0 | 0 | 0 | 0 | 0 | 0 | 0 | 0 | 0 | 0 | 0 | 0 | 0 | 0 | 0 | 0 | 0
F4_Commercial_Grocery (ID)_New_Space Heating_Natural Gas_Furnace_E7 | F4 | Commercial | Grocery (ID) | New | Space Heating | Natural Gas | Furnace | E7 | RVT BC Ratio | 0 | 0 | 0 | 0 | 0 | 0 | 0 | 0 | 0 | 0 | 0 | 0 | 0 | 0 | 0 | 0 | 0 | 0 | 0 | 0 | 0 | 0 | 0 | 0 | 0 | 0 | 0
F4_Commercial_Grocery (ID)_New_Space Heating_Natural Gas_Furnace_E8 | F4 | Commercial | Grocery (ID) | New | Space Heating | Natural Gas | Furnace | E8 | RVT BC Ratio | 0 | 0 | 0 | 0 | 0 | 0 | 0 | 0 | 0 | 0 | 0 | 0 | 0 | 0 | 0 | 0 | 0 | 0 | 0 | 0 | 0 | 0 | 0 | 0 | 0 | 0 | 0
F4_Commercial_Grocery (ID)_New_Space Heating_Natural Gas_Furnace_E9 | F4 | Commercial | Grocery (ID) | New | Space Heating | Natural Gas | Furnace | E9 | RVT BC Ratio | 0 | 0 | 0 | 0 | 0 | 0 | 0 | 0 | 0 | 0 | 0 | 0 | 0 | 0 | 0 | 0 | 0 | 0 | 0 | 0 | 0 | 0 | 0 | 0 | 0 | 0 | 0
F4_Commercial_Grocery (ID)_New_Space Heating_Natural Gas_Furnace_E10 | F4 | Commercial | Grocery (ID) | New | Space Heating | Natural Gas | Furnace | E10 | RVT BC Ratio | 0 | 0 | 0 | 0 | 0 | 0 | 0 | 0 | 0 | 0 | 0 | 0 | 0 | 0 | 0 | 0 | 0 | 0 | 0 | 0 | 0 | 0 | 0 | 0 | 0 | 0 | 0
F5_Commercial_Grocery (ID)_New_Space Heating_Natural Gas_Furnace_E1 | F5 | Commercial | Grocery (ID) | New | Space Heating | Natural Gas | Furnace | E1 | RIM BC Ratio | [24 empty] | 1 | 1 | 1 | bar: 2019 to 2042
F5_Commercial_Grocery (ID)_New_Space Heating_Natural Gas_Furnace_E2 | F5 | Commercial | Grocery (ID) | New | Space Heating | Natural Gas | Furnace | E2 | RIM BC Ratio | 0.38455 | 0.38869 | 0.39414 | 0.40026 | 0.40705 | 0.41617 | 0.4254 | 0.43503 | 0.44423 | 0.45357 | 0.4603 | 0.46641 | 0.47303 | 0.47978 | 0.48596 | 0.49198 | 0.49756 | 0.50327 | 0.50919 | 0.51521 | 0.52133 | 0.52641 | 0.53229 | 0.53722 | 0.54213 | 0.54702 | 0.55191
F5_Commercial_Grocery (ID)_New_Space Heating_Natural Gas_Furnace_E3 | F5 | Commercial | Grocery (ID) | New | Space Heating | Natural Gas | Furnace | E3 | RIM BC Ratio | 0.72397 | 0.72937 | 0.73565 | 0.74252 | 0.74998 | 0.75856 | 0.76741 | 0.77664 | 0.78609 | 0.79596 | 0.80043 | 0.80482 | 0.80945 | 0.81418 | 0.81876 | 0.82335 | 0.82789 | 0.83258 | 0.83746 | 0.8425 | 0.84771 | 0.8497 | 0.85197 | 0.85384 | 0.85568 | 0.85749 | 0.85927
F5_Commercial_Grocery (ID)_New_Space Heating_Natural Gas_Furnace_E4 | F5 | Commercial | Grocery (ID) | New | Space Heating | Natural Gas | Furnace | E4 | RIM BC Ratio | 0 | 0 | 0 | 0 | 0 | 0 | 0 | 0 | 0 | 0 | 0 | 0 | 0 | 0 | 0 | 0 | 0 | 0 | 0 | 0 | 0 | 0 | 0 | 0 | 0 | 0 | 0
F5_Commercial_Grocery (ID)_New_Space Heating_Natural Gas_Furnace_E5 | F5 | Commercial | Grocery (ID) | New | Space Heating | Natural Gas | Furnace | E5 | RIM BC Ratio | 0 | 0 | 0 | 0 | 0 | 0 | 0 | 0 | 0 | 0 | 0 | 0 | 0 | 0 | 0 | 0 | 0 | 0 | 0 | 0 | 0 | 0 | 0 | 0 | 0 | 0 | 0
F5_Commercial_Grocery (ID)_New_Space Heating_Natural Gas_Furnace_E6 | F5 | Commercial | Grocery (ID) | New | Space Heating | Natural Gas | Furnace | E6 | RIM BC Ratio | 0 | 0 | 0 | 0 | 0 | 0 | 0 | 0 | 0 | 0 | 0 | 0 | 0 | 0 | 0 | 0 | 0 | 0 | 0 | 0 | 0 | 0 | 0 | 0 | 0 | 0 | 0
F5_Commercial_Grocery (ID)_New_Space Heating_Natural Gas_Furnace_E7 | F5 | Commercial | Grocery (ID) | New | Space Heating | Natural Gas | Furnace | E7 | RIM BC Ratio | 0 | 0 | 0 | 0 | 0 | 0 | 0 | 0 | 0 | 0 | 0 | 0 | 0 | 0 | 0 | 0 | 0 | 0 | 0 | 0 | 0 | 0 | 0 | 0 | 0 | 0 | 0
F5_Commercial_Grocery (ID)_New_Space Heating_Natural Gas_Furnace_E8 | F5 | Commercial | Grocery (ID) | New | Space Heating | Natural Gas | Furnace | E8 | RIM BC Ratio | 0 | 0 | 0 | 0 | 0 | 0 | 0 | 0 | 0 | 0 | 0 | 0 | 0 | 0 | 0 | 0 | 0 | 0 | 0 | 0 | 0 | 0 | 0 | 0 | 0 | 0 | 0
F5_Commercial_Grocery (ID)_New_Space Heating_Natural Gas_Furnace_E9 | F5 | Commercial | Grocery (ID) | New | Space Heating | Natural Gas | Furnace | E9 | RIM BC Ratio | 0 | 0 | 0 | 0 | 0 | 0 | 0 | 0 | 0 | 0 | 0 | 0 | 0 | 0 | 0 | 0 | 0 | 0 | 0 | 0 | 0 | 0 | 0 | 0 | 0 | 0 | 0
F5_Commercial_Grocery (ID)_New_Space Heating_Natural Gas_Furnace_E10 | F5 | Commercial | Grocery (ID) | New | Space Heating | Natural Gas | Furnace | E10 | RIM BC Ratio | 0 | 0 | 0 | 0 | 0 | 0 | 0 | 0 | 0 | 0 | 0 | 0 | 0 | 0 | 0 | 0 | 0 | 0 | 0 | 0 | 0 | 0 | 0 | 0 | 0 | 0 | 0
F0_Commercial_Grocery (ID)_New_Space Heating_Natural Gas_Boiler_E0 | F0 | Commercial | Grocery (ID) | New | Space Heating | Natural Gas | Boiler | E0 | Economic Unit | AFUE 97% | AFUE 97% | AFUE 97% | AFUE 97% | AFUE 97% | AFUE 97% | AFUE 97% | AFUE 97% | AFUE 97% | AFUE 97% | AFUE 97% | AFUE 97% | AFUE 97% | AFUE 97% | AFUE 97% | AFUE 97% | AFUE 97% | AFUE 97% | AFUE 97% | AFUE 97% | AFUE 97% | AFUE 97% | AFUE 97% | AFUE 97% | AFUE 97% | AFUE 97% | AFUE 97%
F1_Commercial_Grocery (ID)_New_Space Heating_Natural Gas_Boiler_E1 | F1 | Commercial | Grocery (ID) | New | Space Heating | Natural Gas | Boiler | E1 | CCE | 0 | 0 | 0 | 0 | 0 | 0 | 0 | 0 | 0 | 0 | 0 | 0 | 0 | 0 | 0 | 0 | 0 | 0 | 0 | 0 | 0 | 0 | 0 | 0 | 0 | 0 | 0
F1_Commercial_Grocery (ID)_New_Space Heating_Natural Gas_Boiler_E2 | F1 | Commercial | Grocery (ID) | New | Space Heating | Natural Gas | Boiler | E2 | CCE | 0.00062942 | 0.00065319 | 0.00065319 | 0.00065319 | 0.00065319 | 0.00065319 | 0.00065319 | 0.00065319 | 0.00065319 | 0.00065319 | 0.00065319 | 0.00065319 | 0.00065319 | 0.00065319 | 0.00065319 | 0.00065319 | 0.00065319 | 0.00065319 | 0.00065319 | 0.00065319 | 0.00065319 | 0.00065319 | 0.00065319 | 0.00065319 | 0.00065319 | 0.00065319 | 0.00065319
F1_Commercial_Grocery (ID)_New_Space Heating_Natural Gas_Boiler_E3 | F1 | Commercial | Grocery (ID) | New | Space Heating | Natural Gas | Boiler | E3 | CCE | -0.00013754 | -0.00014274 | -0.00014274 | -0.00014274 | -0.00014274 | -0.00014274 | -0.00014274 | -0.00014274 | -0.00014274 | -0.00014274 | -0.00014274 | -0.00014274 | -0.00014274 | -0.00014274 | -0.00014274 | -0.00014274 | -0.00014274 | -0.00014274 | -0.00014274 | -0.00014274 | -0.00014274 | -0.00014274 | -0.00014274 | -0.00014274 | -0.00014274 | -0.00014274 | -0.00014274
F1_Commercial_Grocery (ID)_New_Space Heating_Natural Gas_Boiler_E4 | F1 | Commercial | Grocery (ID) | New | Space Heating | Natural Gas | Boiler | E4 | CCE | 0.014466 | 0.015012 | 0.015012 | 0.015012 | 0.015012 | 0.015012 | 0.015012 | 0.015012 | 0.015012 | 0.015012 | 0.015012 | 0.015012 | 0.015012 | 0.015012 | 0.015012 | 0.015012 | 0.015012 | 0.015012 | 0.015012 | 0.015012 | 0.015012 | 0.015012 | 0.015012 | 0.015012 | 0.015012 | 0.015012 | 0.015012
F1_Commercial_Grocery (ID)_New_Space Heating_Natural Gas_Boiler_E5 | F1 | Commercial | Grocery (ID) | New | Space Heating | Natural Gas | Boiler | E5 | CCE | 0 | 0 | 0 | 0 | 0 | 0 | 0 | 0 | 0 | 0 | 0 | 0 | 0 | 0 | 0 | 0 | 0 | 0 | 0 | 0 | 0 | 0 | 0 | 0 | 0 | 0 | 0
F1_Commercial_Grocery (ID)_New_Space Heating_Natural Gas_Boiler_E6 | F1 | Commercial | Grocery (ID) | New | Space Heating | Natural Gas | Boiler | E6 | CCE | 0 | 0 | 0 | 0 | 0 | 0 | 0 | 0 | 0 | 0 | 0 | 0 | 0 | 0 | 0 | 0 | 0 | 0 | 0 | 0 | 0 | 0 | 0 | 0 | 0 | 0 | 0
F1_Commercial_Grocery (ID)_New_Space Heating_Natural Gas_Boiler_E7 | F1 | Commercial | Grocery (ID) | New | Space Heating | Natural Gas | Boiler | E7 | CCE | 0 | 0 | 0 | 0 | 0 | 0 | 0 | 0 | 0 | 0 | 0 | 0 | 0 | 0 | 0 | 0 | 0 | 0 | 0 | 0 | 0 | 0 | 0 | 0 | 0 | 0 | 0
F1_Commercial_Grocery (ID)_New_Space Heating_Natural Gas_Boiler_E8 | F1 | Commercial | Grocery (ID) | New | Space Heating | Natural Gas | Boiler | E8 | CCE | 0 | 0 | 0 | 0 | 0 | 0 | 0 | 0 | 0 | 0 | 0 | 0 | 0 | 0 | 0 | 0 | 0 | 0 | 0 | 0 | 0 | 0 | 0 | 0 | 0 | 0 | 0
F1_Commercial_Grocery (ID)_New_Space Heating_Natural Gas_Boiler_E9 | F1 | Commercial | Grocery (ID) | New | Space Heating | Natural Gas | Boiler | E9 | CCE | 0 | 0 | 0 | 0 | 0 | 0 | 0 | 0 | 0 | 0 | 0 | 0 | 0 | 0 | 0 | 0 | 0 | 0 | 0 | 0 | 0 | 0 | 0 | 0 | 0 | 0 | 0
F1_Commercial_Grocery (ID)_New_Space Heating_Natural Gas_Boiler_E10 | F1 | Commercial | Grocery (ID) | New | Space Heating | Natural Gas | Boiler | E10 | CCE | 0 | 0 | 0 | 0 | 0 | 0 | 0 | 0 | 0 | 0 | 0 | 0 | 0 | 0 | 0 | 0 | 0 | 0 | 0 | 0 | 0 | 0 | 0 | 0 | 0 | 0 | 0
F2_Commercial_Grocery (ID)_New_Space Heating_Natural Gas_Boiler_E1 | F2 | Commercial | Grocery (ID) | New | Space Heating | Natural Gas | Boiler | E1 | TRC BC Ratio | [24 empty] | 1 | 1 | 1 | bar: 2019 to 2042
F2_Commercial_Grocery (ID)_New_Space Heating_Natural Gas_Boiler_E2 | F2 | Commercial | Grocery (ID) | New | Space Heating | Natural Gas | Boiler | E2 | TRC BC Ratio | 6.747 | 6.8647 | 7.0101 | 7.1683 | 7.3401 | 7.5654 | 7.7952 | 8.0371 | 8.2698 | 8.5064 | 8.7225 | 8.9254 | 9.1447 | 9.3698 | 9.5828 | 9.7941 | 9.9947 | 10.2012 | 10.4153 | 10.6348 | 10.8586 | 11.0921 | 11.3547 | 11.5908 | 11.8291 | 12.0114 | 12.1753
F2_Commercial_Grocery (ID)_New_Space Heating_Natural Gas_Boiler_E3 | F2 | Commercial | Grocery (ID) | New | Space Heating | Natural Gas | Boiler | E3 | TRC BC Ratio | [24 empty] | 1 | 1 | 1 | bar: 2019 to 2042
F2_Commercial_Grocery (ID)_New_Space Heating_Natural Gas_Boiler_E4 | F2 | Commercial | Grocery (ID) | New | Space Heating | Natural Gas | Boiler | E4 | TRC BC Ratio | 0.33835 | 0.34526 | 0.35289 | 0.36079 | 0.36898 | 0.37841 | 0.388 | 0.39798 | 0.40789 | 0.41799 | 0.42776 | 0.43735 | 0.44741 | 0.4576 | 0.46762 | 0.47772 | 0.4877 | 0.49793 | 0.50845 | 0.5192 | 0.53018 | 0.5414 | 0.55327 | 0.56451 | 0.57571 | 0.58094 | 0.58404
F2_Commercial_Grocery (ID)_New_Space Heating_Natural Gas_Boiler_E5 | F2 | Commercial | Grocery (ID) | New | Space Heating | Natural Gas | Boiler | E5 | TRC BC Ratio | 0 | 0 | 0 | 0 | 0 | 0 | 0 | 0 | 0 | 0 | 0 | 0 | 0 | 0 | 0 | 0 | 0 | 0 | 0 | 0 | 0 | 0 | 0 | 0 | 0 | 0 | 0
F2_Commercial_Grocery (ID)_New_Space Heating_Natural Gas_Boiler_E6 | F2 | Commercial | Grocery (ID) | New | Space Heating | Natural Gas | Boiler | E6 | TRC BC Ratio | 0 | 0 | 0 | 0 | 0 | 0 | 0 | 0 | 0 | 0 | 0 | 0 | 0 | 0 | 0 | 0 | 0 | 0 | 0 | 0 | 0 | 0 | 0 | 0 | 0 | 0 | 0
F2_Commercial_Grocery (ID)_New_Space Heating_Natural Gas_Boiler_E7 | F2 | Commercial | Grocery (ID) | New | Space Heating | Natural Gas | Boiler | E7 | TRC BC Ratio | 0 | 0 | 0 | 0 | 0 | 0 | 0 | 0 | 0 | 0 | 0 | 0 | 0 | 0 | 0 | 0 | 0 | 0 | 0 | 0 | 0 | 0 | 0 | 0 | 0 | 0 | 0
F2_Commercial_Grocery (ID)_New_Space Heating_Natural Gas_Boiler_E8 | F2 | Commercial | Grocery (ID) | New | Space Heating | Natural Gas | Boiler | E8 | TRC BC Ratio | 0 | 0 | 0 | 0 | 0 | 0 | 0 | 0 | 0 | 0 | 0 | 0 | 0 | 0 | 0 | 0 | 0 | 0 | 0 | 0 | 0 | 0 | 0 | 0 | 0 | 0 | 0
F2_Commercial_Grocery (ID)_New_Space Heating_Natural Gas_Boiler_E9 | F2 | Commercial | Grocery (ID) | New | Space Heating | Natural Gas | Boiler | E9 | TRC BC Ratio | 0 | 0 | 0 | 0 | 0 | 0 | 0 | 0 | 0 | 0 | 0 | 0 | 0 | 0 | 0 | 0 | 0 | 0 | 0 | 0 | 0 | 0 | 0 | 0 | 0 | 0 | 0
F2_Commercial_Grocery (ID)_New_Space Heating_Natural Gas_Boiler_E10 | F2 | Commercial | Grocery (ID) | New | Space Heating | Natural Gas | Boiler | E10 | TRC BC Ratio | 0 | 0 | 0 | 0 | 0 | 0 | 0 | 0 | 0 | 0 | 0 | 0 | 0 | 0 | 0 | 0 | 0 | 0 | 0 | 0 | 0 | 0 | 0 | 0 | 0 | 0 | 0
F3_Commercial_Grocery (ID)_New_Space Heating_Natural Gas_Boiler_E1 | F3 | Commercial | Grocery (ID) | New | Space Heating | Natural Gas | Boiler | E1 | PACT BC Ratio | [24 empty] | 1 | 1 | 1 | bar: 2019 to 2042
F3_Commercial_Grocery (ID)_New_Space Heating_Natural Gas_Boiler_E2 | F3 | Commercial | Grocery (ID) | New | Space Heating | Natural Gas | Boiler | E2 | PACT BC Ratio | 18.8976 | 19.2273 | 19.6348 | 20.0778 | 20.5589 | 21.1901 | 21.8336 | 22.5113 | 23.1631 | 23.8256 | 24.4309 | 24.9991 | 25.6136 | 26.244 | 26.8405 | 27.4323 | 27.9943 | 28.5725 | 29.1724 | 29.7872 | 30.4141 | 31.0679 | 31.8036 | 32.4646 | 33.1324 | 33.6428 | 34.102
F3_Commercial_Grocery (ID)_New_Space Heating_Natural Gas_Boiler_E3 | F3 | Commercial | Grocery (ID) | New | Space Heating | Natural Gas | Boiler | E3 | PACT BC Ratio | [24 empty] | 1 | 1 | 1 | bar: 2019 to 2042
F3_Commercial_Grocery (ID)_New_Space Heating_Natural Gas_Boiler_E4 | F3 | Commercial | Grocery (ID) | New | Space Heating | Natural Gas | Boiler | E4 | PACT BC Ratio | 0.94768 | 0.96704 | 0.9884 | 1.0105 | 1.0335 | 1.0599 | 1.0867 | 1.1147 | 1.1425 | 1.1708 | 1.1981 | 1.225 | 1.2532 | 1.2817 | 1.3098 | 1.3381 | 1.366 | 1.3947 | 1.4241 | 1.4542 | 1.485 | 1.5164 | 1.5497 | 1.5811 | 1.6125 | 1.6272 | 1.6358
F3_Commercial_Grocery (ID)_New_Space Heating_Natural Gas_Boiler_E5 | F3 | Commercial | Grocery (ID) | New | Space Heating | Natural Gas | Boiler | E5 | PACT BC Ratio | 0 | 0 | 0 | 0 | 0 | 0 | 0 | 0 | 0 | 0 | 0 | 0 | 0 | 0 | 0 | 0 | 0 | 0 | 0 | 0 | 0 | 0 | 0 | 0 | 0 | 0 | 0
F3_Commercial_Grocery (ID)_New_Space Heating_Natural Gas_Boiler_E6 | F3 | Commercial | Grocery (ID) | New | Space Heating | Natural Gas | Boiler | E6 | PACT BC Ratio | 0 | 0 | 0 | 0 | 0 | 0 | 0 | 0 | 0 | 0 | 0 | 0 | 0 | 0 | 0 | 0 | 0 | 0 | 0 | 0 | 0 | 0 | 0 | 0 | 0 | 0 | 0
F3_Commercial_Grocery (ID)_New_Space Heating_Natural Gas_Boiler_E7 | F3 | Commercial | Grocery (ID) | New | Space Heating | Natural Gas | Boiler | E7 | PACT BC Ratio | 0 | 0 | 0 | 0 | 0 | 0 | 0 | 0 | 0 | 0 | 0 | 0 | 0 | 0 | 0 | 0 | 0 | 0 | 0 | 0 | 0 | 0 | 0 | 0 | 0 | 0 | 0
F3_Commercial_Grocery (ID)_New_Space Heating_Natural Gas_Boiler_E8 | F3 | Commercial | Grocery (ID) | New | Space Heating | Natural Gas | Boiler | E8 | PACT BC Ratio | 0 | 0 | 0 | 0 | 0 | 0 | 0 | 0 | 0 | 0 | 0 | 0 | 0 | 0 | 0 | 0 | 0 | 0 | 0 | 0 | 0 | 0 | 0 | 0 | 0 | 0 | 0
F3_Commercial_Grocery (ID)_New_Space Heating_Natural Gas_Boiler_E9 | F3 | Commercial | Grocery (ID) | New | Space Heating | Natural Gas | Boiler | E9 | PACT BC Ratio | 0 | 0 | 0 | 0 | 0 | 0 | 0 | 0 | 0 | 0 | 0 | 0 | 0 | 0 | 0 | 0 | 0 | 0 | 0 | 0 | 0 | 0 | 0 | 0 | 0 | 0 | 0
F3_Commercial_Grocery (ID)_New_Space Heating_Natural Gas_Boiler_E10 | F3 | Commercial | Grocery (ID) | New | Space Heating | Natural Gas | Boiler | E10 | PACT BC Ratio | 0 | 0 | 0 | 0 | 0 | 0 | 0 | 0 | 0 | 0 | 0 | 0 | 0 | 0 | 0 | 0 | 0 | 0 | 0 | 0 | 0 | 0 | 0 | 0 | 0 | 0 | 0
F4_Commercial_Grocery (ID)_New_Space Heating_Natural Gas_Boiler_E1 | F4 | Commercial | Grocery (ID) | New | Space Heating | Natural Gas | Boiler | E1 | RVT BC Ratio | [24 empty] | 1 | 1 | 1 | bar: 2019 to 2042
F4_Commercial_Grocery (ID)_New_Space Heating_Natural Gas_Boiler_E2 | F4 | Commercial | Grocery (ID) | New | Space Heating | Natural Gas | Boiler | E2 | RVT BC Ratio | 9.407 | 9.5175 | 9.6636 | 9.8231 | 9.9969 | 10.2424 | 10.4882 | 10.7451 | 10.982 | 11.217 | 11.4769 | 11.7174 | 11.9776 | 12.2432 | 12.4903 | 12.7327 | 12.9583 | 13.1886 | 13.426 | 13.6671 | 13.9103 | 14.2045 | 14.5354 | 14.8328 | 15.1332 | 15.3628 | 15.5694
F4_Commercial_Grocery (ID)_New_Space Heating_Natural Gas_Boiler_E3 | F4 | Commercial | Grocery (ID) | New | Space Heating | Natural Gas | Boiler | E3 | RVT BC Ratio | [24 empty] | 1 | 1 | 1 | bar: 2019 to 2042
F4_Commercial_Grocery (ID)_New_Space Heating_Natural Gas_Boiler_E4 | F4 | Commercial | Grocery (ID) | New | Space Heating | Natural Gas | Boiler | E4 | RVT BC Ratio | 0.67475 | 0.68194 | 0.69006 | 0.69848 | 0.70724 | 0.71768 | 0.72827 | 0.73933 | 0.75019 | 0.76126 | 0.77315 | 0.7849 | 0.79721 | 0.80964 | 0.82181 | 0.834 | 0.84597 | 0.85819 | 0.87072 | 0.88349 | 0.89646 | 0.9106 | 0.92555 | 0.93971 | 0.95383 | 0.96042 | 0.96432
F4_Commercial_Grocery (ID)_New_Space Heating_Natural Gas_Boiler_E5 | F4 | Commercial | Grocery (ID) | New | Space Heating | Natural Gas | Boiler | E5 | RVT BC Ratio | 0 | 0 | 0 | 0 | 0 | 0 | 0 | 0 | 0 | 0 | 0 | 0 | 0 | 0 | 0 | 0 | 0 | 0 | 0 | 0 | 0 | 0 | 0 | 0 | 0 | 0 | 0
F4_Commercial_Grocery (ID)_New_Space Heating_Natural Gas_Boiler_E6 | F4 | Commercial | Grocery (ID) | New | Space Heating | Natural Gas | Boiler | E6 | RVT BC Ratio | 0 | 0 | 0 | 0 | 0 | 0 | 0 | 0 | 0 | 0 | 0 | 0 | 0 | 0 | 0 | 0 | 0 | 0 | 0 | 0 | 0 | 0 | 0 | 0 | 0 | 0 | 0
F4_Commercial_Grocery (ID)_New_Space Heating_Natural Gas_Boiler_E7 | F4 | Commercial | Grocery (ID) | New | Space Heating | Natural Gas | Boiler | E7 | RVT BC Ratio | 0 | 0 | 0 | 0 | 0 | 0 | 0 | 0 | 0 | 0 | 0 | 0 | 0 | 0 | 0 | 0 | 0 | 0 | 0 | 0 | 0 | 0 | 0 | 0 | 0 | 0 | 0
F4_Commercial_Grocery (ID)_New_Space Heating_Natural Gas_Boiler_E8 | F4 | Commercial | Grocery (ID) | New | Space Heating | Natural Gas | Boiler | E8 | RVT BC Ratio | 0 | 0 | 0 | 0 | 0 | 0 | 0 | 0 | 0 | 0 | 0 | 0 | 0 | 0 | 0 | 0 | 0 | 0 | 0 | 0 | 0 | 0 | 0 | 0 | 0 | 0 | 0
F4_Commercial_Grocery (ID)_New_Space Heating_Natural Gas_Boiler_E9 | F4 | Commercial | Grocery (ID) | New | Space Heating | Natural Gas | Boiler | E9 | RVT BC Ratio | 0 | 0 | 0 | 0 | 0 | 0 | 0 | 0 | 0 | 0 | 0 | 0 | 0 | 0 | 0 | 0 | 0 | 0 | 0 | 0 | 0 | 0 | 0 | 0 | 0 | 0 | 0
F4_Commercial_Grocery (ID)_New_Space Heating_Natural Gas_Boiler_E10 | F4 | Commercial | Grocery (ID) | New | Space Heating | Natural Gas | Boiler | E10 | RVT BC Ratio | 0 | 0 | 0 | 0 | 0 | 0 | 0 | 0 | 0 | 0 | 0 | 0 | 0 | 0 | 0 | 0 | 0 | 0 | 0 | 0 | 0 | 0 | 0 | 0 | 0 | 0 | 0
F5_Commercial_Grocery (ID)_New_Space Heating_Natural Gas_Boiler_E1 | F5 | Commercial | Grocery (ID) | New | Space Heating | Natural Gas | Boiler | E1 | RIM BC Ratio | [24 empty] | 1 | 1 | 1 | bar: 2019 to 2042
F5_Commercial_Grocery (ID)_New_Space Heating_Natural Gas_Boiler_E2 | F5 | Commercial | Grocery (ID) | New | Space Heating | Natural Gas | Boiler | E2 | RIM BC Ratio | 0.84276 | 0.8477 | 0.85285 | 0.85822 | 0.8638 | 0.86939 | 0.87519 | 0.88117 | 0.88748 | 0.89407 | 0.89638 | 0.89872 | 0.90113 | 0.90361 | 0.90615 | 0.90877 | 0.91149 | 0.91431 | 0.91724 | 0.92029 | 0.92346 | 0.92405 | 0.92469 | 0.92524 | 0.92577 | 0.92616 | 0.92651
F5_Commercial_Grocery (ID)_New_Space Heating_Natural Gas_Boiler_E3 | F5 | Commercial | Grocery (ID) | New | Space Heating | Natural Gas | Boiler | E3 | RIM BC Ratio | [24 empty] | 1 | 1 | 1 | bar: 2019 to 2042
F5_Commercial_Grocery (ID)_New_Space Heating_Natural Gas_Boiler_E4 | F5 | Commercial | Grocery (ID) | New | Space Heating | Natural Gas | Boiler | E4 | RIM BC Ratio | 0.46415 | 0.46977 | 0.47577 | 0.48187 | 0.48805 | 0.49482 | 0.50158 | 0.50843 | 0.51512 | 0.52181 | 0.52748 | 0.53287 | 0.5384 | 0.54387 | 0.54917 | 0.55442 | 0.55952 | 0.56466 | 0.56983 | 0.57503 | 0.58025 | 0.58498 | 0.58986 | 0.59437 | 0.59875 | 0.60076 | 0.60194
F5_Commercial_Grocery (ID)_New_Space Heating_Natural Gas_Boiler_E5 | F5 | Commercial | Grocery (ID) | New | Space Heating | Natural Gas | Boiler | E5 | RIM BC Ratio | 0 | 0 | 0 | 0 | 0 | 0 | 0 | 0 | 0 | 0 | 0 | 0 | 0 | 0 | 0 | 0 | 0 | 0 | 0 | 0 | 0 | 0 | 0 | 0 | 0 | 0 | 0
F5_Commercial_Grocery (ID)_New_Space Heating_Natural Gas_Boiler_E6 | F5 | Commercial | Grocery (ID) | New | Space Heating | Natural Gas | Boiler | E6 | RIM BC Ratio | 0 | 0 | 0 | 0 | 0 | 0 | 0 | 0 | 0 | 0 | 0 | 0 | 0 | 0 | 0 | 0 | 0 | 0 | 0 | 0 | 0 | 0 | 0 | 0 | 0 | 0 | 0
F5_Commercial_Grocery (ID)_New_Space Heating_Natural Gas_Boiler_E7 | F5 | Commercial | Grocery (ID) | New | Space Heating | Natural Gas | Boiler | E7 | RIM BC Ratio | 0 | 0 | 0 | 0 | 0 | 0 | 0 | 0 | 0 | 0 | 0 | 0 | 0 | 0 | 0 | 0 | 0 | 0 | 0 | 0 | 0 | 0 | 0 | 0 | 0 | 0 | 0
F5_Commercial_Grocery (ID)_New_Space Heating_Natural Gas_Boiler_E8 | F5 | Commercial | Grocery (ID) | New | Space Heating | Natural Gas | Boiler | E8 | RIM BC Ratio | 0 | 0 | 0 | 0 | 0 | 0 | 0 | 0 | 0 | 0 | 0 | 0 | 0 | 0 | 0 | 0 | 0 | 0 | 0 | 0 | 0 | 0 | 0 | 0 | 0 | 0 | 0
F5_Commercial_Grocery (ID)_New_Space Heating_Natural Gas_Boiler_E9 | F5 | Commercial | Grocery (ID) | New | Space Heating | Natural Gas | Boiler | E9 | RIM BC Ratio | 0 | 0 | 0 | 0 | 0 | 0 | 0 | 0 | 0 | 0 | 0 | 0 | 0 | 0 | 0 | 0 | 0 | 0 | 0 | 0 | 0 | 0 | 0 | 0 | 0 | 0 | 0
F5_Commercial_Grocery (ID)_New_Space Heating_Natural Gas_Boiler_E10 | F5 | Commercial | Grocery (ID) | New | Space Heating | Natural Gas | Boiler | E10 | RIM BC Ratio | 0 | 0 | 0 | 0 | 0 | 0 | 0 | 0 | 0 | 0 | 0 | 0 | 0 | 0 | 0 | 0 | 0 | 0 | 0 | 0 | 0 | 0 | 0 | 0 | 0 | 0 | 0
F0_Commercial_Grocery (ID)_New_Space Heating_Natural Gas_Unit Heater_E0 | F0 | Commercial | Grocery (ID) | New | Space Heating | Natural Gas | Unit Heater | E0 | Economic Unit | Infrared Radiant | Infrared Radiant | Infrared Radiant | Infrared Radiant | Infrared Radiant | Infrared Radiant | Infrared Radiant | Infrared Radiant | Infrared Radiant | Infrared Radiant | Infrared Radiant | Infrared Radiant | Infrared Radiant | Infrared Radiant | Infrared Radiant | Infrared Radiant | Infrared Radiant | Infrared Radiant | Infrared Radiant | Infrared Radiant | Infrared Radiant | Infrared Radiant | Infrared Radiant | Infrared Radiant | Infrared Radiant | Infrared Radiant | Infrared Radiant
F1_Commercial_Grocery (ID)_New_Space Heating_Natural Gas_Unit Heater_E1 | F1 | Commercial | Grocery (ID) | New | Space Heating | Natural Gas | Unit Heater | E1 | CCE | 0 | 0 | 0 | 0 | 0 | 0 | 0 | 0 | 0 | 0 | 0 | 0 | 0 | 0 | 0 | 0 | 0 | 0 | 0 | 0 | 0 | 0 | 0 | 0 | 0 | 0 | 0
F1_Commercial_Grocery (ID)_New_Space Heating_Natural Gas_Unit Heater_E2 | F1 | Commercial | Grocery (ID) | New | Space Heating | Natural Gas | Unit Heater | E2 | CCE | 0.00037234 | 0.0003864 | 0.0003864 | 0.0003864 | 0.0003864 | 0.0003864 | 0.0003864 | 0.0003864 | 0.0003864 | 0.0003864 | 0.0003864 | 0.0003864 | 0.0003864 | 0.0003864 | 0.0003864 | 0.0003864 | 0.0003864 | 0.0003864 | 0.0003864 | 0.0003864 | 0.0003864 | 0.0003864 | 0.0003864 | 0.0003864 | 0.0003864 | 0.0003864 | 0.0003864
F1_Commercial_Grocery (ID)_New_Space Heating_Natural Gas_Unit Heater_E3 | F1 | Commercial | Grocery (ID) | New | Space Heating | Natural Gas | Unit Heater | E3 | CCE | 0.00011686 | 0.00012128 | 0.00012128 | 0.00012128 | 0.00012128 | 0.00012128 | 0.00012128 | 0.00012128 | 0.00012128 | 0.00012128 | 0.00012128 | 0.00012128 | 0.00012128 | 0.00012128 | 0.00012128 | 0.00012128 | 0.00012128 | 0.00012128 | 0.00012128 | 0.00012128 | 0.00012128 | 0.00012128 | 0.00012128 | 0.00012128 | 0.00012128 | 0.00012128 | 0.00012128
F1_Commercial_Grocery (ID)_New_Space Heating_Natural Gas_Unit Heater_E4 | F1 | Commercial | Grocery (ID) | New | Space Heating | Natural Gas | Unit Heater | E4 | CCE | 0 | 0 | 0 | 0 | 0 | 0 | 0 | 0 | 0 | 0 | 0 | 0 | 0 | 0 | 0 | 0 | 0 | 0 | 0 | 0 | 0 | 0 | 0 | 0 | 0 | 0 | 0
F1_Commercial_Grocery (ID)_New_Space Heating_Natural Gas_Unit Heater_E5 | F1 | Commercial | Grocery (ID) | New | Space Heating | Natural Gas | Unit Heater | E5 | CCE | 0 | 0 | 0 | 0 | 0 | 0 | 0 | 0 | 0 | 0 | 0 | 0 | 0 | 0 | 0 | 0 | 0 | 0 | 0 | 0 | 0 | 0 | 0 | 0 | 0 | 0 | 0
F1_Commercial_Grocery (ID)_New_Space Heating_Natural Gas_Unit Heater_E6 | F1 | Commercial | Grocery (ID) | New | Space Heating | Natural Gas | Unit Heater | E6 | CCE | 0 | 0 | 0 | 0 | 0 | 0 | 0 | 0 | 0 | 0 | 0 | 0 | 0 | 0 | 0 | 0 | 0 | 0 | 0 | 0 | 0 | 0 | 0 | 0 | 0 | 0 | 0
F1_Commercial_Grocery (ID)_New_Space Heating_Natural Gas_Unit Heater_E7 | F1 | Commercial | Grocery (ID) | New | Space Heating | Natural Gas | Unit Heater | E7 | CCE | 0 | 0 | 0 | 0 | 0 | 0 | 0 | 0 | 0 | 0 | 0 | 0 | 0 | 0 | 0 | 0 | 0 | 0 | 0 | 0 | 0 | 0 | 0 | 0 | 0 | 0 | 0
F1_Commercial_Grocery (ID)_New_Space Heating_Natural Gas_Unit Heater_E8 | F1 | Commercial | Grocery (ID) | New | Space Heating | Natural Gas | Unit Heater | E8 | CCE | 0 | 0 | 0 | 0 | 0 | 0 | 0 | 0 | 0 | 0 | 0 | 0 | 0 | 0 | 0 | 0 | 0 | 0 | 0 | 0 | 0 | 0 | 0 | 0 | 0 | 0 | 0
F1_Commercial_Grocery (ID)_New_Space Heating_Natural Gas_Unit Heater_E9 | F1 | Commercial | Grocery (ID) | New | Space Heating | Natural Gas | Unit Heater | E9 | CCE | 0 | 0 | 0 | 0 | 0 | 0 | 0 | 0 | 0 | 0 | 0 | 0 | 0 | 0 | 0 | 0 | 0 | 0 | 0 | 0 | 0 | 0 | 0 | 0 | 0 | 0 | 0
F1_Commercial_Grocery (ID)_New_Space Heating_Natural Gas_Unit Heater_E10 | F1 | Commercial | Grocery (ID) | New | Space Heating | Natural Gas | Unit Heater | E10 | CCE | 0 | 0 | 0 | 0 | 0 | 0 | 0 | 0 | 0 | 0 | 0 | 0 | 0 | 0 | 0 | 0 | 0 | 0 | 0 | 0 | 0 | 0 | 0 | 0 | 0 | 0 | 0
F2_Commercial_Grocery (ID)_New_Space Heating_Natural Gas_Unit Heater_E1 | F2 | Commercial | Grocery (ID) | New | Space Heating | Natural Gas | Unit Heater | E1 | TRC BC Ratio | [24 empty] | 1 | 1 | 1 | bar: 2019 to 2042
F2_Commercial_Grocery (ID)_New_Space Heating_Natural Gas_Unit Heater_E2 | F2 | Commercial | Grocery (ID) | New | Space Heating | Natural Gas | Unit Heater | E2 | TRC BC Ratio | 10.6466 | 10.8216 | 11.0499 | 11.3016 | 11.5788 | 11.9607 | 12.3497 | 12.7616 | 13.1557 | 13.556 | 13.9143 | 14.2448 | 14.6066 | 14.9781 | 15.3239 | 15.6648 | 15.983 | 16.3109 | 16.6524 | 17.0028 | 17.3599 | 17.7366 | 18.1728 | 18.5585 | 18.9525 | 19.3547 | 19.7655
F2_Commercial_Grocery (ID)_New_Space Heating_Natural Gas_Unit Heater_E3 | F2 | Commercial | Grocery (ID) | New | Space Heating | Natural Gas | Unit Heater | E3 | TRC BC Ratio | 47.2609 | 48.5066 | 49.7272 | 50.8755 | 51.947 | 52.9172 | 53.8816 | 54.8798 | 55.9967 | 57.1495 | 58.3779 | 59.6727 | 60.9687 | 62.2113 | 63.5084 | 64.8432 | 66.2316 | 67.6468 | 69.0865 | 70.5555 | 72.0563 | 73.5787 | 75.0905 | 76.6843 | 78.3119 | 79.9741 | 81.6716
F2_Commercial_Grocery (ID)_New_Space Heating_Natural Gas_Unit Heater_E4 | F2 | Commercial | Grocery (ID) | New | Space Heating | Natural Gas | Unit Heater | E4 | TRC BC Ratio | 0 | 0 | 0 | 0 | 0 | 0 | 0 | 0 | 0 | 0 | 0 | 0 | 0 | 0 | 0 | 0 | 0 | 0 | 0 | 0 | 0 | 0 | 0 | 0 | 0 | 0 | 0
F2_Commercial_Grocery (ID)_New_Space Heating_Natural Gas_Unit Heater_E5 | F2 | Commercial | Grocery (ID) | New | Space Heating | Natural Gas | Unit Heater | E5 | TRC BC Ratio | 0 | 0 | 0 | 0 | 0 | 0 | 0 | 0 | 0 | 0 | 0 | 0 | 0 | 0 | 0 | 0 | 0 | 0 | 0 | 0 | 0 | 0 | 0 | 0 | 0 | 0 | 0
F2_Commercial_Grocery (ID)_New_Space Heating_Natural Gas_Unit Heater_E6 | F2 | Commercial | Grocery (ID) | New | Space Heating | Natural Gas | Unit Heater | E6 | TRC BC Ratio | 0 | 0 | 0 | 0 | 0 | 0 | 0 | 0 | 0 | 0 | 0 | 0 | 0 | 0 | 0 | 0 | 0 | 0 | 0 | 0 | 0 | 0 | 0 | 0 | 0 | 0 | 0
F2_Commercial_Grocery (ID)_New_Space Heating_Natural Gas_Unit Heater_E7 | F2 | Commercial | Grocery (ID) | New | Space Heating | Natural Gas | Unit Heater | E7 | TRC BC Ratio | 0 | 0 | 0 | 0 | 0 | 0 | 0 | 0 | 0 | 0 | 0 | 0 | 0 | 0 | 0 | 0 | 0 | 0 | 0 | 0 | 0 | 0 | 0 | 0 | 0 | 0 | 0
F2_Commercial_Grocery (ID)_New_Space Heating_Natural Gas_Unit Heater_E8 | F2 | Commercial | Grocery (ID) | New | Space Heating | Natural Gas | Unit Heater | E8 | TRC BC Ratio | 0 | 0 | 0 | 0 | 0 | 0 | 0 | 0 | 0 | 0 | 0 | 0 | 0 | 0 | 0 | 0 | 0 | 0 | 0 | 0 | 0 | 0 | 0 | 0 | 0 | 0 | 0
F2_Commercial_Grocery (ID)_New_Space Heating_Natural Gas_Unit Heater_E9 | F2 | Commercial | Grocery (ID) | New | Space Heating | Natural Gas | Unit Heater | E9 | TRC BC Ratio | 0 | 0 | 0 | 0 | 0 | 0 | 0 | 0 | 0 | 0 | 0 | 0 | 0 | 0 | 0 | 0 | 0 | 0 | 0 | 0 | 0 | 0 | 0 | 0 | 0 | 0 | 0
F2_Commercial_Grocery (ID)_New_Space Heating_Natural Gas_Unit Heater_E10 | F2 | Commercial | Grocery (ID) | New | Space Heating | Natural Gas | Unit Heater | E10 | TRC BC Ratio | 0 | 0 | 0 | 0 | 0 | 0 | 0 | 0 | 0 | 0 | 0 | 0 | 0 | 0 | 0 | 0 | 0 | 0 | 0 | 0 | 0 | 0 | 0 | 0 | 0 | 0 | 0
F3_Commercial_Grocery (ID)_New_Space Heating_Natural Gas_Unit Heater_E1 | F3 | Commercial | Grocery (ID) | New | Space Heating | Natural Gas | Unit Heater | E1 | PACT BC Ratio | [24 empty] | 1 | 1 | 1 | bar: 2019 to 2042
F3_Commercial_Grocery (ID)_New_Space Heating_Natural Gas_Unit Heater_E2 | F3 | Commercial | Grocery (ID) | New | Space Heating | Natural Gas | Unit Heater | E2 | PACT BC Ratio | 29.8201 | 30.3102 | 30.9498 | 31.6549 | 32.4312 | 33.5009 | 34.5904 | 35.7441 | 36.8479 | 37.9691 | 38.9727 | 39.8984 | 40.9117 | 41.9522 | 42.921 | 43.8758 | 44.7669 | 45.6854 | 46.642 | 47.6233 | 48.6234 | 49.6787 | 50.9004 | 51.9808 | 53.0841 | 54.2108 | 55.3615
F3_Commercial_Grocery (ID)_New_Space Heating_Natural Gas_Unit Heater_E3 | F3 | Commercial | Grocery (ID) | New | Space Heating | Natural Gas | Unit Heater | E3 | PACT BC Ratio | 132.3735 | 135.8625 | 139.2812 | 142.4977 | 145.4988 | 148.2163 | 150.9175 | 153.7134 | 156.8416 | 160.0706 | 163.5113 | 167.1378 | 170.7678 | 174.2482 | 177.8812 | 181.62 | 185.5086 | 189.4726 | 193.5051 | 197.6196 | 201.8231 | 206.0874 | 210.3216 | 214.7858 | 219.3446 | 224.0003 | 228.7548
F3_Commercial_Grocery (ID)_New_Space Heating_Natural Gas_Unit Heater_E4 | F3 | Commercial | Grocery (ID) | New | Space Heating | Natural Gas | Unit Heater | E4 | PACT BC Ratio | 0 | 0 | 0 | 0 | 0 | 0 | 0 | 0 | 0 | 0 | 0 | 0 | 0 | 0 | 0 | 0 | 0 | 0 | 0 | 0 | 0 | 0 | 0 | 0 | 0 | 0 | 0
F3_Commercial_Grocery (ID)_New_Space Heating_Natural Gas_Unit Heater_E5 | F3 | Commercial | Grocery (ID) | New | Space Heating | Natural Gas | Unit Heater | E5 | PACT BC Ratio | 0 | 0 | 0 | 0 | 0 | 0 | 0 | 0 | 0 | 0 | 0 | 0 | 0 | 0 | 0 | 0 | 0 | 0 | 0 | 0 | 0 | 0 | 0 | 0 | 0 | 0 | 0
F3_Commercial_Grocery (ID)_New_Space Heating_Natural Gas_Unit Heater_E6 | F3 | Commercial | Grocery (ID) | New | Space Heating | Natural Gas | Unit Heater | E6 | PACT BC Ratio | 0 | 0 | 0 | 0 | 0 | 0 | 0 | 0 | 0 | 0 | 0 | 0 | 0 | 0 | 0 | 0 | 0 | 0 | 0 | 0 | 0 | 0 | 0 | 0 | 0 | 0 | 0
F3_Commercial_Grocery (ID)_New_Space Heating_Natural Gas_Unit Heater_E7 | F3 | Commercial | Grocery (ID) | New | Space Heating | Natural Gas | Unit Heater | E7 | PACT BC Ratio | 0 | 0 | 0 | 0 | 0 | 0 | 0 | 0 | 0 | 0 | 0 | 0 | 0 | 0 | 0 | 0 | 0 | 0 | 0 | 0 | 0 | 0 | 0 | 0 | 0 | 0 | 0
F3_Commercial_Grocery (ID)_New_Space Heating_Natural Gas_Unit Heater_E8 | F3 | Commercial | Grocery (ID) | New | Space Heating | Natural Gas | Unit Heater | E8 | PACT BC Ratio | 0 | 0 | 0 | 0 | 0 | 0 | 0 | 0 | 0 | 0 | 0 | 0 | 0 | 0 | 0 | 0 | 0 | 0 | 0 | 0 | 0 | 0 | 0 | 0 | 0 | 0 | 0
F3_Commercial_Grocery (ID)_New_Space Heating_Natural Gas_Unit Heater_E9 | F3 | Commercial | Grocery (ID) | New | Space Heating | Natural Gas | Unit Heater | E9 | PACT BC Ratio | 0 | 0 | 0 | 0 | 0 | 0 | 0 | 0 | 0 | 0 | 0 | 0 | 0 | 0 | 0 | 0 | 0 | 0 | 0 | 0 | 0 | 0 | 0 | 0 | 0 | 0 | 0
F3_Commercial_Grocery (ID)_New_Space Heating_Natural Gas_Unit Heater_E10 | F3 | Commercial | Grocery (ID) | New | Space Heating | Natural Gas | Unit Heater | E10 | PACT BC Ratio | 0 | 0 | 0 | 0 | 0 | 0 | 0 | 0 | 0 | 0 | 0 | 0 | 0 | 0 | 0 | 0 | 0 | 0 | 0 | 0 | 0 | 0 | 0 | 0 | 0 | 0 | 0
F4_Commercial_Grocery (ID)_New_Space Heating_Natural Gas_Unit Heater_E1 | F4 | Commercial | Grocery (ID) | New | Space Heating | Natural Gas | Unit Heater | E1 | RVT BC Ratio | [24 empty] | 1 | 1 | 1 | bar: 2019 to 2042
F4_Commercial_Grocery (ID)_New_Space Heating_Natural Gas_Unit Heater_E2 | F4 | Commercial | Grocery (ID) | New | Space Heating | Natural Gas | Unit Heater | E2 | RVT BC Ratio | 14.9556 | 15.1107 | 15.3326 | 15.5774 | 15.8469 | 16.2543 | 16.6577 | 17.0817 | 17.4664 | 17.8457 | 18.2727 | 18.6591 | 19.0828 | 19.515 | 19.9088 | 20.291 | 20.6379 | 20.992 | 21.3579 | 21.729 | 22.1019 | 22.5766 | 23.1262 | 23.6122 | 24.1085 | 24.6154 | 25.133
F4_Commercial_Grocery (ID)_New_Space Heating_Natural Gas_Unit Heater_E3 | F4 | Commercial | Grocery (ID) | New | Space Heating | Natural Gas | Unit Heater | E3 | RVT BC Ratio | 61.3052 | 62.7146 | 64.0656 | 65.3 | 66.4103 | 67.355 | 68.2686 | 69.2824 | 70.5213 | 71.8897 | 73.3559 | 75.0124 | 76.6723 | 78.268 | 79.9375 | 81.659 | 83.4535 | 85.2862 | 87.1541 | 89.064 | 91.0193 | 92.9376 | 94.8424 | 96.8507 | 98.9015 | 100.9958 | 103.1347
F4_Commercial_Grocery (ID)_New_Space Heating_Natural Gas_Unit Heater_E4 | F4 | Commercial | Grocery (ID) | New | Space Heating | Natural Gas | Unit Heater | E4 | RVT BC Ratio | 0 | 0 | 0 | 0 | 0 | 0 | 0 | 0 | 0 | 0 | 0 | 0 | 0 | 0 | 0 | 0 | 0 | 0 | 0 | 0 | 0 | 0 | 0 | 0 | 0 | 0 | 0
F4_Commercial_Grocery (ID)_New_Space Heating_Natural Gas_Unit Heater_E5 | F4 | Commercial | Grocery (ID) | New | Space Heating | Natural Gas | Unit Heater | E5 | RVT BC Ratio | 0 | 0 | 0 | 0 | 0 | 0 | 0 | 0 | 0 | 0 | 0 | 0 | 0 | 0 | 0 | 0 | 0 | 0 | 0 | 0 | 0 | 0 | 0 | 0 | 0 | 0 | 0
F4_Commercial_Grocery (ID)_New_Space Heating_Natural Gas_Unit Heater_E6 | F4 | Commercial | Grocery (ID) | New | Space Heating | Natural Gas | Unit Heater | E6 | RVT BC Ratio | 0 | 0 | 0 | 0 | 0 | 0 | 0 | 0 | 0 | 0 | 0 | 0 | 0 | 0 | 0 | 0 | 0 | 0 | 0 | 0 | 0 | 0 | 0 | 0 | 0 | 0 | 0
F4_Commercial_Grocery (ID)_New_Space Heating_Natural Gas_Unit Heater_E7 | F4 | Commercial | Grocery (ID) | New | Space Heating | Natural Gas | Unit Heater | E7 | RVT BC Ratio | 0 | 0 | 0 | 0 | 0 | 0 | 0 | 0 | 0 | 0 | 0 | 0 | 0 | 0 | 0 | 0 | 0 | 0 | 0 | 0 | 0 | 0 | 0 | 0 | 0 | 0 | 0
F4_Commercial_Grocery (ID)_New_Space Heating_Natural Gas_Unit Heater_E8 | F4 | Commercial | Grocery (ID) | New | Space Heating | Natural Gas | Unit Heater | E8 | RVT BC Ratio | 0 | 0 | 0 | 0 | 0 | 0 | 0 | 0 | 0 | 0 | 0 | 0 | 0 | 0 | 0 | 0 | 0 | 0 | 0 | 0 | 0 | 0 | 0 | 0 | 0 | 0 | 0
F4_Commercial_Grocery (ID)_New_Space Heating_Natural Gas_Unit Heater_E9 | F4 | Commercial | Grocery (ID) | New | Space Heating | Natural Gas | Unit Heater | E9 | RVT BC Ratio | 0 | 0 | 0 | 0 | 0 | 0 | 0 | 0 | 0 | 0 | 0 | 0 | 0 | 0 | 0 | 0 | 0 | 0 | 0 | 0 | 0 | 0 | 0 | 0 | 0 | 0 | 0
F4_Commercial_Grocery (ID)_New_Space Heating_Natural Gas_Unit Heater_E10 | F4 | Commercial | Grocery (ID) | New | Space Heating | Natural Gas | Unit Heater | E10 | RVT BC Ratio | 0 | 0 | 0 | 0 | 0 | 0 | 0 | 0 | 0 | 0 | 0 | 0 | 0 | 0 | 0 | 0 | 0 | 0 | 0 | 0 | 0 | 0 | 0 | 0 | 0 | 0 | 0
F5_Commercial_Grocery (ID)_New_Space Heating_Natural Gas_Unit Heater_E1 | F5 | Commercial | Grocery (ID) | New | Space Heating | Natural Gas | Unit Heater | E1 | RIM BC Ratio | [24 empty] | 1 | 1 | 1 | bar: 2019 to 2042
F5_Commercial_Grocery (ID)_New_Space Heating_Natural Gas_Unit Heater_E2 | F5 | Commercial | Grocery (ID) | New | Space Heating | Natural Gas | Unit Heater | E2 | RIM BC Ratio | 0.84298 | 0.84816 | 0.85368 | 0.85958 | 0.86587 | 0.87229 | 0.8791 | 0.88613 | 0.89361 | 0.90144 | 0.90388 | 0.90639 | 0.90899 | 0.91168 | 0.91446 | 0.91737 | 0.92042 | 0.92361 | 0.92694 | 0.93043 | 0.93409 | 0.93447 | 0.93489 | 0.93525 | 0.9356 | 0.93594 | 0.93627
F5_Commercial_Grocery (ID)_New_Space Heating_Natural Gas_Unit Heater_E3 | F5 | Commercial | Grocery (ID) | New | Space Heating | Natural Gas | Unit Heater | E3 | RIM BC Ratio | 0.92209 | 0.92519 | 0.92853 | 0.93207 | 0.93584 | 0.93998 | 0.94434 | 0.9478 | 0.95015 | 0.95131 | 0.95238 | 0.95207 | 0.95174 | 0.95139 | 0.95099 | 0.95056 | 0.95008 | 0.94958 | 0.94905 | 0.9485 | 0.94791 | 0.948 | 0.94809 | 0.94818 | 0.94826 | 0.94835 | 0.94843
F5_Commercial_Grocery (ID)_New_Space Heating_Natural Gas_Unit Heater_E4 | F5 | Commercial | Grocery (ID) | New | Space Heating | Natural Gas | Unit Heater | E4 | RIM BC Ratio | 0 | 0 | 0 | 0 | 0 | 0 | 0 | 0 | 0 | 0 | 0 | 0 | 0 | 0 | 0 | 0 | 0 | 0 | 0 | 0 | 0 | 0 | 0 | 0 | 0 | 0 | 0
F5_Commercial_Grocery (ID)_New_Space Heating_Natural Gas_Unit Heater_E5 | F5 | Commercial | Grocery (ID) | New | Space Heating | Natural Gas | Unit Heater | E5 | RIM BC Ratio | 0 | 0 | 0 | 0 | 0 | 0 | 0 | 0 | 0 | 0 | 0 | 0 | 0 | 0 | 0 | 0 | 0 | 0 | 0 | 0 | 0 | 0 | 0 | 0 | 0 | 0 | 0
F5_Commercial_Grocery (ID)_New_Space Heating_Natural Gas_Unit Heater_E6 | F5 | Commercial | Grocery (ID) | New | Space Heating | Natural Gas | Unit Heater | E6 | RIM BC Ratio | 0 | 0 | 0 | 0 | 0 | 0 | 0 | 0 | 0 | 0 | 0 | 0 | 0 | 0 | 0 | 0 | 0 | 0 | 0 | 0 | 0 | 0 | 0 | 0 | 0 | 0 | 0
F5_Commercial_Grocery (ID)_New_Space Heating_Natural Gas_Unit Heater_E7 | F5 | Commercial | Grocery (ID) | New | Space Heating | Natural Gas | Unit Heater | E7 | RIM BC Ratio | 0 | 0 | 0 | 0 | 0 | 0 | 0 | 0 | 0 | 0 | 0 | 0 | 0 | 0 | 0 | 0 | 0 | 0 | 0 | 0 | 0 | 0 | 0 | 0 | 0 | 0 | 0
F5_Commercial_Grocery (ID)_New_Space Heating_Natural Gas_Unit Heater_E8 | F5 | Commercial | Grocery (ID) | New | Space Heating | Natural Gas | Unit Heater | E8 | RIM BC Ratio | 0 | 0 | 0 | 0 | 0 | 0 | 0 | 0 | 0 | 0 | 0 | 0 | 0 | 0 | 0 | 0 | 0 | 0 | 0 | 0 | 0 | 0 | 0 | 0 | 0 | 0 | 0
F5_Commercial_Grocery (ID)_New_Space Heating_Natural Gas_Unit Heater_E9 | F5 | Commercial | Grocery (ID) | New | Space Heating | Natural Gas | Unit Heater | E9 | RIM BC Ratio | 0 | 0 | 0 | 0 | 0 | 0 | 0 | 0 | 0 | 0 | 0 | 0 | 0 | 0 | 0 | 0 | 0 | 0 | 0 | 0 | 0 | 0 | 0 | 0 | 0 | 0 | 0
F5_Commercial_Grocery (ID)_New_Space Heating_Natural Gas_Unit Heater_E10 | F5 | Commercial | Grocery (ID) | New | Space Heating | Natural Gas | Unit Heater | E10 | RIM BC Ratio | 0 | 0 | 0 | 0 | 0 | 0 | 0 | 0 | 0 | 0 | 0 | 0 | 0 | 0 | 0 | 0 | 0 | 0 | 0 | 0 | 0 | 0 | 0 | 0 | 0 | 0 | 0
F0_Commercial_Grocery (ID)_New_Water Heating_Natural Gas_Water Heater_E0 | F0 | Commercial | Grocery (ID) | New | Water Heating | Natural Gas | Water Heater | E0 | Economic Unit | Gas-Fired Absorption HPWH | Gas-Fired Absorption HPWH | Gas-Fired Absorption HPWH | Gas-Fired Absorption HPWH | Gas-Fired Absorption HPWH | Gas-Fired Absorption HPWH | Gas-Fired Absorption HPWH | Gas-Fired Absorption HPWH | Gas-Fired Absorption HPWH | Gas-Fired Absorption HPWH | Gas-Fired Absorption HPWH | Gas-Fired Absorption HPWH | Gas-Fired Absorption HPWH | Gas-Fired Absorption HPWH | Gas-Fired Absorption HPWH | Gas-Fired Absorption HPWH | Gas-Fired Absorption HPWH | Gas-Fired Absorption HPWH | Gas-Fired Absorption HPWH | Gas-Fired Absorption HPWH | Gas-Fired Absorption HPWH | Gas-Fired Absorption HPWH | Gas-Fired Absorption HPWH | Gas-Fired Absorption HPWH | Gas-Fired Absorption HPWH | Gas-Fired Absorption HPWH | Gas-Fired Absorption HPWH
F1_Commercial_Grocery (ID)_New_Water Heating_Natural Gas_Water Heater_E1 | F1 | Commercial | Grocery (ID) | New | Water Heating | Natural Gas | Water Heater | E1 | CCE | 0 | 0 | 0 | 0 | 0 | 0 | 0 | 0 | 0 | 0 | 0 | 0 | 0 | 0 | 0 | 0 | 0 | 0 | 0 | 0 | 0 | 0 | 0 | 0 | 0 | 0 | 0
F1_Commercial_Grocery (ID)_New_Water Heating_Natural Gas_Water Heater_E2 | F1 | Commercial | Grocery (ID) | New | Water Heating | Natural Gas | Water Heater | E2 | CCE | 0.00095875 | 0.00095875 | 0.00095875 | 0.00095875 | 0.00095875 | 0.00095875 | 0.00095875 | 0.00095875 | 0.00095875 | 0.00095875 | 0.00095875 | 0.00095875 | 0.00095875 | 0.00095875 | 0.00095875 | 0.00095875 | 0.00095875 | 0.00095875 | 0.00095875 | 0.00095875 | 0.00095875 | 0.00095875 | 0.00095875 | 0.00095875 | 0.00095875 | 0.00095875 | 0.00095875
F1_Commercial_Grocery (ID)_New_Water Heating_Natural Gas_Water Heater_E3 | F1 | Commercial | Grocery (ID) | New | Water Heating | Natural Gas | Water Heater | E3 | CCE | 0.0016992 | 0.0016992 | 0.0016992 | 0.0016992 | 0.0016992 | 0.0016992 | 0.0016992 | 0.0016992 | 0.0016992 | 0.0016992 | 0.0016992 | 0.0016992 | 0.0016992 | 0.0016992 | 0.0016992 | 0.0016992 | 0.0016992 | 0.0016992 | 0.0016992 | 0.0016992 | 0.0016992 | 0.0016992 | 0.0016992 | 0.0016992 | 0.0016992 | 0.0016992 | 0.0016992
F1_Commercial_Grocery (ID)_New_Water Heating_Natural Gas_Water Heater_E4 | F1 | Commercial | Grocery (ID) | New | Water Heating | Natural Gas | Water Heater | E4 | CCE | 0.0017304 | 0.0017304 | 0.0017304 | 0.0017304 | 0.0017304 | 0.0017304 | 0.0017304 | 0.0017304 | 0.0017304 | 0.0017304 | 0.0017304 | 0.0017304 | 0.0017304 | 0.0017304 | 0.0017304 | 0.0017304 | 0.0017304 | 0.0017304 | 0.0017304 | 0.0017304 | 0.0017304 | 0.0017304 | 0.0017304 | 0.0017304 | 0.0017304 | 0.0017304 | 0.0017304
F1_Commercial_Grocery (ID)_New_Water Heating_Natural Gas_Water Heater_E5 | F1 | Commercial | Grocery (ID) | New | Water Heating | Natural Gas | Water Heater | E5 | CCE | 0.0025217 | 0.0025217 | 0.0025217 | 0.0025217 | 0.0025217 | 0.0025217 | 0.0025217 | 0.0025217 | 0.0025217 | 0.0025217 | 0.0025217 | 0.0025217 | 0.0025217 | 0.0025217 | 0.0025217 | 0.0025217 | 0.0025217 | 0.0025217 | 0.0025217 | 0.0025217 | 0.0025217 | 0.0025217 | 0.0025217 | 0.0025217 | 0.0025217 | 0.0025217 | 0.0025217
F1_Commercial_Grocery (ID)_New_Water Heating_Natural Gas_Water Heater_E6 | F1 | Commercial | Grocery (ID) | New | Water Heating | Natural Gas | Water Heater | E6 | CCE | 0 | 0 | 0 | 0 | 0 | 0 | 0 | 0 | 0 | 0 | 0 | 0 | 0 | 0 | 0 | 0 | 0 | 0 | 0 | 0 | 0 | 0 | 0 | 0 | 0 | 0 | 0
F1_Commercial_Grocery (ID)_New_Water Heating_Natural Gas_Water Heater_E7 | F1 | Commercial | Grocery (ID) | New | Water Heating | Natural Gas | Water Heater | E7 | CCE | 0 | 0 | 0 | 0 | 0 | 0 | 0 | 0 | 0 | 0 | 0 | 0 | 0 | 0 | 0 | 0 | 0 | 0 | 0 | 0 | 0 | 0 | 0 | 0 | 0 | 0 | 0
F1_Commercial_Grocery (ID)_New_Water Heating_Natural Gas_Water Heater_E8 | F1 | Commercial | Grocery (ID) | New | Water Heating | Natural Gas | Water Heater | E8 | CCE | 0 | 0 | 0 | 0 | 0 | 0 | 0 | 0 | 0 | 0 | 0 | 0 | 0 | 0 | 0 | 0 | 0 | 0 | 0 | 0 | 0 | 0 | 0 | 0 | 0 | 0 | 0
F1_Commercial_Grocery (ID)_New_Water Heating_Natural Gas_Water Heater_E9 | F1 | Commercial | Grocery (ID) | New | Water Heating | Natural Gas | Water Heater | E9 | CCE | 0 | 0 | 0 | 0 | 0 | 0 | 0 | 0 | 0 | 0 | 0 | 0 | 0 | 0 | 0 | 0 | 0 | 0 | 0 | 0 | 0 | 0 | 0 | 0 | 0 | 0 | 0
F1_Commercial_Grocery (ID)_New_Water Heating_Natural Gas_Water Heater_E10 | F1 | Commercial | Grocery (ID) | New | Water Heating | Natural Gas | Water Heater | E10 | CCE | 0 | 0 | 0 | 0 | 0 | 0 | 0 | 0 | 0 | 0 | 0 | 0 | 0 | 0 | 0 | 0 | 0 | 0 | 0 | 0 | 0 | 0 | 0 | 0 | 0 | 0 | 0
F2_Commercial_Grocery (ID)_New_Water Heating_Natural Gas_Water Heater_E1 | F2 | Commercial | Grocery (ID) | New | Water Heating | Natural Gas | Water Heater | E1 | TRC BC Ratio | [24 empty] | 1 | 1 | 1 | bar: 2019 to 2042
F2_Commercial_Grocery (ID)_New_Water Heating_Natural Gas_Water Heater_E2 | F2 | Commercial | Grocery (ID) | New | Water Heating | Natural Gas | Water Heater | E2 | TRC BC Ratio | 3.8672 | 3.9687 | 4.0827 | 4.2104 | 4.3526 | 4.5209 | 4.6922 | 4.861 | 5.0233 | 5.188 | 5.3221 | 5.4486 | 5.5839 | 5.7171 | 5.8379 | 5.9523 | 6.0567 | 6.1603 | 6.2701 | 6.3779 | 6.4885 | 6.6031 | 6.719 | 6.8384 | 6.9599 | 7.0835 | 7.2094
F2_Commercial_Grocery (ID)_New_Water Heating_Natural Gas_Water Heater_E3 | F2 | Commercial | Grocery (ID) | New | Water Heating | Natural Gas | Water Heater | E3 | TRC BC Ratio | 2.182 | 2.2394 | 2.3037 | 2.3757 | 2.456 | 2.5509 | 2.6476 | 2.7428 | 2.8344 | 2.9273 | 3.003 | 3.0743 | 3.1507 | 3.2258 | 3.294 | 3.3586 | 3.4175 | 3.4759 | 3.5379 | 3.5987 | 3.6611 | 3.7258 | 3.7912 | 3.8585 | 3.9271 | 3.9969 | 4.0679
F2_Commercial_Grocery (ID)_New_Water Heating_Natural Gas_Water Heater_E4 | F2 | Commercial | Grocery (ID) | New | Water Heating | Natural Gas | Water Heater | E4 | TRC BC Ratio | 1.3772 | 1.4191 | 1.4759 | 1.55 | 1.6417 | 1.7612 | 1.8846 | 2.0046 | 2.1169 | 2.2309 | 2.3129 | 2.3862 | 2.4672 | 2.5449 | 2.6094 | 2.6664 | 2.7125 | 2.7566 | 2.806 | 2.8522 | 2.9002 | 2.951 | 3.0021 | 3.0554 | 3.1097 | 3.1649 | 3.2212
F2_Commercial_Grocery (ID)_New_Water Heating_Natural Gas_Water Heater_E5 | F2 | Commercial | Grocery (ID) | New | Water Heating | Natural Gas | Water Heater | E5 | TRC BC Ratio | 1.5084 | 1.548 | 1.5916 | 1.6394 | 1.6918 | 1.7529 | 1.8149 | 1.8762 | 1.9353 | 1.9953 | 2.045 | 2.0922 | 2.1425 | 2.1921 | 2.2376 | 2.281 | 2.3211 | 2.3609 | 2.403 | 2.4445 | 2.487 | 2.5309 | 2.5754 | 2.6212 | 2.6678 | 2.7152 | 2.7634
F2_Commercial_Grocery (ID)_New_Water Heating_Natural Gas_Water Heater_E6 | F2 | Commercial | Grocery (ID) | New | Water Heating | Natural Gas | Water Heater | E6 | TRC BC Ratio | 0 | 0 | 0 | 0 | 0 | 0 | 0 | 0 | 0 | 0 | 0 | 0 | 0 | 0 | 0 | 0 | 0 | 0 | 0 | 0 | 0 | 0 | 0 | 0 | 0 | 0 | 0
F2_Commercial_Grocery (ID)_New_Water Heating_Natural Gas_Water Heater_E7 | F2 | Commercial | Grocery (ID) | New | Water Heating | Natural Gas | Water Heater | E7 | TRC BC Ratio | 0 | 0 | 0 | 0 | 0 | 0 | 0 | 0 | 0 | 0 | 0 | 0 | 0 | 0 | 0 | 0 | 0 | 0 | 0 | 0 | 0 | 0 | 0 | 0 | 0 | 0 | 0
F2_Commercial_Grocery (ID)_New_Water Heating_Natural Gas_Water Heater_E8 | F2 | Commercial | Grocery (ID) | New | Water Heating | Natural Gas | Water Heater | E8 | TRC BC Ratio | 0 | 0 | 0 | 0 | 0 | 0 | 0 | 0 | 0 | 0 | 0 | 0 | 0 | 0 | 0 | 0 | 0 | 0 | 0 | 0 | 0 | 0 | 0 | 0 | 0 | 0 | 0
F2_Commercial_Grocery (ID)_New_Water Heating_Natural Gas_Water Heater_E9 | F2 | Commercial | Grocery (ID) | New | Water Heating | Natural Gas | Water Heater | E9 | TRC BC Ratio | 0 | 0 | 0 | 0 | 0 | 0 | 0 | 0 | 0 | 0 | 0 | 0 | 0 | 0 | 0 | 0 | 0 | 0 | 0 | 0 | 0 | 0 | 0 | 0 | 0 | 0 | 0
F2_Commercial_Grocery (ID)_New_Water Heating_Natural Gas_Water Heater_E10 | F2 | Commercial | Grocery (ID) | New | Water Heating | Natural Gas | Water Heater | E10 | TRC BC Ratio | 0 | 0 | 0 | 0 | 0 | 0 | 0 | 0 | 0 | 0 | 0 | 0 | 0 | 0 | 0 | 0 | 0 | 0 | 0 | 0 | 0 | 0 | 0 | 0 | 0 | 0 | 0
F3_Commercial_Grocery (ID)_New_Water Heating_Natural Gas_Water Heater_E1 | F3 | Commercial | Grocery (ID) | New | Water Heating | Natural Gas | Water Heater | E1 | PACT BC Ratio | [24 empty] | 1 | 1 | 1 | bar: 2019 to 2042
F3_Commercial_Grocery (ID)_New_Water Heating_Natural Gas_Water Heater_E2 | F3 | Commercial | Grocery (ID) | New | Water Heating | Natural Gas | Water Heater | E2 | PACT BC Ratio | 9.595 | 9.8471 | 10.1299 | 10.4468 | 10.7996 | 11.217 | 11.6421 | 12.0608 | 12.4636 | 12.8722 | 13.2049 | 13.5188 | 13.8546 | 14.185 | 14.4848 | 14.7687 | 15.0277 | 15.2846 | 15.5571 | 15.8245 | 16.0989 | 16.3833 | 16.6709 | 16.9671 | 17.2686 | 17.5753 | 17.8876
F3_Commercial_Grocery (ID)_New_Water Heating_Natural Gas_Water Heater_E3 | F3 | Commercial | Grocery (ID) | New | Water Heating | Natural Gas | Water Heater | E3 | PACT BC Ratio | 5.414 | 5.5562 | 5.7158 | 5.8946 | 6.0937 | 6.3292 | 6.569 | 6.8053 | 7.0325 | 7.2631 | 7.4508 | 7.6279 | 7.8174 | 8.0038 | 8.173 | 8.3332 | 8.4794 | 8.6243 | 8.7781 | 8.929 | 9.0838 | 9.2442 | 9.4066 | 9.5737 | 9.7438 | 9.9169 | 10.093
F3_Commercial_Grocery (ID)_New_Water Heating_Natural Gas_Water Heater_E4 | F3 | Commercial | Grocery (ID) | New | Water Heating | Natural Gas | Water Heater | E4 | PACT BC Ratio | 3.4171 | 3.5211 | 3.6618 | 3.8457 | 4.0732 | 4.3697 | 4.6759 | 4.9736 | 5.2524 | 5.5351 | 5.7387 | 5.9204 | 6.1216 | 6.3144 | 6.4744 | 6.6159 | 6.7301 | 6.8396 | 6.962 | 7.0768 | 7.1958 | 7.3219 | 7.4486 | 7.581 | 7.7157 | 7.8527 | 7.9922
F3_Commercial_Grocery (ID)_New_Water Heating_Natural Gas_Water Heater_E5 | F3 | Commercial | Grocery (ID) | New | Water Heating | Natural Gas | Water Heater | E5 | PACT BC Ratio | 3.7426 | 3.8408 | 3.949 | 4.0677 | 4.1977 | 4.3492 | 4.5031 | 4.655 | 4.8018 | 4.9507 | 5.0739 | 5.191 | 5.3158 | 5.439 | 5.5519 | 5.6596 | 5.759 | 5.8579 | 5.9623 | 6.0652 | 6.1706 | 6.2797 | 6.3901 | 6.5036 | 6.6191 | 6.7367 | 6.8564
F3_Commercial_Grocery (ID)_New_Water Heating_Natural Gas_Water Heater_E6 | F3 | Commercial | Grocery (ID) | New | Water Heating | Natural Gas | Water Heater | E6 | PACT BC Ratio | 0 | 0 | 0 | 0 | 0 | 0 | 0 | 0 | 0 | 0 | 0 | 0 | 0 | 0 | 0 | 0 | 0 | 0 | 0 | 0 | 0 | 0 | 0 | 0 | 0 | 0 | 0
F3_Commercial_Grocery (ID)_New_Water Heating_Natural Gas_Water Heater_E7 | F3 | Commercial | Grocery (ID) | New | Water Heating | Natural Gas | Water Heater | E7 | PACT BC Ratio | 0 | 0 | 0 | 0 | 0 | 0 | 0 | 0 | 0 | 0 | 0 | 0 | 0 | 0 | 0 | 0 | 0 | 0 | 0 | 0 | 0 | 0 | 0 | 0 | 0 | 0 | 0
F3_Commercial_Grocery (ID)_New_Water Heating_Natural Gas_Water Heater_E8 | F3 | Commercial | Grocery (ID) | New | Water Heating | Natural Gas | Water Heater | E8 | PACT BC Ratio | 0 | 0 | 0 | 0 | 0 | 0 | 0 | 0 | 0 | 0 | 0 | 0 | 0 | 0 | 0 | 0 | 0 | 0 | 0 | 0 | 0 | 0 | 0 | 0 | 0 | 0 | 0
F3_Commercial_Grocery (ID)_New_Water Heating_Natural Gas_Water Heater_E9 | F3 | Commercial | Grocery (ID) | New | Water Heating | Natural Gas | Water Heater | E9 | PACT BC Ratio | 0 | 0 | 0 | 0 | 0 | 0 | 0 | 0 | 0 | 0 | 0 | 0 | 0 | 0 | 0 | 0 | 0 | 0 | 0 | 0 | 0 | 0 | 0 | 0 | 0 | 0 | 0
F3_Commercial_Grocery (ID)_New_Water Heating_Natural Gas_Water Heater_E10 | F3 | Commercial | Grocery (ID) | New | Water Heating | Natural Gas | Water Heater | E10 | PACT BC Ratio | 0 | 0 | 0 | 0 | 0 | 0 | 0 | 0 | 0 | 0 | 0 | 0 | 0 | 0 | 0 | 0 | 0 | 0 | 0 | 0 | 0 | 0 | 0 | 0 | 0 | 0 | 0
F4_Commercial_Grocery (ID)_New_Water Heating_Natural Gas_Water Heater_E1 | F4 | Commercial | Grocery (ID) | New | Water Heating | Natural Gas | Water Heater | E1 | RVT BC Ratio | [24 empty] | 1 | 1 | 1 | bar: 2019 to 2042
F4_Commercial_Grocery (ID)_New_Water Heating_Natural Gas_Water Heater_E2 | F4 | Commercial | Grocery (ID) | New | Water Heating | Natural Gas | Water Heater | E2 | RVT BC Ratio | 5.6934 | 5.8022 | 5.9245 | 6.062 | 6.2152 | 6.4004 | 6.5842 | 6.758 | 6.9156 | 7.0691 | 7.2281 | 7.3738 | 7.5294 | 7.6803 | 7.8129 | 7.9348 | 8.0413 | 8.1441 | 8.2526 | 8.3555 | 8.4591 | 8.6035 | 8.7496 | 8.9 | 9.0531 | 9.2089 | 9.3675
F4_Commercial_Grocery (ID)_New_Water Heating_Natural Gas_Water Heater_E3 | F4 | Commercial | Grocery (ID) | New | Water Heating | Natural Gas | Water Heater | E3 | RVT BC Ratio | 3.3361 | 3.3975 | 3.4665 | 3.544 | 3.6305 | 3.735 | 3.8387 | 3.9368 | 4.0257 | 4.1123 | 4.202 | 4.2842 | 4.3721 | 4.4572 | 4.532 | 4.6008 | 4.6609 | 4.7189 | 4.7801 | 4.8382 | 4.8966 | 4.9781 | 5.0605 | 5.1454 | 5.2318 | 5.3197 | 5.4092
F4_Commercial_Grocery (ID)_New_Water Heating_Natural Gas_Water Heater_E4 | F4 | Commercial | Grocery (ID) | New | Water Heating | Natural Gas | Water Heater | E4 | RVT BC Ratio | 2.4391 | 2.4822 | 2.5432 | 2.6253 | 2.7285 | 2.8674 | 3.0074 | 3.1341 | 3.2403 | 3.3383 | 3.4362 | 3.5148 | 3.6021 | 3.6831 | 3.7447 | 3.7944 | 3.8273 | 3.8554 | 3.8877 | 3.9131 | 3.9378 | 4.0019 | 4.0663 | 4.1335 | 4.2019 | 4.2715 | 4.3423
F4_Commercial_Grocery (ID)_New_Water Heating_Natural Gas_Water Heater_E5 | F4 | Commercial | Grocery (ID) | New | Water Heating | Natural Gas | Water Heater | E5 | RVT BC Ratio | 2.3788 | 2.4219 | 2.469 | 2.52 | 2.5752 | 2.6412 | 2.7068 | 2.7692 | 2.8266 | 2.8829 | 2.9417 | 2.9965 | 3.0548 | 3.1115 | 3.1622 | 3.2093 | 3.2512 | 3.292 | 3.3348 | 3.3759 | 3.4172 | 3.4726 | 3.5287 | 3.5863 | 3.645 | 3.7047 | 3.7655
F4_Commercial_Grocery (ID)_New_Water Heating_Natural Gas_Water Heater_E6 | F4 | Commercial | Grocery (ID) | New | Water Heating | Natural Gas | Water Heater | E6 | RVT BC Ratio | 0 | 0 | 0 | 0 | 0 | 0 | 0 | 0 | 0 | 0 | 0 | 0 | 0 | 0 | 0 | 0 | 0 | 0 | 0 | 0 | 0 | 0 | 0 | 0 | 0 | 0 | 0
F4_Commercial_Grocery (ID)_New_Water Heating_Natural Gas_Water Heater_E7 | F4 | Commercial | Grocery (ID) | New | Water Heating | Natural Gas | Water Heater | E7 | RVT BC Ratio | 0 | 0 | 0 | 0 | 0 | 0 | 0 | 0 | 0 | 0 | 0 | 0 | 0 | 0 | 0 | 0 | 0 | 0 | 0 | 0 | 0 | 0 | 0 | 0 | 0 | 0 | 0
F4_Commercial_Grocery (ID)_New_Water Heating_Natural Gas_Water Heater_E8 | F4 | Commercial | Grocery (ID) | New | Water Heating | Natural Gas | Water Heater | E8 | RVT BC Ratio | 0 | 0 | 0 | 0 | 0 | 0 | 0 | 0 | 0 | 0 | 0 | 0 | 0 | 0 | 0 | 0 | 0 | 0 | 0 | 0 | 0 | 0 | 0 | 0 | 0 | 0 | 0
F4_Commercial_Grocery (ID)_New_Water Heating_Natural Gas_Water Heater_E9 | F4 | Commercial | Grocery (ID) | New | Water Heating | Natural Gas | Water Heater | E9 | RVT BC Ratio | 0 | 0 | 0 | 0 | 0 | 0 | 0 | 0 | 0 | 0 | 0 | 0 | 0 | 0 | 0 | 0 | 0 | 0 | 0 | 0 | 0 | 0 | 0 | 0 | 0 | 0 | 0
F4_Commercial_Grocery (ID)_New_Water Heating_Natural Gas_Water Heater_E10 | F4 | Commercial | Grocery (ID) | New | Water Heating | Natural Gas | Water Heater | E10 | RVT BC Ratio | 0 | 0 | 0 | 0 | 0 | 0 | 0 | 0 | 0 | 0 | 0 | 0 | 0 | 0 | 0 | 0 | 0 | 0 | 0 | 0 | 0 | 0 | 0 | 0 | 0 | 0 | 0
F5_Commercial_Grocery (ID)_New_Water Heating_Natural Gas_Water Heater_E1 | F5 | Commercial | Grocery (ID) | New | Water Heating | Natural Gas | Water Heater | E1 | RIM BC Ratio | [24 empty] | 1 | 1 | 1 | bar: 2019 to 2042
F5_Commercial_Grocery (ID)_New_Water Heating_Natural Gas_Water Heater_E2 | F5 | Commercial | Grocery (ID) | New | Water Heating | Natural Gas | Water Heater | E2 | RIM BC Ratio | 0.78742 | 0.79346 | 0.79995 | 0.80686 | 0.81419 | 0.82192 | 0.82996 | 0.83833 | 0.84714 | 0.85645 | 0.85977 | 0.86328 | 0.86691 | 0.87059 | 0.87428 | 0.87805 | 0.88191 | 0.88593 | 0.89016 | 0.89456 | 0.89919 | 0.90006 | 0.90091 | 0.90176 | 0.9026 | 0.90343 | 0.90424
F5_Commercial_Grocery (ID)_New_Water Heating_Natural Gas_Water Heater_E3 | F5 | Commercial | Grocery (ID) | New | Water Heating | Natural Gas | Water Heater | E3 | RIM BC Ratio | 0.74049 | 0.74698 | 0.75396 | 0.76144 | 0.76939 | 0.7779 | 0.78665 | 0.79563 | 0.80489 | 0.81459 | 0.81861 | 0.82271 | 0.82695 | 0.83119 | 0.83534 | 0.8395 | 0.84368 | 0.84798 | 0.85249 | 0.85714 | 0.862 | 0.86343 | 0.86482 | 0.86621 | 0.86758 | 0.86893 | 0.87026
F5_Commercial_Grocery (ID)_New_Water Heating_Natural Gas_Water Heater_E4 | F5 | Commercial | Grocery (ID) | New | Water Heating | Natural Gas | Water Heater | E4 | RIM BC Ratio | 0.6262 | 0.6349 | 0.6456 | 0.65833 | 0.6727 | 0.68899 | 0.70508 | 0.72148 | 0.73838 | 0.75659 | 0.76329 | 0.7708 | 0.77869 | 0.78646 | 0.79379 | 0.80105 | 0.80822 | 0.8157 | 0.82374 | 0.83213 | 0.84106 | 0.84276 | 0.84441 | 0.84609 | 0.84774 | 0.84937 | 0.85098
F5_Commercial_Grocery (ID)_New_Water Heating_Natural Gas_Water Heater_E5 | F5 | Commercial | Grocery (ID) | New | Water Heating | Natural Gas | Water Heater | E5 | RIM BC Ratio | 0.70192 | 0.70848 | 0.7156 | 0.72329 | 0.73156 | 0.74035 | 0.74926 | 0.75824 | 0.76732 | 0.77665 | 0.7811 | 0.78543 | 0.78991 | 0.79435 | 0.79863 | 0.80287 | 0.80705 | 0.81132 | 0.81577 | 0.82032 | 0.82504 | 0.82696 | 0.82885 | 0.83073 | 0.83259 | 0.83442 | 0.83623
F5_Commercial_Grocery (ID)_New_Water Heating_Natural Gas_Water Heater_E6 | F5 | Commercial | Grocery (ID) | New | Water Heating | Natural Gas | Water Heater | E6 | RIM BC Ratio | 0 | 0 | 0 | 0 | 0 | 0 | 0 | 0 | 0 | 0 | 0 | 0 | 0 | 0 | 0 | 0 | 0 | 0 | 0 | 0 | 0 | 0 | 0 | 0 | 0 | 0 | 0
F5_Commercial_Grocery (ID)_New_Water Heating_Natural Gas_Water Heater_E7 | F5 | Commercial | Grocery (ID) | New | Water Heating | Natural Gas | Water Heater | E7 | RIM BC Ratio | 0 | 0 | 0 | 0 | 0 | 0 | 0 | 0 | 0 | 0 | 0 | 0 | 0 | 0 | 0 | 0 | 0 | 0 | 0 | 0 | 0 | 0 | 0 | 0 | 0 | 0 | 0
F5_Commercial_Grocery (ID)_New_Water Heating_Natural Gas_Water Heater_E8 | F5 | Commercial | Grocery (ID) | New | Water Heating | Natural Gas | Water Heater | E8 | RIM BC Ratio | 0 | 0 | 0 | 0 | 0 | 0 | 0 | 0 | 0 | 0 | 0 | 0 | 0 | 0 | 0 | 0 | 0 | 0 | 0 | 0 | 0 | 0 | 0 | 0 | 0 | 0 | 0
F5_Commercial_Grocery (ID)_New_Water Heating_Natural Gas_Water Heater_E9 | F5 | Commercial | Grocery (ID) | New | Water Heating | Natural Gas | Water Heater | E9 | RIM BC Ratio | 0 | 0 | 0 | 0 | 0 | 0 | 0 | 0 | 0 | 0 | 0 | 0 | 0 | 0 | 0 | 0 | 0 | 0 | 0 | 0 | 0 | 0 | 0 | 0 | 0 | 0 | 0
F5_Commercial_Grocery (ID)_New_Water Heating_Natural Gas_Water Heater_E10 | F5 | Commercial | Grocery (ID) | New | Water Heating | Natural Gas | Water Heater | E10 | RIM BC Ratio | 0 | 0 | 0 | 0 | 0 | 0 | 0 | 0 | 0 | 0 | 0 | 0 | 0 | 0 | 0 | 0 | 0 | 0 | 0 | 0 | 0 | 0 | 0 | 0 | 0 | 0 | 0
F0_Commercial_Grocery (ID)_New_Food Preparation_Natural Gas_Oven_E0 | F0 | Commercial | Grocery (ID) | New | Food Preparation | Natural Gas | Oven | E0 | Economic Unit | ENERGY STAR (>42% Baking Efficiency) | ENERGY STAR (>42% Baking Efficiency) | ENERGY STAR (>42% Baking Efficiency) | ENERGY STAR (>42% Baking Efficiency) | ENERGY STAR (>42% Baking Efficiency) | ENERGY STAR (>42% Baking Efficiency) | ENERGY STAR (>42% Baking Efficiency) | ENERGY STAR (>42% Baking Efficiency) | ENERGY STAR (>42% Baking Efficiency) | ENERGY STAR (>42% Baking Efficiency) | ENERGY STAR (>42% Baking Efficiency) | ENERGY STAR (>42% Baking Efficiency) | ENERGY STAR (>42% Baking Efficiency) | ENERGY STAR (>42% Baking Efficiency) | ENERGY STAR (>42% Baking Efficiency) | ENERGY STAR (>42% Baking Efficiency) | ENERGY STAR (>42% Baking Efficiency) | ENERGY STAR (>42% Baking Efficiency) | ENERGY STAR (>42% Baking Efficiency) | ENERGY STAR (>42% Baking Efficiency) | ENERGY STAR (>42% Baking Efficiency) | ENERGY STAR (>42% Baking Efficiency) | ENERGY STAR (>42% Baking Efficiency) | ENERGY STAR (>42% Baking Efficiency) | ENERGY STAR (>42% Baking Efficiency) | ENERGY STAR (>42% Baking Efficiency) | ENERGY STAR (>42% Baking Efficiency)
F1_Commercial_Grocery (ID)_New_Food Preparation_Natural Gas_Oven_E1 | F1 | Commercial | Grocery (ID) | New | Food Preparation | Natural Gas | Oven | E1 | CCE | 0 | 0 | 0 | 0 | 0 | 0 | 0 | 0 | 0 | 0 | 0 | 0 | 0 | 0 | 0 | 0 | 0 | 0 | 0 | 0 | 0 | 0 | 0 | 0 | 0 | 0 | 0
F1_Commercial_Grocery (ID)_New_Food Preparation_Natural Gas_Oven_E2 | F1 | Commercial | Grocery (ID) | New | Food Preparation | Natural Gas | Oven | E2 | CCE | 0.00015072 | 0.00015072 | 0.00015072 | 0.00015072 | 0.00015072 | 0.00015072 | 0.00015072 | 0.00015072 | 0.00015072 | 0.00015072 | 0.00015072 | 0.00015072 | 0.00015072 | 0.00015072 | 0.00015072 | 0.00015072 | 0.00015072 | 0.00015072 | 0.00015072 | 0.00015072 | 0.00015072 | 0.00015072 | 0.00015072 | 0.00015072 | 0.00015072 | 0.00015072 | 0.00015072
F1_Commercial_Grocery (ID)_New_Food Preparation_Natural Gas_Oven_E3 | F1 | Commercial | Grocery (ID) | New | Food Preparation | Natural Gas | Oven | E3 | CCE | 0 | 0 | 0 | 0 | 0 | 0 | 0 | 0 | 0 | 0 | 0 | 0 | 0 | 0 | 0 | 0 | 0 | 0 | 0 | 0 | 0 | 0 | 0 | 0 | 0 | 0 | 0
F1_Commercial_Grocery (ID)_New_Food Preparation_Natural Gas_Oven_E4 | F1 | Commercial | Grocery (ID) | New | Food Preparation | Natural Gas | Oven | E4 | CCE | 0 | 0 | 0 | 0 | 0 | 0 | 0 | 0 | 0 | 0 | 0 | 0 | 0 | 0 | 0 | 0 | 0 | 0 | 0 | 0 | 0 | 0 | 0 | 0 | 0 | 0 | 0
F1_Commercial_Grocery (ID)_New_Food Preparation_Natural Gas_Oven_E5 | F1 | Commercial | Grocery (ID) | New | Food Preparation | Natural Gas | Oven | E5 | CCE | 0 | 0 | 0 | 0 | 0 | 0 | 0 | 0 | 0 | 0 | 0 | 0 | 0 | 0 | 0 | 0 | 0 | 0 | 0 | 0 | 0 | 0 | 0 | 0 | 0 | 0 | 0
F1_Commercial_Grocery (ID)_New_Food Preparation_Natural Gas_Oven_E6 | F1 | Commercial | Grocery (ID) | New | Food Preparation | Natural Gas | Oven | E6 | CCE | 0 | 0 | 0 | 0 | 0 | 0 | 0 | 0 | 0 | 0 | 0 | 0 | 0 | 0 | 0 | 0 | 0 | 0 | 0 | 0 | 0 | 0 | 0 | 0 | 0 | 0 | 0
F1_Commercial_Grocery (ID)_New_Food Preparation_Natural Gas_Oven_E7 | F1 | Commercial | Grocery (ID) | New | Food Preparation | Natural Gas | Oven | E7 | CCE | 0 | 0 | 0 | 0 | 0 | 0 | 0 | 0 | 0 | 0 | 0 | 0 | 0 | 0 | 0 | 0 | 0 | 0 | 0 | 0 | 0 | 0 | 0 | 0 | 0 | 0 | 0
F1_Commercial_Grocery (ID)_New_Food Preparation_Natural Gas_Oven_E8 | F1 | Commercial | Grocery (ID) | New | Food Preparation | Natural Gas | Oven | E8 | CCE | 0 | 0 | 0 | 0 | 0 | 0 | 0 | 0 | 0 | 0 | 0 | 0 | 0 | 0 | 0 | 0 | 0 | 0 | 0 | 0 | 0 | 0 | 0 | 0 | 0 | 0 | 0
F1_Commercial_Grocery (ID)_New_Food Preparation_Natural Gas_Oven_E9 | F1 | Commercial | Grocery (ID) | New | Food Preparation | Natural Gas | Oven | E9 | CCE | 0 | 0 | 0 | 0 | 0 | 0 | 0 | 0 | 0 | 0 | 0 | 0 | 0 | 0 | 0 | 0 | 0 | 0 | 0 | 0 | 0 | 0 | 0 | 0 | 0 | 0 | 0
F1_Commercial_Grocery (ID)_New_Food Preparation_Natural Gas_Oven_E10 | F1 | Commercial | Grocery (ID) | New | Food Preparation | Natural Gas | Oven | E10 | CCE | 0 | 0 | 0 | 0 | 0 | 0 | 0 | 0 | 0 | 0 | 0 | 0 | 0 | 0 | 0 | 0 | 0 | 0 | 0 | 0 | 0 | 0 | 0 | 0 | 0 | 0 | 0
F2_Commercial_Grocery (ID)_New_Food Preparation_Natural Gas_Oven_E1 | F2 | Commercial | Grocery (ID) | New | Food Preparation | Natural Gas | Oven | E1 | TRC BC Ratio | [24 empty] | 1 | 1 | 1 | bar: 2019 to 2042
F2_Commercial_Grocery (ID)_New_Food Preparation_Natural Gas_Oven_E2 | F2 | Commercial | Grocery (ID) | New | Food Preparation | Natural Gas | Oven | E2 | TRC BC Ratio | 23.0095 | 23.5407 | 24.2088 | 24.9971 | 25.9137 | 27.0697 | 28.2738 | 29.4744 | 30.6324 | 31.8063 | 32.7225 | 33.5748 | 34.4937 | 35.3888 | 36.1782 | 36.9092 | 37.5538 | 38.1874 | 38.8689 | 39.5297 | 40.2094 | 40.9183 | 41.634 | 42.3736 | 43.1264 | 43.8926 | 44.6724
F2_Commercial_Grocery (ID)_New_Food Preparation_Natural Gas_Oven_E3 | F2 | Commercial | Grocery (ID) | New | Food Preparation | Natural Gas | Oven | E3 | TRC BC Ratio | 0 | 0 | 0 | 0 | 0 | 0 | 0 | 0 | 0 | 0 | 0 | 0 | 0 | 0 | 0 | 0 | 0 | 0 | 0 | 0 | 0 | 0 | 0 | 0 | 0 | 0 | 0
F2_Commercial_Grocery (ID)_New_Food Preparation_Natural Gas_Oven_E4 | F2 | Commercial | Grocery (ID) | New | Food Preparation | Natural Gas | Oven | E4 | TRC BC Ratio | 0 | 0 | 0 | 0 | 0 | 0 | 0 | 0 | 0 | 0 | 0 | 0 | 0 | 0 | 0 | 0 | 0 | 0 | 0 | 0 | 0 | 0 | 0 | 0 | 0 | 0 | 0
F2_Commercial_Grocery (ID)_New_Food Preparation_Natural Gas_Oven_E5 | F2 | Commercial | Grocery (ID) | New | Food Preparation | Natural Gas | Oven | E5 | TRC BC Ratio | 0 | 0 | 0 | 0 | 0 | 0 | 0 | 0 | 0 | 0 | 0 | 0 | 0 | 0 | 0 | 0 | 0 | 0 | 0 | 0 | 0 | 0 | 0 | 0 | 0 | 0 | 0
F2_Commercial_Grocery (ID)_New_Food Preparation_Natural Gas_Oven_E6 | F2 | Commercial | Grocery (ID) | New | Food Preparation | Natural Gas | Oven | E6 | TRC BC Ratio | 0 | 0 | 0 | 0 | 0 | 0 | 0 | 0 | 0 | 0 | 0 | 0 | 0 | 0 | 0 | 0 | 0 | 0 | 0 | 0 | 0 | 0 | 0 | 0 | 0 | 0 | 0
F2_Commercial_Grocery (ID)_New_Food Preparation_Natural Gas_Oven_E7 | F2 | Commercial | Grocery (ID) | New | Food Preparation | Natural Gas | Oven | E7 | TRC BC Ratio | 0 | 0 | 0 | 0 | 0 | 0 | 0 | 0 | 0 | 0 | 0 | 0 | 0 | 0 | 0 | 0 | 0 | 0 | 0 | 0 | 0 | 0 | 0 | 0 | 0 | 0 | 0
F2_Commercial_Grocery (ID)_New_Food Preparation_Natural Gas_Oven_E8 | F2 | Commercial | Grocery (ID) | New | Food Preparation | Natural Gas | Oven | E8 | TRC BC Ratio | 0 | 0 | 0 | 0 | 0 | 0 | 0 | 0 | 0 | 0 | 0 | 0 | 0 | 0 | 0 | 0 | 0 | 0 | 0 | 0 | 0 | 0 | 0 | 0 | 0 | 0 | 0
F2_Commercial_Grocery (ID)_New_Food Preparation_Natural Gas_Oven_E9 | F2 | Commercial | Grocery (ID) | New | Food Preparation | Natural Gas | Oven | E9 | TRC BC Ratio | 0 | 0 | 0 | 0 | 0 | 0 | 0 | 0 | 0 | 0 | 0 | 0 | 0 | 0 | 0 | 0 | 0 | 0 | 0 | 0 | 0 | 0 | 0 | 0 | 0 | 0 | 0
F2_Commercial_Grocery (ID)_New_Food Preparation_Natural Gas_Oven_E10 | F2 | Commercial | Grocery (ID) | New | Food Preparation | Natural Gas | Oven | E10 | TRC BC Ratio | 0 | 0 | 0 | 0 | 0 | 0 | 0 | 0 | 0 | 0 | 0 | 0 | 0 | 0 | 0 | 0 | 0 | 0 | 0 | 0 | 0 | 0 | 0 | 0 | 0 | 0 | 0
F3_Commercial_Grocery (ID)_New_Food Preparation_Natural Gas_Oven_E1 | F3 | Commercial | Grocery (ID) | New | Food Preparation | Natural Gas | Oven | E1 | PACT BC Ratio | [24 empty] | 1 | 1 | 1 | bar: 2019 to 2042
F3_Commercial_Grocery (ID)_New_Food Preparation_Natural Gas_Oven_E2 | F3 | Commercial | Grocery (ID) | New | Food Preparation | Natural Gas | Oven | E2 | PACT BC Ratio | 45.5672 | 46.6191 | 47.9424 | 49.5034 | 51.3186 | 53.608 | 55.9926 | 58.3701 | 60.6634 | 62.9882 | 64.8026 | 66.4904 | 68.3101 | 70.0828 | 71.6461 | 73.0937 | 74.3702 | 75.6251 | 76.9746 | 78.2832 | 79.6294 | 81.0332 | 82.4505 | 83.9153 | 85.4062 | 86.9235 | 88.4678
F3_Commercial_Grocery (ID)_New_Food Preparation_Natural Gas_Oven_E3 | F3 | Commercial | Grocery (ID) | New | Food Preparation | Natural Gas | Oven | E3 | PACT BC Ratio | 0 | 0 | 0 | 0 | 0 | 0 | 0 | 0 | 0 | 0 | 0 | 0 | 0 | 0 | 0 | 0 | 0 | 0 | 0 | 0 | 0 | 0 | 0 | 0 | 0 | 0 | 0
F3_Commercial_Grocery (ID)_New_Food Preparation_Natural Gas_Oven_E4 | F3 | Commercial | Grocery (ID) | New | Food Preparation | Natural Gas | Oven | E4 | PACT BC Ratio | 0 | 0 | 0 | 0 | 0 | 0 | 0 | 0 | 0 | 0 | 0 | 0 | 0 | 0 | 0 | 0 | 0 | 0 | 0 | 0 | 0 | 0 | 0 | 0 | 0 | 0 | 0
F3_Commercial_Grocery (ID)_New_Food Preparation_Natural Gas_Oven_E5 | F3 | Commercial | Grocery (ID) | New | Food Preparation | Natural Gas | Oven | E5 | PACT BC Ratio | 0 | 0 | 0 | 0 | 0 | 0 | 0 | 0 | 0 | 0 | 0 | 0 | 0 | 0 | 0 | 0 | 0 | 0 | 0 | 0 | 0 | 0 | 0 | 0 | 0 | 0 | 0
F3_Commercial_Grocery (ID)_New_Food Preparation_Natural Gas_Oven_E6 | F3 | Commercial | Grocery (ID) | New | Food Preparation | Natural Gas | Oven | E6 | PACT BC Ratio | 0 | 0 | 0 | 0 | 0 | 0 | 0 | 0 | 0 | 0 | 0 | 0 | 0 | 0 | 0 | 0 | 0 | 0 | 0 | 0 | 0 | 0 | 0 | 0 | 0 | 0 | 0
F3_Commercial_Grocery (ID)_New_Food Preparation_Natural Gas_Oven_E7 | F3 | Commercial | Grocery (ID) | New | Food Preparation | Natural Gas | Oven | E7 | PACT BC Ratio | 0 | 0 | 0 | 0 | 0 | 0 | 0 | 0 | 0 | 0 | 0 | 0 | 0 | 0 | 0 | 0 | 0 | 0 | 0 | 0 | 0 | 0 | 0 | 0 | 0 | 0 | 0
F3_Commercial_Grocery (ID)_New_Food Preparation_Natural Gas_Oven_E8 | F3 | Commercial | Grocery (ID) | New | Food Preparation | Natural Gas | Oven | E8 | PACT BC Ratio | 0 | 0 | 0 | 0 | 0 | 0 | 0 | 0 | 0 | 0 | 0 | 0 | 0 | 0 | 0 | 0 | 0 | 0 | 0 | 0 | 0 | 0 | 0 | 0 | 0 | 0 | 0
F3_Commercial_Grocery (ID)_New_Food Preparation_Natural Gas_Oven_E9 | F3 | Commercial | Grocery (ID) | New | Food Preparation | Natural Gas | Oven | E9 | PACT BC Ratio | 0 | 0 | 0 | 0 | 0 | 0 | 0 | 0 | 0 | 0 | 0 | 0 | 0 | 0 | 0 | 0 | 0 | 0 | 0 | 0 | 0 | 0 | 0 | 0 | 0 | 0 | 0
F3_Commercial_Grocery (ID)_New_Food Preparation_Natural Gas_Oven_E10 | F3 | Commercial | Grocery (ID) | New | Food Preparation | Natural Gas | Oven | E10 | PACT BC Ratio | 0 | 0 | 0 | 0 | 0 | 0 | 0 | 0 | 0 | 0 | 0 | 0 | 0 | 0 | 0 | 0 | 0 | 0 | 0 | 0 | 0 | 0 | 0 | 0 | 0 | 0 | 0
F4_Commercial_Grocery (ID)_New_Food Preparation_Natural Gas_Oven_E1 | F4 | Commercial | Grocery (ID) | New | Food Preparation | Natural Gas | Oven | E1 | RVT BC Ratio | [24 empty] | 1 | 1 | 1 | bar: 2019 to 2042
F4_Commercial_Grocery (ID)_New_Food Preparation_Natural Gas_Oven_E2 | F4 | Commercial | Grocery (ID) | New | Food Preparation | Natural Gas | Oven | E2 | RVT BC Ratio | 33.2519 | 33.7986 | 34.4649 | 35.2747 | 36.2381 | 37.5115 | 38.8177 | 40.0814 | 41.2445 | 42.3616 | 43.509 | 44.534 | 45.6031 | 46.5912 | 47.4235 | 48.1611 | 48.7658 | 49.3359 | 49.9475 | 50.5086 | 51.0698 | 51.963 | 52.8648 | 53.7967 | 54.7453 | 55.7107 | 56.6932
F4_Commercial_Grocery (ID)_New_Food Preparation_Natural Gas_Oven_E3 | F4 | Commercial | Grocery (ID) | New | Food Preparation | Natural Gas | Oven | E3 | RVT BC Ratio | 0 | 0 | 0 | 0 | 0 | 0 | 0 | 0 | 0 | 0 | 0 | 0 | 0 | 0 | 0 | 0 | 0 | 0 | 0 | 0 | 0 | 0 | 0 | 0 | 0 | 0 | 0
F4_Commercial_Grocery (ID)_New_Food Preparation_Natural Gas_Oven_E4 | F4 | Commercial | Grocery (ID) | New | Food Preparation | Natural Gas | Oven | E4 | RVT BC Ratio | 0 | 0 | 0 | 0 | 0 | 0 | 0 | 0 | 0 | 0 | 0 | 0 | 0 | 0 | 0 | 0 | 0 | 0 | 0 | 0 | 0 | 0 | 0 | 0 | 0 | 0 | 0
F4_Commercial_Grocery (ID)_New_Food Preparation_Natural Gas_Oven_E5 | F4 | Commercial | Grocery (ID) | New | Food Preparation | Natural Gas | Oven | E5 | RVT BC Ratio | 0 | 0 | 0 | 0 | 0 | 0 | 0 | 0 | 0 | 0 | 0 | 0 | 0 | 0 | 0 | 0 | 0 | 0 | 0 | 0 | 0 | 0 | 0 | 0 | 0 | 0 | 0
F4_Commercial_Grocery (ID)_New_Food Preparation_Natural Gas_Oven_E6 | F4 | Commercial | Grocery (ID) | New | Food Preparation | Natural Gas | Oven | E6 | RVT BC Ratio | 0 | 0 | 0 | 0 | 0 | 0 | 0 | 0 | 0 | 0 | 0 | 0 | 0 | 0 | 0 | 0 | 0 | 0 | 0 | 0 | 0 | 0 | 0 | 0 | 0 | 0 | 0
F4_Commercial_Grocery (ID)_New_Food Preparation_Natural Gas_Oven_E7 | F4 | Commercial | Grocery (ID) | New | Food Preparation | Natural Gas | Oven | E7 | RVT BC Ratio | 0 | 0 | 0 | 0 | 0 | 0 | 0 | 0 | 0 | 0 | 0 | 0 | 0 | 0 | 0 | 0 | 0 | 0 | 0 | 0 | 0 | 0 | 0 | 0 | 0 | 0 | 0
F4_Commercial_Grocery (ID)_New_Food Preparation_Natural Gas_Oven_E8 | F4 | Commercial | Grocery (ID) | New | Food Preparation | Natural Gas | Oven | E8 | RVT BC Ratio | 0 | 0 | 0 | 0 | 0 | 0 | 0 | 0 | 0 | 0 | 0 | 0 | 0 | 0 | 0 | 0 | 0 | 0 | 0 | 0 | 0 | 0 | 0 | 0 | 0 | 0 | 0
F4_Commercial_Grocery (ID)_New_Food Preparation_Natural Gas_Oven_E9 | F4 | Commercial | Grocery (ID) | New | Food Preparation | Natural Gas | Oven | E9 | RVT BC Ratio | 0 | 0 | 0 | 0 | 0 | 0 | 0 | 0 | 0 | 0 | 0 | 0 | 0 | 0 | 0 | 0 | 0 | 0 | 0 | 0 | 0 | 0 | 0 | 0 | 0 | 0 | 0
F4_Commercial_Grocery (ID)_New_Food Preparation_Natural Gas_Oven_E10 | F4 | Commercial | Grocery (ID) | New | Food Preparation | Natural Gas | Oven | E10 | RVT BC Ratio | 0 | 0 | 0 | 0 | 0 | 0 | 0 | 0 | 0 | 0 | 0 | 0 | 0 | 0 | 0 | 0 | 0 | 0 | 0 | 0 | 0 | 0 | 0 | 0 | 0 | 0 | 0
F5_Commercial_Grocery (ID)_New_Food Preparation_Natural Gas_Oven_E1 | F5 | Commercial | Grocery (ID) | New | Food Preparation | Natural Gas | Oven | E1 | RIM BC Ratio | [24 empty] | 1 | 1 | 1 | bar: 2019 to 2042
F5_Commercial_Grocery (ID)_New_Food Preparation_Natural Gas_Oven_E2 | F5 | Commercial | Grocery (ID) | New | Food Preparation | Natural Gas | Oven | E2 | RIM BC Ratio | 0.82541 | 0.83088 | 0.83804 | 0.84557 | 0.8534 | 0.86137 | 0.86957 | 0.87806 | 0.88694 | 0.89676 | 0.89837 | 0.90065 | 0.9037 | 0.90757 | 0.91161 | 0.91584 | 0.92033 | 0.92508 | 0.93011 | 0.93546 | 0.94112 | 0.94132 | 0.94151 | 0.94169 | 0.94188 | 0.94206 | 0.94224
F5_Commercial_Grocery (ID)_New_Food Preparation_Natural Gas_Oven_E3 | F5 | Commercial | Grocery (ID) | New | Food Preparation | Natural Gas | Oven | E3 | RIM BC Ratio | 0 | 0 | 0 | 0 | 0 | 0 | 0 | 0 | 0 | 0 | 0 | 0 | 0 | 0 | 0 | 0 | 0 | 0 | 0 | 0 | 0 | 0 | 0 | 0 | 0 | 0 | 0
F5_Commercial_Grocery (ID)_New_Food Preparation_Natural Gas_Oven_E4 | F5 | Commercial | Grocery (ID) | New | Food Preparation | Natural Gas | Oven | E4 | RIM BC Ratio | 0 | 0 | 0 | 0 | 0 | 0 | 0 | 0 | 0 | 0 | 0 | 0 | 0 | 0 | 0 | 0 | 0 | 0 | 0 | 0 | 0 | 0 | 0 | 0 | 0 | 0 | 0
F5_Commercial_Grocery (ID)_New_Food Preparation_Natural Gas_Oven_E5 | F5 | Commercial | Grocery (ID) | New | Food Preparation | Natural Gas | Oven | E5 | RIM BC Ratio | 0 | 0 | 0 | 0 | 0 | 0 | 0 | 0 | 0 | 0 | 0 | 0 | 0 | 0 | 0 | 0 | 0 | 0 | 0 | 0 | 0 | 0 | 0 | 0 | 0 | 0 | 0
F5_Commercial_Grocery (ID)_New_Food Preparation_Natural Gas_Oven_E6 | F5 | Commercial | Grocery (ID) | New | Food Preparation | Natural Gas | Oven | E6 | RIM BC Ratio | 0 | 0 | 0 | 0 | 0 | 0 | 0 | 0 | 0 | 0 | 0 | 0 | 0 | 0 | 0 | 0 | 0 | 0 | 0 | 0 | 0 | 0 | 0 | 0 | 0 | 0 | 0
F5_Commercial_Grocery (ID)_New_Food Preparation_Natural Gas_Oven_E7 | F5 | Commercial | Grocery (ID) | New | Food Preparation | Natural Gas | Oven | E7 | RIM BC Ratio | 0 | 0 | 0 | 0 | 0 | 0 | 0 | 0 | 0 | 0 | 0 | 0 | 0 | 0 | 0 | 0 | 0 | 0 | 0 | 0 | 0 | 0 | 0 | 0 | 0 | 0 | 0
F5_Commercial_Grocery (ID)_New_Food Preparation_Natural Gas_Oven_E8 | F5 | Commercial | Grocery (ID) | New | Food Preparation | Natural Gas | Oven | E8 | RIM BC Ratio | 0 | 0 | 0 | 0 | 0 | 0 | 0 | 0 | 0 | 0 | 0 | 0 | 0 | 0 | 0 | 0 | 0 | 0 | 0 | 0 | 0 | 0 | 0 | 0 | 0 | 0 | 0
F5_Commercial_Grocery (ID)_New_Food Preparation_Natural Gas_Oven_E9 | F5 | Commercial | Grocery (ID) | New | Food Preparation | Natural Gas | Oven | E9 | RIM BC Ratio | 0 | 0 | 0 | 0 | 0 | 0 | 0 | 0 | 0 | 0 | 0 | 0 | 0 | 0 | 0 | 0 | 0 | 0 | 0 | 0 | 0 | 0 | 0 | 0 | 0 | 0 | 0
F5_Commercial_Grocery (ID)_New_Food Preparation_Natural Gas_Oven_E10 | F5 | Commercial | Grocery (ID) | New | Food Preparation | Natural Gas | Oven | E10 | RIM BC Ratio | 0 | 0 | 0 | 0 | 0 | 0 | 0 | 0 | 0 | 0 | 0 | 0 | 0 | 0 | 0 | 0 | 0 | 0 | 0 | 0 | 0 | 0 | 0 | 0 | 0 | 0 | 0
F0_Commercial_Grocery (ID)_New_Food Preparation_Natural Gas_Conveyor Oven_E0 | F0 | Commercial | Grocery (ID) | New | Food Preparation | Natural Gas | Conveyor Oven | E0 | Economic Unit | ENERGY STAR (>42% Baking Efficiency) | ENERGY STAR (>42% Baking Efficiency) | ENERGY STAR (>42% Baking Efficiency) | ENERGY STAR (>42% Baking Efficiency) | ENERGY STAR (>42% Baking Efficiency) | ENERGY STAR (>42% Baking Efficiency) | ENERGY STAR (>42% Baking Efficiency) | ENERGY STAR (>42% Baking Efficiency) | ENERGY STAR (>42% Baking Efficiency) | ENERGY STAR (>42% Baking Efficiency) | ENERGY STAR (>42% Baking Efficiency) | ENERGY STAR (>42% Baking Efficiency) | ENERGY STAR (>42% Baking Efficiency) | ENERGY STAR (>42% Baking Efficiency) | ENERGY STAR (>42% Baking Efficiency) | ENERGY STAR (>42% Baking Efficiency) | ENERGY STAR (>42% Baking Efficiency) | ENERGY STAR (>42% Baking Efficiency) | ENERGY STAR (>42% Baking Efficiency) | ENERGY STAR (>42% Baking Efficiency) | ENERGY STAR (>42% Baking Efficiency) | ENERGY STAR (>42% Baking Efficiency) | ENERGY STAR (>42% Baking Efficiency) | ENERGY STAR (>42% Baking Efficiency) | ENERGY STAR (>42% Baking Efficiency) | ENERGY STAR (>42% Baking Efficiency) | ENERGY STAR (>42% Baking Efficiency)
F1_Commercial_Grocery (ID)_New_Food Preparation_Natural Gas_Conveyor Oven_E1 | F1 | Commercial | Grocery (ID) | New | Food Preparation | Natural Gas | Conveyor Oven | E1 | CCE | 0 | 0 | 0 | 0 | 0 | 0 | 0 | 0 | 0 | 0 | 0 | 0 | 0 | 0 | 0 | 0 | 0 | 0 | 0 | 0 | 0 | 0 | 0 | 0 | 0 | 0 | 0
F1_Commercial_Grocery (ID)_New_Food Preparation_Natural Gas_Conveyor Oven_E2 | F1 | Commercial | Grocery (ID) | New | Food Preparation | Natural Gas | Conveyor Oven | E2 | CCE | 0.00023572 | 0.00023572 | 0.00023572 | 0.00023572 | 0.00023572 | 0.00023572 | 0.00023572 | 0.00023572 | 0.00023572 | 0.00023572 | 0.00023572 | 0.00023572 | 0.00023572 | 0.00023572 | 0.00023572 | 0.00023572 | 0.00023572 | 0.00023572 | 0.00023572 | 0.00023572 | 0.00023572 | 0.00023572 | 0.00023572 | 0.00023572 | 0.00023572 | 0.00023572 | 0.00023572
F1_Commercial_Grocery (ID)_New_Food Preparation_Natural Gas_Conveyor Oven_E3 | F1 | Commercial | Grocery (ID) | New | Food Preparation | Natural Gas | Conveyor Oven | E3 | CCE | 0 | 0 | 0 | 0 | 0 | 0 | 0 | 0 | 0 | 0 | 0 | 0 | 0 | 0 | 0 | 0 | 0 | 0 | 0 | 0 | 0 | 0 | 0 | 0 | 0 | 0 | 0
F1_Commercial_Grocery (ID)_New_Food Preparation_Natural Gas_Conveyor Oven_E4 | F1 | Commercial | Grocery (ID) | New | Food Preparation | Natural Gas | Conveyor Oven | E4 | CCE | 0 | 0 | 0 | 0 | 0 | 0 | 0 | 0 | 0 | 0 | 0 | 0 | 0 | 0 | 0 | 0 | 0 | 0 | 0 | 0 | 0 | 0 | 0 | 0 | 0 | 0 | 0
F1_Commercial_Grocery (ID)_New_Food Preparation_Natural Gas_Conveyor Oven_E5 | F1 | Commercial | Grocery (ID) | New | Food Preparation | Natural Gas | Conveyor Oven | E5 | CCE | 0 | 0 | 0 | 0 | 0 | 0 | 0 | 0 | 0 | 0 | 0 | 0 | 0 | 0 | 0 | 0 | 0 | 0 | 0 | 0 | 0 | 0 | 0 | 0 | 0 | 0 | 0
F1_Commercial_Grocery (ID)_New_Food Preparation_Natural Gas_Conveyor Oven_E6 | F1 | Commercial | Grocery (ID) | New | Food Preparation | Natural Gas | Conveyor Oven | E6 | CCE | 0 | 0 | 0 | 0 | 0 | 0 | 0 | 0 | 0 | 0 | 0 | 0 | 0 | 0 | 0 | 0 | 0 | 0 | 0 | 0 | 0 | 0 | 0 | 0 | 0 | 0 | 0
F1_Commercial_Grocery (ID)_New_Food Preparation_Natural Gas_Conveyor Oven_E7 | F1 | Commercial | Grocery (ID) | New | Food Preparation | Natural Gas | Conveyor Oven | E7 | CCE | 0 | 0 | 0 | 0 | 0 | 0 | 0 | 0 | 0 | 0 | 0 | 0 | 0 | 0 | 0 | 0 | 0 | 0 | 0 | 0 | 0 | 0 | 0 | 0 | 0 | 0 | 0
F1_Commercial_Grocery (ID)_New_Food Preparation_Natural Gas_Conveyor Oven_E8 | F1 | Commercial | Grocery (ID) | New | Food Preparation | Natural Gas | Conveyor Oven | E8 | CCE | 0 | 0 | 0 | 0 | 0 | 0 | 0 | 0 | 0 | 0 | 0 | 0 | 0 | 0 | 0 | 0 | 0 | 0 | 0 | 0 | 0 | 0 | 0 | 0 | 0 | 0 | 0
F1_Commercial_Grocery (ID)_New_Food Preparation_Natural Gas_Conveyor Oven_E9 | F1 | Commercial | Grocery (ID) | New | Food Preparation | Natural Gas | Conveyor Oven | E9 | CCE | 0 | 0 | 0 | 0 | 0 | 0 | 0 | 0 | 0 | 0 | 0 | 0 | 0 | 0 | 0 | 0 | 0 | 0 | 0 | 0 | 0 | 0 | 0 | 0 | 0 | 0 | 0
F1_Commercial_Grocery (ID)_New_Food Preparation_Natural Gas_Conveyor Oven_E10 | F1 | Commercial | Grocery (ID) | New | Food Preparation | Natural Gas | Conveyor Oven | E10 | CCE | 0 | 0 | 0 | 0 | 0 | 0 | 0 | 0 | 0 | 0 | 0 | 0 | 0 | 0 | 0 | 0 | 0 | 0 | 0 | 0 | 0 | 0 | 0 | 0 | 0 | 0 | 0
F2_Commercial_Grocery (ID)_New_Food Preparation_Natural Gas_Conveyor Oven_E1 | F2 | Commercial | Grocery (ID) | New | Food Preparation | Natural Gas | Conveyor Oven | E1 | TRC BC Ratio | [24 empty] | 1 | 1 | 1 | bar: 2019 to 2042
F2_Commercial_Grocery (ID)_New_Food Preparation_Natural Gas_Conveyor Oven_E2 | F2 | Commercial | Grocery (ID) | New | Food Preparation | Natural Gas | Conveyor Oven | E2 | TRC BC Ratio | 16.275 | 16.7117 | 17.1917 | 17.7175 | 18.2935 | 18.9644 | 19.645 | 20.3165 | 20.9642 | 21.6214 | 22.1637 | 22.6783 | 23.2272 | 23.7685 | 24.264 | 24.7355 | 25.1699 | 25.6017 | 26.0579 | 26.5072 | 26.9678 | 27.4443 | 27.9267 | 28.4229 | 28.9278 | 29.4418 | 29.9648
F2_Commercial_Grocery (ID)_New_Food Preparation_Natural Gas_Conveyor Oven_E3 | F2 | Commercial | Grocery (ID) | New | Food Preparation | Natural Gas | Conveyor Oven | E3 | TRC BC Ratio | 0 | 0 | 0 | 0 | 0 | 0 | 0 | 0 | 0 | 0 | 0 | 0 | 0 | 0 | 0 | 0 | 0 | 0 | 0 | 0 | 0 | 0 | 0 | 0 | 0 | 0 | 0
F2_Commercial_Grocery (ID)_New_Food Preparation_Natural Gas_Conveyor Oven_E4 | F2 | Commercial | Grocery (ID) | New | Food Preparation | Natural Gas | Conveyor Oven | E4 | TRC BC Ratio | 0 | 0 | 0 | 0 | 0 | 0 | 0 | 0 | 0 | 0 | 0 | 0 | 0 | 0 | 0 | 0 | 0 | 0 | 0 | 0 | 0 | 0 | 0 | 0 | 0 | 0 | 0
F2_Commercial_Grocery (ID)_New_Food Preparation_Natural Gas_Conveyor Oven_E5 | F2 | Commercial | Grocery (ID) | New | Food Preparation | Natural Gas | Conveyor Oven | E5 | TRC BC Ratio | 0 | 0 | 0 | 0 | 0 | 0 | 0 | 0 | 0 | 0 | 0 | 0 | 0 | 0 | 0 | 0 | 0 | 0 | 0 | 0 | 0 | 0 | 0 | 0 | 0 | 0 | 0
F2_Commercial_Grocery (ID)_New_Food Preparation_Natural Gas_Conveyor Oven_E6 | F2 | Commercial | Grocery (ID) | New | Food Preparation | Natural Gas | Conveyor Oven | E6 | TRC BC Ratio | 0 | 0 | 0 | 0 | 0 | 0 | 0 | 0 | 0 | 0 | 0 | 0 | 0 | 0 | 0 | 0 | 0 | 0 | 0 | 0 | 0 | 0 | 0 | 0 | 0 | 0 | 0
F2_Commercial_Grocery (ID)_New_Food Preparation_Natural Gas_Conveyor Oven_E7 | F2 | Commercial | Grocery (ID) | New | Food Preparation | Natural Gas | Conveyor Oven | E7 | TRC BC Ratio | 0 | 0 | 0 | 0 | 0 | 0 | 0 | 0 | 0 | 0 | 0 | 0 | 0 | 0 | 0 | 0 | 0 | 0 | 0 | 0 | 0 | 0 | 0 | 0 | 0 | 0 | 0
F2_Commercial_Grocery (ID)_New_Food Preparation_Natural Gas_Conveyor Oven_E8 | F2 | Commercial | Grocery (ID) | New | Food Preparation | Natural Gas | Conveyor Oven | E8 | TRC BC Ratio | 0 | 0 | 0 | 0 | 0 | 0 | 0 | 0 | 0 | 0 | 0 | 0 | 0 | 0 | 0 | 0 | 0 | 0 | 0 | 0 | 0 | 0 | 0 | 0 | 0 | 0 | 0
F2_Commercial_Grocery (ID)_New_Food Preparation_Natural Gas_Conveyor Oven_E9 | F2 | Commercial | Grocery (ID) | New | Food Preparation | Natural Gas | Conveyor Oven | E9 | TRC BC Ratio | 0 | 0 | 0 | 0 | 0 | 0 | 0 | 0 | 0 | 0 | 0 | 0 | 0 | 0 | 0 | 0 | 0 | 0 | 0 | 0 | 0 | 0 | 0 | 0 | 0 | 0 | 0
F2_Commercial_Grocery (ID)_New_Food Preparation_Natural Gas_Conveyor Oven_E10 | F2 | Commercial | Grocery (ID) | New | Food Preparation | Natural Gas | Conveyor Oven | E10 | TRC BC Ratio | 0 | 0 | 0 | 0 | 0 | 0 | 0 | 0 | 0 | 0 | 0 | 0 | 0 | 0 | 0 | 0 | 0 | 0 | 0 | 0 | 0 | 0 | 0 | 0 | 0 | 0 | 0
F3_Commercial_Grocery (ID)_New_Food Preparation_Natural Gas_Conveyor Oven_E1 | F3 | Commercial | Grocery (ID) | New | Food Preparation | Natural Gas | Conveyor Oven | E1 | PACT BC Ratio | [24 empty] | 1 | 1 | 1 | bar: 2019 to 2042
F3_Commercial_Grocery (ID)_New_Food Preparation_Natural Gas_Conveyor Oven_E2 | F3 | Commercial | Grocery (ID) | New | Food Preparation | Natural Gas | Conveyor Oven | E2 | PACT BC Ratio | 32.2305 | 33.0953 | 34.0458 | 35.0871 | 36.2278 | 37.5565 | 38.9043 | 40.234 | 41.5168 | 42.8184 | 43.8922 | 44.9113 | 45.9983 | 47.0704 | 48.0516 | 48.9854 | 49.8456 | 50.7007 | 51.6042 | 52.4939 | 53.406 | 54.3499 | 55.3052 | 56.2877 | 57.2877 | 58.3055 | 59.3413
F3_Commercial_Grocery (ID)_New_Food Preparation_Natural Gas_Conveyor Oven_E3 | F3 | Commercial | Grocery (ID) | New | Food Preparation | Natural Gas | Conveyor Oven | E3 | PACT BC Ratio | 0 | 0 | 0 | 0 | 0 | 0 | 0 | 0 | 0 | 0 | 0 | 0 | 0 | 0 | 0 | 0 | 0 | 0 | 0 | 0 | 0 | 0 | 0 | 0 | 0 | 0 | 0
F3_Commercial_Grocery (ID)_New_Food Preparation_Natural Gas_Conveyor Oven_E4 | F3 | Commercial | Grocery (ID) | New | Food Preparation | Natural Gas | Conveyor Oven | E4 | PACT BC Ratio | 0 | 0 | 0 | 0 | 0 | 0 | 0 | 0 | 0 | 0 | 0 | 0 | 0 | 0 | 0 | 0 | 0 | 0 | 0 | 0 | 0 | 0 | 0 | 0 | 0 | 0 | 0
F3_Commercial_Grocery (ID)_New_Food Preparation_Natural Gas_Conveyor Oven_E5 | F3 | Commercial | Grocery (ID) | New | Food Preparation | Natural Gas | Conveyor Oven | E5 | PACT BC Ratio | 0 | 0 | 0 | 0 | 0 | 0 | 0 | 0 | 0 | 0 | 0 | 0 | 0 | 0 | 0 | 0 | 0 | 0 | 0 | 0 | 0 | 0 | 0 | 0 | 0 | 0 | 0
F3_Commercial_Grocery (ID)_New_Food Preparation_Natural Gas_Conveyor Oven_E6 | F3 | Commercial | Grocery (ID) | New | Food Preparation | Natural Gas | Conveyor Oven | E6 | PACT BC Ratio | 0 | 0 | 0 | 0 | 0 | 0 | 0 | 0 | 0 | 0 | 0 | 0 | 0 | 0 | 0 | 0 | 0 | 0 | 0 | 0 | 0 | 0 | 0 | 0 | 0 | 0 | 0
F3_Commercial_Grocery (ID)_New_Food Preparation_Natural Gas_Conveyor Oven_E7 | F3 | Commercial | Grocery (ID) | New | Food Preparation | Natural Gas | Conveyor Oven | E7 | PACT BC Ratio | 0 | 0 | 0 | 0 | 0 | 0 | 0 | 0 | 0 | 0 | 0 | 0 | 0 | 0 | 0 | 0 | 0 | 0 | 0 | 0 | 0 | 0 | 0 | 0 | 0 | 0 | 0
F3_Commercial_Grocery (ID)_New_Food Preparation_Natural Gas_Conveyor Oven_E8 | F3 | Commercial | Grocery (ID) | New | Food Preparation | Natural Gas | Conveyor Oven | E8 | PACT BC Ratio | 0 | 0 | 0 | 0 | 0 | 0 | 0 | 0 | 0 | 0 | 0 | 0 | 0 | 0 | 0 | 0 | 0 | 0 | 0 | 0 | 0 | 0 | 0 | 0 | 0 | 0 | 0
F3_Commercial_Grocery (ID)_New_Food Preparation_Natural Gas_Conveyor Oven_E9 | F3 | Commercial | Grocery (ID) | New | Food Preparation | Natural Gas | Conveyor Oven | E9 | PACT BC Ratio | 0 | 0 | 0 | 0 | 0 | 0 | 0 | 0 | 0 | 0 | 0 | 0 | 0 | 0 | 0 | 0 | 0 | 0 | 0 | 0 | 0 | 0 | 0 | 0 | 0 | 0 | 0
F3_Commercial_Grocery (ID)_New_Food Preparation_Natural Gas_Conveyor Oven_E10 | F3 | Commercial | Grocery (ID) | New | Food Preparation | Natural Gas | Conveyor Oven | E10 | PACT BC Ratio | 0 | 0 | 0 | 0 | 0 | 0 | 0 | 0 | 0 | 0 | 0 | 0 | 0 | 0 | 0 | 0 | 0 | 0 | 0 | 0 | 0 | 0 | 0 | 0 | 0 | 0 | 0
F4_Commercial_Grocery (ID)_New_Food Preparation_Natural Gas_Conveyor Oven_E1 | F4 | Commercial | Grocery (ID) | New | Food Preparation | Natural Gas | Conveyor Oven | E1 | RVT BC Ratio | [24 empty] | 1 | 1 | 1 | bar: 2019 to 2042
F4_Commercial_Grocery (ID)_New_Food Preparation_Natural Gas_Conveyor Oven_E2 | F4 | Commercial | Grocery (ID) | New | Food Preparation | Natural Gas | Conveyor Oven | E2 | RVT BC Ratio | 23.0461 | 23.5299 | 24.0562 | 24.6265 | 25.2449 | 25.9733 | 26.6861 | 27.3646 | 27.9866 | 28.598 | 29.2371 | 29.8337 | 30.4687 | 31.0867 | 31.6364 | 32.1463 | 32.5984 | 33.0376 | 33.4991 | 33.9405 | 34.3853 | 34.9858 | 35.5936 | 36.2188 | 36.855 | 37.5026 | 38.1616
F4_Commercial_Grocery (ID)_New_Food Preparation_Natural Gas_Conveyor Oven_E3 | F4 | Commercial | Grocery (ID) | New | Food Preparation | Natural Gas | Conveyor Oven | E3 | RVT BC Ratio | 0 | 0 | 0 | 0 | 0 | 0 | 0 | 0 | 0 | 0 | 0 | 0 | 0 | 0 | 0 | 0 | 0 | 0 | 0 | 0 | 0 | 0 | 0 | 0 | 0 | 0 | 0
F4_Commercial_Grocery (ID)_New_Food Preparation_Natural Gas_Conveyor Oven_E4 | F4 | Commercial | Grocery (ID) | New | Food Preparation | Natural Gas | Conveyor Oven | E4 | RVT BC Ratio | 0 | 0 | 0 | 0 | 0 | 0 | 0 | 0 | 0 | 0 | 0 | 0 | 0 | 0 | 0 | 0 | 0 | 0 | 0 | 0 | 0 | 0 | 0 | 0 | 0 | 0 | 0
F4_Commercial_Grocery (ID)_New_Food Preparation_Natural Gas_Conveyor Oven_E5 | F4 | Commercial | Grocery (ID) | New | Food Preparation | Natural Gas | Conveyor Oven | E5 | RVT BC Ratio | 0 | 0 | 0 | 0 | 0 | 0 | 0 | 0 | 0 | 0 | 0 | 0 | 0 | 0 | 0 | 0 | 0 | 0 | 0 | 0 | 0 | 0 | 0 | 0 | 0 | 0 | 0
F4_Commercial_Grocery (ID)_New_Food Preparation_Natural Gas_Conveyor Oven_E6 | F4 | Commercial | Grocery (ID) | New | Food Preparation | Natural Gas | Conveyor Oven | E6 | RVT BC Ratio | 0 | 0 | 0 | 0 | 0 | 0 | 0 | 0 | 0 | 0 | 0 | 0 | 0 | 0 | 0 | 0 | 0 | 0 | 0 | 0 | 0 | 0 | 0 | 0 | 0 | 0 | 0
F4_Commercial_Grocery (ID)_New_Food Preparation_Natural Gas_Conveyor Oven_E7 | F4 | Commercial | Grocery (ID) | New | Food Preparation | Natural Gas | Conveyor Oven | E7 | RVT BC Ratio | 0 | 0 | 0 | 0 | 0 | 0 | 0 | 0 | 0 | 0 | 0 | 0 | 0 | 0 | 0 | 0 | 0 | 0 | 0 | 0 | 0 | 0 | 0 | 0 | 0 | 0 | 0
F4_Commercial_Grocery (ID)_New_Food Preparation_Natural Gas_Conveyor Oven_E8 | F4 | Commercial | Grocery (ID) | New | Food Preparation | Natural Gas | Conveyor Oven | E8 | RVT BC Ratio | 0 | 0 | 0 | 0 | 0 | 0 | 0 | 0 | 0 | 0 | 0 | 0 | 0 | 0 | 0 | 0 | 0 | 0 | 0 | 0 | 0 | 0 | 0 | 0 | 0 | 0 | 0
F4_Commercial_Grocery (ID)_New_Food Preparation_Natural Gas_Conveyor Oven_E9 | F4 | Commercial | Grocery (ID) | New | Food Preparation | Natural Gas | Conveyor Oven | E9 | RVT BC Ratio | 0 | 0 | 0 | 0 | 0 | 0 | 0 | 0 | 0 | 0 | 0 | 0 | 0 | 0 | 0 | 0 | 0 | 0 | 0 | 0 | 0 | 0 | 0 | 0 | 0 | 0 | 0
F4_Commercial_Grocery (ID)_New_Food Preparation_Natural Gas_Conveyor Oven_E10 | F4 | Commercial | Grocery (ID) | New | Food Preparation | Natural Gas | Conveyor Oven | E10 | RVT BC Ratio | 0 | 0 | 0 | 0 | 0 | 0 | 0 | 0 | 0 | 0 | 0 | 0 | 0 | 0 | 0 | 0 | 0 | 0 | 0 | 0 | 0 | 0 | 0 | 0 | 0 | 0 | 0
F5_Commercial_Grocery (ID)_New_Food Preparation_Natural Gas_Conveyor Oven_E1 | F5 | Commercial | Grocery (ID) | New | Food Preparation | Natural Gas | Conveyor Oven | E1 | RIM BC Ratio | [24 empty] | 1 | 1 | 1 | bar: 2019 to 2042
F5_Commercial_Grocery (ID)_New_Food Preparation_Natural Gas_Conveyor Oven_E2 | F5 | Commercial | Grocery (ID) | New | Food Preparation | Natural Gas | Conveyor Oven | E2 | RIM BC Ratio | 0.84014 | 0.8451 | 0.85051 | 0.85638 | 0.86273 | 0.86949 | 0.87681 | 0.88446 | 0.89252 | 0.90096 | 0.9035 | 0.90612 | 0.90883 | 0.91164 | 0.91458 | 0.91765 | 0.92089 | 0.92431 | 0.9279 | 0.9317 | 0.93569 | 0.93598 | 0.93626 | 0.93653 | 0.93681 | 0.93707 | 0.93734
F5_Commercial_Grocery (ID)_New_Food Preparation_Natural Gas_Conveyor Oven_E3 | F5 | Commercial | Grocery (ID) | New | Food Preparation | Natural Gas | Conveyor Oven | E3 | RIM BC Ratio | 0 | 0 | 0 | 0 | 0 | 0 | 0 | 0 | 0 | 0 | 0 | 0 | 0 | 0 | 0 | 0 | 0 | 0 | 0 | 0 | 0 | 0 | 0 | 0 | 0 | 0 | 0
F5_Commercial_Grocery (ID)_New_Food Preparation_Natural Gas_Conveyor Oven_E4 | F5 | Commercial | Grocery (ID) | New | Food Preparation | Natural Gas | Conveyor Oven | E4 | RIM BC Ratio | 0 | 0 | 0 | 0 | 0 | 0 | 0 | 0 | 0 | 0 | 0 | 0 | 0 | 0 | 0 | 0 | 0 | 0 | 0 | 0 | 0 | 0 | 0 | 0 | 0 | 0 | 0
F5_Commercial_Grocery (ID)_New_Food Preparation_Natural Gas_Conveyor Oven_E5 | F5 | Commercial | Grocery (ID) | New | Food Preparation | Natural Gas | Conveyor Oven | E5 | RIM BC Ratio | 0 | 0 | 0 | 0 | 0 | 0 | 0 | 0 | 0 | 0 | 0 | 0 | 0 | 0 | 0 | 0 | 0 | 0 | 0 | 0 | 0 | 0 | 0 | 0 | 0 | 0 | 0
F5_Commercial_Grocery (ID)_New_Food Preparation_Natural Gas_Conveyor Oven_E6 | F5 | Commercial | Grocery (ID) | New | Food Preparation | Natural Gas | Conveyor Oven | E6 | RIM BC Ratio | 0 | 0 | 0 | 0 | 0 | 0 | 0 | 0 | 0 | 0 | 0 | 0 | 0 | 0 | 0 | 0 | 0 | 0 | 0 | 0 | 0 | 0 | 0 | 0 | 0 | 0 | 0
F5_Commercial_Grocery (ID)_New_Food Preparation_Natural Gas_Conveyor Oven_E7 | F5 | Commercial | Grocery (ID) | New | Food Preparation | Natural Gas | Conveyor Oven | E7 | RIM BC Ratio | 0 | 0 | 0 | 0 | 0 | 0 | 0 | 0 | 0 | 0 | 0 | 0 | 0 | 0 | 0 | 0 | 0 | 0 | 0 | 0 | 0 | 0 | 0 | 0 | 0 | 0 | 0
F5_Commercial_Grocery (ID)_New_Food Preparation_Natural Gas_Conveyor Oven_E8 | F5 | Commercial | Grocery (ID) | New | Food Preparation | Natural Gas | Conveyor Oven | E8 | RIM BC Ratio | 0 | 0 | 0 | 0 | 0 | 0 | 0 | 0 | 0 | 0 | 0 | 0 | 0 | 0 | 0 | 0 | 0 | 0 | 0 | 0 | 0 | 0 | 0 | 0 | 0 | 0 | 0
F5_Commercial_Grocery (ID)_New_Food Preparation_Natural Gas_Conveyor Oven_E9 | F5 | Commercial | Grocery (ID) | New | Food Preparation | Natural Gas | Conveyor Oven | E9 | RIM BC Ratio | 0 | 0 | 0 | 0 | 0 | 0 | 0 | 0 | 0 | 0 | 0 | 0 | 0 | 0 | 0 | 0 | 0 | 0 | 0 | 0 | 0 | 0 | 0 | 0 | 0 | 0 | 0
F5_Commercial_Grocery (ID)_New_Food Preparation_Natural Gas_Conveyor Oven_E10 | F5 | Commercial | Grocery (ID) | New | Food Preparation | Natural Gas | Conveyor Oven | E10 | RIM BC Ratio | 0 | 0 | 0 | 0 | 0 | 0 | 0 | 0 | 0 | 0 | 0 | 0 | 0 | 0 | 0 | 0 | 0 | 0 | 0 | 0 | 0 | 0 | 0 | 0 | 0 | 0 | 0
F0_Commercial_Grocery (ID)_New_Food Preparation_Natural Gas_Double Rack Oven_E0 | F0 | Commercial | Grocery (ID) | New | Food Preparation | Natural Gas | Double Rack Oven | E0 | Economic Unit | FTSC Qualified (>50% Cooking Efficiency) | FTSC Qualified (>50% Cooking Efficiency) | FTSC Qualified (>50% Cooking Efficiency) | FTSC Qualified (>50% Cooking Efficiency) | FTSC Qualified (>50% Cooking Efficiency) | FTSC Qualified (>50% Cooking Efficiency) | FTSC Qualified (>50% Cooking Efficiency) | FTSC Qualified (>50% Cooking Efficiency) | FTSC Qualified (>50% Cooking Efficiency) | FTSC Qualified (>50% Cooking Efficiency) | FTSC Qualified (>50% Cooking Efficiency) | FTSC Qualified (>50% Cooking Efficiency) | FTSC Qualified (>50% Cooking Efficiency) | FTSC Qualified (>50% Cooking Efficiency) | FTSC Qualified (>50% Cooking Efficiency) | FTSC Qualified (>50% Cooking Efficiency) | FTSC Qualified (>50% Cooking Efficiency) | FTSC Qualified (>50% Cooking Efficiency) | FTSC Qualified (>50% Cooking Efficiency) | FTSC Qualified (>50% Cooking Efficiency) | FTSC Qualified (>50% Cooking Efficiency) | FTSC Qualified (>50% Cooking Efficiency) | FTSC Qualified (>50% Cooking Efficiency) | FTSC Qualified (>50% Cooking Efficiency) | FTSC Qualified (>50% Cooking Efficiency) | FTSC Qualified (>50% Cooking Efficiency) | FTSC Qualified (>50% Cooking Efficiency)
F1_Commercial_Grocery (ID)_New_Food Preparation_Natural Gas_Double Rack Oven_E1 | F1 | Commercial | Grocery (ID) | New | Food Preparation | Natural Gas | Double Rack Oven | E1 | CCE | 0 | 0 | 0 | 0 | 0 | 0 | 0 | 0 | 0 | 0 | 0 | 0 | 0 | 0 | 0 | 0 | 0 | 0 | 0 | 0 | 0 | 0 | 0 | 0 | 0 | 0 | 0
F1_Commercial_Grocery (ID)_New_Food Preparation_Natural Gas_Double Rack Oven_E2 | F1 | Commercial | Grocery (ID) | New | Food Preparation | Natural Gas | Double Rack Oven | E2 | CCE | 0.00049498 | 0.00049498 | 0.00049498 | 0.00049498 | 0.00049498 | 0.00049498 | 0.00049498 | 0.00049498 | 0.00049498 | 0.00049498 | 0.00049498 | 0.00049498 | 0.00049498 | 0.00049498 | 0.00049498 | 0.00049498 | 0.00049498 | 0.00049498 | 0.00049498 | 0.00049498 | 0.00049498 | 0.00049498 | 0.00049498 | 0.00049498 | 0.00049498 | 0.00049498 | 0.00049498
F1_Commercial_Grocery (ID)_New_Food Preparation_Natural Gas_Double Rack Oven_E3 | F1 | Commercial | Grocery (ID) | New | Food Preparation | Natural Gas | Double Rack Oven | E3 | CCE | 0 | 0 | 0 | 0 | 0 | 0 | 0 | 0 | 0 | 0 | 0 | 0 | 0 | 0 | 0 | 0 | 0 | 0 | 0 | 0 | 0 | 0 | 0 | 0 | 0 | 0 | 0
F1_Commercial_Grocery (ID)_New_Food Preparation_Natural Gas_Double Rack Oven_E4 | F1 | Commercial | Grocery (ID) | New | Food Preparation | Natural Gas | Double Rack Oven | E4 | CCE | 0 | 0 | 0 | 0 | 0 | 0 | 0 | 0 | 0 | 0 | 0 | 0 | 0 | 0 | 0 | 0 | 0 | 0 | 0 | 0 | 0 | 0 | 0 | 0 | 0 | 0 | 0
F1_Commercial_Grocery (ID)_New_Food Preparation_Natural Gas_Double Rack Oven_E5 | F1 | Commercial | Grocery (ID) | New | Food Preparation | Natural Gas | Double Rack Oven | E5 | CCE | 0 | 0 | 0 | 0 | 0 | 0 | 0 | 0 | 0 | 0 | 0 | 0 | 0 | 0 | 0 | 0 | 0 | 0 | 0 | 0 | 0 | 0 | 0 | 0 | 0 | 0 | 0
F1_Commercial_Grocery (ID)_New_Food Preparation_Natural Gas_Double Rack Oven_E6 | F1 | Commercial | Grocery (ID) | New | Food Preparation | Natural Gas | Double Rack Oven | E6 | CCE | 0 | 0 | 0 | 0 | 0 | 0 | 0 | 0 | 0 | 0 | 0 | 0 | 0 | 0 | 0 | 0 | 0 | 0 | 0 | 0 | 0 | 0 | 0 | 0 | 0 | 0 | 0
F1_Commercial_Grocery (ID)_New_Food Preparation_Natural Gas_Double Rack Oven_E7 | F1 | Commercial | Grocery (ID) | New | Food Preparation | Natural Gas | Double Rack Oven | E7 | CCE | 0 | 0 | 0 | 0 | 0 | 0 | 0 | 0 | 0 | 0 | 0 | 0 | 0 | 0 | 0 | 0 | 0 | 0 | 0 | 0 | 0 | 0 | 0 | 0 | 0 | 0 | 0
F1_Commercial_Grocery (ID)_New_Food Preparation_Natural Gas_Double Rack Oven_E8 | F1 | Commercial | Grocery (ID) | New | Food Preparation | Natural Gas | Double Rack Oven | E8 | CCE | 0 | 0 | 0 | 0 | 0 | 0 | 0 | 0 | 0 | 0 | 0 | 0 | 0 | 0 | 0 | 0 | 0 | 0 | 0 | 0 | 0 | 0 | 0 | 0 | 0 | 0 | 0
F1_Commercial_Grocery (ID)_New_Food Preparation_Natural Gas_Double Rack Oven_E9 | F1 | Commercial | Grocery (ID) | New | Food Preparation | Natural Gas | Double Rack Oven | E9 | CCE | 0 | 0 | 0 | 0 | 0 | 0 | 0 | 0 | 0 | 0 | 0 | 0 | 0 | 0 | 0 | 0 | 0 | 0 | 0 | 0 | 0 | 0 | 0 | 0 | 0 | 0 | 0
F1_Commercial_Grocery (ID)_New_Food Preparation_Natural Gas_Double Rack Oven_E10 | F1 | Commercial | Grocery (ID) | New | Food Preparation | Natural Gas | Double Rack Oven | E10 | CCE | 0 | 0 | 0 | 0 | 0 | 0 | 0 | 0 | 0 | 0 | 0 | 0 | 0 | 0 | 0 | 0 | 0 | 0 | 0 | 0 | 0 | 0 | 0 | 0 | 0 | 0 | 0
F2_Commercial_Grocery (ID)_New_Food Preparation_Natural Gas_Double Rack Oven_E1 | F2 | Commercial | Grocery (ID) | New | Food Preparation | Natural Gas | Double Rack Oven | E1 | TRC BC Ratio | [24 empty] | 1 | 1 | 1 | bar: 2019 to 2042
F2_Commercial_Grocery (ID)_New_Food Preparation_Natural Gas_Double Rack Oven_E2 | F2 | Commercial | Grocery (ID) | New | Food Preparation | Natural Gas | Double Rack Oven | E2 | TRC BC Ratio | 7.1902 | 7.3714 | 7.5861 | 7.8322 | 8.1104 | 8.4489 | 8.7973 | 9.1424 | 9.4746 | 9.8114 | 10.0794 | 10.3304 | 10.6002 | 10.8643 | 11.1004 | 11.3213 | 11.5195 | 11.7151 | 11.924 | 12.1279 | 12.3373 | 12.555 | 12.775 | 13.002 | 13.2329 | 13.468 | 13.7073
F2_Commercial_Grocery (ID)_New_Food Preparation_Natural Gas_Double Rack Oven_E3 | F2 | Commercial | Grocery (ID) | New | Food Preparation | Natural Gas | Double Rack Oven | E3 | TRC BC Ratio | 0 | 0 | 0 | 0 | 0 | 0 | 0 | 0 | 0 | 0 | 0 | 0 | 0 | 0 | 0 | 0 | 0 | 0 | 0 | 0 | 0 | 0 | 0 | 0 | 0 | 0 | 0
F2_Commercial_Grocery (ID)_New_Food Preparation_Natural Gas_Double Rack Oven_E4 | F2 | Commercial | Grocery (ID) | New | Food Preparation | Natural Gas | Double Rack Oven | E4 | TRC BC Ratio | 0 | 0 | 0 | 0 | 0 | 0 | 0 | 0 | 0 | 0 | 0 | 0 | 0 | 0 | 0 | 0 | 0 | 0 | 0 | 0 | 0 | 0 | 0 | 0 | 0 | 0 | 0
F2_Commercial_Grocery (ID)_New_Food Preparation_Natural Gas_Double Rack Oven_E5 | F2 | Commercial | Grocery (ID) | New | Food Preparation | Natural Gas | Double Rack Oven | E5 | TRC BC Ratio | 0 | 0 | 0 | 0 | 0 | 0 | 0 | 0 | 0 | 0 | 0 | 0 | 0 | 0 | 0 | 0 | 0 | 0 | 0 | 0 | 0 | 0 | 0 | 0 | 0 | 0 | 0
F2_Commercial_Grocery (ID)_New_Food Preparation_Natural Gas_Double Rack Oven_E6 | F2 | Commercial | Grocery (ID) | New | Food Preparation | Natural Gas | Double Rack Oven | E6 | TRC BC Ratio | 0 | 0 | 0 | 0 | 0 | 0 | 0 | 0 | 0 | 0 | 0 | 0 | 0 | 0 | 0 | 0 | 0 | 0 | 0 | 0 | 0 | 0 | 0 | 0 | 0 | 0 | 0
F2_Commercial_Grocery (ID)_New_Food Preparation_Natural Gas_Double Rack Oven_E7 | F2 | Commercial | Grocery (ID) | New | Food Preparation | Natural Gas | Double Rack Oven | E7 | TRC BC Ratio | 0 | 0 | 0 | 0 | 0 | 0 | 0 | 0 | 0 | 0 | 0 | 0 | 0 | 0 | 0 | 0 | 0 | 0 | 0 | 0 | 0 | 0 | 0 | 0 | 0 | 0 | 0
F2_Commercial_Grocery (ID)_New_Food Preparation_Natural Gas_Double Rack Oven_E8 | F2 | Commercial | Grocery (ID) | New | Food Preparation | Natural Gas | Double Rack Oven | E8 | TRC BC Ratio | 0 | 0 | 0 | 0 | 0 | 0 | 0 | 0 | 0 | 0 | 0 | 0 | 0 | 0 | 0 | 0 | 0 | 0 | 0 | 0 | 0 | 0 | 0 | 0 | 0 | 0 | 0
F2_Commercial_Grocery (ID)_New_Food Preparation_Natural Gas_Double Rack Oven_E9 | F2 | Commercial | Grocery (ID) | New | Food Preparation | Natural Gas | Double Rack Oven | E9 | TRC BC Ratio | 0 | 0 | 0 | 0 | 0 | 0 | 0 | 0 | 0 | 0 | 0 | 0 | 0 | 0 | 0 | 0 | 0 | 0 | 0 | 0 | 0 | 0 | 0 | 0 | 0 | 0 | 0
F2_Commercial_Grocery (ID)_New_Food Preparation_Natural Gas_Double Rack Oven_E10 | F2 | Commercial | Grocery (ID) | New | Food Preparation | Natural Gas | Double Rack Oven | E10 | TRC BC Ratio | 0 | 0 | 0 | 0 | 0 | 0 | 0 | 0 | 0 | 0 | 0 | 0 | 0 | 0 | 0 | 0 | 0 | 0 | 0 | 0 | 0 | 0 | 0 | 0 | 0 | 0 | 0
F3_Commercial_Grocery (ID)_New_Food Preparation_Natural Gas_Double Rack Oven_E1 | F3 | Commercial | Grocery (ID) | New | Food Preparation | Natural Gas | Double Rack Oven | E1 | PACT BC Ratio | [24 empty] | 1 | 1 | 1 | bar: 2019 to 2042
F3_Commercial_Grocery (ID)_New_Food Preparation_Natural Gas_Double Rack Oven_E2 | F3 | Commercial | Grocery (ID) | New | Food Preparation | Natural Gas | Double Rack Oven | E2 | PACT BC Ratio | 14.2393 | 14.5982 | 15.0233 | 15.5106 | 16.0615 | 16.7319 | 17.4219 | 18.1053 | 18.7631 | 19.4301 | 19.9609 | 20.4581 | 20.9923 | 21.5152 | 21.9828 | 22.4204 | 22.8127 | 23.2002 | 23.614 | 24.0176 | 24.4323 | 24.8635 | 25.2992 | 25.7486 | 26.2061 | 26.6717 | 27.1455
F3_Commercial_Grocery (ID)_New_Food Preparation_Natural Gas_Double Rack Oven_E3 | F3 | Commercial | Grocery (ID) | New | Food Preparation | Natural Gas | Double Rack Oven | E3 | PACT BC Ratio | 0 | 0 | 0 | 0 | 0 | 0 | 0 | 0 | 0 | 0 | 0 | 0 | 0 | 0 | 0 | 0 | 0 | 0 | 0 | 0 | 0 | 0 | 0 | 0 | 0 | 0 | 0
F3_Commercial_Grocery (ID)_New_Food Preparation_Natural Gas_Double Rack Oven_E4 | F3 | Commercial | Grocery (ID) | New | Food Preparation | Natural Gas | Double Rack Oven | E4 | PACT BC Ratio | 0 | 0 | 0 | 0 | 0 | 0 | 0 | 0 | 0 | 0 | 0 | 0 | 0 | 0 | 0 | 0 | 0 | 0 | 0 | 0 | 0 | 0 | 0 | 0 | 0 | 0 | 0
F3_Commercial_Grocery (ID)_New_Food Preparation_Natural Gas_Double Rack Oven_E5 | F3 | Commercial | Grocery (ID) | New | Food Preparation | Natural Gas | Double Rack Oven | E5 | PACT BC Ratio | 0 | 0 | 0 | 0 | 0 | 0 | 0 | 0 | 0 | 0 | 0 | 0 | 0 | 0 | 0 | 0 | 0 | 0 | 0 | 0 | 0 | 0 | 0 | 0 | 0 | 0 | 0
F3_Commercial_Grocery (ID)_New_Food Preparation_Natural Gas_Double Rack Oven_E6 | F3 | Commercial | Grocery (ID) | New | Food Preparation | Natural Gas | Double Rack Oven | E6 | PACT BC Ratio | 0 | 0 | 0 | 0 | 0 | 0 | 0 | 0 | 0 | 0 | 0 | 0 | 0 | 0 | 0 | 0 | 0 | 0 | 0 | 0 | 0 | 0 | 0 | 0 | 0 | 0 | 0
F3_Commercial_Grocery (ID)_New_Food Preparation_Natural Gas_Double Rack Oven_E7 | F3 | Commercial | Grocery (ID) | New | Food Preparation | Natural Gas | Double Rack Oven | E7 | PACT BC Ratio | 0 | 0 | 0 | 0 | 0 | 0 | 0 | 0 | 0 | 0 | 0 | 0 | 0 | 0 | 0 | 0 | 0 | 0 | 0 | 0 | 0 | 0 | 0 | 0 | 0 | 0 | 0
F3_Commercial_Grocery (ID)_New_Food Preparation_Natural Gas_Double Rack Oven_E8 | F3 | Commercial | Grocery (ID) | New | Food Preparation | Natural Gas | Double Rack Oven | E8 | PACT BC Ratio | 0 | 0 | 0 | 0 | 0 | 0 | 0 | 0 | 0 | 0 | 0 | 0 | 0 | 0 | 0 | 0 | 0 | 0 | 0 | 0 | 0 | 0 | 0 | 0 | 0 | 0 | 0
F3_Commercial_Grocery (ID)_New_Food Preparation_Natural Gas_Double Rack Oven_E9 | F3 | Commercial | Grocery (ID) | New | Food Preparation | Natural Gas | Double Rack Oven | E9 | PACT BC Ratio | 0 | 0 | 0 | 0 | 0 | 0 | 0 | 0 | 0 | 0 | 0 | 0 | 0 | 0 | 0 | 0 | 0 | 0 | 0 | 0 | 0 | 0 | 0 | 0 | 0 | 0 | 0
F3_Commercial_Grocery (ID)_New_Food Preparation_Natural Gas_Double Rack Oven_E10 | F3 | Commercial | Grocery (ID) | New | Food Preparation | Natural Gas | Double Rack Oven | E10 | PACT BC Ratio | 0 | 0 | 0 | 0 | 0 | 0 | 0 | 0 | 0 | 0 | 0 | 0 | 0 | 0 | 0 | 0 | 0 | 0 | 0 | 0 | 0 | 0 | 0 | 0 | 0 | 0 | 0
F4_Commercial_Grocery (ID)_New_Food Preparation_Natural Gas_Double Rack Oven_E1 | F4 | Commercial | Grocery (ID) | New | Food Preparation | Natural Gas | Double Rack Oven | E1 | RVT BC Ratio | [24 empty] | 1 | 1 | 1 | bar: 2019 to 2042
F4_Commercial_Grocery (ID)_New_Food Preparation_Natural Gas_Double Rack Oven_E2 | F4 | Commercial | Grocery (ID) | New | Food Preparation | Natural Gas | Double Rack Oven | E2 | RVT BC Ratio | 10.5683 | 10.7603 | 10.9856 | 11.2483 | 11.5492 | 11.9248 | 12.3015 | 12.6591 | 12.9828 | 13.2966 | 13.6217 | 13.9172 | 14.2291 | 14.5243 | 14.778 | 15.0071 | 15.2009 | 15.386 | 15.5827 | 15.7665 | 15.9509 | 16.2252 | 16.5024 | 16.7884 | 17.0795 | 17.3757 | 17.6772
F4_Commercial_Grocery (ID)_New_Food Preparation_Natural Gas_Double Rack Oven_E3 | F4 | Commercial | Grocery (ID) | New | Food Preparation | Natural Gas | Double Rack Oven | E3 | RVT BC Ratio | 0 | 0 | 0 | 0 | 0 | 0 | 0 | 0 | 0 | 0 | 0 | 0 | 0 | 0 | 0 | 0 | 0 | 0 | 0 | 0 | 0 | 0 | 0 | 0 | 0 | 0 | 0
F4_Commercial_Grocery (ID)_New_Food Preparation_Natural Gas_Double Rack Oven_E4 | F4 | Commercial | Grocery (ID) | New | Food Preparation | Natural Gas | Double Rack Oven | E4 | RVT BC Ratio | 0 | 0 | 0 | 0 | 0 | 0 | 0 | 0 | 0 | 0 | 0 | 0 | 0 | 0 | 0 | 0 | 0 | 0 | 0 | 0 | 0 | 0 | 0 | 0 | 0 | 0 | 0
F4_Commercial_Grocery (ID)_New_Food Preparation_Natural Gas_Double Rack Oven_E5 | F4 | Commercial | Grocery (ID) | New | Food Preparation | Natural Gas | Double Rack Oven | E5 | RVT BC Ratio | 0 | 0 | 0 | 0 | 0 | 0 | 0 | 0 | 0 | 0 | 0 | 0 | 0 | 0 | 0 | 0 | 0 | 0 | 0 | 0 | 0 | 0 | 0 | 0 | 0 | 0 | 0
F4_Commercial_Grocery (ID)_New_Food Preparation_Natural Gas_Double Rack Oven_E6 | F4 | Commercial | Grocery (ID) | New | Food Preparation | Natural Gas | Double Rack Oven | E6 | RVT BC Ratio | 0 | 0 | 0 | 0 | 0 | 0 | 0 | 0 | 0 | 0 | 0 | 0 | 0 | 0 | 0 | 0 | 0 | 0 | 0 | 0 | 0 | 0 | 0 | 0 | 0 | 0 | 0
F4_Commercial_Grocery (ID)_New_Food Preparation_Natural Gas_Double Rack Oven_E7 | F4 | Commercial | Grocery (ID) | New | Food Preparation | Natural Gas | Double Rack Oven | E7 | RVT BC Ratio | 0 | 0 | 0 | 0 | 0 | 0 | 0 | 0 | 0 | 0 | 0 | 0 | 0 | 0 | 0 | 0 | 0 | 0 | 0 | 0 | 0 | 0 | 0 | 0 | 0 | 0 | 0
F4_Commercial_Grocery (ID)_New_Food Preparation_Natural Gas_Double Rack Oven_E8 | F4 | Commercial | Grocery (ID) | New | Food Preparation | Natural Gas | Double Rack Oven | E8 | RVT BC Ratio | 0 | 0 | 0 | 0 | 0 | 0 | 0 | 0 | 0 | 0 | 0 | 0 | 0 | 0 | 0 | 0 | 0 | 0 | 0 | 0 | 0 | 0 | 0 | 0 | 0 | 0 | 0
F4_Commercial_Grocery (ID)_New_Food Preparation_Natural Gas_Double Rack Oven_E9 | F4 | Commercial | Grocery (ID) | New | Food Preparation | Natural Gas | Double Rack Oven | E9 | RVT BC Ratio | 0 | 0 | 0 | 0 | 0 | 0 | 0 | 0 | 0 | 0 | 0 | 0 | 0 | 0 | 0 | 0 | 0 | 0 | 0 | 0 | 0 | 0 | 0 | 0 | 0 | 0 | 0
F4_Commercial_Grocery (ID)_New_Food Preparation_Natural Gas_Double Rack Oven_E10 | F4 | Commercial | Grocery (ID) | New | Food Preparation | Natural Gas | Double Rack Oven | E10 | RVT BC Ratio | 0 | 0 | 0 | 0 | 0 | 0 | 0 | 0 | 0 | 0 | 0 | 0 | 0 | 0 | 0 | 0 | 0 | 0 | 0 | 0 | 0 | 0 | 0 | 0 | 0 | 0 | 0
F5_Commercial_Grocery (ID)_New_Food Preparation_Natural Gas_Double Rack Oven_E1 | F5 | Commercial | Grocery (ID) | New | Food Preparation | Natural Gas | Double Rack Oven | E1 | RIM BC Ratio | [24 empty] | 1 | 1 | 1 | bar: 2019 to 2042
F5_Commercial_Grocery (ID)_New_Food Preparation_Natural Gas_Double Rack Oven_E2 | F5 | Commercial | Grocery (ID) | New | Food Preparation | Natural Gas | Double Rack Oven | E2 | RIM BC Ratio | 0.80127 | 0.80707 | 0.81384 | 0.82096 | 0.82835 | 0.83619 | 0.84445 | 0.85316 | 0.86245 | 0.87235 | 0.87509 | 0.87811 | 0.88157 | 0.88542 | 0.88933 | 0.89337 | 0.89757 | 0.90197 | 0.90661 | 0.9115 | 0.91665 | 0.91725 | 0.91783 | 0.91841 | 0.91898 | 0.91955 | 0.9201
F5_Commercial_Grocery (ID)_New_Food Preparation_Natural Gas_Double Rack Oven_E3 | F5 | Commercial | Grocery (ID) | New | Food Preparation | Natural Gas | Double Rack Oven | E3 | RIM BC Ratio | 0 | 0 | 0 | 0 | 0 | 0 | 0 | 0 | 0 | 0 | 0 | 0 | 0 | 0 | 0 | 0 | 0 | 0 | 0 | 0 | 0 | 0 | 0 | 0 | 0 | 0 | 0
F5_Commercial_Grocery (ID)_New_Food Preparation_Natural Gas_Double Rack Oven_E4 | F5 | Commercial | Grocery (ID) | New | Food Preparation | Natural Gas | Double Rack Oven | E4 | RIM BC Ratio | 0 | 0 | 0 | 0 | 0 | 0 | 0 | 0 | 0 | 0 | 0 | 0 | 0 | 0 | 0 | 0 | 0 | 0 | 0 | 0 | 0 | 0 | 0 | 0 | 0 | 0 | 0
F5_Commercial_Grocery (ID)_New_Food Preparation_Natural Gas_Double Rack Oven_E5 | F5 | Commercial | Grocery (ID) | New | Food Preparation | Natural Gas | Double Rack Oven | E5 | RIM BC Ratio | 0 | 0 | 0 | 0 | 0 | 0 | 0 | 0 | 0 | 0 | 0 | 0 | 0 | 0 | 0 | 0 | 0 | 0 | 0 | 0 | 0 | 0 | 0 | 0 | 0 | 0 | 0
F5_Commercial_Grocery (ID)_New_Food Preparation_Natural Gas_Double Rack Oven_E6 | F5 | Commercial | Grocery (ID) | New | Food Preparation | Natural Gas | Double Rack Oven | E6 | RIM BC Ratio | 0 | 0 | 0 | 0 | 0 | 0 | 0 | 0 | 0 | 0 | 0 | 0 | 0 | 0 | 0 | 0 | 0 | 0 | 0 | 0 | 0 | 0 | 0 | 0 | 0 | 0 | 0
F5_Commercial_Grocery (ID)_New_Food Preparation_Natural Gas_Double Rack Oven_E7 | F5 | Commercial | Grocery (ID) | New | Food Preparation | Natural Gas | Double Rack Oven | E7 | RIM BC Ratio | 0 | 0 | 0 | 0 | 0 | 0 | 0 | 0 | 0 | 0 | 0 | 0 | 0 | 0 | 0 | 0 | 0 | 0 | 0 | 0 | 0 | 0 | 0 | 0 | 0 | 0 | 0
F5_Commercial_Grocery (ID)_New_Food Preparation_Natural Gas_Double Rack Oven_E8 | F5 | Commercial | Grocery (ID) | New | Food Preparation | Natural Gas | Double Rack Oven | E8 | RIM BC Ratio | 0 | 0 | 0 | 0 | 0 | 0 | 0 | 0 | 0 | 0 | 0 | 0 | 0 | 0 | 0 | 0 | 0 | 0 | 0 | 0 | 0 | 0 | 0 | 0 | 0 | 0 | 0
F5_Commercial_Grocery (ID)_New_Food Preparation_Natural Gas_Double Rack Oven_E9 | F5 | Commercial | Grocery (ID) | New | Food Preparation | Natural Gas | Double Rack Oven | E9 | RIM BC Ratio | 0 | 0 | 0 | 0 | 0 | 0 | 0 | 0 | 0 | 0 | 0 | 0 | 0 | 0 | 0 | 0 | 0 | 0 | 0 | 0 | 0 | 0 | 0 | 0 | 0 | 0 | 0
F5_Commercial_Grocery (ID)_New_Food Preparation_Natural Gas_Double Rack Oven_E10 | F5 | Commercial | Grocery (ID) | New | Food Preparation | Natural Gas | Double Rack Oven | E10 | RIM BC Ratio | 0 | 0 | 0 | 0 | 0 | 0 | 0 | 0 | 0 | 0 | 0 | 0 | 0 | 0 | 0 | 0 | 0 | 0 | 0 | 0 | 0 | 0 | 0 | 0 | 0 | 0 | 0
F0_Commercial_Grocery (ID)_New_Food Preparation_Natural Gas_Fryer_E0 | F0 | Commercial | Grocery (ID) | New | Food Preparation | Natural Gas | Fryer | E0 | Economic Unit | ENERGY STAR | ENERGY STAR | ENERGY STAR | ENERGY STAR | ENERGY STAR | ENERGY STAR | ENERGY STAR | ENERGY STAR | ENERGY STAR | ENERGY STAR | ENERGY STAR | ENERGY STAR | ENERGY STAR | ENERGY STAR | ENERGY STAR | ENERGY STAR | ENERGY STAR | ENERGY STAR | ENERGY STAR | ENERGY STAR | ENERGY STAR | ENERGY STAR | ENERGY STAR | ENERGY STAR | ENERGY STAR | ENERGY STAR | ENERGY STAR
F1_Commercial_Grocery (ID)_New_Food Preparation_Natural Gas_Fryer_E1 | F1 | Commercial | Grocery (ID) | New | Food Preparation | Natural Gas | Fryer | E1 | CCE | 0 | 0 | 0 | 0 | 0 | 0 | 0 | 0 | 0 | 0 | 0 | 0 | 0 | 0 | 0 | 0 | 0 | 0 | 0 | 0 | 0 | 0 | 0 | 0 | 0 | 0 | 0
F1_Commercial_Grocery (ID)_New_Food Preparation_Natural Gas_Fryer_E2 | F1 | Commercial | Grocery (ID) | New | Food Preparation | Natural Gas | Fryer | E2 | CCE | 0.00099831 | 0.00099831 | 0.00099831 | 0.00099831 | 0.00099831 | 0.00099831 | 0.00099831 | 0.00099831 | 0.00099831 | 0.00099831 | 0.00099831 | 0.00099831 | 0.00099831 | 0.00099831 | 0.00099831 | 0.00099831 | 0.00099831 | 0.00099831 | 0.00099831 | 0.00099831 | 0.00099831 | 0.00099831 | 0.00099831 | 0.00099831 | 0.00099831 | 0.00099831 | 0.00099831
F1_Commercial_Grocery (ID)_New_Food Preparation_Natural Gas_Fryer_E3 | F1 | Commercial | Grocery (ID) | New | Food Preparation | Natural Gas | Fryer | E3 | CCE | 0 | 0 | 0 | 0 | 0 | 0 | 0 | 0 | 0 | 0 | 0 | 0 | 0 | 0 | 0 | 0 | 0 | 0 | 0 | 0 | 0 | 0 | 0 | 0 | 0 | 0 | 0
F1_Commercial_Grocery (ID)_New_Food Preparation_Natural Gas_Fryer_E4 | F1 | Commercial | Grocery (ID) | New | Food Preparation | Natural Gas | Fryer | E4 | CCE | 0 | 0 | 0 | 0 | 0 | 0 | 0 | 0 | 0 | 0 | 0 | 0 | 0 | 0 | 0 | 0 | 0 | 0 | 0 | 0 | 0 | 0 | 0 | 0 | 0 | 0 | 0
F1_Commercial_Grocery (ID)_New_Food Preparation_Natural Gas_Fryer_E5 | F1 | Commercial | Grocery (ID) | New | Food Preparation | Natural Gas | Fryer | E5 | CCE | 0 | 0 | 0 | 0 | 0 | 0 | 0 | 0 | 0 | 0 | 0 | 0 | 0 | 0 | 0 | 0 | 0 | 0 | 0 | 0 | 0 | 0 | 0 | 0 | 0 | 0 | 0
F1_Commercial_Grocery (ID)_New_Food Preparation_Natural Gas_Fryer_E6 | F1 | Commercial | Grocery (ID) | New | Food Preparation | Natural Gas | Fryer | E6 | CCE | 0 | 0 | 0 | 0 | 0 | 0 | 0 | 0 | 0 | 0 | 0 | 0 | 0 | 0 | 0 | 0 | 0 | 0 | 0 | 0 | 0 | 0 | 0 | 0 | 0 | 0 | 0
F1_Commercial_Grocery (ID)_New_Food Preparation_Natural Gas_Fryer_E7 | F1 | Commercial | Grocery (ID) | New | Food Preparation | Natural Gas | Fryer | E7 | CCE | 0 | 0 | 0 | 0 | 0 | 0 | 0 | 0 | 0 | 0 | 0 | 0 | 0 | 0 | 0 | 0 | 0 | 0 | 0 | 0 | 0 | 0 | 0 | 0 | 0 | 0 | 0
F1_Commercial_Grocery (ID)_New_Food Preparation_Natural Gas_Fryer_E8 | F1 | Commercial | Grocery (ID) | New | Food Preparation | Natural Gas | Fryer | E8 | CCE | 0 | 0 | 0 | 0 | 0 | 0 | 0 | 0 | 0 | 0 | 0 | 0 | 0 | 0 | 0 | 0 | 0 | 0 | 0 | 0 | 0 | 0 | 0 | 0 | 0 | 0 | 0
F1_Commercial_Grocery (ID)_New_Food Preparation_Natural Gas_Fryer_E9 | F1 | Commercial | Grocery (ID) | New | Food Preparation | Natural Gas | Fryer | E9 | CCE | 0 | 0 | 0 | 0 | 0 | 0 | 0 | 0 | 0 | 0 | 0 | 0 | 0 | 0 | 0 | 0 | 0 | 0 | 0 | 0 | 0 | 0 | 0 | 0 | 0 | 0 | 0
F1_Commercial_Grocery (ID)_New_Food Preparation_Natural Gas_Fryer_E10 | F1 | Commercial | Grocery (ID) | New | Food Preparation | Natural Gas | Fryer | E10 | CCE | 0 | 0 | 0 | 0 | 0 | 0 | 0 | 0 | 0 | 0 | 0 | 0 | 0 | 0 | 0 | 0 | 0 | 0 | 0 | 0 | 0 | 0 | 0 | 0 | 0 | 0 | 0
F2_Commercial_Grocery (ID)_New_Food Preparation_Natural Gas_Fryer_E1 | F2 | Commercial | Grocery (ID) | New | Food Preparation | Natural Gas | Fryer | E1 | TRC BC Ratio | [24 empty] | 1 | 1 | 1 | bar: 2019 to 2042
F2_Commercial_Grocery (ID)_New_Food Preparation_Natural Gas_Fryer_E2 | F2 | Commercial | Grocery (ID) | New | Food Preparation | Natural Gas | Fryer | E2 | TRC BC Ratio | 3.7139 | 3.8115 | 3.921 | 4.0436 | 4.1802 | 4.3417 | 4.5063 | 4.6684 | 4.8242 | 4.9824 | 5.1112 | 5.2327 | 5.3627 | 5.4905 | 5.6066 | 5.7165 | 5.8167 | 5.9162 | 6.0216 | 6.1252 | 6.2314 | 6.3414 | 6.4528 | 6.5674 | 6.6841 | 6.8029 | 6.9237
F2_Commercial_Grocery (ID)_New_Food Preparation_Natural Gas_Fryer_E3 | F2 | Commercial | Grocery (ID) | New | Food Preparation | Natural Gas | Fryer | E3 | TRC BC Ratio | 0 | 0 | 0 | 0 | 0 | 0 | 0 | 0 | 0 | 0 | 0 | 0 | 0 | 0 | 0 | 0 | 0 | 0 | 0 | 0 | 0 | 0 | 0 | 0 | 0 | 0 | 0
F2_Commercial_Grocery (ID)_New_Food Preparation_Natural Gas_Fryer_E4 | F2 | Commercial | Grocery (ID) | New | Food Preparation | Natural Gas | Fryer | E4 | TRC BC Ratio | 0 | 0 | 0 | 0 | 0 | 0 | 0 | 0 | 0 | 0 | 0 | 0 | 0 | 0 | 0 | 0 | 0 | 0 | 0 | 0 | 0 | 0 | 0 | 0 | 0 | 0 | 0
F2_Commercial_Grocery (ID)_New_Food Preparation_Natural Gas_Fryer_E5 | F2 | Commercial | Grocery (ID) | New | Food Preparation | Natural Gas | Fryer | E5 | TRC BC Ratio | 0 | 0 | 0 | 0 | 0 | 0 | 0 | 0 | 0 | 0 | 0 | 0 | 0 | 0 | 0 | 0 | 0 | 0 | 0 | 0 | 0 | 0 | 0 | 0 | 0 | 0 | 0
F2_Commercial_Grocery (ID)_New_Food Preparation_Natural Gas_Fryer_E6 | F2 | Commercial | Grocery (ID) | New | Food Preparation | Natural Gas | Fryer | E6 | TRC BC Ratio | 0 | 0 | 0 | 0 | 0 | 0 | 0 | 0 | 0 | 0 | 0 | 0 | 0 | 0 | 0 | 0 | 0 | 0 | 0 | 0 | 0 | 0 | 0 | 0 | 0 | 0 | 0
F2_Commercial_Grocery (ID)_New_Food Preparation_Natural Gas_Fryer_E7 | F2 | Commercial | Grocery (ID) | New | Food Preparation | Natural Gas | Fryer | E7 | TRC BC Ratio | 0 | 0 | 0 | 0 | 0 | 0 | 0 | 0 | 0 | 0 | 0 | 0 | 0 | 0 | 0 | 0 | 0 | 0 | 0 | 0 | 0 | 0 | 0 | 0 | 0 | 0 | 0
F2_Commercial_Grocery (ID)_New_Food Preparation_Natural Gas_Fryer_E8 | F2 | Commercial | Grocery (ID) | New | Food Preparation | Natural Gas | Fryer | E8 | TRC BC Ratio | 0 | 0 | 0 | 0 | 0 | 0 | 0 | 0 | 0 | 0 | 0 | 0 | 0 | 0 | 0 | 0 | 0 | 0 | 0 | 0 | 0 | 0 | 0 | 0 | 0 | 0 | 0
F2_Commercial_Grocery (ID)_New_Food Preparation_Natural Gas_Fryer_E9 | F2 | Commercial | Grocery (ID) | New | Food Preparation | Natural Gas | Fryer | E9 | TRC BC Ratio | 0 | 0 | 0 | 0 | 0 | 0 | 0 | 0 | 0 | 0 | 0 | 0 | 0 | 0 | 0 | 0 | 0 | 0 | 0 | 0 | 0 | 0 | 0 | 0 | 0 | 0 | 0
F2_Commercial_Grocery (ID)_New_Food Preparation_Natural Gas_Fryer_E10 | F2 | Commercial | Grocery (ID) | New | Food Preparation | Natural Gas | Fryer | E10 | TRC BC Ratio | 0 | 0 | 0 | 0 | 0 | 0 | 0 | 0 | 0 | 0 | 0 | 0 | 0 | 0 | 0 | 0 | 0 | 0 | 0 | 0 | 0 | 0 | 0 | 0 | 0 | 0 | 0
F3_Commercial_Grocery (ID)_New_Food Preparation_Natural Gas_Fryer_E1 | F3 | Commercial | Grocery (ID) | New | Food Preparation | Natural Gas | Fryer | E1 | PACT BC Ratio | [24 empty] | 1 | 1 | 1 | bar: 2019 to 2042
F3_Commercial_Grocery (ID)_New_Food Preparation_Natural Gas_Fryer_E2 | F3 | Commercial | Grocery (ID) | New | Food Preparation | Natural Gas | Fryer | E2 | PACT BC Ratio | 7.3549 | 7.5481 | 7.765 | 8.0078 | 8.2783 | 8.5982 | 8.9241 | 9.2451 | 9.5538 | 9.867 | 10.122 | 10.3626 | 10.6201 | 10.8733 | 11.1032 | 11.3207 | 11.5193 | 11.7162 | 11.9251 | 12.1301 | 12.3404 | 12.5584 | 12.7789 | 13.0059 | 13.237 | 13.4721 | 13.7115
F3_Commercial_Grocery (ID)_New_Food Preparation_Natural Gas_Fryer_E3 | F3 | Commercial | Grocery (ID) | New | Food Preparation | Natural Gas | Fryer | E3 | PACT BC Ratio | 0 | 0 | 0 | 0 | 0 | 0 | 0 | 0 | 0 | 0 | 0 | 0 | 0 | 0 | 0 | 0 | 0 | 0 | 0 | 0 | 0 | 0 | 0 | 0 | 0 | 0 | 0
F3_Commercial_Grocery (ID)_New_Food Preparation_Natural Gas_Fryer_E4 | F3 | Commercial | Grocery (ID) | New | Food Preparation | Natural Gas | Fryer | E4 | PACT BC Ratio | 0 | 0 | 0 | 0 | 0 | 0 | 0 | 0 | 0 | 0 | 0 | 0 | 0 | 0 | 0 | 0 | 0 | 0 | 0 | 0 | 0 | 0 | 0 | 0 | 0 | 0 | 0
F3_Commercial_Grocery (ID)_New_Food Preparation_Natural Gas_Fryer_E5 | F3 | Commercial | Grocery (ID) | New | Food Preparation | Natural Gas | Fryer | E5 | PACT BC Ratio | 0 | 0 | 0 | 0 | 0 | 0 | 0 | 0 | 0 | 0 | 0 | 0 | 0 | 0 | 0 | 0 | 0 | 0 | 0 | 0 | 0 | 0 | 0 | 0 | 0 | 0 | 0
F3_Commercial_Grocery (ID)_New_Food Preparation_Natural Gas_Fryer_E6 | F3 | Commercial | Grocery (ID) | New | Food Preparation | Natural Gas | Fryer | E6 | PACT BC Ratio | 0 | 0 | 0 | 0 | 0 | 0 | 0 | 0 | 0 | 0 | 0 | 0 | 0 | 0 | 0 | 0 | 0 | 0 | 0 | 0 | 0 | 0 | 0 | 0 | 0 | 0 | 0
F3_Commercial_Grocery (ID)_New_Food Preparation_Natural Gas_Fryer_E7 | F3 | Commercial | Grocery (ID) | New | Food Preparation | Natural Gas | Fryer | E7 | PACT BC Ratio | 0 | 0 | 0 | 0 | 0 | 0 | 0 | 0 | 0 | 0 | 0 | 0 | 0 | 0 | 0 | 0 | 0 | 0 | 0 | 0 | 0 | 0 | 0 | 0 | 0 | 0 | 0
F3_Commercial_Grocery (ID)_New_Food Preparation_Natural Gas_Fryer_E8 | F3 | Commercial | Grocery (ID) | New | Food Preparation | Natural Gas | Fryer | E8 | PACT BC Ratio | 0 | 0 | 0 | 0 | 0 | 0 | 0 | 0 | 0 | 0 | 0 | 0 | 0 | 0 | 0 | 0 | 0 | 0 | 0 | 0 | 0 | 0 | 0 | 0 | 0 | 0 | 0
F3_Commercial_Grocery (ID)_New_Food Preparation_Natural Gas_Fryer_E9 | F3 | Commercial | Grocery (ID) | New | Food Preparation | Natural Gas | Fryer | E9 | PACT BC Ratio | 0 | 0 | 0 | 0 | 0 | 0 | 0 | 0 | 0 | 0 | 0 | 0 | 0 | 0 | 0 | 0 | 0 | 0 | 0 | 0 | 0 | 0 | 0 | 0 | 0 | 0 | 0
F3_Commercial_Grocery (ID)_New_Food Preparation_Natural Gas_Fryer_E10 | F3 | Commercial | Grocery (ID) | New | Food Preparation | Natural Gas | Fryer | E10 | PACT BC Ratio | 0 | 0 | 0 | 0 | 0 | 0 | 0 | 0 | 0 | 0 | 0 | 0 | 0 | 0 | 0 | 0 | 0 | 0 | 0 | 0 | 0 | 0 | 0 | 0 | 0 | 0 | 0
F4_Commercial_Grocery (ID)_New_Food Preparation_Natural Gas_Fryer_E1 | F4 | Commercial | Grocery (ID) | New | Food Preparation | Natural Gas | Fryer | E1 | RVT BC Ratio | [24 empty] | 1 | 1 | 1 | bar: 2019 to 2042
F4_Commercial_Grocery (ID)_New_Food Preparation_Natural Gas_Fryer_E2 | F4 | Commercial | Grocery (ID) | New | Food Preparation | Natural Gas | Fryer | E2 | RVT BC Ratio | 5.6014 | 5.7058 | 5.8233 | 5.9553 | 6.1025 | 6.2804 | 6.4569 | 6.6238 | 6.7751 | 6.9225 | 7.0752 | 7.2152 | 7.3646 | 7.5095 | 7.6369 | 7.754 | 7.8562 | 7.9549 | 8.0591 | 8.158 | 8.2575 | 8.3962 | 8.5365 | 8.6809 | 8.8279 | 8.9775 | 9.1298
F4_Commercial_Grocery (ID)_New_Food Preparation_Natural Gas_Fryer_E3 | F4 | Commercial | Grocery (ID) | New | Food Preparation | Natural Gas | Fryer | E3 | RVT BC Ratio | 0 | 0 | 0 | 0 | 0 | 0 | 0 | 0 | 0 | 0 | 0 | 0 | 0 | 0 | 0 | 0 | 0 | 0 | 0 | 0 | 0 | 0 | 0 | 0 | 0 | 0 | 0
F4_Commercial_Grocery (ID)_New_Food Preparation_Natural Gas_Fryer_E4 | F4 | Commercial | Grocery (ID) | New | Food Preparation | Natural Gas | Fryer | E4 | RVT BC Ratio | 0 | 0 | 0 | 0 | 0 | 0 | 0 | 0 | 0 | 0 | 0 | 0 | 0 | 0 | 0 | 0 | 0 | 0 | 0 | 0 | 0 | 0 | 0 | 0 | 0 | 0 | 0
F4_Commercial_Grocery (ID)_New_Food Preparation_Natural Gas_Fryer_E5 | F4 | Commercial | Grocery (ID) | New | Food Preparation | Natural Gas | Fryer | E5 | RVT BC Ratio | 0 | 0 | 0 | 0 | 0 | 0 | 0 | 0 | 0 | 0 | 0 | 0 | 0 | 0 | 0 | 0 | 0 | 0 | 0 | 0 | 0 | 0 | 0 | 0 | 0 | 0 | 0
F4_Commercial_Grocery (ID)_New_Food Preparation_Natural Gas_Fryer_E6 | F4 | Commercial | Grocery (ID) | New | Food Preparation | Natural Gas | Fryer | E6 | RVT BC Ratio | 0 | 0 | 0 | 0 | 0 | 0 | 0 | 0 | 0 | 0 | 0 | 0 | 0 | 0 | 0 | 0 | 0 | 0 | 0 | 0 | 0 | 0 | 0 | 0 | 0 | 0 | 0
F4_Commercial_Grocery (ID)_New_Food Preparation_Natural Gas_Fryer_E7 | F4 | Commercial | Grocery (ID) | New | Food Preparation | Natural Gas | Fryer | E7 | RVT BC Ratio | 0 | 0 | 0 | 0 | 0 | 0 | 0 | 0 | 0 | 0 | 0 | 0 | 0 | 0 | 0 | 0 | 0 | 0 | 0 | 0 | 0 | 0 | 0 | 0 | 0 | 0 | 0
F4_Commercial_Grocery (ID)_New_Food Preparation_Natural Gas_Fryer_E8 | F4 | Commercial | Grocery (ID) | New | Food Preparation | Natural Gas | Fryer | E8 | RVT BC Ratio | 0 | 0 | 0 | 0 | 0 | 0 | 0 | 0 | 0 | 0 | 0 | 0 | 0 | 0 | 0 | 0 | 0 | 0 | 0 | 0 | 0 | 0 | 0 | 0 | 0 | 0 | 0
F4_Commercial_Grocery (ID)_New_Food Preparation_Natural Gas_Fryer_E9 | F4 | Commercial | Grocery (ID) | New | Food Preparation | Natural Gas | Fryer | E9 | RVT BC Ratio | 0 | 0 | 0 | 0 | 0 | 0 | 0 | 0 | 0 | 0 | 0 | 0 | 0 | 0 | 0 | 0 | 0 | 0 | 0 | 0 | 0 | 0 | 0 | 0 | 0 | 0 | 0
F4_Commercial_Grocery (ID)_New_Food Preparation_Natural Gas_Fryer_E10 | F4 | Commercial | Grocery (ID) | New | Food Preparation | Natural Gas | Fryer | E10 | RVT BC Ratio | 0 | 0 | 0 | 0 | 0 | 0 | 0 | 0 | 0 | 0 | 0 | 0 | 0 | 0 | 0 | 0 | 0 | 0 | 0 | 0 | 0 | 0 | 0 | 0 | 0 | 0 | 0
F5_Commercial_Grocery (ID)_New_Food Preparation_Natural Gas_Fryer_E1 | F5 | Commercial | Grocery (ID) | New | Food Preparation | Natural Gas | Fryer | E1 | RIM BC Ratio | [24 empty] | 1 | 1 | 1 | bar: 2019 to 2042
F5_Commercial_Grocery (ID)_New_Food Preparation_Natural Gas_Fryer_E2 | F5 | Commercial | Grocery (ID) | New | Food Preparation | Natural Gas | Fryer | E2 | RIM BC Ratio | 0.76822 | 0.77446 | 0.78116 | 0.78832 | 0.79591 | 0.80398 | 0.81232 | 0.82095 | 0.82996 | 0.83943 | 0.84306 | 0.84681 | 0.8507 | 0.85461 | 0.8585 | 0.86243 | 0.86643 | 0.87057 | 0.87491 | 0.87942 | 0.88415 | 0.88525 | 0.88633 | 0.8874 | 0.88846 | 0.8895 | 0.89053
F5_Commercial_Grocery (ID)_New_Food Preparation_Natural Gas_Fryer_E3 | F5 | Commercial | Grocery (ID) | New | Food Preparation | Natural Gas | Fryer | E3 | RIM BC Ratio | 0 | 0 | 0 | 0 | 0 | 0 | 0 | 0 | 0 | 0 | 0 | 0 | 0 | 0 | 0 | 0 | 0 | 0 | 0 | 0 | 0 | 0 | 0 | 0 | 0 | 0 | 0
F5_Commercial_Grocery (ID)_New_Food Preparation_Natural Gas_Fryer_E4 | F5 | Commercial | Grocery (ID) | New | Food Preparation | Natural Gas | Fryer | E4 | RIM BC Ratio | 0 | 0 | 0 | 0 | 0 | 0 | 0 | 0 | 0 | 0 | 0 | 0 | 0 | 0 | 0 | 0 | 0 | 0 | 0 | 0 | 0 | 0 | 0 | 0 | 0 | 0 | 0
F5_Commercial_Grocery (ID)_New_Food Preparation_Natural Gas_Fryer_E5 | F5 | Commercial | Grocery (ID) | New | Food Preparation | Natural Gas | Fryer | E5 | RIM BC Ratio | 0 | 0 | 0 | 0 | 0 | 0 | 0 | 0 | 0 | 0 | 0 | 0 | 0 | 0 | 0 | 0 | 0 | 0 | 0 | 0 | 0 | 0 | 0 | 0 | 0 | 0 | 0
F5_Commercial_Grocery (ID)_New_Food Preparation_Natural Gas_Fryer_E6 | F5 | Commercial | Grocery (ID) | New | Food Preparation | Natural Gas | Fryer | E6 | RIM BC Ratio | 0 | 0 | 0 | 0 | 0 | 0 | 0 | 0 | 0 | 0 | 0 | 0 | 0 | 0 | 0 | 0 | 0 | 0 | 0 | 0 | 0 | 0 | 0 | 0 | 0 | 0 | 0
F5_Commercial_Grocery (ID)_New_Food Preparation_Natural Gas_Fryer_E7 | F5 | Commercial | Grocery (ID) | New | Food Preparation | Natural Gas | Fryer | E7 | RIM BC Ratio | 0 | 0 | 0 | 0 | 0 | 0 | 0 | 0 | 0 | 0 | 0 | 0 | 0 | 0 | 0 | 0 | 0 | 0 | 0 | 0 | 0 | 0 | 0 | 0 | 0 | 0 | 0
F5_Commercial_Grocery (ID)_New_Food Preparation_Natural Gas_Fryer_E8 | F5 | Commercial | Grocery (ID) | New | Food Preparation | Natural Gas | Fryer | E8 | RIM BC Ratio | 0 | 0 | 0 | 0 | 0 | 0 | 0 | 0 | 0 | 0 | 0 | 0 | 0 | 0 | 0 | 0 | 0 | 0 | 0 | 0 | 0 | 0 | 0 | 0 | 0 | 0 | 0
F5_Commercial_Grocery (ID)_New_Food Preparation_Natural Gas_Fryer_E9 | F5 | Commercial | Grocery (ID) | New | Food Preparation | Natural Gas | Fryer | E9 | RIM BC Ratio | 0 | 0 | 0 | 0 | 0 | 0 | 0 | 0 | 0 | 0 | 0 | 0 | 0 | 0 | 0 | 0 | 0 | 0 | 0 | 0 | 0 | 0 | 0 | 0 | 0 | 0 | 0
F5_Commercial_Grocery (ID)_New_Food Preparation_Natural Gas_Fryer_E10 | F5 | Commercial | Grocery (ID) | New | Food Preparation | Natural Gas | Fryer | E10 | RIM BC Ratio | 0 | 0 | 0 | 0 | 0 | 0 | 0 | 0 | 0 | 0 | 0 | 0 | 0 | 0 | 0 | 0 | 0 | 0 | 0 | 0 | 0 | 0 | 0 | 0 | 0 | 0 | 0
F0_Commercial_Grocery (ID)_New_Food Preparation_Natural Gas_Broiler_E0 | F0 | Commercial | Grocery (ID) | New | Food Preparation | Natural Gas | Broiler | E0 | Economic Unit | Standard | Standard | Standard | Standard | Standard | Standard | Standard | Standard | Standard | Standard | Standard | Standard | Standard | Standard | Standard | Standard | Standard | Standard | Standard | Standard | Standard | Standard | Standard | Standard | Standard | Standard | Standard
F1_Commercial_Grocery (ID)_New_Food Preparation_Natural Gas_Broiler_E1 | F1 | Commercial | Grocery (ID) | New | Food Preparation | Natural Gas | Broiler | E1 | CCE | 0 | 0 | 0 | 0 | 0 | 0 | 0 | 0 | 0 | 0 | 0 | 0 | 0 | 0 | 0 | 0 | 0 | 0 | 0 | 0 | 0 | 0 | 0 | 0 | 0 | 0 | 0
F1_Commercial_Grocery (ID)_New_Food Preparation_Natural Gas_Broiler_E2 | F1 | Commercial | Grocery (ID) | New | Food Preparation | Natural Gas | Broiler | E2 | CCE | 0.0069043 | 0.0069043 | 0.0069043 | 0.0069043 | 0.0069043 | 0.0069043 | 0.0069043 | 0.0069043 | 0.0069043 | 0.0069043 | 0.0069043 | 0.0069043 | 0.0069043 | 0.0069043 | 0.0069043 | 0.0069043 | 0.0069043 | 0.0069043 | 0.0069043 | 0.0069043 | 0.0069043 | 0.0069043 | 0.0069043 | 0.0069043 | 0.0069043 | 0.0069043 | 0.0069043
F1_Commercial_Grocery (ID)_New_Food Preparation_Natural Gas_Broiler_E3 | F1 | Commercial | Grocery (ID) | New | Food Preparation | Natural Gas | Broiler | E3 | CCE | 0 | 0 | 0 | 0 | 0 | 0 | 0 | 0 | 0 | 0 | 0 | 0 | 0 | 0 | 0 | 0 | 0 | 0 | 0 | 0 | 0 | 0 | 0 | 0 | 0 | 0 | 0
F1_Commercial_Grocery (ID)_New_Food Preparation_Natural Gas_Broiler_E4 | F1 | Commercial | Grocery (ID) | New | Food Preparation | Natural Gas | Broiler | E4 | CCE | 0 | 0 | 0 | 0 | 0 | 0 | 0 | 0 | 0 | 0 | 0 | 0 | 0 | 0 | 0 | 0 | 0 | 0 | 0 | 0 | 0 | 0 | 0 | 0 | 0 | 0 | 0
F1_Commercial_Grocery (ID)_New_Food Preparation_Natural Gas_Broiler_E5 | F1 | Commercial | Grocery (ID) | New | Food Preparation | Natural Gas | Broiler | E5 | CCE | 0 | 0 | 0 | 0 | 0 | 0 | 0 | 0 | 0 | 0 | 0 | 0 | 0 | 0 | 0 | 0 | 0 | 0 | 0 | 0 | 0 | 0 | 0 | 0 | 0 | 0 | 0
F1_Commercial_Grocery (ID)_New_Food Preparation_Natural Gas_Broiler_E6 | F1 | Commercial | Grocery (ID) | New | Food Preparation | Natural Gas | Broiler | E6 | CCE | 0 | 0 | 0 | 0 | 0 | 0 | 0 | 0 | 0 | 0 | 0 | 0 | 0 | 0 | 0 | 0 | 0 | 0 | 0 | 0 | 0 | 0 | 0 | 0 | 0 | 0 | 0
F1_Commercial_Grocery (ID)_New_Food Preparation_Natural Gas_Broiler_E7 | F1 | Commercial | Grocery (ID) | New | Food Preparation | Natural Gas | Broiler | E7 | CCE | 0 | 0 | 0 | 0 | 0 | 0 | 0 | 0 | 0 | 0 | 0 | 0 | 0 | 0 | 0 | 0 | 0 | 0 | 0 | 0 | 0 | 0 | 0 | 0 | 0 | 0 | 0
F1_Commercial_Grocery (ID)_New_Food Preparation_Natural Gas_Broiler_E8 | F1 | Commercial | Grocery (ID) | New | Food Preparation | Natural Gas | Broiler | E8 | CCE | 0 | 0 | 0 | 0 | 0 | 0 | 0 | 0 | 0 | 0 | 0 | 0 | 0 | 0 | 0 | 0 | 0 | 0 | 0 | 0 | 0 | 0 | 0 | 0 | 0 | 0 | 0
F1_Commercial_Grocery (ID)_New_Food Preparation_Natural Gas_Broiler_E9 | F1 | Commercial | Grocery (ID) | New | Food Preparation | Natural Gas | Broiler | E9 | CCE | 0 | 0 | 0 | 0 | 0 | 0 | 0 | 0 | 0 | 0 | 0 | 0 | 0 | 0 | 0 | 0 | 0 | 0 | 0 | 0 | 0 | 0 | 0 | 0 | 0 | 0 | 0
F1_Commercial_Grocery (ID)_New_Food Preparation_Natural Gas_Broiler_E10 | F1 | Commercial | Grocery (ID) | New | Food Preparation | Natural Gas | Broiler | E10 | CCE | 0 | 0 | 0 | 0 | 0 | 0 | 0 | 0 | 0 | 0 | 0 | 0 | 0 | 0 | 0 | 0 | 0 | 0 | 0 | 0 | 0 | 0 | 0 | 0 | 0 | 0 | 0
F2_Commercial_Grocery (ID)_New_Food Preparation_Natural Gas_Broiler_E1 | F2 | Commercial | Grocery (ID) | New | Food Preparation | Natural Gas | Broiler | E1 | TRC BC Ratio | [24 empty] | 1 | 1 | 1 | bar: 2019 to 2042
F2_Commercial_Grocery (ID)_New_Food Preparation_Natural Gas_Broiler_E2 | F2 | Commercial | Grocery (ID) | New | Food Preparation | Natural Gas | Broiler | E2 | TRC BC Ratio | 0.51548 | 0.52847 | 0.54386 | 0.5615 | 0.58144 | 0.60571 | 0.63069 | 0.65543 | 0.67924 | 0.70339 | 0.7226 | 0.7406 | 0.75994 | 0.77887 | 0.7958 | 0.81164 | 0.82584 | 0.83987 | 0.85485 | 0.86946 | 0.88447 | 0.90008 | 0.91585 | 0.93212 | 0.94868 | 0.96554 | 0.98269
F2_Commercial_Grocery (ID)_New_Food Preparation_Natural Gas_Broiler_E3 | F2 | Commercial | Grocery (ID) | New | Food Preparation | Natural Gas | Broiler | E3 | TRC BC Ratio | 0 | 0 | 0 | 0 | 0 | 0 | 0 | 0 | 0 | 0 | 0 | 0 | 0 | 0 | 0 | 0 | 0 | 0 | 0 | 0 | 0 | 0 | 0 | 0 | 0 | 0 | 0
F2_Commercial_Grocery (ID)_New_Food Preparation_Natural Gas_Broiler_E4 | F2 | Commercial | Grocery (ID) | New | Food Preparation | Natural Gas | Broiler | E4 | TRC BC Ratio | 0 | 0 | 0 | 0 | 0 | 0 | 0 | 0 | 0 | 0 | 0 | 0 | 0 | 0 | 0 | 0 | 0 | 0 | 0 | 0 | 0 | 0 | 0 | 0 | 0 | 0 | 0
F2_Commercial_Grocery (ID)_New_Food Preparation_Natural Gas_Broiler_E5 | F2 | Commercial | Grocery (ID) | New | Food Preparation | Natural Gas | Broiler | E5 | TRC BC Ratio | 0 | 0 | 0 | 0 | 0 | 0 | 0 | 0 | 0 | 0 | 0 | 0 | 0 | 0 | 0 | 0 | 0 | 0 | 0 | 0 | 0 | 0 | 0 | 0 | 0 | 0 | 0
F2_Commercial_Grocery (ID)_New_Food Preparation_Natural Gas_Broiler_E6 | F2 | Commercial | Grocery (ID) | New | Food Preparation | Natural Gas | Broiler | E6 | TRC BC Ratio | 0 | 0 | 0 | 0 | 0 | 0 | 0 | 0 | 0 | 0 | 0 | 0 | 0 | 0 | 0 | 0 | 0 | 0 | 0 | 0 | 0 | 0 | 0 | 0 | 0 | 0 | 0
F2_Commercial_Grocery (ID)_New_Food Preparation_Natural Gas_Broiler_E7 | F2 | Commercial | Grocery (ID) | New | Food Preparation | Natural Gas | Broiler | E7 | TRC BC Ratio | 0 | 0 | 0 | 0 | 0 | 0 | 0 | 0 | 0 | 0 | 0 | 0 | 0 | 0 | 0 | 0 | 0 | 0 | 0 | 0 | 0 | 0 | 0 | 0 | 0 | 0 | 0
F2_Commercial_Grocery (ID)_New_Food Preparation_Natural Gas_Broiler_E8 | F2 | Commercial | Grocery (ID) | New | Food Preparation | Natural Gas | Broiler | E8 | TRC BC Ratio | 0 | 0 | 0 | 0 | 0 | 0 | 0 | 0 | 0 | 0 | 0 | 0 | 0 | 0 | 0 | 0 | 0 | 0 | 0 | 0 | 0 | 0 | 0 | 0 | 0 | 0 | 0
F2_Commercial_Grocery (ID)_New_Food Preparation_Natural Gas_Broiler_E9 | F2 | Commercial | Grocery (ID) | New | Food Preparation | Natural Gas | Broiler | E9 | TRC BC Ratio | 0 | 0 | 0 | 0 | 0 | 0 | 0 | 0 | 0 | 0 | 0 | 0 | 0 | 0 | 0 | 0 | 0 | 0 | 0 | 0 | 0 | 0 | 0 | 0 | 0 | 0 | 0
F2_Commercial_Grocery (ID)_New_Food Preparation_Natural Gas_Broiler_E10 | F2 | Commercial | Grocery (ID) | New | Food Preparation | Natural Gas | Broiler | E10 | TRC BC Ratio | 0 | 0 | 0 | 0 | 0 | 0 | 0 | 0 | 0 | 0 | 0 | 0 | 0 | 0 | 0 | 0 | 0 | 0 | 0 | 0 | 0 | 0 | 0 | 0 | 0 | 0 | 0
F3_Commercial_Grocery (ID)_New_Food Preparation_Natural Gas_Broiler_E1 | F3 | Commercial | Grocery (ID) | New | Food Preparation | Natural Gas | Broiler | E1 | PACT BC Ratio | [24 empty] | 1 | 1 | 1 | bar: 2019 to 2042
F3_Commercial_Grocery (ID)_New_Food Preparation_Natural Gas_Broiler_E2 | F3 | Commercial | Grocery (ID) | New | Food Preparation | Natural Gas | Broiler | E2 | PACT BC Ratio | 1.0208 | 1.0466 | 1.077 | 1.112 | 1.1515 | 1.1995 | 1.249 | 1.298 | 1.3452 | 1.393 | 1.431 | 1.4667 | 1.505 | 1.5425 | 1.576 | 1.6073 | 1.6355 | 1.6632 | 1.6929 | 1.7218 | 1.7516 | 1.7825 | 1.8137 | 1.8459 | 1.8787 | 1.9121 | 1.9461
F3_Commercial_Grocery (ID)_New_Food Preparation_Natural Gas_Broiler_E3 | F3 | Commercial | Grocery (ID) | New | Food Preparation | Natural Gas | Broiler | E3 | PACT BC Ratio | 0 | 0 | 0 | 0 | 0 | 0 | 0 | 0 | 0 | 0 | 0 | 0 | 0 | 0 | 0 | 0 | 0 | 0 | 0 | 0 | 0 | 0 | 0 | 0 | 0 | 0 | 0
F3_Commercial_Grocery (ID)_New_Food Preparation_Natural Gas_Broiler_E4 | F3 | Commercial | Grocery (ID) | New | Food Preparation | Natural Gas | Broiler | E4 | PACT BC Ratio | 0 | 0 | 0 | 0 | 0 | 0 | 0 | 0 | 0 | 0 | 0 | 0 | 0 | 0 | 0 | 0 | 0 | 0 | 0 | 0 | 0 | 0 | 0 | 0 | 0 | 0 | 0
F3_Commercial_Grocery (ID)_New_Food Preparation_Natural Gas_Broiler_E5 | F3 | Commercial | Grocery (ID) | New | Food Preparation | Natural Gas | Broiler | E5 | PACT BC Ratio | 0 | 0 | 0 | 0 | 0 | 0 | 0 | 0 | 0 | 0 | 0 | 0 | 0 | 0 | 0 | 0 | 0 | 0 | 0 | 0 | 0 | 0 | 0 | 0 | 0 | 0 | 0
F3_Commercial_Grocery (ID)_New_Food Preparation_Natural Gas_Broiler_E6 | F3 | Commercial | Grocery (ID) | New | Food Preparation | Natural Gas | Broiler | E6 | PACT BC Ratio | 0 | 0 | 0 | 0 | 0 | 0 | 0 | 0 | 0 | 0 | 0 | 0 | 0 | 0 | 0 | 0 | 0 | 0 | 0 | 0 | 0 | 0 | 0 | 0 | 0 | 0 | 0
F3_Commercial_Grocery (ID)_New_Food Preparation_Natural Gas_Broiler_E7 | F3 | Commercial | Grocery (ID) | New | Food Preparation | Natural Gas | Broiler | E7 | PACT BC Ratio | 0 | 0 | 0 | 0 | 0 | 0 | 0 | 0 | 0 | 0 | 0 | 0 | 0 | 0 | 0 | 0 | 0 | 0 | 0 | 0 | 0 | 0 | 0 | 0 | 0 | 0 | 0
F3_Commercial_Grocery (ID)_New_Food Preparation_Natural Gas_Broiler_E8 | F3 | Commercial | Grocery (ID) | New | Food Preparation | Natural Gas | Broiler | E8 | PACT BC Ratio | 0 | 0 | 0 | 0 | 0 | 0 | 0 | 0 | 0 | 0 | 0 | 0 | 0 | 0 | 0 | 0 | 0 | 0 | 0 | 0 | 0 | 0 | 0 | 0 | 0 | 0 | 0
F3_Commercial_Grocery (ID)_New_Food Preparation_Natural Gas_Broiler_E9 | F3 | Commercial | Grocery (ID) | New | Food Preparation | Natural Gas | Broiler | E9 | PACT BC Ratio | 0 | 0 | 0 | 0 | 0 | 0 | 0 | 0 | 0 | 0 | 0 | 0 | 0 | 0 | 0 | 0 | 0 | 0 | 0 | 0 | 0 | 0 | 0 | 0 | 0 | 0 | 0
F3_Commercial_Grocery (ID)_New_Food Preparation_Natural Gas_Broiler_E10 | F3 | Commercial | Grocery (ID) | New | Food Preparation | Natural Gas | Broiler | E10 | PACT BC Ratio | 0 | 0 | 0 | 0 | 0 | 0 | 0 | 0 | 0 | 0 | 0 | 0 | 0 | 0 | 0 | 0 | 0 | 0 | 0 | 0 | 0 | 0 | 0 | 0 | 0 | 0 | 0
F4_Commercial_Grocery (ID)_New_Food Preparation_Natural Gas_Broiler_E1 | F4 | Commercial | Grocery (ID) | New | Food Preparation | Natural Gas | Broiler | E1 | RVT BC Ratio | [24 empty] | 1 | 1 | 1 | bar: 2019 to 2042
F4_Commercial_Grocery (ID)_New_Food Preparation_Natural Gas_Broiler_E2 | F4 | Commercial | Grocery (ID) | New | Food Preparation | Natural Gas | Broiler | E2 | RVT BC Ratio | 1.1345 | 1.1483 | 1.1644 | 1.1833 | 1.2048 | 1.2317 | 1.2588 | 1.2844 | 1.3076 | 1.3301 | 1.3534 | 1.3746 | 1.3969 | 1.4181 | 1.4363 | 1.4527 | 1.4666 | 1.4799 | 1.494 | 1.5072 | 1.5204 | 1.54 | 1.5599 | 1.5804 | 1.6013 | 1.6225 | 1.6441
F4_Commercial_Grocery (ID)_New_Food Preparation_Natural Gas_Broiler_E3 | F4 | Commercial | Grocery (ID) | New | Food Preparation | Natural Gas | Broiler | E3 | RVT BC Ratio | 0 | 0 | 0 | 0 | 0 | 0 | 0 | 0 | 0 | 0 | 0 | 0 | 0 | 0 | 0 | 0 | 0 | 0 | 0 | 0 | 0 | 0 | 0 | 0 | 0 | 0 | 0
F4_Commercial_Grocery (ID)_New_Food Preparation_Natural Gas_Broiler_E4 | F4 | Commercial | Grocery (ID) | New | Food Preparation | Natural Gas | Broiler | E4 | RVT BC Ratio | 0 | 0 | 0 | 0 | 0 | 0 | 0 | 0 | 0 | 0 | 0 | 0 | 0 | 0 | 0 | 0 | 0 | 0 | 0 | 0 | 0 | 0 | 0 | 0 | 0 | 0 | 0
F4_Commercial_Grocery (ID)_New_Food Preparation_Natural Gas_Broiler_E5 | F4 | Commercial | Grocery (ID) | New | Food Preparation | Natural Gas | Broiler | E5 | RVT BC Ratio | 0 | 0 | 0 | 0 | 0 | 0 | 0 | 0 | 0 | 0 | 0 | 0 | 0 | 0 | 0 | 0 | 0 | 0 | 0 | 0 | 0 | 0 | 0 | 0 | 0 | 0 | 0
F4_Commercial_Grocery (ID)_New_Food Preparation_Natural Gas_Broiler_E6 | F4 | Commercial | Grocery (ID) | New | Food Preparation | Natural Gas | Broiler | E6 | RVT BC Ratio | 0 | 0 | 0 | 0 | 0 | 0 | 0 | 0 | 0 | 0 | 0 | 0 | 0 | 0 | 0 | 0 | 0 | 0 | 0 | 0 | 0 | 0 | 0 | 0 | 0 | 0 | 0
F4_Commercial_Grocery (ID)_New_Food Preparation_Natural Gas_Broiler_E7 | F4 | Commercial | Grocery (ID) | New | Food Preparation | Natural Gas | Broiler | E7 | RVT BC Ratio | 0 | 0 | 0 | 0 | 0 | 0 | 0 | 0 | 0 | 0 | 0 | 0 | 0 | 0 | 0 | 0 | 0 | 0 | 0 | 0 | 0 | 0 | 0 | 0 | 0 | 0 | 0
F4_Commercial_Grocery (ID)_New_Food Preparation_Natural Gas_Broiler_E8 | F4 | Commercial | Grocery (ID) | New | Food Preparation | Natural Gas | Broiler | E8 | RVT BC Ratio | 0 | 0 | 0 | 0 | 0 | 0 | 0 | 0 | 0 | 0 | 0 | 0 | 0 | 0 | 0 | 0 | 0 | 0 | 0 | 0 | 0 | 0 | 0 | 0 | 0 | 0 | 0
F4_Commercial_Grocery (ID)_New_Food Preparation_Natural Gas_Broiler_E9 | F4 | Commercial | Grocery (ID) | New | Food Preparation | Natural Gas | Broiler | E9 | RVT BC Ratio | 0 | 0 | 0 | 0 | 0 | 0 | 0 | 0 | 0 | 0 | 0 | 0 | 0 | 0 | 0 | 0 | 0 | 0 | 0 | 0 | 0 | 0 | 0 | 0 | 0 | 0 | 0
F4_Commercial_Grocery (ID)_New_Food Preparation_Natural Gas_Broiler_E10 | F4 | Commercial | Grocery (ID) | New | Food Preparation | Natural Gas | Broiler | E10 | RVT BC Ratio | 0 | 0 | 0 | 0 | 0 | 0 | 0 | 0 | 0 | 0 | 0 | 0 | 0 | 0 | 0 | 0 | 0 | 0 | 0 | 0 | 0 | 0 | 0 | 0 | 0 | 0 | 0
F5_Commercial_Grocery (ID)_New_Food Preparation_Natural Gas_Broiler_E1 | F5 | Commercial | Grocery (ID) | New | Food Preparation | Natural Gas | Broiler | E1 | RIM BC Ratio | [24 empty] | 1 | 1 | 1 | bar: 2019 to 2042
F5_Commercial_Grocery (ID)_New_Food Preparation_Natural Gas_Broiler_E2 | F5 | Commercial | Grocery (ID) | New | Food Preparation | Natural Gas | Broiler | E2 | RIM BC Ratio | 0.46352 | 0.47035 | 0.47832 | 0.48711 | 0.49667 | 0.50767 | 0.51882 | 0.52986 | 0.54066 | 0.55164 | 0.55821 | 0.56442 | 0.57104 | 0.57762 | 0.58361 | 0.58931 | 0.59463 | 0.59995 | 0.60556 | 0.61116 | 0.61694 | 0.62073 | 0.62447 | 0.62825 | 0.632 | 0.63574 | 0.63945
F5_Commercial_Grocery (ID)_New_Food Preparation_Natural Gas_Broiler_E3 | F5 | Commercial | Grocery (ID) | New | Food Preparation | Natural Gas | Broiler | E3 | RIM BC Ratio | 0 | 0 | 0 | 0 | 0 | 0 | 0 | 0 | 0 | 0 | 0 | 0 | 0 | 0 | 0 | 0 | 0 | 0 | 0 | 0 | 0 | 0 | 0 | 0 | 0 | 0 | 0
F5_Commercial_Grocery (ID)_New_Food Preparation_Natural Gas_Broiler_E4 | F5 | Commercial | Grocery (ID) | New | Food Preparation | Natural Gas | Broiler | E4 | RIM BC Ratio | 0 | 0 | 0 | 0 | 0 | 0 | 0 | 0 | 0 | 0 | 0 | 0 | 0 | 0 | 0 | 0 | 0 | 0 | 0 | 0 | 0 | 0 | 0 | 0 | 0 | 0 | 0
F5_Commercial_Grocery (ID)_New_Food Preparation_Natural Gas_Broiler_E5 | F5 | Commercial | Grocery (ID) | New | Food Preparation | Natural Gas | Broiler | E5 | RIM BC Ratio | 0 | 0 | 0 | 0 | 0 | 0 | 0 | 0 | 0 | 0 | 0 | 0 | 0 | 0 | 0 | 0 | 0 | 0 | 0 | 0 | 0 | 0 | 0 | 0 | 0 | 0 | 0
F5_Commercial_Grocery (ID)_New_Food Preparation_Natural Gas_Broiler_E6 | F5 | Commercial | Grocery (ID) | New | Food Preparation | Natural Gas | Broiler | E6 | RIM BC Ratio | 0 | 0 | 0 | 0 | 0 | 0 | 0 | 0 | 0 | 0 | 0 | 0 | 0 | 0 | 0 | 0 | 0 | 0 | 0 | 0 | 0 | 0 | 0 | 0 | 0 | 0 | 0
F5_Commercial_Grocery (ID)_New_Food Preparation_Natural Gas_Broiler_E7 | F5 | Commercial | Grocery (ID) | New | Food Preparation | Natural Gas | Broiler | E7 | RIM BC Ratio | 0 | 0 | 0 | 0 | 0 | 0 | 0 | 0 | 0 | 0 | 0 | 0 | 0 | 0 | 0 | 0 | 0 | 0 | 0 | 0 | 0 | 0 | 0 | 0 | 0 | 0 | 0
F5_Commercial_Grocery (ID)_New_Food Preparation_Natural Gas_Broiler_E8 | F5 | Commercial | Grocery (ID) | New | Food Preparation | Natural Gas | Broiler | E8 | RIM BC Ratio | 0 | 0 | 0 | 0 | 0 | 0 | 0 | 0 | 0 | 0 | 0 | 0 | 0 | 0 | 0 | 0 | 0 | 0 | 0 | 0 | 0 | 0 | 0 | 0 | 0 | 0 | 0
F5_Commercial_Grocery (ID)_New_Food Preparation_Natural Gas_Broiler_E9 | F5 | Commercial | Grocery (ID) | New | Food Preparation | Natural Gas | Broiler | E9 | RIM BC Ratio | 0 | 0 | 0 | 0 | 0 | 0 | 0 | 0 | 0 | 0 | 0 | 0 | 0 | 0 | 0 | 0 | 0 | 0 | 0 | 0 | 0 | 0 | 0 | 0 | 0 | 0 | 0
F5_Commercial_Grocery (ID)_New_Food Preparation_Natural Gas_Broiler_E10 | F5 | Commercial | Grocery (ID) | New | Food Preparation | Natural Gas | Broiler | E10 | RIM BC Ratio | 0 | 0 | 0 | 0 | 0 | 0 | 0 | 0 | 0 | 0 | 0 | 0 | 0 | 0 | 0 | 0 | 0 | 0 | 0 | 0 | 0 | 0 | 0 | 0 | 0 | 0 | 0
F0_Commercial_Grocery (ID)_New_Food Preparation_Natural Gas_Griddle_E0 | F0 | Commercial | Grocery (ID) | New | Food Preparation | Natural Gas | Griddle | E0 | Economic Unit | ENERGY STAR | ENERGY STAR | ENERGY STAR | ENERGY STAR | ENERGY STAR | ENERGY STAR | ENERGY STAR | ENERGY STAR | ENERGY STAR | ENERGY STAR | ENERGY STAR | ENERGY STAR | ENERGY STAR | ENERGY STAR | ENERGY STAR | ENERGY STAR | ENERGY STAR | ENERGY STAR | ENERGY STAR | ENERGY STAR | ENERGY STAR | ENERGY STAR | ENERGY STAR | ENERGY STAR | ENERGY STAR | ENERGY STAR | ENERGY STAR
F1_Commercial_Grocery (ID)_New_Food Preparation_Natural Gas_Griddle_E1 | F1 | Commercial | Grocery (ID) | New | Food Preparation | Natural Gas | Griddle | E1 | CCE | 0 | 0 | 0 | 0 | 0 | 0 | 0 | 0 | 0 | 0 | 0 | 0 | 0 | 0 | 0 | 0 | 0 | 0 | 0 | 0 | 0 | 0 | 0 | 0 | 0 | 0 | 0
F1_Commercial_Grocery (ID)_New_Food Preparation_Natural Gas_Griddle_E2 | F1 | Commercial | Grocery (ID) | New | Food Preparation | Natural Gas | Griddle | E2 | CCE | 0.0011079 | 0.0011079 | 0.0011079 | 0.0011079 | 0.0011079 | 0.0011079 | 0.0011079 | 0.0011079 | 0.0011079 | 0.0011079 | 0.0011079 | 0.0011079 | 0.0011079 | 0.0011079 | 0.0011079 | 0.0011079 | 0.0011079 | 0.0011079 | 0.0011079 | 0.0011079 | 0.0011079 | 0.0011079 | 0.0011079 | 0.0011079 | 0.0011079 | 0.0011079 | 0.0011079
F1_Commercial_Grocery (ID)_New_Food Preparation_Natural Gas_Griddle_E3 | F1 | Commercial | Grocery (ID) | New | Food Preparation | Natural Gas | Griddle | E3 | CCE | 0 | 0 | 0 | 0 | 0 | 0 | 0 | 0 | 0 | 0 | 0 | 0 | 0 | 0 | 0 | 0 | 0 | 0 | 0 | 0 | 0 | 0 | 0 | 0 | 0 | 0 | 0
F1_Commercial_Grocery (ID)_New_Food Preparation_Natural Gas_Griddle_E4 | F1 | Commercial | Grocery (ID) | New | Food Preparation | Natural Gas | Griddle | E4 | CCE | 0 | 0 | 0 | 0 | 0 | 0 | 0 | 0 | 0 | 0 | 0 | 0 | 0 | 0 | 0 | 0 | 0 | 0 | 0 | 0 | 0 | 0 | 0 | 0 | 0 | 0 | 0
F1_Commercial_Grocery (ID)_New_Food Preparation_Natural Gas_Griddle_E5 | F1 | Commercial | Grocery (ID) | New | Food Preparation | Natural Gas | Griddle | E5 | CCE | 0 | 0 | 0 | 0 | 0 | 0 | 0 | 0 | 0 | 0 | 0 | 0 | 0 | 0 | 0 | 0 | 0 | 0 | 0 | 0 | 0 | 0 | 0 | 0 | 0 | 0 | 0
F1_Commercial_Grocery (ID)_New_Food Preparation_Natural Gas_Griddle_E6 | F1 | Commercial | Grocery (ID) | New | Food Preparation | Natural Gas | Griddle | E6 | CCE | 0 | 0 | 0 | 0 | 0 | 0 | 0 | 0 | 0 | 0 | 0 | 0 | 0 | 0 | 0 | 0 | 0 | 0 | 0 | 0 | 0 | 0 | 0 | 0 | 0 | 0 | 0
F1_Commercial_Grocery (ID)_New_Food Preparation_Natural Gas_Griddle_E7 | F1 | Commercial | Grocery (ID) | New | Food Preparation | Natural Gas | Griddle | E7 | CCE | 0 | 0 | 0 | 0 | 0 | 0 | 0 | 0 | 0 | 0 | 0 | 0 | 0 | 0 | 0 | 0 | 0 | 0 | 0 | 0 | 0 | 0 | 0 | 0 | 0 | 0 | 0
F1_Commercial_Grocery (ID)_New_Food Preparation_Natural Gas_Griddle_E8 | F1 | Commercial | Grocery (ID) | New | Food Preparation | Natural Gas | Griddle | E8 | CCE | 0 | 0 | 0 | 0 | 0 | 0 | 0 | 0 | 0 | 0 | 0 | 0 | 0 | 0 | 0 | 0 | 0 | 0 | 0 | 0 | 0 | 0 | 0 | 0 | 0 | 0 | 0
F1_Commercial_Grocery (ID)_New_Food Preparation_Natural Gas_Griddle_E9 | F1 | Commercial | Grocery (ID) | New | Food Preparation | Natural Gas | Griddle | E9 | CCE | 0 | 0 | 0 | 0 | 0 | 0 | 0 | 0 | 0 | 0 | 0 | 0 | 0 | 0 | 0 | 0 | 0 | 0 | 0 | 0 | 0 | 0 | 0 | 0 | 0 | 0 | 0
F1_Commercial_Grocery (ID)_New_Food Preparation_Natural Gas_Griddle_E10 | F1 | Commercial | Grocery (ID) | New | Food Preparation | Natural Gas | Griddle | E10 | CCE | 0 | 0 | 0 | 0 | 0 | 0 | 0 | 0 | 0 | 0 | 0 | 0 | 0 | 0 | 0 | 0 | 0 | 0 | 0 | 0 | 0 | 0 | 0 | 0 | 0 | 0 | 0
F2_Commercial_Grocery (ID)_New_Food Preparation_Natural Gas_Griddle_E1 | F2 | Commercial | Grocery (ID) | New | Food Preparation | Natural Gas | Griddle | E1 | TRC BC Ratio | [24 empty] | 1 | 1 | 1 | bar: 2019 to 2042
F2_Commercial_Grocery (ID)_New_Food Preparation_Natural Gas_Griddle_E2 | F2 | Commercial | Grocery (ID) | New | Food Preparation | Natural Gas | Griddle | E2 | TRC BC Ratio | 3.2125 | 3.2934 | 3.3893 | 3.4992 | 3.6236 | 3.7748 | 3.9305 | 4.0846 | 4.233 | 4.3835 | 4.5033 | 4.6154 | 4.736 | 4.8539 | 4.9594 | 5.0581 | 5.1467 | 5.2341 | 5.3274 | 5.4185 | 5.512 | 5.6093 | 5.7076 | 5.809 | 5.9122 | 6.0172 | 6.1241
F2_Commercial_Grocery (ID)_New_Food Preparation_Natural Gas_Griddle_E3 | F2 | Commercial | Grocery (ID) | New | Food Preparation | Natural Gas | Griddle | E3 | TRC BC Ratio | 0 | 0 | 0 | 0 | 0 | 0 | 0 | 0 | 0 | 0 | 0 | 0 | 0 | 0 | 0 | 0 | 0 | 0 | 0 | 0 | 0 | 0 | 0 | 0 | 0 | 0 | 0
F2_Commercial_Grocery (ID)_New_Food Preparation_Natural Gas_Griddle_E4 | F2 | Commercial | Grocery (ID) | New | Food Preparation | Natural Gas | Griddle | E4 | TRC BC Ratio | 0 | 0 | 0 | 0 | 0 | 0 | 0 | 0 | 0 | 0 | 0 | 0 | 0 | 0 | 0 | 0 | 0 | 0 | 0 | 0 | 0 | 0 | 0 | 0 | 0 | 0 | 0
F2_Commercial_Grocery (ID)_New_Food Preparation_Natural Gas_Griddle_E5 | F2 | Commercial | Grocery (ID) | New | Food Preparation | Natural Gas | Griddle | E5 | TRC BC Ratio | 0 | 0 | 0 | 0 | 0 | 0 | 0 | 0 | 0 | 0 | 0 | 0 | 0 | 0 | 0 | 0 | 0 | 0 | 0 | 0 | 0 | 0 | 0 | 0 | 0 | 0 | 0
F2_Commercial_Grocery (ID)_New_Food Preparation_Natural Gas_Griddle_E6 | F2 | Commercial | Grocery (ID) | New | Food Preparation | Natural Gas | Griddle | E6 | TRC BC Ratio | 0 | 0 | 0 | 0 | 0 | 0 | 0 | 0 | 0 | 0 | 0 | 0 | 0 | 0 | 0 | 0 | 0 | 0 | 0 | 0 | 0 | 0 | 0 | 0 | 0 | 0 | 0
F2_Commercial_Grocery (ID)_New_Food Preparation_Natural Gas_Griddle_E7 | F2 | Commercial | Grocery (ID) | New | Food Preparation | Natural Gas | Griddle | E7 | TRC BC Ratio | 0 | 0 | 0 | 0 | 0 | 0 | 0 | 0 | 0 | 0 | 0 | 0 | 0 | 0 | 0 | 0 | 0 | 0 | 0 | 0 | 0 | 0 | 0 | 0 | 0 | 0 | 0
F2_Commercial_Grocery (ID)_New_Food Preparation_Natural Gas_Griddle_E8 | F2 | Commercial | Grocery (ID) | New | Food Preparation | Natural Gas | Griddle | E8 | TRC BC Ratio | 0 | 0 | 0 | 0 | 0 | 0 | 0 | 0 | 0 | 0 | 0 | 0 | 0 | 0 | 0 | 0 | 0 | 0 | 0 | 0 | 0 | 0 | 0 | 0 | 0 | 0 | 0
F2_Commercial_Grocery (ID)_New_Food Preparation_Natural Gas_Griddle_E9 | F2 | Commercial | Grocery (ID) | New | Food Preparation | Natural Gas | Griddle | E9 | TRC BC Ratio | 0 | 0 | 0 | 0 | 0 | 0 | 0 | 0 | 0 | 0 | 0 | 0 | 0 | 0 | 0 | 0 | 0 | 0 | 0 | 0 | 0 | 0 | 0 | 0 | 0 | 0 | 0
F2_Commercial_Grocery (ID)_New_Food Preparation_Natural Gas_Griddle_E10 | F2 | Commercial | Grocery (ID) | New | Food Preparation | Natural Gas | Griddle | E10 | TRC BC Ratio | 0 | 0 | 0 | 0 | 0 | 0 | 0 | 0 | 0 | 0 | 0 | 0 | 0 | 0 | 0 | 0 | 0 | 0 | 0 | 0 | 0 | 0 | 0 | 0 | 0 | 0 | 0
F3_Commercial_Grocery (ID)_New_Food Preparation_Natural Gas_Griddle_E1 | F3 | Commercial | Grocery (ID) | New | Food Preparation | Natural Gas | Griddle | E1 | PACT BC Ratio | [24 empty] | 1 | 1 | 1 | bar: 2019 to 2042
F3_Commercial_Grocery (ID)_New_Food Preparation_Natural Gas_Griddle_E2 | F3 | Commercial | Grocery (ID) | New | Food Preparation | Natural Gas | Griddle | E2 | PACT BC Ratio | 6.3618 | 6.5222 | 6.7121 | 6.9298 | 7.176 | 7.4755 | 7.7838 | 8.0891 | 8.383 | 8.681 | 8.9181 | 9.1402 | 9.3789 | 9.6126 | 9.8215 | 10.017 | 10.1923 | 10.3654 | 10.5502 | 10.7306 | 10.9159 | 11.1085 | 11.3031 | 11.504 | 11.7083 | 11.9163 | 12.1281
F3_Commercial_Grocery (ID)_New_Food Preparation_Natural Gas_Griddle_E3 | F3 | Commercial | Grocery (ID) | New | Food Preparation | Natural Gas | Griddle | E3 | PACT BC Ratio | 0 | 0 | 0 | 0 | 0 | 0 | 0 | 0 | 0 | 0 | 0 | 0 | 0 | 0 | 0 | 0 | 0 | 0 | 0 | 0 | 0 | 0 | 0 | 0 | 0 | 0 | 0
F3_Commercial_Grocery (ID)_New_Food Preparation_Natural Gas_Griddle_E4 | F3 | Commercial | Grocery (ID) | New | Food Preparation | Natural Gas | Griddle | E4 | PACT BC Ratio | 0 | 0 | 0 | 0 | 0 | 0 | 0 | 0 | 0 | 0 | 0 | 0 | 0 | 0 | 0 | 0 | 0 | 0 | 0 | 0 | 0 | 0 | 0 | 0 | 0 | 0 | 0
F3_Commercial_Grocery (ID)_New_Food Preparation_Natural Gas_Griddle_E5 | F3 | Commercial | Grocery (ID) | New | Food Preparation | Natural Gas | Griddle | E5 | PACT BC Ratio | 0 | 0 | 0 | 0 | 0 | 0 | 0 | 0 | 0 | 0 | 0 | 0 | 0 | 0 | 0 | 0 | 0 | 0 | 0 | 0 | 0 | 0 | 0 | 0 | 0 | 0 | 0
F3_Commercial_Grocery (ID)_New_Food Preparation_Natural Gas_Griddle_E6 | F3 | Commercial | Grocery (ID) | New | Food Preparation | Natural Gas | Griddle | E6 | PACT BC Ratio | 0 | 0 | 0 | 0 | 0 | 0 | 0 | 0 | 0 | 0 | 0 | 0 | 0 | 0 | 0 | 0 | 0 | 0 | 0 | 0 | 0 | 0 | 0 | 0 | 0 | 0 | 0
F3_Commercial_Grocery (ID)_New_Food Preparation_Natural Gas_Griddle_E7 | F3 | Commercial | Grocery (ID) | New | Food Preparation | Natural Gas | Griddle | E7 | PACT BC Ratio | 0 | 0 | 0 | 0 | 0 | 0 | 0 | 0 | 0 | 0 | 0 | 0 | 0 | 0 | 0 | 0 | 0 | 0 | 0 | 0 | 0 | 0 | 0 | 0 | 0 | 0 | 0
F3_Commercial_Grocery (ID)_New_Food Preparation_Natural Gas_Griddle_E8 | F3 | Commercial | Grocery (ID) | New | Food Preparation | Natural Gas | Griddle | E8 | PACT BC Ratio | 0 | 0 | 0 | 0 | 0 | 0 | 0 | 0 | 0 | 0 | 0 | 0 | 0 | 0 | 0 | 0 | 0 | 0 | 0 | 0 | 0 | 0 | 0 | 0 | 0 | 0 | 0
F3_Commercial_Grocery (ID)_New_Food Preparation_Natural Gas_Griddle_E9 | F3 | Commercial | Grocery (ID) | New | Food Preparation | Natural Gas | Griddle | E9 | PACT BC Ratio | 0 | 0 | 0 | 0 | 0 | 0 | 0 | 0 | 0 | 0 | 0 | 0 | 0 | 0 | 0 | 0 | 0 | 0 | 0 | 0 | 0 | 0 | 0 | 0 | 0 | 0 | 0
F3_Commercial_Grocery (ID)_New_Food Preparation_Natural Gas_Griddle_E10 | F3 | Commercial | Grocery (ID) | New | Food Preparation | Natural Gas | Griddle | E10 | PACT BC Ratio | 0 | 0 | 0 | 0 | 0 | 0 | 0 | 0 | 0 | 0 | 0 | 0 | 0 | 0 | 0 | 0 | 0 | 0 | 0 | 0 | 0 | 0 | 0 | 0 | 0 | 0 | 0
F4_Commercial_Grocery (ID)_New_Food Preparation_Natural Gas_Griddle_E1 | F4 | Commercial | Grocery (ID) | New | Food Preparation | Natural Gas | Griddle | E1 | RVT BC Ratio | [24 empty] | 1 | 1 | 1 | bar: 2019 to 2042
F4_Commercial_Grocery (ID)_New_Food Preparation_Natural Gas_Griddle_E2 | F4 | Commercial | Grocery (ID) | New | Food Preparation | Natural Gas | Griddle | E2 | RVT BC Ratio | 4.9463 | 5.0321 | 5.1327 | 5.2501 | 5.3845 | 5.5523 | 5.7206 | 5.8804 | 6.025 | 6.1652 | 6.3105 | 6.4425 | 6.5819 | 6.7137 | 6.8271 | 6.9294 | 7.016 | 7.0987 | 7.1866 | 7.2687 | 7.3511 | 7.4737 | 7.5975 | 7.7253 | 7.8553 | 7.9877 | 8.1224
F4_Commercial_Grocery (ID)_New_Food Preparation_Natural Gas_Griddle_E3 | F4 | Commercial | Grocery (ID) | New | Food Preparation | Natural Gas | Griddle | E3 | RVT BC Ratio | 0 | 0 | 0 | 0 | 0 | 0 | 0 | 0 | 0 | 0 | 0 | 0 | 0 | 0 | 0 | 0 | 0 | 0 | 0 | 0 | 0 | 0 | 0 | 0 | 0 | 0 | 0
F4_Commercial_Grocery (ID)_New_Food Preparation_Natural Gas_Griddle_E4 | F4 | Commercial | Grocery (ID) | New | Food Preparation | Natural Gas | Griddle | E4 | RVT BC Ratio | 0 | 0 | 0 | 0 | 0 | 0 | 0 | 0 | 0 | 0 | 0 | 0 | 0 | 0 | 0 | 0 | 0 | 0 | 0 | 0 | 0 | 0 | 0 | 0 | 0 | 0 | 0
F4_Commercial_Grocery (ID)_New_Food Preparation_Natural Gas_Griddle_E5 | F4 | Commercial | Grocery (ID) | New | Food Preparation | Natural Gas | Griddle | E5 | RVT BC Ratio | 0 | 0 | 0 | 0 | 0 | 0 | 0 | 0 | 0 | 0 | 0 | 0 | 0 | 0 | 0 | 0 | 0 | 0 | 0 | 0 | 0 | 0 | 0 | 0 | 0 | 0 | 0
F4_Commercial_Grocery (ID)_New_Food Preparation_Natural Gas_Griddle_E6 | F4 | Commercial | Grocery (ID) | New | Food Preparation | Natural Gas | Griddle | E6 | RVT BC Ratio | 0 | 0 | 0 | 0 | 0 | 0 | 0 | 0 | 0 | 0 | 0 | 0 | 0 | 0 | 0 | 0 | 0 | 0 | 0 | 0 | 0 | 0 | 0 | 0 | 0 | 0 | 0
F4_Commercial_Grocery (ID)_New_Food Preparation_Natural Gas_Griddle_E7 | F4 | Commercial | Grocery (ID) | New | Food Preparation | Natural Gas | Griddle | E7 | RVT BC Ratio | 0 | 0 | 0 | 0 | 0 | 0 | 0 | 0 | 0 | 0 | 0 | 0 | 0 | 0 | 0 | 0 | 0 | 0 | 0 | 0 | 0 | 0 | 0 | 0 | 0 | 0 | 0
F4_Commercial_Grocery (ID)_New_Food Preparation_Natural Gas_Griddle_E8 | F4 | Commercial | Grocery (ID) | New | Food Preparation | Natural Gas | Griddle | E8 | RVT BC Ratio | 0 | 0 | 0 | 0 | 0 | 0 | 0 | 0 | 0 | 0 | 0 | 0 | 0 | 0 | 0 | 0 | 0 | 0 | 0 | 0 | 0 | 0 | 0 | 0 | 0 | 0 | 0
F4_Commercial_Grocery (ID)_New_Food Preparation_Natural Gas_Griddle_E9 | F4 | Commercial | Grocery (ID) | New | Food Preparation | Natural Gas | Griddle | E9 | RVT BC Ratio | 0 | 0 | 0 | 0 | 0 | 0 | 0 | 0 | 0 | 0 | 0 | 0 | 0 | 0 | 0 | 0 | 0 | 0 | 0 | 0 | 0 | 0 | 0 | 0 | 0 | 0 | 0
F4_Commercial_Grocery (ID)_New_Food Preparation_Natural Gas_Griddle_E10 | F4 | Commercial | Grocery (ID) | New | Food Preparation | Natural Gas | Griddle | E10 | RVT BC Ratio | 0 | 0 | 0 | 0 | 0 | 0 | 0 | 0 | 0 | 0 | 0 | 0 | 0 | 0 | 0 | 0 | 0 | 0 | 0 | 0 | 0 | 0 | 0 | 0 | 0 | 0 | 0
F5_Commercial_Grocery (ID)_New_Food Preparation_Natural Gas_Griddle_E1 | F5 | Commercial | Grocery (ID) | New | Food Preparation | Natural Gas | Griddle | E1 | RIM BC Ratio | [24 empty] | 1 | 1 | 1 | bar: 2019 to 2042
F5_Commercial_Grocery (ID)_New_Food Preparation_Natural Gas_Griddle_E2 | F5 | Commercial | Grocery (ID) | New | Food Preparation | Natural Gas | Griddle | E2 | RIM BC Ratio | 0.74907 | 0.75536 | 0.76269 | 0.77046 | 0.77863 | 0.78746 | 0.79663 | 0.80613 | 0.81601 | 0.8264 | 0.83003 | 0.8338 | 0.83799 | 0.84249 | 0.84691 | 0.85137 | 0.85587 | 0.86055 | 0.86547 | 0.87059 | 0.87596 | 0.87718 | 0.87837 | 0.87956 | 0.88074 | 0.8819 | 0.88304
F5_Commercial_Grocery (ID)_New_Food Preparation_Natural Gas_Griddle_E3 | F5 | Commercial | Grocery (ID) | New | Food Preparation | Natural Gas | Griddle | E3 | RIM BC Ratio | 0 | 0 | 0 | 0 | 0 | 0 | 0 | 0 | 0 | 0 | 0 | 0 | 0 | 0 | 0 | 0 | 0 | 0 | 0 | 0 | 0 | 0 | 0 | 0 | 0 | 0 | 0
F5_Commercial_Grocery (ID)_New_Food Preparation_Natural Gas_Griddle_E4 | F5 | Commercial | Grocery (ID) | New | Food Preparation | Natural Gas | Griddle | E4 | RIM BC Ratio | 0 | 0 | 0 | 0 | 0 | 0 | 0 | 0 | 0 | 0 | 0 | 0 | 0 | 0 | 0 | 0 | 0 | 0 | 0 | 0 | 0 | 0 | 0 | 0 | 0 | 0 | 0
F5_Commercial_Grocery (ID)_New_Food Preparation_Natural Gas_Griddle_E5 | F5 | Commercial | Grocery (ID) | New | Food Preparation | Natural Gas | Griddle | E5 | RIM BC Ratio | 0 | 0 | 0 | 0 | 0 | 0 | 0 | 0 | 0 | 0 | 0 | 0 | 0 | 0 | 0 | 0 | 0 | 0 | 0 | 0 | 0 | 0 | 0 | 0 | 0 | 0 | 0
F5_Commercial_Grocery (ID)_New_Food Preparation_Natural Gas_Griddle_E6 | F5 | Commercial | Grocery (ID) | New | Food Preparation | Natural Gas | Griddle | E6 | RIM BC Ratio | 0 | 0 | 0 | 0 | 0 | 0 | 0 | 0 | 0 | 0 | 0 | 0 | 0 | 0 | 0 | 0 | 0 | 0 | 0 | 0 | 0 | 0 | 0 | 0 | 0 | 0 | 0
F5_Commercial_Grocery (ID)_New_Food Preparation_Natural Gas_Griddle_E7 | F5 | Commercial | Grocery (ID) | New | Food Preparation | Natural Gas | Griddle | E7 | RIM BC Ratio | 0 | 0 | 0 | 0 | 0 | 0 | 0 | 0 | 0 | 0 | 0 | 0 | 0 | 0 | 0 | 0 | 0 | 0 | 0 | 0 | 0 | 0 | 0 | 0 | 0 | 0 | 0
F5_Commercial_Grocery (ID)_New_Food Preparation_Natural Gas_Griddle_E8 | F5 | Commercial | Grocery (ID) | New | Food Preparation | Natural Gas | Griddle | E8 | RIM BC Ratio | 0 | 0 | 0 | 0 | 0 | 0 | 0 | 0 | 0 | 0 | 0 | 0 | 0 | 0 | 0 | 0 | 0 | 0 | 0 | 0 | 0 | 0 | 0 | 0 | 0 | 0 | 0
F5_Commercial_Grocery (ID)_New_Food Preparation_Natural Gas_Griddle_E9 | F5 | Commercial | Grocery (ID) | New | Food Preparation | Natural Gas | Griddle | E9 | RIM BC Ratio | 0 | 0 | 0 | 0 | 0 | 0 | 0 | 0 | 0 | 0 | 0 | 0 | 0 | 0 | 0 | 0 | 0 | 0 | 0 | 0 | 0 | 0 | 0 | 0 | 0 | 0 | 0
F5_Commercial_Grocery (ID)_New_Food Preparation_Natural Gas_Griddle_E10 | F5 | Commercial | Grocery (ID) | New | Food Preparation | Natural Gas | Griddle | E10 | RIM BC Ratio | 0 | 0 | 0 | 0 | 0 | 0 | 0 | 0 | 0 | 0 | 0 | 0 | 0 | 0 | 0 | 0 | 0 | 0 | 0 | 0 | 0 | 0 | 0 | 0 | 0 | 0 | 0
F0_Commercial_Grocery (ID)_New_Food Preparation_Natural Gas_Range_E0 | F0 | Commercial | Grocery (ID) | New | Food Preparation | Natural Gas | Range | E0 | Economic Unit | High Efficiency | High Efficiency | High Efficiency | High Efficiency | High Efficiency | High Efficiency | High Efficiency | High Efficiency | High Efficiency | High Efficiency | High Efficiency | High Efficiency | High Efficiency | High Efficiency | High Efficiency | High Efficiency | High Efficiency | High Efficiency | High Efficiency | High Efficiency | High Efficiency | High Efficiency | High Efficiency | High Efficiency | High Efficiency | High Efficiency | High Efficiency
F1_Commercial_Grocery (ID)_New_Food Preparation_Natural Gas_Range_E1 | F1 | Commercial | Grocery (ID) | New | Food Preparation | Natural Gas | Range | E1 | CCE | 0 | 0 | 0 | 0 | 0 | 0 | 0 | 0 | 0 | 0 | 0 | 0 | 0 | 0 | 0 | 0 | 0 | 0 | 0 | 0 | 0 | 0 | 0 | 0 | 0 | 0 | 0
F1_Commercial_Grocery (ID)_New_Food Preparation_Natural Gas_Range_E2 | F1 | Commercial | Grocery (ID) | New | Food Preparation | Natural Gas | Range | E2 | CCE | 0.00029708 | 0.00029708 | 0.00029708 | 0.00029708 | 0.00029708 | 0.00029708 | 0.00029708 | 0.00029708 | 0.00029708 | 0.00029708 | 0.00029708 | 0.00029708 | 0.00029708 | 0.00029708 | 0.00029708 | 0.00029708 | 0.00029708 | 0.00029708 | 0.00029708 | 0.00029708 | 0.00029708 | 0.00029708 | 0.00029708 | 0.00029708 | 0.00029708 | 0.00029708 | 0.00029708
F1_Commercial_Grocery (ID)_New_Food Preparation_Natural Gas_Range_E3 | F1 | Commercial | Grocery (ID) | New | Food Preparation | Natural Gas | Range | E3 | CCE | 0 | 0 | 0 | 0 | 0 | 0 | 0 | 0 | 0 | 0 | 0 | 0 | 0 | 0 | 0 | 0 | 0 | 0 | 0 | 0 | 0 | 0 | 0 | 0 | 0 | 0 | 0
F1_Commercial_Grocery (ID)_New_Food Preparation_Natural Gas_Range_E4 | F1 | Commercial | Grocery (ID) | New | Food Preparation | Natural Gas | Range | E4 | CCE | 0 | 0 | 0 | 0 | 0 | 0 | 0 | 0 | 0 | 0 | 0 | 0 | 0 | 0 | 0 | 0 | 0 | 0 | 0 | 0 | 0 | 0 | 0 | 0 | 0 | 0 | 0
F1_Commercial_Grocery (ID)_New_Food Preparation_Natural Gas_Range_E5 | F1 | Commercial | Grocery (ID) | New | Food Preparation | Natural Gas | Range | E5 | CCE | 0 | 0 | 0 | 0 | 0 | 0 | 0 | 0 | 0 | 0 | 0 | 0 | 0 | 0 | 0 | 0 | 0 | 0 | 0 | 0 | 0 | 0 | 0 | 0 | 0 | 0 | 0
F1_Commercial_Grocery (ID)_New_Food Preparation_Natural Gas_Range_E6 | F1 | Commercial | Grocery (ID) | New | Food Preparation | Natural Gas | Range | E6 | CCE | 0 | 0 | 0 | 0 | 0 | 0 | 0 | 0 | 0 | 0 | 0 | 0 | 0 | 0 | 0 | 0 | 0 | 0 | 0 | 0 | 0 | 0 | 0 | 0 | 0 | 0 | 0
F1_Commercial_Grocery (ID)_New_Food Preparation_Natural Gas_Range_E7 | F1 | Commercial | Grocery (ID) | New | Food Preparation | Natural Gas | Range | E7 | CCE | 0 | 0 | 0 | 0 | 0 | 0 | 0 | 0 | 0 | 0 | 0 | 0 | 0 | 0 | 0 | 0 | 0 | 0 | 0 | 0 | 0 | 0 | 0 | 0 | 0 | 0 | 0
F1_Commercial_Grocery (ID)_New_Food Preparation_Natural Gas_Range_E8 | F1 | Commercial | Grocery (ID) | New | Food Preparation | Natural Gas | Range | E8 | CCE | 0 | 0 | 0 | 0 | 0 | 0 | 0 | 0 | 0 | 0 | 0 | 0 | 0 | 0 | 0 | 0 | 0 | 0 | 0 | 0 | 0 | 0 | 0 | 0 | 0 | 0 | 0
F1_Commercial_Grocery (ID)_New_Food Preparation_Natural Gas_Range_E9 | F1 | Commercial | Grocery (ID) | New | Food Preparation | Natural Gas | Range | E9 | CCE | 0 | 0 | 0 | 0 | 0 | 0 | 0 | 0 | 0 | 0 | 0 | 0 | 0 | 0 | 0 | 0 | 0 | 0 | 0 | 0 | 0 | 0 | 0 | 0 | 0 | 0 | 0
F1_Commercial_Grocery (ID)_New_Food Preparation_Natural Gas_Range_E10 | F1 | Commercial | Grocery (ID) | New | Food Preparation | Natural Gas | Range | E10 | CCE | 0 | 0 | 0 | 0 | 0 | 0 | 0 | 0 | 0 | 0 | 0 | 0 | 0 | 0 | 0 | 0 | 0 | 0 | 0 | 0 | 0 | 0 | 0 | 0 | 0 | 0 | 0
F2_Commercial_Grocery (ID)_New_Food Preparation_Natural Gas_Range_E1 | F2 | Commercial | Grocery (ID) | New | Food Preparation | Natural Gas | Range | E1 | TRC BC Ratio | [24 empty] | 1 | 1 | 1 | bar: 2019 to 2042
F2_Commercial_Grocery (ID)_New_Food Preparation_Natural Gas_Range_E2 | F2 | Commercial | Grocery (ID) | New | Food Preparation | Natural Gas | Range | E2 | TRC BC Ratio | 11.6739 | 11.9434 | 12.2824 | 12.6823 | 13.1474 | 13.7339 | 14.3448 | 14.9539 | 15.5414 | 16.137 | 16.6018 | 17.0342 | 17.5004 | 17.9546 | 18.3551 | 18.7259 | 19.053 | 19.3744 | 19.7202 | 20.0554 | 20.4003 | 20.76 | 21.1231 | 21.4983 | 21.8803 | 22.269 | 22.6646
F2_Commercial_Grocery (ID)_New_Food Preparation_Natural Gas_Range_E3 | F2 | Commercial | Grocery (ID) | New | Food Preparation | Natural Gas | Range | E3 | TRC BC Ratio | 0 | 0 | 0 | 0 | 0 | 0 | 0 | 0 | 0 | 0 | 0 | 0 | 0 | 0 | 0 | 0 | 0 | 0 | 0 | 0 | 0 | 0 | 0 | 0 | 0 | 0 | 0
F2_Commercial_Grocery (ID)_New_Food Preparation_Natural Gas_Range_E4 | F2 | Commercial | Grocery (ID) | New | Food Preparation | Natural Gas | Range | E4 | TRC BC Ratio | 0 | 0 | 0 | 0 | 0 | 0 | 0 | 0 | 0 | 0 | 0 | 0 | 0 | 0 | 0 | 0 | 0 | 0 | 0 | 0 | 0 | 0 | 0 | 0 | 0 | 0 | 0
F2_Commercial_Grocery (ID)_New_Food Preparation_Natural Gas_Range_E5 | F2 | Commercial | Grocery (ID) | New | Food Preparation | Natural Gas | Range | E5 | TRC BC Ratio | 0 | 0 | 0 | 0 | 0 | 0 | 0 | 0 | 0 | 0 | 0 | 0 | 0 | 0 | 0 | 0 | 0 | 0 | 0 | 0 | 0 | 0 | 0 | 0 | 0 | 0 | 0
F2_Commercial_Grocery (ID)_New_Food Preparation_Natural Gas_Range_E6 | F2 | Commercial | Grocery (ID) | New | Food Preparation | Natural Gas | Range | E6 | TRC BC Ratio | 0 | 0 | 0 | 0 | 0 | 0 | 0 | 0 | 0 | 0 | 0 | 0 | 0 | 0 | 0 | 0 | 0 | 0 | 0 | 0 | 0 | 0 | 0 | 0 | 0 | 0 | 0
F2_Commercial_Grocery (ID)_New_Food Preparation_Natural Gas_Range_E7 | F2 | Commercial | Grocery (ID) | New | Food Preparation | Natural Gas | Range | E7 | TRC BC Ratio | 0 | 0 | 0 | 0 | 0 | 0 | 0 | 0 | 0 | 0 | 0 | 0 | 0 | 0 | 0 | 0 | 0 | 0 | 0 | 0 | 0 | 0 | 0 | 0 | 0 | 0 | 0
F2_Commercial_Grocery (ID)_New_Food Preparation_Natural Gas_Range_E8 | F2 | Commercial | Grocery (ID) | New | Food Preparation | Natural Gas | Range | E8 | TRC BC Ratio | 0 | 0 | 0 | 0 | 0 | 0 | 0 | 0 | 0 | 0 | 0 | 0 | 0 | 0 | 0 | 0 | 0 | 0 | 0 | 0 | 0 | 0 | 0 | 0 | 0 | 0 | 0
F2_Commercial_Grocery (ID)_New_Food Preparation_Natural Gas_Range_E9 | F2 | Commercial | Grocery (ID) | New | Food Preparation | Natural Gas | Range | E9 | TRC BC Ratio | 0 | 0 | 0 | 0 | 0 | 0 | 0 | 0 | 0 | 0 | 0 | 0 | 0 | 0 | 0 | 0 | 0 | 0 | 0 | 0 | 0 | 0 | 0 | 0 | 0 | 0 | 0
F2_Commercial_Grocery (ID)_New_Food Preparation_Natural Gas_Range_E10 | F2 | Commercial | Grocery (ID) | New | Food Preparation | Natural Gas | Range | E10 | TRC BC Ratio | 0 | 0 | 0 | 0 | 0 | 0 | 0 | 0 | 0 | 0 | 0 | 0 | 0 | 0 | 0 | 0 | 0 | 0 | 0 | 0 | 0 | 0 | 0 | 0 | 0 | 0 | 0
F3_Commercial_Grocery (ID)_New_Food Preparation_Natural Gas_Range_E1 | F3 | Commercial | Grocery (ID) | New | Food Preparation | Natural Gas | Range | E1 | PACT BC Ratio | [24 empty] | 1 | 1 | 1 | bar: 2019 to 2042
F3_Commercial_Grocery (ID)_New_Food Preparation_Natural Gas_Range_E2 | F3 | Commercial | Grocery (ID) | New | Food Preparation | Natural Gas | Range | E2 | PACT BC Ratio | 23.1186 | 23.6523 | 24.3237 | 25.1156 | 26.0366 | 27.1981 | 28.4079 | 29.6142 | 30.7777 | 31.9572 | 32.8777 | 33.734 | 34.6573 | 35.5566 | 36.3498 | 37.0842 | 37.7319 | 38.3685 | 39.0532 | 39.7171 | 40.4001 | 41.1124 | 41.8314 | 42.5746 | 43.331 | 44.1008 | 44.8843
F3_Commercial_Grocery (ID)_New_Food Preparation_Natural Gas_Range_E3 | F3 | Commercial | Grocery (ID) | New | Food Preparation | Natural Gas | Range | E3 | PACT BC Ratio | 0 | 0 | 0 | 0 | 0 | 0 | 0 | 0 | 0 | 0 | 0 | 0 | 0 | 0 | 0 | 0 | 0 | 0 | 0 | 0 | 0 | 0 | 0 | 0 | 0 | 0 | 0
F3_Commercial_Grocery (ID)_New_Food Preparation_Natural Gas_Range_E4 | F3 | Commercial | Grocery (ID) | New | Food Preparation | Natural Gas | Range | E4 | PACT BC Ratio | 0 | 0 | 0 | 0 | 0 | 0 | 0 | 0 | 0 | 0 | 0 | 0 | 0 | 0 | 0 | 0 | 0 | 0 | 0 | 0 | 0 | 0 | 0 | 0 | 0 | 0 | 0
F3_Commercial_Grocery (ID)_New_Food Preparation_Natural Gas_Range_E5 | F3 | Commercial | Grocery (ID) | New | Food Preparation | Natural Gas | Range | E5 | PACT BC Ratio | 0 | 0 | 0 | 0 | 0 | 0 | 0 | 0 | 0 | 0 | 0 | 0 | 0 | 0 | 0 | 0 | 0 | 0 | 0 | 0 | 0 | 0 | 0 | 0 | 0 | 0 | 0
F3_Commercial_Grocery (ID)_New_Food Preparation_Natural Gas_Range_E6 | F3 | Commercial | Grocery (ID) | New | Food Preparation | Natural Gas | Range | E6 | PACT BC Ratio | 0 | 0 | 0 | 0 | 0 | 0 | 0 | 0 | 0 | 0 | 0 | 0 | 0 | 0 | 0 | 0 | 0 | 0 | 0 | 0 | 0 | 0 | 0 | 0 | 0 | 0 | 0
F3_Commercial_Grocery (ID)_New_Food Preparation_Natural Gas_Range_E7 | F3 | Commercial | Grocery (ID) | New | Food Preparation | Natural Gas | Range | E7 | PACT BC Ratio | 0 | 0 | 0 | 0 | 0 | 0 | 0 | 0 | 0 | 0 | 0 | 0 | 0 | 0 | 0 | 0 | 0 | 0 | 0 | 0 | 0 | 0 | 0 | 0 | 0 | 0 | 0
F3_Commercial_Grocery (ID)_New_Food Preparation_Natural Gas_Range_E8 | F3 | Commercial | Grocery (ID) | New | Food Preparation | Natural Gas | Range | E8 | PACT BC Ratio | 0 | 0 | 0 | 0 | 0 | 0 | 0 | 0 | 0 | 0 | 0 | 0 | 0 | 0 | 0 | 0 | 0 | 0 | 0 | 0 | 0 | 0 | 0 | 0 | 0 | 0 | 0
F3_Commercial_Grocery (ID)_New_Food Preparation_Natural Gas_Range_E9 | F3 | Commercial | Grocery (ID) | New | Food Preparation | Natural Gas | Range | E9 | PACT BC Ratio | 0 | 0 | 0 | 0 | 0 | 0 | 0 | 0 | 0 | 0 | 0 | 0 | 0 | 0 | 0 | 0 | 0 | 0 | 0 | 0 | 0 | 0 | 0 | 0 | 0 | 0 | 0
F3_Commercial_Grocery (ID)_New_Food Preparation_Natural Gas_Range_E10 | F3 | Commercial | Grocery (ID) | New | Food Preparation | Natural Gas | Range | E10 | PACT BC Ratio | 0 | 0 | 0 | 0 | 0 | 0 | 0 | 0 | 0 | 0 | 0 | 0 | 0 | 0 | 0 | 0 | 0 | 0 | 0 | 0 | 0 | 0 | 0 | 0 | 0 | 0 | 0
F4_Commercial_Grocery (ID)_New_Food Preparation_Natural Gas_Range_E1 | F4 | Commercial | Grocery (ID) | New | Food Preparation | Natural Gas | Range | E1 | RVT BC Ratio | [24 empty] | 1 | 1 | 1 | bar: 2019 to 2042
F4_Commercial_Grocery (ID)_New_Food Preparation_Natural Gas_Range_E2 | F4 | Commercial | Grocery (ID) | New | Food Preparation | Natural Gas | Range | E2 | RVT BC Ratio | 17.0704 | 17.3478 | 17.6858 | 18.0967 | 18.5854 | 19.2315 | 19.8942 | 20.5353 | 21.1255 | 21.6922 | 22.2744 | 22.7944 | 23.3368 | 23.8381 | 24.2604 | 24.6346 | 24.9414 | 25.2307 | 25.5409 | 25.8256 | 26.1104 | 26.5635 | 27.021 | 27.4939 | 27.9751 | 28.4649 | 28.9634
F4_Commercial_Grocery (ID)_New_Food Preparation_Natural Gas_Range_E3 | F4 | Commercial | Grocery (ID) | New | Food Preparation | Natural Gas | Range | E3 | RVT BC Ratio | 0 | 0 | 0 | 0 | 0 | 0 | 0 | 0 | 0 | 0 | 0 | 0 | 0 | 0 | 0 | 0 | 0 | 0 | 0 | 0 | 0 | 0 | 0 | 0 | 0 | 0 | 0
F4_Commercial_Grocery (ID)_New_Food Preparation_Natural Gas_Range_E4 | F4 | Commercial | Grocery (ID) | New | Food Preparation | Natural Gas | Range | E4 | RVT BC Ratio | 0 | 0 | 0 | 0 | 0 | 0 | 0 | 0 | 0 | 0 | 0 | 0 | 0 | 0 | 0 | 0 | 0 | 0 | 0 | 0 | 0 | 0 | 0 | 0 | 0 | 0 | 0
F4_Commercial_Grocery (ID)_New_Food Preparation_Natural Gas_Range_E5 | F4 | Commercial | Grocery (ID) | New | Food Preparation | Natural Gas | Range | E5 | RVT BC Ratio | 0 | 0 | 0 | 0 | 0 | 0 | 0 | 0 | 0 | 0 | 0 | 0 | 0 | 0 | 0 | 0 | 0 | 0 | 0 | 0 | 0 | 0 | 0 | 0 | 0 | 0 | 0
F4_Commercial_Grocery (ID)_New_Food Preparation_Natural Gas_Range_E6 | F4 | Commercial | Grocery (ID) | New | Food Preparation | Natural Gas | Range | E6 | RVT BC Ratio | 0 | 0 | 0 | 0 | 0 | 0 | 0 | 0 | 0 | 0 | 0 | 0 | 0 | 0 | 0 | 0 | 0 | 0 | 0 | 0 | 0 | 0 | 0 | 0 | 0 | 0 | 0
F4_Commercial_Grocery (ID)_New_Food Preparation_Natural Gas_Range_E7 | F4 | Commercial | Grocery (ID) | New | Food Preparation | Natural Gas | Range | E7 | RVT BC Ratio | 0 | 0 | 0 | 0 | 0 | 0 | 0 | 0 | 0 | 0 | 0 | 0 | 0 | 0 | 0 | 0 | 0 | 0 | 0 | 0 | 0 | 0 | 0 | 0 | 0 | 0 | 0
F4_Commercial_Grocery (ID)_New_Food Preparation_Natural Gas_Range_E8 | F4 | Commercial | Grocery (ID) | New | Food Preparation | Natural Gas | Range | E8 | RVT BC Ratio | 0 | 0 | 0 | 0 | 0 | 0 | 0 | 0 | 0 | 0 | 0 | 0 | 0 | 0 | 0 | 0 | 0 | 0 | 0 | 0 | 0 | 0 | 0 | 0 | 0 | 0 | 0
F4_Commercial_Grocery (ID)_New_Food Preparation_Natural Gas_Range_E9 | F4 | Commercial | Grocery (ID) | New | Food Preparation | Natural Gas | Range | E9 | RVT BC Ratio | 0 | 0 | 0 | 0 | 0 | 0 | 0 | 0 | 0 | 0 | 0 | 0 | 0 | 0 | 0 | 0 | 0 | 0 | 0 | 0 | 0 | 0 | 0 | 0 | 0 | 0 | 0
F4_Commercial_Grocery (ID)_New_Food Preparation_Natural Gas_Range_E10 | F4 | Commercial | Grocery (ID) | New | Food Preparation | Natural Gas | Range | E10 | RVT BC Ratio | 0 | 0 | 0 | 0 | 0 | 0 | 0 | 0 | 0 | 0 | 0 | 0 | 0 | 0 | 0 | 0 | 0 | 0 | 0 | 0 | 0 | 0 | 0 | 0 | 0 | 0 | 0
F5_Commercial_Grocery (ID)_New_Food Preparation_Natural Gas_Range_E1 | F5 | Commercial | Grocery (ID) | New | Food Preparation | Natural Gas | Range | E1 | RIM BC Ratio | [24 empty] | 1 | 1 | 1 | bar: 2019 to 2042
F5_Commercial_Grocery (ID)_New_Food Preparation_Natural Gas_Range_E2 | F5 | Commercial | Grocery (ID) | New | Food Preparation | Natural Gas | Range | E2 | RIM BC Ratio | 0.81114 | 0.81675 | 0.82405 | 0.83178 | 0.83984 | 0.84814 | 0.85665 | 0.86541 | 0.87453 | 0.88453 | 0.88644 | 0.88896 | 0.89224 | 0.8963 | 0.90048 | 0.90483 | 0.9094 | 0.91422 | 0.91932 | 0.92473 | 0.93045 | 0.93082 | 0.93118 | 0.93154 | 0.9319 | 0.93225 | 0.93259
F5_Commercial_Grocery (ID)_New_Food Preparation_Natural Gas_Range_E3 | F5 | Commercial | Grocery (ID) | New | Food Preparation | Natural Gas | Range | E3 | RIM BC Ratio | 0 | 0 | 0 | 0 | 0 | 0 | 0 | 0 | 0 | 0 | 0 | 0 | 0 | 0 | 0 | 0 | 0 | 0 | 0 | 0 | 0 | 0 | 0 | 0 | 0 | 0 | 0
F5_Commercial_Grocery (ID)_New_Food Preparation_Natural Gas_Range_E4 | F5 | Commercial | Grocery (ID) | New | Food Preparation | Natural Gas | Range | E4 | RIM BC Ratio | 0 | 0 | 0 | 0 | 0 | 0 | 0 | 0 | 0 | 0 | 0 | 0 | 0 | 0 | 0 | 0 | 0 | 0 | 0 | 0 | 0 | 0 | 0 | 0 | 0 | 0 | 0
F5_Commercial_Grocery (ID)_New_Food Preparation_Natural Gas_Range_E5 | F5 | Commercial | Grocery (ID) | New | Food Preparation | Natural Gas | Range | E5 | RIM BC Ratio | 0 | 0 | 0 | 0 | 0 | 0 | 0 | 0 | 0 | 0 | 0 | 0 | 0 | 0 | 0 | 0 | 0 | 0 | 0 | 0 | 0 | 0 | 0 | 0 | 0 | 0 | 0
F5_Commercial_Grocery (ID)_New_Food Preparation_Natural Gas_Range_E6 | F5 | Commercial | Grocery (ID) | New | Food Preparation | Natural Gas | Range | E6 | RIM BC Ratio | 0 | 0 | 0 | 0 | 0 | 0 | 0 | 0 | 0 | 0 | 0 | 0 | 0 | 0 | 0 | 0 | 0 | 0 | 0 | 0 | 0 | 0 | 0 | 0 | 0 | 0 | 0
F5_Commercial_Grocery (ID)_New_Food Preparation_Natural Gas_Range_E7 | F5 | Commercial | Grocery (ID) | New | Food Preparation | Natural Gas | Range | E7 | RIM BC Ratio | 0 | 0 | 0 | 0 | 0 | 0 | 0 | 0 | 0 | 0 | 0 | 0 | 0 | 0 | 0 | 0 | 0 | 0 | 0 | 0 | 0 | 0 | 0 | 0 | 0 | 0 | 0
F5_Commercial_Grocery (ID)_New_Food Preparation_Natural Gas_Range_E8 | F5 | Commercial | Grocery (ID) | New | Food Preparation | Natural Gas | Range | E8 | RIM BC Ratio | 0 | 0 | 0 | 0 | 0 | 0 | 0 | 0 | 0 | 0 | 0 | 0 | 0 | 0 | 0 | 0 | 0 | 0 | 0 | 0 | 0 | 0 | 0 | 0 | 0 | 0 | 0
F5_Commercial_Grocery (ID)_New_Food Preparation_Natural Gas_Range_E9 | F5 | Commercial | Grocery (ID) | New | Food Preparation | Natural Gas | Range | E9 | RIM BC Ratio | 0 | 0 | 0 | 0 | 0 | 0 | 0 | 0 | 0 | 0 | 0 | 0 | 0 | 0 | 0 | 0 | 0 | 0 | 0 | 0 | 0 | 0 | 0 | 0 | 0 | 0 | 0
F5_Commercial_Grocery (ID)_New_Food Preparation_Natural Gas_Range_E10 | F5 | Commercial | Grocery (ID) | New | Food Preparation | Natural Gas | Range | E10 | RIM BC Ratio | 0 | 0 | 0 | 0 | 0 | 0 | 0 | 0 | 0 | 0 | 0 | 0 | 0 | 0 | 0 | 0 | 0 | 0 | 0 | 0 | 0 | 0 | 0 | 0 | 0 | 0 | 0
F0_Commercial_Grocery (ID)_New_Food Preparation_Natural Gas_Steamer_E0 | F0 | Commercial | Grocery (ID) | New | Food Preparation | Natural Gas | Steamer | E0 | Economic Unit | ENERGY STAR | ENERGY STAR | ENERGY STAR | ENERGY STAR | ENERGY STAR | ENERGY STAR | ENERGY STAR | ENERGY STAR | ENERGY STAR | ENERGY STAR | ENERGY STAR | ENERGY STAR | ENERGY STAR | ENERGY STAR | ENERGY STAR | ENERGY STAR | ENERGY STAR | ENERGY STAR | ENERGY STAR | ENERGY STAR | ENERGY STAR | ENERGY STAR | ENERGY STAR | ENERGY STAR | ENERGY STAR | ENERGY STAR | ENERGY STAR
F1_Commercial_Grocery (ID)_New_Food Preparation_Natural Gas_Steamer_E1 | F1 | Commercial | Grocery (ID) | New | Food Preparation | Natural Gas | Steamer | E1 | CCE | 0 | 0 | 0 | 0 | 0 | 0 | 0 | 0 | 0 | 0 | 0 | 0 | 0 | 0 | 0 | 0 | 0 | 0 | 0 | 0 | 0 | 0 | 0 | 0 | 0 | 0 | 0
F1_Commercial_Grocery (ID)_New_Food Preparation_Natural Gas_Steamer_E2 | F1 | Commercial | Grocery (ID) | New | Food Preparation | Natural Gas | Steamer | E2 | CCE | 2.2093e-05 | 2.2093e-05 | 2.2093e-05 | 2.2093e-05 | 2.2093e-05 | 2.2093e-05 | 2.2093e-05 | 2.2093e-05 | 2.2093e-05 | 2.2093e-05 | 2.2093e-05 | 2.2093e-05 | 2.2093e-05 | 2.2093e-05 | 2.2093e-05 | 2.2093e-05 | 2.2093e-05 | 2.2093e-05 | 2.2093e-05 | 2.2093e-05 | 2.2093e-05 | 2.2093e-05 | 2.2093e-05 | 2.2093e-05 | 2.2093e-05 | 2.2093e-05 | 2.2093e-05
F1_Commercial_Grocery (ID)_New_Food Preparation_Natural Gas_Steamer_E3 | F1 | Commercial | Grocery (ID) | New | Food Preparation | Natural Gas | Steamer | E3 | CCE | 0 | 0 | 0 | 0 | 0 | 0 | 0 | 0 | 0 | 0 | 0 | 0 | 0 | 0 | 0 | 0 | 0 | 0 | 0 | 0 | 0 | 0 | 0 | 0 | 0 | 0 | 0
F1_Commercial_Grocery (ID)_New_Food Preparation_Natural Gas_Steamer_E4 | F1 | Commercial | Grocery (ID) | New | Food Preparation | Natural Gas | Steamer | E4 | CCE | 0 | 0 | 0 | 0 | 0 | 0 | 0 | 0 | 0 | 0 | 0 | 0 | 0 | 0 | 0 | 0 | 0 | 0 | 0 | 0 | 0 | 0 | 0 | 0 | 0 | 0 | 0
F1_Commercial_Grocery (ID)_New_Food Preparation_Natural Gas_Steamer_E5 | F1 | Commercial | Grocery (ID) | New | Food Preparation | Natural Gas | Steamer | E5 | CCE | 0 | 0 | 0 | 0 | 0 | 0 | 0 | 0 | 0 | 0 | 0 | 0 | 0 | 0 | 0 | 0 | 0 | 0 | 0 | 0 | 0 | 0 | 0 | 0 | 0 | 0 | 0
F1_Commercial_Grocery (ID)_New_Food Preparation_Natural Gas_Steamer_E6 | F1 | Commercial | Grocery (ID) | New | Food Preparation | Natural Gas | Steamer | E6 | CCE | 0 | 0 | 0 | 0 | 0 | 0 | 0 | 0 | 0 | 0 | 0 | 0 | 0 | 0 | 0 | 0 | 0 | 0 | 0 | 0 | 0 | 0 | 0 | 0 | 0 | 0 | 0
F1_Commercial_Grocery (ID)_New_Food Preparation_Natural Gas_Steamer_E7 | F1 | Commercial | Grocery (ID) | New | Food Preparation | Natural Gas | Steamer | E7 | CCE | 0 | 0 | 0 | 0 | 0 | 0 | 0 | 0 | 0 | 0 | 0 | 0 | 0 | 0 | 0 | 0 | 0 | 0 | 0 | 0 | 0 | 0 | 0 | 0 | 0 | 0 | 0
F1_Commercial_Grocery (ID)_New_Food Preparation_Natural Gas_Steamer_E8 | F1 | Commercial | Grocery (ID) | New | Food Preparation | Natural Gas | Steamer | E8 | CCE | 0 | 0 | 0 | 0 | 0 | 0 | 0 | 0 | 0 | 0 | 0 | 0 | 0 | 0 | 0 | 0 | 0 | 0 | 0 | 0 | 0 | 0 | 0 | 0 | 0 | 0 | 0
F1_Commercial_Grocery (ID)_New_Food Preparation_Natural Gas_Steamer_E9 | F1 | Commercial | Grocery (ID) | New | Food Preparation | Natural Gas | Steamer | E9 | CCE | 0 | 0 | 0 | 0 | 0 | 0 | 0 | 0 | 0 | 0 | 0 | 0 | 0 | 0 | 0 | 0 | 0 | 0 | 0 | 0 | 0 | 0 | 0 | 0 | 0 | 0 | 0
F1_Commercial_Grocery (ID)_New_Food Preparation_Natural Gas_Steamer_E10 | F1 | Commercial | Grocery (ID) | New | Food Preparation | Natural Gas | Steamer | E10 | CCE | 0 | 0 | 0 | 0 | 0 | 0 | 0 | 0 | 0 | 0 | 0 | 0 | 0 | 0 | 0 | 0 | 0 | 0 | 0 | 0 | 0 | 0 | 0 | 0 | 0 | 0 | 0
F2_Commercial_Grocery (ID)_New_Food Preparation_Natural Gas_Steamer_E1 | F2 | Commercial | Grocery (ID) | New | Food Preparation | Natural Gas | Steamer | E1 | TRC BC Ratio | [24 empty] | 1 | 1 | 1 | bar: 2019 to 2042
F2_Commercial_Grocery (ID)_New_Food Preparation_Natural Gas_Steamer_E2 | F2 | Commercial | Grocery (ID) | New | Food Preparation | Natural Gas | Steamer | E2 | TRC BC Ratio | 161.0894 | 165.1492 | 169.9591 | 175.4711 | 181.7044 | 189.2885 | 197.0947 | 204.8253 | 212.2676 | 219.8135 | 225.8176 | 231.4425 | 237.486 | 243.4021 | 248.6917 | 253.6417 | 258.0809 | 262.4637 | 267.1451 | 271.7117 | 276.4031 | 281.2806 | 286.2098 | 291.2946 | 296.4697 | 301.7367 | 307.0974
F2_Commercial_Grocery (ID)_New_Food Preparation_Natural Gas_Steamer_E3 | F2 | Commercial | Grocery (ID) | New | Food Preparation | Natural Gas | Steamer | E3 | TRC BC Ratio | 0 | 0 | 0 | 0 | 0 | 0 | 0 | 0 | 0 | 0 | 0 | 0 | 0 | 0 | 0 | 0 | 0 | 0 | 0 | 0 | 0 | 0 | 0 | 0 | 0 | 0 | 0
F2_Commercial_Grocery (ID)_New_Food Preparation_Natural Gas_Steamer_E4 | F2 | Commercial | Grocery (ID) | New | Food Preparation | Natural Gas | Steamer | E4 | TRC BC Ratio | 0 | 0 | 0 | 0 | 0 | 0 | 0 | 0 | 0 | 0 | 0 | 0 | 0 | 0 | 0 | 0 | 0 | 0 | 0 | 0 | 0 | 0 | 0 | 0 | 0 | 0 | 0
F2_Commercial_Grocery (ID)_New_Food Preparation_Natural Gas_Steamer_E5 | F2 | Commercial | Grocery (ID) | New | Food Preparation | Natural Gas | Steamer | E5 | TRC BC Ratio | 0 | 0 | 0 | 0 | 0 | 0 | 0 | 0 | 0 | 0 | 0 | 0 | 0 | 0 | 0 | 0 | 0 | 0 | 0 | 0 | 0 | 0 | 0 | 0 | 0 | 0 | 0
F2_Commercial_Grocery (ID)_New_Food Preparation_Natural Gas_Steamer_E6 | F2 | Commercial | Grocery (ID) | New | Food Preparation | Natural Gas | Steamer | E6 | TRC BC Ratio | 0 | 0 | 0 | 0 | 0 | 0 | 0 | 0 | 0 | 0 | 0 | 0 | 0 | 0 | 0 | 0 | 0 | 0 | 0 | 0 | 0 | 0 | 0 | 0 | 0 | 0 | 0
F2_Commercial_Grocery (ID)_New_Food Preparation_Natural Gas_Steamer_E7 | F2 | Commercial | Grocery (ID) | New | Food Preparation | Natural Gas | Steamer | E7 | TRC BC Ratio | 0 | 0 | 0 | 0 | 0 | 0 | 0 | 0 | 0 | 0 | 0 | 0 | 0 | 0 | 0 | 0 | 0 | 0 | 0 | 0 | 0 | 0 | 0 | 0 | 0 | 0 | 0
F2_Commercial_Grocery (ID)_New_Food Preparation_Natural Gas_Steamer_E8 | F2 | Commercial | Grocery (ID) | New | Food Preparation | Natural Gas | Steamer | E8 | TRC BC Ratio | 0 | 0 | 0 | 0 | 0 | 0 | 0 | 0 | 0 | 0 | 0 | 0 | 0 | 0 | 0 | 0 | 0 | 0 | 0 | 0 | 0 | 0 | 0 | 0 | 0 | 0 | 0
F2_Commercial_Grocery (ID)_New_Food Preparation_Natural Gas_Steamer_E9 | F2 | Commercial | Grocery (ID) | New | Food Preparation | Natural Gas | Steamer | E9 | TRC BC Ratio | 0 | 0 | 0 | 0 | 0 | 0 | 0 | 0 | 0 | 0 | 0 | 0 | 0 | 0 | 0 | 0 | 0 | 0 | 0 | 0 | 0 | 0 | 0 | 0 | 0 | 0 | 0
F2_Commercial_Grocery (ID)_New_Food Preparation_Natural Gas_Steamer_E10 | F2 | Commercial | Grocery (ID) | New | Food Preparation | Natural Gas | Steamer | E10 | TRC BC Ratio | 0 | 0 | 0 | 0 | 0 | 0 | 0 | 0 | 0 | 0 | 0 | 0 | 0 | 0 | 0 | 0 | 0 | 0 | 0 | 0 | 0 | 0 | 0 | 0 | 0 | 0 | 0
F3_Commercial_Grocery (ID)_New_Food Preparation_Natural Gas_Steamer_E1 | F3 | Commercial | Grocery (ID) | New | Food Preparation | Natural Gas | Steamer | E1 | PACT BC Ratio | [24 empty] | 1 | 1 | 1 | bar: 2019 to 2042
F3_Commercial_Grocery (ID)_New_Food Preparation_Natural Gas_Steamer_E2 | F3 | Commercial | Grocery (ID) | New | Food Preparation | Natural Gas | Steamer | E2 | PACT BC Ratio | 319.0161 | 327.056 | 336.5814 | 347.497 | 359.8413 | 374.8606 | 390.3196 | 405.6292 | 420.3677 | 435.3112 | 447.2016 | 458.3409 | 470.3093 | 482.0253 | 492.5007 | 502.3035 | 511.0948 | 519.7744 | 529.0451 | 538.0887 | 547.3794 | 557.0386 | 566.8003 | 576.87 | 587.1186 | 597.5493 | 608.1653
F3_Commercial_Grocery (ID)_New_Food Preparation_Natural Gas_Steamer_E3 | F3 | Commercial | Grocery (ID) | New | Food Preparation | Natural Gas | Steamer | E3 | PACT BC Ratio | 0 | 0 | 0 | 0 | 0 | 0 | 0 | 0 | 0 | 0 | 0 | 0 | 0 | 0 | 0 | 0 | 0 | 0 | 0 | 0 | 0 | 0 | 0 | 0 | 0 | 0 | 0
F3_Commercial_Grocery (ID)_New_Food Preparation_Natural Gas_Steamer_E4 | F3 | Commercial | Grocery (ID) | New | Food Preparation | Natural Gas | Steamer | E4 | PACT BC Ratio | 0 | 0 | 0 | 0 | 0 | 0 | 0 | 0 | 0 | 0 | 0 | 0 | 0 | 0 | 0 | 0 | 0 | 0 | 0 | 0 | 0 | 0 | 0 | 0 | 0 | 0 | 0
F3_Commercial_Grocery (ID)_New_Food Preparation_Natural Gas_Steamer_E5 | F3 | Commercial | Grocery (ID) | New | Food Preparation | Natural Gas | Steamer | E5 | PACT BC Ratio | 0 | 0 | 0 | 0 | 0 | 0 | 0 | 0 | 0 | 0 | 0 | 0 | 0 | 0 | 0 | 0 | 0 | 0 | 0 | 0 | 0 | 0 | 0 | 0 | 0 | 0 | 0
F3_Commercial_Grocery (ID)_New_Food Preparation_Natural Gas_Steamer_E6 | F3 | Commercial | Grocery (ID) | New | Food Preparation | Natural Gas | Steamer | E6 | PACT BC Ratio | 0 | 0 | 0 | 0 | 0 | 0 | 0 | 0 | 0 | 0 | 0 | 0 | 0 | 0 | 0 | 0 | 0 | 0 | 0 | 0 | 0 | 0 | 0 | 0 | 0 | 0 | 0
F3_Commercial_Grocery (ID)_New_Food Preparation_Natural Gas_Steamer_E7 | F3 | Commercial | Grocery (ID) | New | Food Preparation | Natural Gas | Steamer | E7 | PACT BC Ratio | 0 | 0 | 0 | 0 | 0 | 0 | 0 | 0 | 0 | 0 | 0 | 0 | 0 | 0 | 0 | 0 | 0 | 0 | 0 | 0 | 0 | 0 | 0 | 0 | 0 | 0 | 0
F3_Commercial_Grocery (ID)_New_Food Preparation_Natural Gas_Steamer_E8 | F3 | Commercial | Grocery (ID) | New | Food Preparation | Natural Gas | Steamer | E8 | PACT BC Ratio | 0 | 0 | 0 | 0 | 0 | 0 | 0 | 0 | 0 | 0 | 0 | 0 | 0 | 0 | 0 | 0 | 0 | 0 | 0 | 0 | 0 | 0 | 0 | 0 | 0 | 0 | 0
F3_Commercial_Grocery (ID)_New_Food Preparation_Natural Gas_Steamer_E9 | F3 | Commercial | Grocery (ID) | New | Food Preparation | Natural Gas | Steamer | E9 | PACT BC Ratio | 0 | 0 | 0 | 0 | 0 | 0 | 0 | 0 | 0 | 0 | 0 | 0 | 0 | 0 | 0 | 0 | 0 | 0 | 0 | 0 | 0 | 0 | 0 | 0 | 0 | 0 | 0
F3_Commercial_Grocery (ID)_New_Food Preparation_Natural Gas_Steamer_E10 | F3 | Commercial | Grocery (ID) | New | Food Preparation | Natural Gas | Steamer | E10 | PACT BC Ratio | 0 | 0 | 0 | 0 | 0 | 0 | 0 | 0 | 0 | 0 | 0 | 0 | 0 | 0 | 0 | 0 | 0 | 0 | 0 | 0 | 0 | 0 | 0 | 0 | 0 | 0 | 0
F4_Commercial_Grocery (ID)_New_Food Preparation_Natural Gas_Steamer_E1 | F4 | Commercial | Grocery (ID) | New | Food Preparation | Natural Gas | Steamer | E1 | RVT BC Ratio | [24 empty] | 1 | 1 | 1 | bar: 2019 to 2042
F4_Commercial_Grocery (ID)_New_Food Preparation_Natural Gas_Steamer_E2 | F4 | Commercial | Grocery (ID) | New | Food Preparation | Natural Gas | Steamer | E2 | RVT BC Ratio | 228.0828 | 232.3837 | 237.4322 | 243.3175 | 250.059 | 258.4737 | 266.9119 | 274.9238 | 282.1762 | 289.2063 | 296.491 | 303.1113 | 310.0994 | 316.7112 | 322.3969 | 327.5281 | 331.8708 | 336.0168 | 340.4256 | 344.5427 | 348.6738 | 354.8195 | 361.0303 | 367.4371 | 373.9577 | 380.5942 | 387.3486
F4_Commercial_Grocery (ID)_New_Food Preparation_Natural Gas_Steamer_E3 | F4 | Commercial | Grocery (ID) | New | Food Preparation | Natural Gas | Steamer | E3 | RVT BC Ratio | 0 | 0 | 0 | 0 | 0 | 0 | 0 | 0 | 0 | 0 | 0 | 0 | 0 | 0 | 0 | 0 | 0 | 0 | 0 | 0 | 0 | 0 | 0 | 0 | 0 | 0 | 0
F4_Commercial_Grocery (ID)_New_Food Preparation_Natural Gas_Steamer_E4 | F4 | Commercial | Grocery (ID) | New | Food Preparation | Natural Gas | Steamer | E4 | RVT BC Ratio | 0 | 0 | 0 | 0 | 0 | 0 | 0 | 0 | 0 | 0 | 0 | 0 | 0 | 0 | 0 | 0 | 0 | 0 | 0 | 0 | 0 | 0 | 0 | 0 | 0 | 0 | 0
F4_Commercial_Grocery (ID)_New_Food Preparation_Natural Gas_Steamer_E5 | F4 | Commercial | Grocery (ID) | New | Food Preparation | Natural Gas | Steamer | E5 | RVT BC Ratio | 0 | 0 | 0 | 0 | 0 | 0 | 0 | 0 | 0 | 0 | 0 | 0 | 0 | 0 | 0 | 0 | 0 | 0 | 0 | 0 | 0 | 0 | 0 | 0 | 0 | 0 | 0
F4_Commercial_Grocery (ID)_New_Food Preparation_Natural Gas_Steamer_E6 | F4 | Commercial | Grocery (ID) | New | Food Preparation | Natural Gas | Steamer | E6 | RVT BC Ratio | 0 | 0 | 0 | 0 | 0 | 0 | 0 | 0 | 0 | 0 | 0 | 0 | 0 | 0 | 0 | 0 | 0 | 0 | 0 | 0 | 0 | 0 | 0 | 0 | 0 | 0 | 0
F4_Commercial_Grocery (ID)_New_Food Preparation_Natural Gas_Steamer_E7 | F4 | Commercial | Grocery (ID) | New | Food Preparation | Natural Gas | Steamer | E7 | RVT BC Ratio | 0 | 0 | 0 | 0 | 0 | 0 | 0 | 0 | 0 | 0 | 0 | 0 | 0 | 0 | 0 | 0 | 0 | 0 | 0 | 0 | 0 | 0 | 0 | 0 | 0 | 0 | 0
F4_Commercial_Grocery (ID)_New_Food Preparation_Natural Gas_Steamer_E8 | F4 | Commercial | Grocery (ID) | New | Food Preparation | Natural Gas | Steamer | E8 | RVT BC Ratio | 0 | 0 | 0 | 0 | 0 | 0 | 0 | 0 | 0 | 0 | 0 | 0 | 0 | 0 | 0 | 0 | 0 | 0 | 0 | 0 | 0 | 0 | 0 | 0 | 0 | 0 | 0
F4_Commercial_Grocery (ID)_New_Food Preparation_Natural Gas_Steamer_E9 | F4 | Commercial | Grocery (ID) | New | Food Preparation | Natural Gas | Steamer | E9 | RVT BC Ratio | 0 | 0 | 0 | 0 | 0 | 0 | 0 | 0 | 0 | 0 | 0 | 0 | 0 | 0 | 0 | 0 | 0 | 0 | 0 | 0 | 0 | 0 | 0 | 0 | 0 | 0 | 0
F4_Commercial_Grocery (ID)_New_Food Preparation_Natural Gas_Steamer_E10 | F4 | Commercial | Grocery (ID) | New | Food Preparation | Natural Gas | Steamer | E10 | RVT BC Ratio | 0 | 0 | 0 | 0 | 0 | 0 | 0 | 0 | 0 | 0 | 0 | 0 | 0 | 0 | 0 | 0 | 0 | 0 | 0 | 0 | 0 | 0 | 0 | 0 | 0 | 0 | 0
F5_Commercial_Grocery (ID)_New_Food Preparation_Natural Gas_Steamer_E1 | F5 | Commercial | Grocery (ID) | New | Food Preparation | Natural Gas | Steamer | E1 | RIM BC Ratio | [24 empty] | 1 | 1 | 1 | bar: 2019 to 2042
F5_Commercial_Grocery (ID)_New_Food Preparation_Natural Gas_Steamer_E2 | F5 | Commercial | Grocery (ID) | New | Food Preparation | Natural Gas | Steamer | E2 | RIM BC Ratio | 0.84679 | 0.85208 | 0.85826 | 0.86468 | 0.87128 | 0.87812 | 0.88545 | 0.89338 | 0.90206 | 0.91144 | 0.91334 | 0.91566 | 0.91841 | 0.92165 | 0.92509 | 0.92873 | 0.93262 | 0.93677 | 0.94113 | 0.94579 | 0.95073 | 0.95076 | 0.95078 | 0.95081 | 0.95084 | 0.95087 | 0.95089
F5_Commercial_Grocery (ID)_New_Food Preparation_Natural Gas_Steamer_E3 | F5 | Commercial | Grocery (ID) | New | Food Preparation | Natural Gas | Steamer | E3 | RIM BC Ratio | 0 | 0 | 0 | 0 | 0 | 0 | 0 | 0 | 0 | 0 | 0 | 0 | 0 | 0 | 0 | 0 | 0 | 0 | 0 | 0 | 0 | 0 | 0 | 0 | 0 | 0 | 0
F5_Commercial_Grocery (ID)_New_Food Preparation_Natural Gas_Steamer_E4 | F5 | Commercial | Grocery (ID) | New | Food Preparation | Natural Gas | Steamer | E4 | RIM BC Ratio | 0 | 0 | 0 | 0 | 0 | 0 | 0 | 0 | 0 | 0 | 0 | 0 | 0 | 0 | 0 | 0 | 0 | 0 | 0 | 0 | 0 | 0 | 0 | 0 | 0 | 0 | 0
F5_Commercial_Grocery (ID)_New_Food Preparation_Natural Gas_Steamer_E5 | F5 | Commercial | Grocery (ID) | New | Food Preparation | Natural Gas | Steamer | E5 | RIM BC Ratio | 0 | 0 | 0 | 0 | 0 | 0 | 0 | 0 | 0 | 0 | 0 | 0 | 0 | 0 | 0 | 0 | 0 | 0 | 0 | 0 | 0 | 0 | 0 | 0 | 0 | 0 | 0
F5_Commercial_Grocery (ID)_New_Food Preparation_Natural Gas_Steamer_E6 | F5 | Commercial | Grocery (ID) | New | Food Preparation | Natural Gas | Steamer | E6 | RIM BC Ratio | 0 | 0 | 0 | 0 | 0 | 0 | 0 | 0 | 0 | 0 | 0 | 0 | 0 | 0 | 0 | 0 | 0 | 0 | 0 | 0 | 0 | 0 | 0 | 0 | 0 | 0 | 0
F5_Commercial_Grocery (ID)_New_Food Preparation_Natural Gas_Steamer_E7 | F5 | Commercial | Grocery (ID) | New | Food Preparation | Natural Gas | Steamer | E7 | RIM BC Ratio | 0 | 0 | 0 | 0 | 0 | 0 | 0 | 0 | 0 | 0 | 0 | 0 | 0 | 0 | 0 | 0 | 0 | 0 | 0 | 0 | 0 | 0 | 0 | 0 | 0 | 0 | 0
F5_Commercial_Grocery (ID)_New_Food Preparation_Natural Gas_Steamer_E8 | F5 | Commercial | Grocery (ID) | New | Food Preparation | Natural Gas | Steamer | E8 | RIM BC Ratio | 0 | 0 | 0 | 0 | 0 | 0 | 0 | 0 | 0 | 0 | 0 | 0 | 0 | 0 | 0 | 0 | 0 | 0 | 0 | 0 | 0 | 0 | 0 | 0 | 0 | 0 | 0
F5_Commercial_Grocery (ID)_New_Food Preparation_Natural Gas_Steamer_E9 | F5 | Commercial | Grocery (ID) | New | Food Preparation | Natural Gas | Steamer | E9 | RIM BC Ratio | 0 | 0 | 0 | 0 | 0 | 0 | 0 | 0 | 0 | 0 | 0 | 0 | 0 | 0 | 0 | 0 | 0 | 0 | 0 | 0 | 0 | 0 | 0 | 0 | 0 | 0 | 0
F5_Commercial_Grocery (ID)_New_Food Preparation_Natural Gas_Steamer_E10 | F5 | Commercial | Grocery (ID) | New | Food Preparation | Natural Gas | Steamer | E10 | RIM BC Ratio | 0 | 0 | 0 | 0 | 0 | 0 | 0 | 0 | 0 | 0 | 0 | 0 | 0 | 0 | 0 | 0 | 0 | 0 | 0 | 0 | 0 | 0 | 0 | 0 | 0 | 0 | 0
F0_Commercial_Grocery (ID)_New_Food Preparation_Natural Gas_Food Prep Other_E0 | F0 | Commercial | Grocery (ID) | New | Food Preparation | Natural Gas | Food Prep Other | E0 | Economic Unit | Standard | Standard | Standard | Standard | Standard | Standard | Standard | Standard | Standard | Standard | Standard | Standard | Standard | Standard | Standard | Standard | Standard | Standard | Standard | Standard | Standard | Standard | Standard | Standard | Standard | Standard | Standard
F1_Commercial_Grocery (ID)_New_Food Preparation_Natural Gas_Food Prep Other_E1 | F1 | Commercial | Grocery (ID) | New | Food Preparation | Natural Gas | Food Prep Other | E1 | CCE | 0 | 0 | 0 | 0 | 0 | 0 | 0 | 0 | 0 | 0 | 0 | 0 | 0 | 0 | 0 | 0 | 0 | 0 | 0 | 0 | 0 | 0 | 0 | 0 | 0 | 0 | 0
F1_Commercial_Grocery (ID)_New_Food Preparation_Natural Gas_Food Prep Other_E2 | F1 | Commercial | Grocery (ID) | New | Food Preparation | Natural Gas | Food Prep Other | E2 | CCE | 0.19058 | 0.19058 | 0.19058 | 0.19058 | 0.19058 | 0.19058 | 0.19058 | 0.19058 | 0.19058 | 0.19058 | 0.19058 | 0.19058 | 0.19058 | 0.19058 | 0.19058 | 0.19058 | 0.19058 | 0.19058 | 0.19058 | 0.19058 | 0.19058 | 0.19058 | 0.19058 | 0.19058 | 0.19058 | 0.19058 | 0.19058
F1_Commercial_Grocery (ID)_New_Food Preparation_Natural Gas_Food Prep Other_E3 | F1 | Commercial | Grocery (ID) | New | Food Preparation | Natural Gas | Food Prep Other | E3 | CCE | 0 | 0 | 0 | 0 | 0 | 0 | 0 | 0 | 0 | 0 | 0 | 0 | 0 | 0 | 0 | 0 | 0 | 0 | 0 | 0 | 0 | 0 | 0 | 0 | 0 | 0 | 0
F1_Commercial_Grocery (ID)_New_Food Preparation_Natural Gas_Food Prep Other_E4 | F1 | Commercial | Grocery (ID) | New | Food Preparation | Natural Gas | Food Prep Other | E4 | CCE | 0 | 0 | 0 | 0 | 0 | 0 | 0 | 0 | 0 | 0 | 0 | 0 | 0 | 0 | 0 | 0 | 0 | 0 | 0 | 0 | 0 | 0 | 0 | 0 | 0 | 0 | 0
F1_Commercial_Grocery (ID)_New_Food Preparation_Natural Gas_Food Prep Other_E5 | F1 | Commercial | Grocery (ID) | New | Food Preparation | Natural Gas | Food Prep Other | E5 | CCE | 0 | 0 | 0 | 0 | 0 | 0 | 0 | 0 | 0 | 0 | 0 | 0 | 0 | 0 | 0 | 0 | 0 | 0 | 0 | 0 | 0 | 0 | 0 | 0 | 0 | 0 | 0
F1_Commercial_Grocery (ID)_New_Food Preparation_Natural Gas_Food Prep Other_E6 | F1 | Commercial | Grocery (ID) | New | Food Preparation | Natural Gas | Food Prep Other | E6 | CCE | 0 | 0 | 0 | 0 | 0 | 0 | 0 | 0 | 0 | 0 | 0 | 0 | 0 | 0 | 0 | 0 | 0 | 0 | 0 | 0 | 0 | 0 | 0 | 0 | 0 | 0 | 0
F1_Commercial_Grocery (ID)_New_Food Preparation_Natural Gas_Food Prep Other_E7 | F1 | Commercial | Grocery (ID) | New | Food Preparation | Natural Gas | Food Prep Other | E7 | CCE | 0 | 0 | 0 | 0 | 0 | 0 | 0 | 0 | 0 | 0 | 0 | 0 | 0 | 0 | 0 | 0 | 0 | 0 | 0 | 0 | 0 | 0 | 0 | 0 | 0 | 0 | 0
F1_Commercial_Grocery (ID)_New_Food Preparation_Natural Gas_Food Prep Other_E8 | F1 | Commercial | Grocery (ID) | New | Food Preparation | Natural Gas | Food Prep Other | E8 | CCE | 0 | 0 | 0 | 0 | 0 | 0 | 0 | 0 | 0 | 0 | 0 | 0 | 0 | 0 | 0 | 0 | 0 | 0 | 0 | 0 | 0 | 0 | 0 | 0 | 0 | 0 | 0
F1_Commercial_Grocery (ID)_New_Food Preparation_Natural Gas_Food Prep Other_E9 | F1 | Commercial | Grocery (ID) | New | Food Preparation | Natural Gas | Food Prep Other | E9 | CCE | 0 | 0 | 0 | 0 | 0 | 0 | 0 | 0 | 0 | 0 | 0 | 0 | 0 | 0 | 0 | 0 | 0 | 0 | 0 | 0 | 0 | 0 | 0 | 0 | 0 | 0 | 0
F1_Commercial_Grocery (ID)_New_Food Preparation_Natural Gas_Food Prep Other_E10 | F1 | Commercial | Grocery (ID) | New | Food Preparation | Natural Gas | Food Prep Other | E10 | CCE | 0 | 0 | 0 | 0 | 0 | 0 | 0 | 0 | 0 | 0 | 0 | 0 | 0 | 0 | 0 | 0 | 0 | 0 | 0 | 0 | 0 | 0 | 0 | 0 | 0 | 0 | 0
F2_Commercial_Grocery (ID)_New_Food Preparation_Natural Gas_Food Prep Other_E1 | F2 | Commercial | Grocery (ID) | New | Food Preparation | Natural Gas | Food Prep Other | E1 | TRC BC Ratio | [24 empty] | 1 | 1 | 1 | bar: 2019 to 2042
F2_Commercial_Grocery (ID)_New_Food Preparation_Natural Gas_Food Prep Other_E2 | F2 | Commercial | Grocery (ID) | New | Food Preparation | Natural Gas | Food Prep Other | E2 | TRC BC Ratio | 0.018197 | 0.018618 | 0.019146 | 0.019769 | 0.020494 | 0.021409 | 0.022361 | 0.02331 | 0.024226 | 0.025155 | 0.025879 | 0.026553 | 0.02728 | 0.027988 | 0.028612 | 0.02919 | 0.0297 | 0.030201 | 0.03074 | 0.031263 | 0.0318 | 0.032361 | 0.032927 | 0.033512 | 0.034107 | 0.034713 | 0.03533
F2_Commercial_Grocery (ID)_New_Food Preparation_Natural Gas_Food Prep Other_E3 | F2 | Commercial | Grocery (ID) | New | Food Preparation | Natural Gas | Food Prep Other | E3 | TRC BC Ratio | 0 | 0 | 0 | 0 | 0 | 0 | 0 | 0 | 0 | 0 | 0 | 0 | 0 | 0 | 0 | 0 | 0 | 0 | 0 | 0 | 0 | 0 | 0 | 0 | 0 | 0 | 0
F2_Commercial_Grocery (ID)_New_Food Preparation_Natural Gas_Food Prep Other_E4 | F2 | Commercial | Grocery (ID) | New | Food Preparation | Natural Gas | Food Prep Other | E4 | TRC BC Ratio | 0 | 0 | 0 | 0 | 0 | 0 | 0 | 0 | 0 | 0 | 0 | 0 | 0 | 0 | 0 | 0 | 0 | 0 | 0 | 0 | 0 | 0 | 0 | 0 | 0 | 0 | 0
F2_Commercial_Grocery (ID)_New_Food Preparation_Natural Gas_Food Prep Other_E5 | F2 | Commercial | Grocery (ID) | New | Food Preparation | Natural Gas | Food Prep Other | E5 | TRC BC Ratio | 0 | 0 | 0 | 0 | 0 | 0 | 0 | 0 | 0 | 0 | 0 | 0 | 0 | 0 | 0 | 0 | 0 | 0 | 0 | 0 | 0 | 0 | 0 | 0 | 0 | 0 | 0
F2_Commercial_Grocery (ID)_New_Food Preparation_Natural Gas_Food Prep Other_E6 | F2 | Commercial | Grocery (ID) | New | Food Preparation | Natural Gas | Food Prep Other | E6 | TRC BC Ratio | 0 | 0 | 0 | 0 | 0 | 0 | 0 | 0 | 0 | 0 | 0 | 0 | 0 | 0 | 0 | 0 | 0 | 0 | 0 | 0 | 0 | 0 | 0 | 0 | 0 | 0 | 0
F2_Commercial_Grocery (ID)_New_Food Preparation_Natural Gas_Food Prep Other_E7 | F2 | Commercial | Grocery (ID) | New | Food Preparation | Natural Gas | Food Prep Other | E7 | TRC BC Ratio | 0 | 0 | 0 | 0 | 0 | 0 | 0 | 0 | 0 | 0 | 0 | 0 | 0 | 0 | 0 | 0 | 0 | 0 | 0 | 0 | 0 | 0 | 0 | 0 | 0 | 0 | 0
F2_Commercial_Grocery (ID)_New_Food Preparation_Natural Gas_Food Prep Other_E8 | F2 | Commercial | Grocery (ID) | New | Food Preparation | Natural Gas | Food Prep Other | E8 | TRC BC Ratio | 0 | 0 | 0 | 0 | 0 | 0 | 0 | 0 | 0 | 0 | 0 | 0 | 0 | 0 | 0 | 0 | 0 | 0 | 0 | 0 | 0 | 0 | 0 | 0 | 0 | 0 | 0
F2_Commercial_Grocery (ID)_New_Food Preparation_Natural Gas_Food Prep Other_E9 | F2 | Commercial | Grocery (ID) | New | Food Preparation | Natural Gas | Food Prep Other | E9 | TRC BC Ratio | 0 | 0 | 0 | 0 | 0 | 0 | 0 | 0 | 0 | 0 | 0 | 0 | 0 | 0 | 0 | 0 | 0 | 0 | 0 | 0 | 0 | 0 | 0 | 0 | 0 | 0 | 0
F2_Commercial_Grocery (ID)_New_Food Preparation_Natural Gas_Food Prep Other_E10 | F2 | Commercial | Grocery (ID) | New | Food Preparation | Natural Gas | Food Prep Other | E10 | TRC BC Ratio | 0 | 0 | 0 | 0 | 0 | 0 | 0 | 0 | 0 | 0 | 0 | 0 | 0 | 0 | 0 | 0 | 0 | 0 | 0 | 0 | 0 | 0 | 0 | 0 | 0 | 0 | 0
F3_Commercial_Grocery (ID)_New_Food Preparation_Natural Gas_Food Prep Other_E1 | F3 | Commercial | Grocery (ID) | New | Food Preparation | Natural Gas | Food Prep Other | E1 | PACT BC Ratio | [24 empty] | 1 | 1 | 1 | bar: 2019 to 2042
F3_Commercial_Grocery (ID)_New_Food Preparation_Natural Gas_Food Prep Other_E2 | F3 | Commercial | Grocery (ID) | New | Food Preparation | Natural Gas | Food Prep Other | E2 | PACT BC Ratio | 0.036038 | 0.03687 | 0.037916 | 0.039151 | 0.040586 | 0.042397 | 0.044283 | 0.046163 | 0.047977 | 0.049815 | 0.05125 | 0.052585 | 0.054024 | 0.055426 | 0.056663 | 0.057807 | 0.058817 | 0.059809 | 0.060877 | 0.061912 | 0.062976 | 0.064087 | 0.065207 | 0.066366 | 0.067545 | 0.068745 | 0.069966
F3_Commercial_Grocery (ID)_New_Food Preparation_Natural Gas_Food Prep Other_E3 | F3 | Commercial | Grocery (ID) | New | Food Preparation | Natural Gas | Food Prep Other | E3 | PACT BC Ratio | 0 | 0 | 0 | 0 | 0 | 0 | 0 | 0 | 0 | 0 | 0 | 0 | 0 | 0 | 0 | 0 | 0 | 0 | 0 | 0 | 0 | 0 | 0 | 0 | 0 | 0 | 0
F3_Commercial_Grocery (ID)_New_Food Preparation_Natural Gas_Food Prep Other_E4 | F3 | Commercial | Grocery (ID) | New | Food Preparation | Natural Gas | Food Prep Other | E4 | PACT BC Ratio | 0 | 0 | 0 | 0 | 0 | 0 | 0 | 0 | 0 | 0 | 0 | 0 | 0 | 0 | 0 | 0 | 0 | 0 | 0 | 0 | 0 | 0 | 0 | 0 | 0 | 0 | 0
F3_Commercial_Grocery (ID)_New_Food Preparation_Natural Gas_Food Prep Other_E5 | F3 | Commercial | Grocery (ID) | New | Food Preparation | Natural Gas | Food Prep Other | E5 | PACT BC Ratio | 0 | 0 | 0 | 0 | 0 | 0 | 0 | 0 | 0 | 0 | 0 | 0 | 0 | 0 | 0 | 0 | 0 | 0 | 0 | 0 | 0 | 0 | 0 | 0 | 0 | 0 | 0
F3_Commercial_Grocery (ID)_New_Food Preparation_Natural Gas_Food Prep Other_E6 | F3 | Commercial | Grocery (ID) | New | Food Preparation | Natural Gas | Food Prep Other | E6 | PACT BC Ratio | 0 | 0 | 0 | 0 | 0 | 0 | 0 | 0 | 0 | 0 | 0 | 0 | 0 | 0 | 0 | 0 | 0 | 0 | 0 | 0 | 0 | 0 | 0 | 0 | 0 | 0 | 0
F3_Commercial_Grocery (ID)_New_Food Preparation_Natural Gas_Food Prep Other_E7 | F3 | Commercial | Grocery (ID) | New | Food Preparation | Natural Gas | Food Prep Other | E7 | PACT BC Ratio | 0 | 0 | 0 | 0 | 0 | 0 | 0 | 0 | 0 | 0 | 0 | 0 | 0 | 0 | 0 | 0 | 0 | 0 | 0 | 0 | 0 | 0 | 0 | 0 | 0 | 0 | 0
F3_Commercial_Grocery (ID)_New_Food Preparation_Natural Gas_Food Prep Other_E8 | F3 | Commercial | Grocery (ID) | New | Food Preparation | Natural Gas | Food Prep Other | E8 | PACT BC Ratio | 0 | 0 | 0 | 0 | 0 | 0 | 0 | 0 | 0 | 0 | 0 | 0 | 0 | 0 | 0 | 0 | 0 | 0 | 0 | 0 | 0 | 0 | 0 | 0 | 0 | 0 | 0
F3_Commercial_Grocery (ID)_New_Food Preparation_Natural Gas_Food Prep Other_E9 | F3 | Commercial | Grocery (ID) | New | Food Preparation | Natural Gas | Food Prep Other | E9 | PACT BC Ratio | 0 | 0 | 0 | 0 | 0 | 0 | 0 | 0 | 0 | 0 | 0 | 0 | 0 | 0 | 0 | 0 | 0 | 0 | 0 | 0 | 0 | 0 | 0 | 0 | 0 | 0 | 0
F3_Commercial_Grocery (ID)_New_Food Preparation_Natural Gas_Food Prep Other_E10 | F3 | Commercial | Grocery (ID) | New | Food Preparation | Natural Gas | Food Prep Other | E10 | PACT BC Ratio | 0 | 0 | 0 | 0 | 0 | 0 | 0 | 0 | 0 | 0 | 0 | 0 | 0 | 0 | 0 | 0 | 0 | 0 | 0 | 0 | 0 | 0 | 0 | 0 | 0 | 0 | 0
F4_Commercial_Grocery (ID)_New_Food Preparation_Natural Gas_Food Prep Other_E1 | F4 | Commercial | Grocery (ID) | New | Food Preparation | Natural Gas | Food Prep Other | E1 | RVT BC Ratio | [24 empty] | 1 | 1 | 1 | bar: 2019 to 2042
F4_Commercial_Grocery (ID)_New_Food Preparation_Natural Gas_Food Prep Other_E2 | F4 | Commercial | Grocery (ID) | New | Food Preparation | Natural Gas | Food Prep Other | E2 | RVT BC Ratio | 0.43193 | 0.43236 | 0.43288 | 0.43353 | 0.43429 | 0.43529 | 0.43633 | 0.43733 | 0.43825 | 0.43913 | 0.44004 | 0.44085 | 0.44169 | 0.44247 | 0.44313 | 0.44372 | 0.44419 | 0.44465 | 0.44513 | 0.44557 | 0.44602 | 0.44672 | 0.44744 | 0.44817 | 0.44892 | 0.44969 | 0.45046
F4_Commercial_Grocery (ID)_New_Food Preparation_Natural Gas_Food Prep Other_E3 | F4 | Commercial | Grocery (ID) | New | Food Preparation | Natural Gas | Food Prep Other | E3 | RVT BC Ratio | 0 | 0 | 0 | 0 | 0 | 0 | 0 | 0 | 0 | 0 | 0 | 0 | 0 | 0 | 0 | 0 | 0 | 0 | 0 | 0 | 0 | 0 | 0 | 0 | 0 | 0 | 0
F4_Commercial_Grocery (ID)_New_Food Preparation_Natural Gas_Food Prep Other_E4 | F4 | Commercial | Grocery (ID) | New | Food Preparation | Natural Gas | Food Prep Other | E4 | RVT BC Ratio | 0 | 0 | 0 | 0 | 0 | 0 | 0 | 0 | 0 | 0 | 0 | 0 | 0 | 0 | 0 | 0 | 0 | 0 | 0 | 0 | 0 | 0 | 0 | 0 | 0 | 0 | 0
F4_Commercial_Grocery (ID)_New_Food Preparation_Natural Gas_Food Prep Other_E5 | F4 | Commercial | Grocery (ID) | New | Food Preparation | Natural Gas | Food Prep Other | E5 | RVT BC Ratio | 0 | 0 | 0 | 0 | 0 | 0 | 0 | 0 | 0 | 0 | 0 | 0 | 0 | 0 | 0 | 0 | 0 | 0 | 0 | 0 | 0 | 0 | 0 | 0 | 0 | 0 | 0
F4_Commercial_Grocery (ID)_New_Food Preparation_Natural Gas_Food Prep Other_E6 | F4 | Commercial | Grocery (ID) | New | Food Preparation | Natural Gas | Food Prep Other | E6 | RVT BC Ratio | 0 | 0 | 0 | 0 | 0 | 0 | 0 | 0 | 0 | 0 | 0 | 0 | 0 | 0 | 0 | 0 | 0 | 0 | 0 | 0 | 0 | 0 | 0 | 0 | 0 | 0 | 0
F4_Commercial_Grocery (ID)_New_Food Preparation_Natural Gas_Food Prep Other_E7 | F4 | Commercial | Grocery (ID) | New | Food Preparation | Natural Gas | Food Prep Other | E7 | RVT BC Ratio | 0 | 0 | 0 | 0 | 0 | 0 | 0 | 0 | 0 | 0 | 0 | 0 | 0 | 0 | 0 | 0 | 0 | 0 | 0 | 0 | 0 | 0 | 0 | 0 | 0 | 0 | 0
F4_Commercial_Grocery (ID)_New_Food Preparation_Natural Gas_Food Prep Other_E8 | F4 | Commercial | Grocery (ID) | New | Food Preparation | Natural Gas | Food Prep Other | E8 | RVT BC Ratio | 0 | 0 | 0 | 0 | 0 | 0 | 0 | 0 | 0 | 0 | 0 | 0 | 0 | 0 | 0 | 0 | 0 | 0 | 0 | 0 | 0 | 0 | 0 | 0 | 0 | 0 | 0
F4_Commercial_Grocery (ID)_New_Food Preparation_Natural Gas_Food Prep Other_E9 | F4 | Commercial | Grocery (ID) | New | Food Preparation | Natural Gas | Food Prep Other | E9 | RVT BC Ratio | 0 | 0 | 0 | 0 | 0 | 0 | 0 | 0 | 0 | 0 | 0 | 0 | 0 | 0 | 0 | 0 | 0 | 0 | 0 | 0 | 0 | 0 | 0 | 0 | 0 | 0 | 0
F4_Commercial_Grocery (ID)_New_Food Preparation_Natural Gas_Food Prep Other_E10 | F4 | Commercial | Grocery (ID) | New | Food Preparation | Natural Gas | Food Prep Other | E10 | RVT BC Ratio | 0 | 0 | 0 | 0 | 0 | 0 | 0 | 0 | 0 | 0 | 0 | 0 | 0 | 0 | 0 | 0 | 0 | 0 | 0 | 0 | 0 | 0 | 0 | 0 | 0 | 0 | 0
F5_Commercial_Grocery (ID)_New_Food Preparation_Natural Gas_Food Prep Other_E1 | F5 | Commercial | Grocery (ID) | New | Food Preparation | Natural Gas | Food Prep Other | E1 | RIM BC Ratio | [24 empty] | 1 | 1 | 1 | bar: 2019 to 2042
F5_Commercial_Grocery (ID)_New_Food Preparation_Natural Gas_Food Prep Other_E2 | F5 | Commercial | Grocery (ID) | New | Food Preparation | Natural Gas | Food Prep Other | E2 | RIM BC Ratio | 0.034556 | 0.03533 | 0.036302 | 0.037446 | 0.038773 | 0.040438 | 0.042169 | 0.04389 | 0.045549 | 0.047229 | 0.048521 | 0.049721 | 0.051015 | 0.052275 | 0.053386 | 0.054416 | 0.055325 | 0.056219 | 0.057179 | 0.058112 | 0.05907 | 0.060046 | 0.061029 | 0.062043 | 0.063072 | 0.064117 | 0.065178
F5_Commercial_Grocery (ID)_New_Food Preparation_Natural Gas_Food Prep Other_E3 | F5 | Commercial | Grocery (ID) | New | Food Preparation | Natural Gas | Food Prep Other | E3 | RIM BC Ratio | 0 | 0 | 0 | 0 | 0 | 0 | 0 | 0 | 0 | 0 | 0 | 0 | 0 | 0 | 0 | 0 | 0 | 0 | 0 | 0 | 0 | 0 | 0 | 0 | 0 | 0 | 0
F5_Commercial_Grocery (ID)_New_Food Preparation_Natural Gas_Food Prep Other_E4 | F5 | Commercial | Grocery (ID) | New | Food Preparation | Natural Gas | Food Prep Other | E4 | RIM BC Ratio | 0 | 0 | 0 | 0 | 0 | 0 | 0 | 0 | 0 | 0 | 0 | 0 | 0 | 0 | 0 | 0 | 0 | 0 | 0 | 0 | 0 | 0 | 0 | 0 | 0 | 0 | 0
F5_Commercial_Grocery (ID)_New_Food Preparation_Natural Gas_Food Prep Other_E5 | F5 | Commercial | Grocery (ID) | New | Food Preparation | Natural Gas | Food Prep Other | E5 | RIM BC Ratio | 0 | 0 | 0 | 0 | 0 | 0 | 0 | 0 | 0 | 0 | 0 | 0 | 0 | 0 | 0 | 0 | 0 | 0 | 0 | 0 | 0 | 0 | 0 | 0 | 0 | 0 | 0
F5_Commercial_Grocery (ID)_New_Food Preparation_Natural Gas_Food Prep Other_E6 | F5 | Commercial | Grocery (ID) | New | Food Preparation | Natural Gas | Food Prep Other | E6 | RIM BC Ratio | 0 | 0 | 0 | 0 | 0 | 0 | 0 | 0 | 0 | 0 | 0 | 0 | 0 | 0 | 0 | 0 | 0 | 0 | 0 | 0 | 0 | 0 | 0 | 0 | 0 | 0 | 0
F5_Commercial_Grocery (ID)_New_Food Preparation_Natural Gas_Food Prep Other_E7 | F5 | Commercial | Grocery (ID) | New | Food Preparation | Natural Gas | Food Prep Other | E7 | RIM BC Ratio | 0 | 0 | 0 | 0 | 0 | 0 | 0 | 0 | 0 | 0 | 0 | 0 | 0 | 0 | 0 | 0 | 0 | 0 | 0 | 0 | 0 | 0 | 0 | 0 | 0 | 0 | 0
F5_Commercial_Grocery (ID)_New_Food Preparation_Natural Gas_Food Prep Other_E8 | F5 | Commercial | Grocery (ID) | New | Food Preparation | Natural Gas | Food Prep Other | E8 | RIM BC Ratio | 0 | 0 | 0 | 0 | 0 | 0 | 0 | 0 | 0 | 0 | 0 | 0 | 0 | 0 | 0 | 0 | 0 | 0 | 0 | 0 | 0 | 0 | 0 | 0 | 0 | 0 | 0
F5_Commercial_Grocery (ID)_New_Food Preparation_Natural Gas_Food Prep Other_E9 | F5 | Commercial | Grocery (ID) | New | Food Preparation | Natural Gas | Food Prep Other | E9 | RIM BC Ratio | 0 | 0 | 0 | 0 | 0 | 0 | 0 | 0 | 0 | 0 | 0 | 0 | 0 | 0 | 0 | 0 | 0 | 0 | 0 | 0 | 0 | 0 | 0 | 0 | 0 | 0 | 0
F5_Commercial_Grocery (ID)_New_Food Preparation_Natural Gas_Food Prep Other_E10 | F5 | Commercial | Grocery (ID) | New | Food Preparation | Natural Gas | Food Prep Other | E10 | RIM BC Ratio | 0 | 0 | 0 | 0 | 0 | 0 | 0 | 0 | 0 | 0 | 0 | 0 | 0 | 0 | 0 | 0 | 0 | 0 | 0 | 0 | 0 | 0 | 0 | 0 | 0 | 0 | 0
F0_Commercial_Grocery (ID)_New_Miscellaneous_Natural Gas_Pool Heater_E0 | F0 | Commercial | Grocery (ID) | New | Miscellaneous | Natural Gas | Pool Heater | E0 | Economic Unit | Standard (EF .82) | Standard (EF .82) | Standard (EF .82) | Standard (EF .82) | Standard (EF .82) | Standard (EF .82) | Standard (EF .82) | Standard (EF .82) | Standard (EF .82) | Standard (EF .82) | Standard (EF .82) | Standard (EF .82) | Standard (EF .82) | Standard (EF .82) | Standard (EF .82) | Standard (EF .82) | Standard (EF .82) | Standard (EF .82) | Standard (EF .82) | Standard (EF .82) | Standard (EF .82) | Standard (EF .82) | Standard (EF .82) | Standard (EF .82) | Standard (EF .82) | Standard (EF .82) | Standard (EF .82)
F1_Commercial_Grocery (ID)_New_Miscellaneous_Natural Gas_Pool Heater_E1 | F1 | Commercial | Grocery (ID) | New | Miscellaneous | Natural Gas | Pool Heater | E1 | CCE | 0 | 0 | 0 | 0 | 0 | 0 | 0 | 0 | 0 | 0 | 0 | 0 | 0 | 0 | 0 | 0 | 0 | 0 | 0 | 0 | 0 | 0 | 0 | 0 | 0 | 0 | 0
F1_Commercial_Grocery (ID)_New_Miscellaneous_Natural Gas_Pool Heater_E2 | F1 | Commercial | Grocery (ID) | New | Miscellaneous | Natural Gas | Pool Heater | E2 | CCE | 0.013474 | 0.013474 | 0.013474 | 0.013474 | 0.013474 | 0.013474 | 0.013474 | 0.013474 | 0.013474 | 0.013474 | 0.013474 | 0.013474 | 0.013474 | 0.013474 | 0.013474 | 0.013474 | 0.013474 | 0.013474 | 0.013474 | 0.013474 | 0.013474 | 0.013474 | 0.013474 | 0.013474 | 0.013474 | 0.013474 | 0.013474
F1_Commercial_Grocery (ID)_New_Miscellaneous_Natural Gas_Pool Heater_E3 | F1 | Commercial | Grocery (ID) | New | Miscellaneous | Natural Gas | Pool Heater | E3 | CCE | 0 | 0 | 0 | 0 | 0 | 0 | 0 | 0 | 0 | 0 | 0 | 0 | 0 | 0 | 0 | 0 | 0 | 0 | 0 | 0 | 0 | 0 | 0 | 0 | 0 | 0 | 0
F1_Commercial_Grocery (ID)_New_Miscellaneous_Natural Gas_Pool Heater_E4 | F1 | Commercial | Grocery (ID) | New | Miscellaneous | Natural Gas | Pool Heater | E4 | CCE | 0 | 0 | 0 | 0 | 0 | 0 | 0 | 0 | 0 | 0 | 0 | 0 | 0 | 0 | 0 | 0 | 0 | 0 | 0 | 0 | 0 | 0 | 0 | 0 | 0 | 0 | 0
F1_Commercial_Grocery (ID)_New_Miscellaneous_Natural Gas_Pool Heater_E5 | F1 | Commercial | Grocery (ID) | New | Miscellaneous | Natural Gas | Pool Heater | E5 | CCE | 0 | 0 | 0 | 0 | 0 | 0 | 0 | 0 | 0 | 0 | 0 | 0 | 0 | 0 | 0 | 0 | 0 | 0 | 0 | 0 | 0 | 0 | 0 | 0 | 0 | 0 | 0
F1_Commercial_Grocery (ID)_New_Miscellaneous_Natural Gas_Pool Heater_E6 | F1 | Commercial | Grocery (ID) | New | Miscellaneous | Natural Gas | Pool Heater | E6 | CCE | 0 | 0 | 0 | 0 | 0 | 0 | 0 | 0 | 0 | 0 | 0 | 0 | 0 | 0 | 0 | 0 | 0 | 0 | 0 | 0 | 0 | 0 | 0 | 0 | 0 | 0 | 0
F1_Commercial_Grocery (ID)_New_Miscellaneous_Natural Gas_Pool Heater_E7 | F1 | Commercial | Grocery (ID) | New | Miscellaneous | Natural Gas | Pool Heater | E7 | CCE | 0 | 0 | 0 | 0 | 0 | 0 | 0 | 0 | 0 | 0 | 0 | 0 | 0 | 0 | 0 | 0 | 0 | 0 | 0 | 0 | 0 | 0 | 0 | 0 | 0 | 0 | 0
F1_Commercial_Grocery (ID)_New_Miscellaneous_Natural Gas_Pool Heater_E8 | F1 | Commercial | Grocery (ID) | New | Miscellaneous | Natural Gas | Pool Heater | E8 | CCE | 0 | 0 | 0 | 0 | 0 | 0 | 0 | 0 | 0 | 0 | 0 | 0 | 0 | 0 | 0 | 0 | 0 | 0 | 0 | 0 | 0 | 0 | 0 | 0 | 0 | 0 | 0
F1_Commercial_Grocery (ID)_New_Miscellaneous_Natural Gas_Pool Heater_E9 | F1 | Commercial | Grocery (ID) | New | Miscellaneous | Natural Gas | Pool Heater | E9 | CCE | 0 | 0 | 0 | 0 | 0 | 0 | 0 | 0 | 0 | 0 | 0 | 0 | 0 | 0 | 0 | 0 | 0 | 0 | 0 | 0 | 0 | 0 | 0 | 0 | 0 | 0 | 0
F1_Commercial_Grocery (ID)_New_Miscellaneous_Natural Gas_Pool Heater_E10 | F1 | Commercial | Grocery (ID) | New | Miscellaneous | Natural Gas | Pool Heater | E10 | CCE | 0 | 0 | 0 | 0 | 0 | 0 | 0 | 0 | 0 | 0 | 0 | 0 | 0 | 0 | 0 | 0 | 0 | 0 | 0 | 0 | 0 | 0 | 0 | 0 | 0 | 0 | 0
F2_Commercial_Grocery (ID)_New_Miscellaneous_Natural Gas_Pool Heater_E1 | F2 | Commercial | Grocery (ID) | New | Miscellaneous | Natural Gas | Pool Heater | E1 | TRC BC Ratio | [24 empty] | 1 | 1 | 1 | bar: 2019 to 2042
F2_Commercial_Grocery (ID)_New_Miscellaneous_Natural Gas_Pool Heater_E2 | F2 | Commercial | Grocery (ID) | New | Miscellaneous | Natural Gas | Pool Heater | E2 | TRC BC Ratio | 0.24558 | 0.24744 | 0.25144 | 0.25792 | 0.26685 | 0.27983 | 0.29405 | 0.30832 | 0.32213 | 0.3369 | 0.34804 | 0.3585 | 0.37033 | 0.38173 | 0.39129 | 0.39986 | 0.40688 | 0.4136 | 0.42102 | 0.42801 | 0.43524 | 0.44289 | 0.45057 | 0.45857 | 0.46672 | 0.47501 | 0.48345
F2_Commercial_Grocery (ID)_New_Miscellaneous_Natural Gas_Pool Heater_E3 | F2 | Commercial | Grocery (ID) | New | Miscellaneous | Natural Gas | Pool Heater | E3 | TRC BC Ratio | 0 | 0 | 0 | 0 | 0 | 0 | 0 | 0 | 0 | 0 | 0 | 0 | 0 | 0 | 0 | 0 | 0 | 0 | 0 | 0 | 0 | 0 | 0 | 0 | 0 | 0 | 0
F2_Commercial_Grocery (ID)_New_Miscellaneous_Natural Gas_Pool Heater_E4 | F2 | Commercial | Grocery (ID) | New | Miscellaneous | Natural Gas | Pool Heater | E4 | TRC BC Ratio | 0 | 0 | 0 | 0 | 0 | 0 | 0 | 0 | 0 | 0 | 0 | 0 | 0 | 0 | 0 | 0 | 0 | 0 | 0 | 0 | 0 | 0 | 0 | 0 | 0 | 0 | 0
F2_Commercial_Grocery (ID)_New_Miscellaneous_Natural Gas_Pool Heater_E5 | F2 | Commercial | Grocery (ID) | New | Miscellaneous | Natural Gas | Pool Heater | E5 | TRC BC Ratio | 0 | 0 | 0 | 0 | 0 | 0 | 0 | 0 | 0 | 0 | 0 | 0 | 0 | 0 | 0 | 0 | 0 | 0 | 0 | 0 | 0 | 0 | 0 | 0 | 0 | 0 | 0
F2_Commercial_Grocery (ID)_New_Miscellaneous_Natural Gas_Pool Heater_E6 | F2 | Commercial | Grocery (ID) | New | Miscellaneous | Natural Gas | Pool Heater | E6 | TRC BC Ratio | 0 | 0 | 0 | 0 | 0 | 0 | 0 | 0 | 0 | 0 | 0 | 0 | 0 | 0 | 0 | 0 | 0 | 0 | 0 | 0 | 0 | 0 | 0 | 0 | 0 | 0 | 0
F2_Commercial_Grocery (ID)_New_Miscellaneous_Natural Gas_Pool Heater_E7 | F2 | Commercial | Grocery (ID) | New | Miscellaneous | Natural Gas | Pool Heater | E7 | TRC BC Ratio | 0 | 0 | 0 | 0 | 0 | 0 | 0 | 0 | 0 | 0 | 0 | 0 | 0 | 0 | 0 | 0 | 0 | 0 | 0 | 0 | 0 | 0 | 0 | 0 | 0 | 0 | 0
F2_Commercial_Grocery (ID)_New_Miscellaneous_Natural Gas_Pool Heater_E8 | F2 | Commercial | Grocery (ID) | New | Miscellaneous | Natural Gas | Pool Heater | E8 | TRC BC Ratio | 0 | 0 | 0 | 0 | 0 | 0 | 0 | 0 | 0 | 0 | 0 | 0 | 0 | 0 | 0 | 0 | 0 | 0 | 0 | 0 | 0 | 0 | 0 | 0 | 0 | 0 | 0
F2_Commercial_Grocery (ID)_New_Miscellaneous_Natural Gas_Pool Heater_E9 | F2 | Commercial | Grocery (ID) | New | Miscellaneous | Natural Gas | Pool Heater | E9 | TRC BC Ratio | 0 | 0 | 0 | 0 | 0 | 0 | 0 | 0 | 0 | 0 | 0 | 0 | 0 | 0 | 0 | 0 | 0 | 0 | 0 | 0 | 0 | 0 | 0 | 0 | 0 | 0 | 0
F2_Commercial_Grocery (ID)_New_Miscellaneous_Natural Gas_Pool Heater_E10 | F2 | Commercial | Grocery (ID) | New | Miscellaneous | Natural Gas | Pool Heater | E10 | TRC BC Ratio | 0 | 0 | 0 | 0 | 0 | 0 | 0 | 0 | 0 | 0 | 0 | 0 | 0 | 0 | 0 | 0 | 0 | 0 | 0 | 0 | 0 | 0 | 0 | 0 | 0 | 0 | 0
F3_Commercial_Grocery (ID)_New_Miscellaneous_Natural Gas_Pool Heater_E1 | F3 | Commercial | Grocery (ID) | New | Miscellaneous | Natural Gas | Pool Heater | E1 | PACT BC Ratio | [24 empty] | 1 | 1 | 1 | bar: 2019 to 2042
F3_Commercial_Grocery (ID)_New_Miscellaneous_Natural Gas_Pool Heater_E2 | F3 | Commercial | Grocery (ID) | New | Miscellaneous | Natural Gas | Pool Heater | E2 | PACT BC Ratio | 0.60931 | 0.61394 | 0.62387 | 0.63995 | 0.66211 | 0.69429 | 0.72958 | 0.76498 | 0.79925 | 0.8359 | 0.86355 | 0.8895 | 0.91884 | 0.94714 | 0.97086 | 0.99213 | 1.0095 | 1.0262 | 1.0446 | 1.062 | 1.0799 | 1.0989 | 1.1179 | 1.1378 | 1.158 | 1.1786 | 1.1995
F3_Commercial_Grocery (ID)_New_Miscellaneous_Natural Gas_Pool Heater_E3 | F3 | Commercial | Grocery (ID) | New | Miscellaneous | Natural Gas | Pool Heater | E3 | PACT BC Ratio | 0 | 0 | 0 | 0 | 0 | 0 | 0 | 0 | 0 | 0 | 0 | 0 | 0 | 0 | 0 | 0 | 0 | 0 | 0 | 0 | 0 | 0 | 0 | 0 | 0 | 0 | 0
F3_Commercial_Grocery (ID)_New_Miscellaneous_Natural Gas_Pool Heater_E4 | F3 | Commercial | Grocery (ID) | New | Miscellaneous | Natural Gas | Pool Heater | E4 | PACT BC Ratio | 0 | 0 | 0 | 0 | 0 | 0 | 0 | 0 | 0 | 0 | 0 | 0 | 0 | 0 | 0 | 0 | 0 | 0 | 0 | 0 | 0 | 0 | 0 | 0 | 0 | 0 | 0
F3_Commercial_Grocery (ID)_New_Miscellaneous_Natural Gas_Pool Heater_E5 | F3 | Commercial | Grocery (ID) | New | Miscellaneous | Natural Gas | Pool Heater | E5 | PACT BC Ratio | 0 | 0 | 0 | 0 | 0 | 0 | 0 | 0 | 0 | 0 | 0 | 0 | 0 | 0 | 0 | 0 | 0 | 0 | 0 | 0 | 0 | 0 | 0 | 0 | 0 | 0 | 0
F3_Commercial_Grocery (ID)_New_Miscellaneous_Natural Gas_Pool Heater_E6 | F3 | Commercial | Grocery (ID) | New | Miscellaneous | Natural Gas | Pool Heater | E6 | PACT BC Ratio | 0 | 0 | 0 | 0 | 0 | 0 | 0 | 0 | 0 | 0 | 0 | 0 | 0 | 0 | 0 | 0 | 0 | 0 | 0 | 0 | 0 | 0 | 0 | 0 | 0 | 0 | 0
F3_Commercial_Grocery (ID)_New_Miscellaneous_Natural Gas_Pool Heater_E7 | F3 | Commercial | Grocery (ID) | New | Miscellaneous | Natural Gas | Pool Heater | E7 | PACT BC Ratio | 0 | 0 | 0 | 0 | 0 | 0 | 0 | 0 | 0 | 0 | 0 | 0 | 0 | 0 | 0 | 0 | 0 | 0 | 0 | 0 | 0 | 0 | 0 | 0 | 0 | 0 | 0
F3_Commercial_Grocery (ID)_New_Miscellaneous_Natural Gas_Pool Heater_E8 | F3 | Commercial | Grocery (ID) | New | Miscellaneous | Natural Gas | Pool Heater | E8 | PACT BC Ratio | 0 | 0 | 0 | 0 | 0 | 0 | 0 | 0 | 0 | 0 | 0 | 0 | 0 | 0 | 0 | 0 | 0 | 0 | 0 | 0 | 0 | 0 | 0 | 0 | 0 | 0 | 0
F3_Commercial_Grocery (ID)_New_Miscellaneous_Natural Gas_Pool Heater_E9 | F3 | Commercial | Grocery (ID) | New | Miscellaneous | Natural Gas | Pool Heater | E9 | PACT BC Ratio | 0 | 0 | 0 | 0 | 0 | 0 | 0 | 0 | 0 | 0 | 0 | 0 | 0 | 0 | 0 | 0 | 0 | 0 | 0 | 0 | 0 | 0 | 0 | 0 | 0 | 0 | 0
F3_Commercial_Grocery (ID)_New_Miscellaneous_Natural Gas_Pool Heater_E10 | F3 | Commercial | Grocery (ID) | New | Miscellaneous | Natural Gas | Pool Heater | E10 | PACT BC Ratio | 0 | 0 | 0 | 0 | 0 | 0 | 0 | 0 | 0 | 0 | 0 | 0 | 0 | 0 | 0 | 0 | 0 | 0 | 0 | 0 | 0 | 0 | 0 | 0 | 0 | 0 | 0
F4_Commercial_Grocery (ID)_New_Miscellaneous_Natural Gas_Pool Heater_E1 | F4 | Commercial | Grocery (ID) | New | Miscellaneous | Natural Gas | Pool Heater | E1 | RVT BC Ratio | [24 empty] | 1 | 1 | 1 | bar: 2019 to 2042
F4_Commercial_Grocery (ID)_New_Miscellaneous_Natural Gas_Pool Heater_E2 | F4 | Commercial | Grocery (ID) | New | Miscellaneous | Natural Gas | Pool Heater | E2 | RVT BC Ratio | 0.63728 | 0.63996 | 0.6448 | 0.65211 | 0.66171 | 0.67568 | 0.68979 | 0.70332 | 0.71552 | 0.72835 | 0.74306 | 0.75687 | 0.77248 | 0.78692 | 0.7982 | 0.80735 | 0.81352 | 0.81821 | 0.82349 | 0.82781 | 0.83205 | 0.84168 | 0.85136 | 0.86145 | 0.87171 | 0.88216 | 0.89279
F4_Commercial_Grocery (ID)_New_Miscellaneous_Natural Gas_Pool Heater_E3 | F4 | Commercial | Grocery (ID) | New | Miscellaneous | Natural Gas | Pool Heater | E3 | RVT BC Ratio | 0 | 0 | 0 | 0 | 0 | 0 | 0 | 0 | 0 | 0 | 0 | 0 | 0 | 0 | 0 | 0 | 0 | 0 | 0 | 0 | 0 | 0 | 0 | 0 | 0 | 0 | 0
F4_Commercial_Grocery (ID)_New_Miscellaneous_Natural Gas_Pool Heater_E4 | F4 | Commercial | Grocery (ID) | New | Miscellaneous | Natural Gas | Pool Heater | E4 | RVT BC Ratio | 0 | 0 | 0 | 0 | 0 | 0 | 0 | 0 | 0 | 0 | 0 | 0 | 0 | 0 | 0 | 0 | 0 | 0 | 0 | 0 | 0 | 0 | 0 | 0 | 0 | 0 | 0
F4_Commercial_Grocery (ID)_New_Miscellaneous_Natural Gas_Pool Heater_E5 | F4 | Commercial | Grocery (ID) | New | Miscellaneous | Natural Gas | Pool Heater | E5 | RVT BC Ratio | 0 | 0 | 0 | 0 | 0 | 0 | 0 | 0 | 0 | 0 | 0 | 0 | 0 | 0 | 0 | 0 | 0 | 0 | 0 | 0 | 0 | 0 | 0 | 0 | 0 | 0 | 0
F4_Commercial_Grocery (ID)_New_Miscellaneous_Natural Gas_Pool Heater_E6 | F4 | Commercial | Grocery (ID) | New | Miscellaneous | Natural Gas | Pool Heater | E6 | RVT BC Ratio | 0 | 0 | 0 | 0 | 0 | 0 | 0 | 0 | 0 | 0 | 0 | 0 | 0 | 0 | 0 | 0 | 0 | 0 | 0 | 0 | 0 | 0 | 0 | 0 | 0 | 0 | 0
F4_Commercial_Grocery (ID)_New_Miscellaneous_Natural Gas_Pool Heater_E7 | F4 | Commercial | Grocery (ID) | New | Miscellaneous | Natural Gas | Pool Heater | E7 | RVT BC Ratio | 0 | 0 | 0 | 0 | 0 | 0 | 0 | 0 | 0 | 0 | 0 | 0 | 0 | 0 | 0 | 0 | 0 | 0 | 0 | 0 | 0 | 0 | 0 | 0 | 0 | 0 | 0
F4_Commercial_Grocery (ID)_New_Miscellaneous_Natural Gas_Pool Heater_E8 | F4 | Commercial | Grocery (ID) | New | Miscellaneous | Natural Gas | Pool Heater | E8 | RVT BC Ratio | 0 | 0 | 0 | 0 | 0 | 0 | 0 | 0 | 0 | 0 | 0 | 0 | 0 | 0 | 0 | 0 | 0 | 0 | 0 | 0 | 0 | 0 | 0 | 0 | 0 | 0 | 0
F4_Commercial_Grocery (ID)_New_Miscellaneous_Natural Gas_Pool Heater_E9 | F4 | Commercial | Grocery (ID) | New | Miscellaneous | Natural Gas | Pool Heater | E9 | RVT BC Ratio | 0 | 0 | 0 | 0 | 0 | 0 | 0 | 0 | 0 | 0 | 0 | 0 | 0 | 0 | 0 | 0 | 0 | 0 | 0 | 0 | 0 | 0 | 0 | 0 | 0 | 0 | 0
F4_Commercial_Grocery (ID)_New_Miscellaneous_Natural Gas_Pool Heater_E10 | F4 | Commercial | Grocery (ID) | New | Miscellaneous | Natural Gas | Pool Heater | E10 | RVT BC Ratio | 0 | 0 | 0 | 0 | 0 | 0 | 0 | 0 | 0 | 0 | 0 | 0 | 0 | 0 | 0 | 0 | 0 | 0 | 0 | 0 | 0 | 0 | 0 | 0 | 0 | 0 | 0
F5_Commercial_Grocery (ID)_New_Miscellaneous_Natural Gas_Pool Heater_E1 | F5 | Commercial | Grocery (ID) | New | Miscellaneous | Natural Gas | Pool Heater | E1 | RIM BC Ratio | [24 empty] | 1 | 1 | 1 | bar: 2019 to 2042
F5_Commercial_Grocery (ID)_New_Miscellaneous_Natural Gas_Pool Heater_E2 | F5 | Commercial | Grocery (ID) | New | Miscellaneous | Natural Gas | Pool Heater | E2 | RIM BC Ratio | 0.35197 | 0.3535 | 0.35717 | 0.36322 | 0.37161 | 0.38346 | 0.39657 | 0.40958 | 0.42222 | 0.43548 | 0.44287 | 0.4496 | 0.45697 | 0.46415 | 0.4704 | 0.47633 | 0.48175 | 0.48744 | 0.49363 | 0.49972 | 0.50607 | 0.5102 | 0.51427 | 0.51843 | 0.52259 | 0.52674 | 0.53088
F5_Commercial_Grocery (ID)_New_Miscellaneous_Natural Gas_Pool Heater_E3 | F5 | Commercial | Grocery (ID) | New | Miscellaneous | Natural Gas | Pool Heater | E3 | RIM BC Ratio | 0 | 0 | 0 | 0 | 0 | 0 | 0 | 0 | 0 | 0 | 0 | 0 | 0 | 0 | 0 | 0 | 0 | 0 | 0 | 0 | 0 | 0 | 0 | 0 | 0 | 0 | 0
F5_Commercial_Grocery (ID)_New_Miscellaneous_Natural Gas_Pool Heater_E4 | F5 | Commercial | Grocery (ID) | New | Miscellaneous | Natural Gas | Pool Heater | E4 | RIM BC Ratio | 0 | 0 | 0 | 0 | 0 | 0 | 0 | 0 | 0 | 0 | 0 | 0 | 0 | 0 | 0 | 0 | 0 | 0 | 0 | 0 | 0 | 0 | 0 | 0 | 0 | 0 | 0
F5_Commercial_Grocery (ID)_New_Miscellaneous_Natural Gas_Pool Heater_E5 | F5 | Commercial | Grocery (ID) | New | Miscellaneous | Natural Gas | Pool Heater | E5 | RIM BC Ratio | 0 | 0 | 0 | 0 | 0 | 0 | 0 | 0 | 0 | 0 | 0 | 0 | 0 | 0 | 0 | 0 | 0 | 0 | 0 | 0 | 0 | 0 | 0 | 0 | 0 | 0 | 0
F5_Commercial_Grocery (ID)_New_Miscellaneous_Natural Gas_Pool Heater_E6 | F5 | Commercial | Grocery (ID) | New | Miscellaneous | Natural Gas | Pool Heater | E6 | RIM BC Ratio | 0 | 0 | 0 | 0 | 0 | 0 | 0 | 0 | 0 | 0 | 0 | 0 | 0 | 0 | 0 | 0 | 0 | 0 | 0 | 0 | 0 | 0 | 0 | 0 | 0 | 0 | 0
F5_Commercial_Grocery (ID)_New_Miscellaneous_Natural Gas_Pool Heater_E7 | F5 | Commercial | Grocery (ID) | New | Miscellaneous | Natural Gas | Pool Heater | E7 | RIM BC Ratio | 0 | 0 | 0 | 0 | 0 | 0 | 0 | 0 | 0 | 0 | 0 | 0 | 0 | 0 | 0 | 0 | 0 | 0 | 0 | 0 | 0 | 0 | 0 | 0 | 0 | 0 | 0
F5_Commercial_Grocery (ID)_New_Miscellaneous_Natural Gas_Pool Heater_E8 | F5 | Commercial | Grocery (ID) | New | Miscellaneous | Natural Gas | Pool Heater | E8 | RIM BC Ratio | 0 | 0 | 0 | 0 | 0 | 0 | 0 | 0 | 0 | 0 | 0 | 0 | 0 | 0 | 0 | 0 | 0 | 0 | 0 | 0 | 0 | 0 | 0 | 0 | 0 | 0 | 0
F5_Commercial_Grocery (ID)_New_Miscellaneous_Natural Gas_Pool Heater_E9 | F5 | Commercial | Grocery (ID) | New | Miscellaneous | Natural Gas | Pool Heater | E9 | RIM BC Ratio | 0 | 0 | 0 | 0 | 0 | 0 | 0 | 0 | 0 | 0 | 0 | 0 | 0 | 0 | 0 | 0 | 0 | 0 | 0 | 0 | 0 | 0 | 0 | 0 | 0 | 0 | 0
F5_Commercial_Grocery (ID)_New_Miscellaneous_Natural Gas_Pool Heater_E10 | F5 | Commercial | Grocery (ID) | New | Miscellaneous | Natural Gas | Pool Heater | E10 | RIM BC Ratio | 0 | 0 | 0 | 0 | 0 | 0 | 0 | 0 | 0 | 0 | 0 | 0 | 0 | 0 | 0 | 0 | 0 | 0 | 0 | 0 | 0 | 0 | 0 | 0 | 0 | 0 | 0
F0_Commercial_Grocery (ID)_New_Miscellaneous_Natural Gas_Miscellaneous_E0 | F0 | Commercial | Grocery (ID) | New | Miscellaneous | Natural Gas | Miscellaneous | E0 | Economic Unit | Standard | Standard | Standard | Standard | Standard | Standard | Standard | Standard | Standard | Standard | Standard | Standard | Standard | Standard | Standard | Standard | Standard | Standard | Standard | Standard | Standard | Standard | Standard | Standard | Standard | Standard | Standard
F1_Commercial_Grocery (ID)_New_Miscellaneous_Natural Gas_Miscellaneous_E1 | F1 | Commercial | Grocery (ID) | New | Miscellaneous | Natural Gas | Miscellaneous | E1 | CCE | 0 | 0 | 0 | 0 | 0 | 0 | 0 | 0 | 0 | 0 | 0 | 0 | 0 | 0 | 0 | 0 | 0 | 0 | 0 | 0 | 0 | 0 | 0 | 0 | 0 | 0 | 0
F1_Commercial_Grocery (ID)_New_Miscellaneous_Natural Gas_Miscellaneous_E2 | F1 | Commercial | Grocery (ID) | New | Miscellaneous | Natural Gas | Miscellaneous | E2 | CCE | 0 | 0 | 0 | 0 | 0 | 0 | 0 | 0 | 0 | 0 | 0 | 0 | 0 | 0 | 0 | 0 | 0 | 0 | 0 | 0 | 0 | 0 | 0 | 0 | 0 | 0 | 0
F1_Commercial_Grocery (ID)_New_Miscellaneous_Natural Gas_Miscellaneous_E3 | F1 | Commercial | Grocery (ID) | New | Miscellaneous | Natural Gas | Miscellaneous | E3 | CCE | 0 | 0 | 0 | 0 | 0 | 0 | 0 | 0 | 0 | 0 | 0 | 0 | 0 | 0 | 0 | 0 | 0 | 0 | 0 | 0 | 0 | 0 | 0 | 0 | 0 | 0 | 0
F1_Commercial_Grocery (ID)_New_Miscellaneous_Natural Gas_Miscellaneous_E4 | F1 | Commercial | Grocery (ID) | New | Miscellaneous | Natural Gas | Miscellaneous | E4 | CCE | 0 | 0 | 0 | 0 | 0 | 0 | 0 | 0 | 0 | 0 | 0 | 0 | 0 | 0 | 0 | 0 | 0 | 0 | 0 | 0 | 0 | 0 | 0 | 0 | 0 | 0 | 0
F1_Commercial_Grocery (ID)_New_Miscellaneous_Natural Gas_Miscellaneous_E5 | F1 | Commercial | Grocery (ID) | New | Miscellaneous | Natural Gas | Miscellaneous | E5 | CCE | 0 | 0 | 0 | 0 | 0 | 0 | 0 | 0 | 0 | 0 | 0 | 0 | 0 | 0 | 0 | 0 | 0 | 0 | 0 | 0 | 0 | 0 | 0 | 0 | 0 | 0 | 0
F1_Commercial_Grocery (ID)_New_Miscellaneous_Natural Gas_Miscellaneous_E6 | F1 | Commercial | Grocery (ID) | New | Miscellaneous | Natural Gas | Miscellaneous | E6 | CCE | 0 | 0 | 0 | 0 | 0 | 0 | 0 | 0 | 0 | 0 | 0 | 0 | 0 | 0 | 0 | 0 | 0 | 0 | 0 | 0 | 0 | 0 | 0 | 0 | 0 | 0 | 0
F1_Commercial_Grocery (ID)_New_Miscellaneous_Natural Gas_Miscellaneous_E7 | F1 | Commercial | Grocery (ID) | New | Miscellaneous | Natural Gas | Miscellaneous | E7 | CCE | 0 | 0 | 0 | 0 | 0 | 0 | 0 | 0 | 0 | 0 | 0 | 0 | 0 | 0 | 0 | 0 | 0 | 0 | 0 | 0 | 0 | 0 | 0 | 0 | 0 | 0 | 0
F1_Commercial_Grocery (ID)_New_Miscellaneous_Natural Gas_Miscellaneous_E8 | F1 | Commercial | Grocery (ID) | New | Miscellaneous | Natural Gas | Miscellaneous | E8 | CCE | 0 | 0 | 0 | 0 | 0 | 0 | 0 | 0 | 0 | 0 | 0 | 0 | 0 | 0 | 0 | 0 | 0 | 0 | 0 | 0 | 0 | 0 | 0 | 0 | 0 | 0 | 0
F1_Commercial_Grocery (ID)_New_Miscellaneous_Natural Gas_Miscellaneous_E9 | F1 | Commercial | Grocery (ID) | New | Miscellaneous | Natural Gas | Miscellaneous | E9 | CCE | 0 | 0 | 0 | 0 | 0 | 0 | 0 | 0 | 0 | 0 | 0 | 0 | 0 | 0 | 0 | 0 | 0 | 0 | 0 | 0 | 0 | 0 | 0 | 0 | 0 | 0 | 0
F1_Commercial_Grocery (ID)_New_Miscellaneous_Natural Gas_Miscellaneous_E10 | F1 | Commercial | Grocery (ID) | New | Miscellaneous | Natural Gas | Miscellaneous | E10 | CCE | 0 | 0 | 0 | 0 | 0 | 0 | 0 | 0 | 0 | 0 | 0 | 0 | 0 | 0 | 0 | 0 | 0 | 0 | 0 | 0 | 0 | 0 | 0 | 0 | 0 | 0 | 0
F2_Commercial_Grocery (ID)_New_Miscellaneous_Natural Gas_Miscellaneous_E1 | F2 | Commercial | Grocery (ID) | New | Miscellaneous | Natural Gas | Miscellaneous | E1 | TRC BC Ratio | [24 empty] | 1 | 1 | 1 | bar: 2019 to 2042
F2_Commercial_Grocery (ID)_New_Miscellaneous_Natural Gas_Miscellaneous_E2 | F2 | Commercial | Grocery (ID) | New | Miscellaneous | Natural Gas | Miscellaneous | E2 | TRC BC Ratio | 0 | 0 | 0 | 0 | 0 | 0 | 0 | 0 | 0 | 0 | 0 | 0 | 0 | 0 | 0 | 0 | 0 | 0 | 0 | 0 | 0 | 0 | 0 | 0 | 0 | 0 | 0
F2_Commercial_Grocery (ID)_New_Miscellaneous_Natural Gas_Miscellaneous_E3 | F2 | Commercial | Grocery (ID) | New | Miscellaneous | Natural Gas | Miscellaneous | E3 | TRC BC Ratio | 0 | 0 | 0 | 0 | 0 | 0 | 0 | 0 | 0 | 0 | 0 | 0 | 0 | 0 | 0 | 0 | 0 | 0 | 0 | 0 | 0 | 0 | 0 | 0 | 0 | 0 | 0
F2_Commercial_Grocery (ID)_New_Miscellaneous_Natural Gas_Miscellaneous_E4 | F2 | Commercial | Grocery (ID) | New | Miscellaneous | Natural Gas | Miscellaneous | E4 | TRC BC Ratio | 0 | 0 | 0 | 0 | 0 | 0 | 0 | 0 | 0 | 0 | 0 | 0 | 0 | 0 | 0 | 0 | 0 | 0 | 0 | 0 | 0 | 0 | 0 | 0 | 0 | 0 | 0
F2_Commercial_Grocery (ID)_New_Miscellaneous_Natural Gas_Miscellaneous_E5 | F2 | Commercial | Grocery (ID) | New | Miscellaneous | Natural Gas | Miscellaneous | E5 | TRC BC Ratio | 0 | 0 | 0 | 0 | 0 | 0 | 0 | 0 | 0 | 0 | 0 | 0 | 0 | 0 | 0 | 0 | 0 | 0 | 0 | 0 | 0 | 0 | 0 | 0 | 0 | 0 | 0
F2_Commercial_Grocery (ID)_New_Miscellaneous_Natural Gas_Miscellaneous_E6 | F2 | Commercial | Grocery (ID) | New | Miscellaneous | Natural Gas | Miscellaneous | E6 | TRC BC Ratio | 0 | 0 | 0 | 0 | 0 | 0 | 0 | 0 | 0 | 0 | 0 | 0 | 0 | 0 | 0 | 0 | 0 | 0 | 0 | 0 | 0 | 0 | 0 | 0 | 0 | 0 | 0
F2_Commercial_Grocery (ID)_New_Miscellaneous_Natural Gas_Miscellaneous_E7 | F2 | Commercial | Grocery (ID) | New | Miscellaneous | Natural Gas | Miscellaneous | E7 | TRC BC Ratio | 0 | 0 | 0 | 0 | 0 | 0 | 0 | 0 | 0 | 0 | 0 | 0 | 0 | 0 | 0 | 0 | 0 | 0 | 0 | 0 | 0 | 0 | 0 | 0 | 0 | 0 | 0
F2_Commercial_Grocery (ID)_New_Miscellaneous_Natural Gas_Miscellaneous_E8 | F2 | Commercial | Grocery (ID) | New | Miscellaneous | Natural Gas | Miscellaneous | E8 | TRC BC Ratio | 0 | 0 | 0 | 0 | 0 | 0 | 0 | 0 | 0 | 0 | 0 | 0 | 0 | 0 | 0 | 0 | 0 | 0 | 0 | 0 | 0 | 0 | 0 | 0 | 0 | 0 | 0
F2_Commercial_Grocery (ID)_New_Miscellaneous_Natural Gas_Miscellaneous_E9 | F2 | Commercial | Grocery (ID) | New | Miscellaneous | Natural Gas | Miscellaneous | E9 | TRC BC Ratio | 0 | 0 | 0 | 0 | 0 | 0 | 0 | 0 | 0 | 0 | 0 | 0 | 0 | 0 | 0 | 0 | 0 | 0 | 0 | 0 | 0 | 0 | 0 | 0 | 0 | 0 | 0
F2_Commercial_Grocery (ID)_New_Miscellaneous_Natural Gas_Miscellaneous_E10 | F2 | Commercial | Grocery (ID) | New | Miscellaneous | Natural Gas | Miscellaneous | E10 | TRC BC Ratio | 0 | 0 | 0 | 0 | 0 | 0 | 0 | 0 | 0 | 0 | 0 | 0 | 0 | 0 | 0 | 0 | 0 | 0 | 0 | 0 | 0 | 0 | 0 | 0 | 0 | 0 | 0
F3_Commercial_Grocery (ID)_New_Miscellaneous_Natural Gas_Miscellaneous_E1 | F3 | Commercial | Grocery (ID) | New | Miscellaneous | Natural Gas | Miscellaneous | E1 | PACT BC Ratio | [24 empty] | 1 | 1 | 1 | bar: 2019 to 2042
F3_Commercial_Grocery (ID)_New_Miscellaneous_Natural Gas_Miscellaneous_E2 | F3 | Commercial | Grocery (ID) | New | Miscellaneous | Natural Gas | Miscellaneous | E2 | PACT BC Ratio | 0 | 0 | 0 | 0 | 0 | 0 | 0 | 0 | 0 | 0 | 0 | 0 | 0 | 0 | 0 | 0 | 0 | 0 | 0 | 0 | 0 | 0 | 0 | 0 | 0 | 0 | 0
F3_Commercial_Grocery (ID)_New_Miscellaneous_Natural Gas_Miscellaneous_E3 | F3 | Commercial | Grocery (ID) | New | Miscellaneous | Natural Gas | Miscellaneous | E3 | PACT BC Ratio | 0 | 0 | 0 | 0 | 0 | 0 | 0 | 0 | 0 | 0 | 0 | 0 | 0 | 0 | 0 | 0 | 0 | 0 | 0 | 0 | 0 | 0 | 0 | 0 | 0 | 0 | 0
F3_Commercial_Grocery (ID)_New_Miscellaneous_Natural Gas_Miscellaneous_E4 | F3 | Commercial | Grocery (ID) | New | Miscellaneous | Natural Gas | Miscellaneous | E4 | PACT BC Ratio | 0 | 0 | 0 | 0 | 0 | 0 | 0 | 0 | 0 | 0 | 0 | 0 | 0 | 0 | 0 | 0 | 0 | 0 | 0 | 0 | 0 | 0 | 0 | 0 | 0 | 0 | 0
F3_Commercial_Grocery (ID)_New_Miscellaneous_Natural Gas_Miscellaneous_E5 | F3 | Commercial | Grocery (ID) | New | Miscellaneous | Natural Gas | Miscellaneous | E5 | PACT BC Ratio | 0 | 0 | 0 | 0 | 0 | 0 | 0 | 0 | 0 | 0 | 0 | 0 | 0 | 0 | 0 | 0 | 0 | 0 | 0 | 0 | 0 | 0 | 0 | 0 | 0 | 0 | 0
F3_Commercial_Grocery (ID)_New_Miscellaneous_Natural Gas_Miscellaneous_E6 | F3 | Commercial | Grocery (ID) | New | Miscellaneous | Natural Gas | Miscellaneous | E6 | PACT BC Ratio | 0 | 0 | 0 | 0 | 0 | 0 | 0 | 0 | 0 | 0 | 0 | 0 | 0 | 0 | 0 | 0 | 0 | 0 | 0 | 0 | 0 | 0 | 0 | 0 | 0 | 0 | 0
F3_Commercial_Grocery (ID)_New_Miscellaneous_Natural Gas_Miscellaneous_E7 | F3 | Commercial | Grocery (ID) | New | Miscellaneous | Natural Gas | Miscellaneous | E7 | PACT BC Ratio | 0 | 0 | 0 | 0 | 0 | 0 | 0 | 0 | 0 | 0 | 0 | 0 | 0 | 0 | 0 | 0 | 0 | 0 | 0 | 0 | 0 | 0 | 0 | 0 | 0 | 0 | 0
F3_Commercial_Grocery (ID)_New_Miscellaneous_Natural Gas_Miscellaneous_E8 | F3 | Commercial | Grocery (ID) | New | Miscellaneous | Natural Gas | Miscellaneous | E8 | PACT BC Ratio | 0 | 0 | 0 | 0 | 0 | 0 | 0 | 0 | 0 | 0 | 0 | 0 | 0 | 0 | 0 | 0 | 0 | 0 | 0 | 0 | 0 | 0 | 0 | 0 | 0 | 0 | 0
F3_Commercial_Grocery (ID)_New_Miscellaneous_Natural Gas_Miscellaneous_E9 | F3 | Commercial | Grocery (ID) | New | Miscellaneous | Natural Gas | Miscellaneous | E9 | PACT BC Ratio | 0 | 0 | 0 | 0 | 0 | 0 | 0 | 0 | 0 | 0 | 0 | 0 | 0 | 0 | 0 | 0 | 0 | 0 | 0 | 0 | 0 | 0 | 0 | 0 | 0 | 0 | 0
F3_Commercial_Grocery (ID)_New_Miscellaneous_Natural Gas_Miscellaneous_E10 | F3 | Commercial | Grocery (ID) | New | Miscellaneous | Natural Gas | Miscellaneous | E10 | PACT BC Ratio | 0 | 0 | 0 | 0 | 0 | 0 | 0 | 0 | 0 | 0 | 0 | 0 | 0 | 0 | 0 | 0 | 0 | 0 | 0 | 0 | 0 | 0 | 0 | 0 | 0 | 0 | 0
F4_Commercial_Grocery (ID)_New_Miscellaneous_Natural Gas_Miscellaneous_E1 | F4 | Commercial | Grocery (ID) | New | Miscellaneous | Natural Gas | Miscellaneous | E1 | RVT BC Ratio | [24 empty] | 1 | 1 | 1 | bar: 2019 to 2042
F4_Commercial_Grocery (ID)_New_Miscellaneous_Natural Gas_Miscellaneous_E2 | F4 | Commercial | Grocery (ID) | New | Miscellaneous | Natural Gas | Miscellaneous | E2 | RVT BC Ratio | 0 | 0 | 0 | 0 | 0 | 0 | 0 | 0 | 0 | 0 | 0 | 0 | 0 | 0 | 0 | 0 | 0 | 0 | 0 | 0 | 0 | 0 | 0 | 0 | 0 | 0 | 0
F4_Commercial_Grocery (ID)_New_Miscellaneous_Natural Gas_Miscellaneous_E3 | F4 | Commercial | Grocery (ID) | New | Miscellaneous | Natural Gas | Miscellaneous | E3 | RVT BC Ratio | 0 | 0 | 0 | 0 | 0 | 0 | 0 | 0 | 0 | 0 | 0 | 0 | 0 | 0 | 0 | 0 | 0 | 0 | 0 | 0 | 0 | 0 | 0 | 0 | 0 | 0 | 0
F4_Commercial_Grocery (ID)_New_Miscellaneous_Natural Gas_Miscellaneous_E4 | F4 | Commercial | Grocery (ID) | New | Miscellaneous | Natural Gas | Miscellaneous | E4 | RVT BC Ratio | 0 | 0 | 0 | 0 | 0 | 0 | 0 | 0 | 0 | 0 | 0 | 0 | 0 | 0 | 0 | 0 | 0 | 0 | 0 | 0 | 0 | 0 | 0 | 0 | 0 | 0 | 0
F4_Commercial_Grocery (ID)_New_Miscellaneous_Natural Gas_Miscellaneous_E5 | F4 | Commercial | Grocery (ID) | New | Miscellaneous | Natural Gas | Miscellaneous | E5 | RVT BC Ratio | 0 | 0 | 0 | 0 | 0 | 0 | 0 | 0 | 0 | 0 | 0 | 0 | 0 | 0 | 0 | 0 | 0 | 0 | 0 | 0 | 0 | 0 | 0 | 0 | 0 | 0 | 0
F4_Commercial_Grocery (ID)_New_Miscellaneous_Natural Gas_Miscellaneous_E6 | F4 | Commercial | Grocery (ID) | New | Miscellaneous | Natural Gas | Miscellaneous | E6 | RVT BC Ratio | 0 | 0 | 0 | 0 | 0 | 0 | 0 | 0 | 0 | 0 | 0 | 0 | 0 | 0 | 0 | 0 | 0 | 0 | 0 | 0 | 0 | 0 | 0 | 0 | 0 | 0 | 0
F4_Commercial_Grocery (ID)_New_Miscellaneous_Natural Gas_Miscellaneous_E7 | F4 | Commercial | Grocery (ID) | New | Miscellaneous | Natural Gas | Miscellaneous | E7 | RVT BC Ratio | 0 | 0 | 0 | 0 | 0 | 0 | 0 | 0 | 0 | 0 | 0 | 0 | 0 | 0 | 0 | 0 | 0 | 0 | 0 | 0 | 0 | 0 | 0 | 0 | 0 | 0 | 0
F4_Commercial_Grocery (ID)_New_Miscellaneous_Natural Gas_Miscellaneous_E8 | F4 | Commercial | Grocery (ID) | New | Miscellaneous | Natural Gas | Miscellaneous | E8 | RVT BC Ratio | 0 | 0 | 0 | 0 | 0 | 0 | 0 | 0 | 0 | 0 | 0 | 0 | 0 | 0 | 0 | 0 | 0 | 0 | 0 | 0 | 0 | 0 | 0 | 0 | 0 | 0 | 0
F4_Commercial_Grocery (ID)_New_Miscellaneous_Natural Gas_Miscellaneous_E9 | F4 | Commercial | Grocery (ID) | New | Miscellaneous | Natural Gas | Miscellaneous | E9 | RVT BC Ratio | 0 | 0 | 0 | 0 | 0 | 0 | 0 | 0 | 0 | 0 | 0 | 0 | 0 | 0 | 0 | 0 | 0 | 0 | 0 | 0 | 0 | 0 | 0 | 0 | 0 | 0 | 0
F4_Commercial_Grocery (ID)_New_Miscellaneous_Natural Gas_Miscellaneous_E10 | F4 | Commercial | Grocery (ID) | New | Miscellaneous | Natural Gas | Miscellaneous | E10 | RVT BC Ratio | 0 | 0 | 0 | 0 | 0 | 0 | 0 | 0 | 0 | 0 | 0 | 0 | 0 | 0 | 0 | 0 | 0 | 0 | 0 | 0 | 0 | 0 | 0 | 0 | 0 | 0 | 0
F5_Commercial_Grocery (ID)_New_Miscellaneous_Natural Gas_Miscellaneous_E1 | F5 | Commercial | Grocery (ID) | New | Miscellaneous | Natural Gas | Miscellaneous | E1 | RIM BC Ratio | [24 empty] | 1 | 1 | 1 | bar: 2019 to 2042
F5_Commercial_Grocery (ID)_New_Miscellaneous_Natural Gas_Miscellaneous_E2 | F5 | Commercial | Grocery (ID) | New | Miscellaneous | Natural Gas | Miscellaneous | E2 | RIM BC Ratio | 0 | 0 | 0 | 0 | 0 | 0 | 0 | 0 | 0 | 0 | 0 | 0 | 0 | 0 | 0 | 0 | 0 | 0 | 0 | 0 | 0 | 0 | 0 | 0 | 0 | 0 | 0
F5_Commercial_Grocery (ID)_New_Miscellaneous_Natural Gas_Miscellaneous_E3 | F5 | Commercial | Grocery (ID) | New | Miscellaneous | Natural Gas | Miscellaneous | E3 | RIM BC Ratio | 0 | 0 | 0 | 0 | 0 | 0 | 0 | 0 | 0 | 0 | 0 | 0 | 0 | 0 | 0 | 0 | 0 | 0 | 0 | 0 | 0 | 0 | 0 | 0 | 0 | 0 | 0
F5_Commercial_Grocery (ID)_New_Miscellaneous_Natural Gas_Miscellaneous_E4 | F5 | Commercial | Grocery (ID) | New | Miscellaneous | Natural Gas | Miscellaneous | E4 | RIM BC Ratio | 0 | 0 | 0 | 0 | 0 | 0 | 0 | 0 | 0 | 0 | 0 | 0 | 0 | 0 | 0 | 0 | 0 | 0 | 0 | 0 | 0 | 0 | 0 | 0 | 0 | 0 | 0
F5_Commercial_Grocery (ID)_New_Miscellaneous_Natural Gas_Miscellaneous_E5 | F5 | Commercial | Grocery (ID) | New | Miscellaneous | Natural Gas | Miscellaneous | E5 | RIM BC Ratio | 0 | 0 | 0 | 0 | 0 | 0 | 0 | 0 | 0 | 0 | 0 | 0 | 0 | 0 | 0 | 0 | 0 | 0 | 0 | 0 | 0 | 0 | 0 | 0 | 0 | 0 | 0
F5_Commercial_Grocery (ID)_New_Miscellaneous_Natural Gas_Miscellaneous_E6 | F5 | Commercial | Grocery (ID) | New | Miscellaneous | Natural Gas | Miscellaneous | E6 | RIM BC Ratio | 0 | 0 | 0 | 0 | 0 | 0 | 0 | 0 | 0 | 0 | 0 | 0 | 0 | 0 | 0 | 0 | 0 | 0 | 0 | 0 | 0 | 0 | 0 | 0 | 0 | 0 | 0
F5_Commercial_Grocery (ID)_New_Miscellaneous_Natural Gas_Miscellaneous_E7 | F5 | Commercial | Grocery (ID) | New | Miscellaneous | Natural Gas | Miscellaneous | E7 | RIM BC Ratio | 0 | 0 | 0 | 0 | 0 | 0 | 0 | 0 | 0 | 0 | 0 | 0 | 0 | 0 | 0 | 0 | 0 | 0 | 0 | 0 | 0 | 0 | 0 | 0 | 0 | 0 | 0
F5_Commercial_Grocery (ID)_New_Miscellaneous_Natural Gas_Miscellaneous_E8 | F5 | Commercial | Grocery (ID) | New | Miscellaneous | Natural Gas | Miscellaneous | E8 | RIM BC Ratio | 0 | 0 | 0 | 0 | 0 | 0 | 0 | 0 | 0 | 0 | 0 | 0 | 0 | 0 | 0 | 0 | 0 | 0 | 0 | 0 | 0 | 0 | 0 | 0 | 0 | 0 | 0
F5_Commercial_Grocery (ID)_New_Miscellaneous_Natural Gas_Miscellaneous_E9 | F5 | Commercial | Grocery (ID) | New | Miscellaneous | Natural Gas | Miscellaneous | E9 | RIM BC Ratio | 0 | 0 | 0 | 0 | 0 | 0 | 0 | 0 | 0 | 0 | 0 | 0 | 0 | 0 | 0 | 0 | 0 | 0 | 0 | 0 | 0 | 0 | 0 | 0 | 0 | 0 | 0
F5_Commercial_Grocery (ID)_New_Miscellaneous_Natural Gas_Miscellaneous_E10 | F5 | Commercial | Grocery (ID) | New | Miscellaneous | Natural Gas | Miscellaneous | E10 | RIM BC Ratio | 0 | 0 | 0 | 0 | 0 | 0 | 0 | 0 | 0 | 0 | 0 | 0 | 0 | 0 | 0 | 0 | 0 | 0 | 0 | 0 | 0 | 0 | 0 | 0 | 0 | 0 | 0
F0_Commercial_School (ID)_Existing_Space Heating_Natural Gas_Furnace_E0 | F0 | Commercial | School (ID) | Existing | Space Heating | Natural Gas | Furnace | E0 | Economic Unit | AFUE 80% (Standard) | AFUE 80% (Standard) | AFUE 80% (Standard) | AFUE 80% (Standard) | AFUE 80% (Standard) | AFUE 80% (Standard) | AFUE 80% (Standard) | AFUE 80% (Standard) | AFUE 80% (Standard) | AFUE 80% (Standard) | AFUE 80% (Standard) | AFUE 80% (Standard) | AFUE 80% (Standard) | AFUE 80% (Standard) | AFUE 80% (Standard) | AFUE 80% (Standard) | AFUE 80% (Standard) | AFUE 80% (Standard) | AFUE 80% (Standard) | AFUE 80% (Standard) | AFUE 80% (Standard) | AFUE 80% (Standard) | AFUE 80% (Standard) | AFUE 80% (Standard) | AFUE 80% (Standard) | AFUE 80% (Standard) | AFUE 80% (Standard)
F1_Commercial_School (ID)_Existing_Space Heating_Natural Gas_Furnace_E1 | F1 | Commercial | School (ID) | Existing | Space Heating | Natural Gas | Furnace | E1 | CCE | 0 | 0 | 0 | 0 | 0 | 0 | 0 | 0 | 0 | 0 | 0 | 0 | 0 | 0 | 0 | 0 | 0 | 0 | 0 | 0 | 0 | 0 | 0 | 0 | 0 | 0 | 0
F1_Commercial_School (ID)_Existing_Space Heating_Natural Gas_Furnace_E2 | F1 | Commercial | School (ID) | Existing | Space Heating | Natural Gas | Furnace | E2 | CCE | 0.12281 | 0.12744 | 0.12744 | 0.12744 | 0.12744 | 0.12744 | 0.12744 | 0.12744 | 0.12744 | 0.12744 | 0.12744 | 0.12744 | 0.12744 | 0.12744 | 0.12744 | 0.12744 | 0.12744 | 0.12744 | 0.12744 | 0.12744 | 0.12744 | 0.12744 | 0.12744 | 0.12744 | 0.12744 | 0.12744 | 0.12744
F1_Commercial_School (ID)_Existing_Space Heating_Natural Gas_Furnace_E3 | F1 | Commercial | School (ID) | Existing | Space Heating | Natural Gas | Furnace | E3 | CCE | 0.018332 | 0.019024 | 0.019024 | 0.019024 | 0.019024 | 0.019024 | 0.019024 | 0.019024 | 0.019024 | 0.019024 | 0.019024 | 0.019024 | 0.019024 | 0.019024 | 0.019024 | 0.019024 | 0.019024 | 0.019024 | 0.019024 | 0.019024 | 0.019024 | 0.019024 | 0.019024 | 0.019024 | 0.019024 | 0.019024 | 0.019024
F1_Commercial_School (ID)_Existing_Space Heating_Natural Gas_Furnace_E4 | F1 | Commercial | School (ID) | Existing | Space Heating | Natural Gas | Furnace | E4 | CCE | 0 | 0 | 0 | 0 | 0 | 0 | 0 | 0 | 0 | 0 | 0 | 0 | 0 | 0 | 0 | 0 | 0 | 0 | 0 | 0 | 0 | 0 | 0 | 0 | 0 | 0 | 0
F1_Commercial_School (ID)_Existing_Space Heating_Natural Gas_Furnace_E5 | F1 | Commercial | School (ID) | Existing | Space Heating | Natural Gas | Furnace | E5 | CCE | 0 | 0 | 0 | 0 | 0 | 0 | 0 | 0 | 0 | 0 | 0 | 0 | 0 | 0 | 0 | 0 | 0 | 0 | 0 | 0 | 0 | 0 | 0 | 0 | 0 | 0 | 0
F1_Commercial_School (ID)_Existing_Space Heating_Natural Gas_Furnace_E6 | F1 | Commercial | School (ID) | Existing | Space Heating | Natural Gas | Furnace | E6 | CCE | 0 | 0 | 0 | 0 | 0 | 0 | 0 | 0 | 0 | 0 | 0 | 0 | 0 | 0 | 0 | 0 | 0 | 0 | 0 | 0 | 0 | 0 | 0 | 0 | 0 | 0 | 0
F1_Commercial_School (ID)_Existing_Space Heating_Natural Gas_Furnace_E7 | F1 | Commercial | School (ID) | Existing | Space Heating | Natural Gas | Furnace | E7 | CCE | 0 | 0 | 0 | 0 | 0 | 0 | 0 | 0 | 0 | 0 | 0 | 0 | 0 | 0 | 0 | 0 | 0 | 0 | 0 | 0 | 0 | 0 | 0 | 0 | 0 | 0 | 0
F1_Commercial_School (ID)_Existing_Space Heating_Natural Gas_Furnace_E8 | F1 | Commercial | School (ID) | Existing | Space Heating | Natural Gas | Furnace | E8 | CCE | 0 | 0 | 0 | 0 | 0 | 0 | 0 | 0 | 0 | 0 | 0 | 0 | 0 | 0 | 0 | 0 | 0 | 0 | 0 | 0 | 0 | 0 | 0 | 0 | 0 | 0 | 0
F1_Commercial_School (ID)_Existing_Space Heating_Natural Gas_Furnace_E9 | F1 | Commercial | School (ID) | Existing | Space Heating | Natural Gas | Furnace | E9 | CCE | 0 | 0 | 0 | 0 | 0 | 0 | 0 | 0 | 0 | 0 | 0 | 0 | 0 | 0 | 0 | 0 | 0 | 0 | 0 | 0 | 0 | 0 | 0 | 0 | 0 | 0 | 0
F1_Commercial_School (ID)_Existing_Space Heating_Natural Gas_Furnace_E10 | F1 | Commercial | School (ID) | Existing | Space Heating | Natural Gas | Furnace | E10 | CCE | 0 | 0 | 0 | 0 | 0 | 0 | 0 | 0 | 0 | 0 | 0 | 0 | 0 | 0 | 0 | 0 | 0 | 0 | 0 | 0 | 0 | 0 | 0 | 0 | 0 | 0 | 0
F2_Commercial_School (ID)_Existing_Space Heating_Natural Gas_Furnace_E1 | F2 | Commercial | School (ID) | Existing | Space Heating | Natural Gas | Furnace | E1 | TRC BC Ratio | [24 empty] | 1 | 1 | 1 | bar: 2019 to 2042
F2_Commercial_School (ID)_Existing_Space Heating_Natural Gas_Furnace_E2 | F2 | Commercial | School (ID) | Existing | Space Heating | Natural Gas | Furnace | E2 | TRC BC Ratio | 0.030624 | 0.031069 | 0.0317 | 0.03242 | 0.033237 | 0.034426 | 0.035639 | 0.036927 | 0.038139 | 0.039368 | 0.040444 | 0.041415 | 0.042495 | 0.043614 | 0.044638 | 0.045641 | 0.046559 | 0.047507 | 0.048499 | 0.049517 | 0.050555 | 0.051657 | 0.052965 | 0.054089 | 0.055237 | 0.056409 | 0.057607
F2_Commercial_School (ID)_Existing_Space Heating_Natural Gas_Furnace_E3 | F2 | Commercial | School (ID) | Existing | Space Heating | Natural Gas | Furnace | E3 | TRC BC Ratio | 0.20515 | 0.20813 | 0.21236 | 0.21718 | 0.22266 | 0.23062 | 0.23875 | 0.24737 | 0.25549 | 0.26373 | 0.27093 | 0.27744 | 0.28467 | 0.29217 | 0.29903 | 0.30575 | 0.3119 | 0.31825 | 0.3249 | 0.33172 | 0.33867 | 0.34605 | 0.35481 | 0.36234 | 0.37003 | 0.37789 | 0.38591
F2_Commercial_School (ID)_Existing_Space Heating_Natural Gas_Furnace_E4 | F2 | Commercial | School (ID) | Existing | Space Heating | Natural Gas | Furnace | E4 | TRC BC Ratio | 0 | 0 | 0 | 0 | 0 | 0 | 0 | 0 | 0 | 0 | 0 | 0 | 0 | 0 | 0 | 0 | 0 | 0 | 0 | 0 | 0 | 0 | 0 | 0 | 0 | 0 | 0
F2_Commercial_School (ID)_Existing_Space Heating_Natural Gas_Furnace_E5 | F2 | Commercial | School (ID) | Existing | Space Heating | Natural Gas | Furnace | E5 | TRC BC Ratio | 0 | 0 | 0 | 0 | 0 | 0 | 0 | 0 | 0 | 0 | 0 | 0 | 0 | 0 | 0 | 0 | 0 | 0 | 0 | 0 | 0 | 0 | 0 | 0 | 0 | 0 | 0
F2_Commercial_School (ID)_Existing_Space Heating_Natural Gas_Furnace_E6 | F2 | Commercial | School (ID) | Existing | Space Heating | Natural Gas | Furnace | E6 | TRC BC Ratio | 0 | 0 | 0 | 0 | 0 | 0 | 0 | 0 | 0 | 0 | 0 | 0 | 0 | 0 | 0 | 0 | 0 | 0 | 0 | 0 | 0 | 0 | 0 | 0 | 0 | 0 | 0
F2_Commercial_School (ID)_Existing_Space Heating_Natural Gas_Furnace_E7 | F2 | Commercial | School (ID) | Existing | Space Heating | Natural Gas | Furnace | E7 | TRC BC Ratio | 0 | 0 | 0 | 0 | 0 | 0 | 0 | 0 | 0 | 0 | 0 | 0 | 0 | 0 | 0 | 0 | 0 | 0 | 0 | 0 | 0 | 0 | 0 | 0 | 0 | 0 | 0
F2_Commercial_School (ID)_Existing_Space Heating_Natural Gas_Furnace_E8 | F2 | Commercial | School (ID) | Existing | Space Heating | Natural Gas | Furnace | E8 | TRC BC Ratio | 0 | 0 | 0 | 0 | 0 | 0 | 0 | 0 | 0 | 0 | 0 | 0 | 0 | 0 | 0 | 0 | 0 | 0 | 0 | 0 | 0 | 0 | 0 | 0 | 0 | 0 | 0
F2_Commercial_School (ID)_Existing_Space Heating_Natural Gas_Furnace_E9 | F2 | Commercial | School (ID) | Existing | Space Heating | Natural Gas | Furnace | E9 | TRC BC Ratio | 0 | 0 | 0 | 0 | 0 | 0 | 0 | 0 | 0 | 0 | 0 | 0 | 0 | 0 | 0 | 0 | 0 | 0 | 0 | 0 | 0 | 0 | 0 | 0 | 0 | 0 | 0
F2_Commercial_School (ID)_Existing_Space Heating_Natural Gas_Furnace_E10 | F2 | Commercial | School (ID) | Existing | Space Heating | Natural Gas | Furnace | E10 | TRC BC Ratio | 0 | 0 | 0 | 0 | 0 | 0 | 0 | 0 | 0 | 0 | 0 | 0 | 0 | 0 | 0 | 0 | 0 | 0 | 0 | 0 | 0 | 0 | 0 | 0 | 0 | 0 | 0
F3_Commercial_School (ID)_Existing_Space Heating_Natural Gas_Furnace_E1 | F3 | Commercial | School (ID) | Existing | Space Heating | Natural Gas | Furnace | E1 | PACT BC Ratio | [24 empty] | 1 | 1 | 1 | bar: 2019 to 2042
F3_Commercial_School (ID)_Existing_Space Heating_Natural Gas_Furnace_E2 | F3 | Commercial | School (ID) | Existing | Space Heating | Natural Gas | Furnace | E2 | PACT BC Ratio | 0.085774 | 0.087021 | 0.088788 | 0.090806 | 0.093094 | 0.096423 | 0.099822 | 0.10343 | 0.10682 | 0.11027 | 0.11328 | 0.116 | 0.11902 | 0.12216 | 0.12503 | 0.12784 | 0.13041 | 0.13306 | 0.13584 | 0.13869 | 0.1416 | 0.14469 | 0.14835 | 0.1515 | 0.15471 | 0.158 | 0.16135
F3_Commercial_School (ID)_Existing_Space Heating_Natural Gas_Furnace_E3 | F3 | Commercial | School (ID) | Existing | Space Heating | Natural Gas | Furnace | E3 | PACT BC Ratio | 0.5746 | 0.58295 | 0.5948 | 0.60831 | 0.62364 | 0.64594 | 0.66871 | 0.69287 | 0.71562 | 0.73867 | 0.75886 | 0.77709 | 0.79734 | 0.81834 | 0.83756 | 0.85637 | 0.8736 | 0.89139 | 0.91 | 0.92911 | 0.94858 | 0.96927 | 0.99379 | 1.0149 | 1.0364 | 1.0584 | 1.0809
F3_Commercial_School (ID)_Existing_Space Heating_Natural Gas_Furnace_E4 | F3 | Commercial | School (ID) | Existing | Space Heating | Natural Gas | Furnace | E4 | PACT BC Ratio | 0 | 0 | 0 | 0 | 0 | 0 | 0 | 0 | 0 | 0 | 0 | 0 | 0 | 0 | 0 | 0 | 0 | 0 | 0 | 0 | 0 | 0 | 0 | 0 | 0 | 0 | 0
F3_Commercial_School (ID)_Existing_Space Heating_Natural Gas_Furnace_E5 | F3 | Commercial | School (ID) | Existing | Space Heating | Natural Gas | Furnace | E5 | PACT BC Ratio | 0 | 0 | 0 | 0 | 0 | 0 | 0 | 0 | 0 | 0 | 0 | 0 | 0 | 0 | 0 | 0 | 0 | 0 | 0 | 0 | 0 | 0 | 0 | 0 | 0 | 0 | 0
F3_Commercial_School (ID)_Existing_Space Heating_Natural Gas_Furnace_E6 | F3 | Commercial | School (ID) | Existing | Space Heating | Natural Gas | Furnace | E6 | PACT BC Ratio | 0 | 0 | 0 | 0 | 0 | 0 | 0 | 0 | 0 | 0 | 0 | 0 | 0 | 0 | 0 | 0 | 0 | 0 | 0 | 0 | 0 | 0 | 0 | 0 | 0 | 0 | 0
F3_Commercial_School (ID)_Existing_Space Heating_Natural Gas_Furnace_E7 | F3 | Commercial | School (ID) | Existing | Space Heating | Natural Gas | Furnace | E7 | PACT BC Ratio | 0 | 0 | 0 | 0 | 0 | 0 | 0 | 0 | 0 | 0 | 0 | 0 | 0 | 0 | 0 | 0 | 0 | 0 | 0 | 0 | 0 | 0 | 0 | 0 | 0 | 0 | 0
F3_Commercial_School (ID)_Existing_Space Heating_Natural Gas_Furnace_E8 | F3 | Commercial | School (ID) | Existing | Space Heating | Natural Gas | Furnace | E8 | PACT BC Ratio | 0 | 0 | 0 | 0 | 0 | 0 | 0 | 0 | 0 | 0 | 0 | 0 | 0 | 0 | 0 | 0 | 0 | 0 | 0 | 0 | 0 | 0 | 0 | 0 | 0 | 0 | 0
F3_Commercial_School (ID)_Existing_Space Heating_Natural Gas_Furnace_E9 | F3 | Commercial | School (ID) | Existing | Space Heating | Natural Gas | Furnace | E9 | PACT BC Ratio | 0 | 0 | 0 | 0 | 0 | 0 | 0 | 0 | 0 | 0 | 0 | 0 | 0 | 0 | 0 | 0 | 0 | 0 | 0 | 0 | 0 | 0 | 0 | 0 | 0 | 0 | 0
F3_Commercial_School (ID)_Existing_Space Heating_Natural Gas_Furnace_E10 | F3 | Commercial | School (ID) | Existing | Space Heating | Natural Gas | Furnace | E10 | PACT BC Ratio | 0 | 0 | 0 | 0 | 0 | 0 | 0 | 0 | 0 | 0 | 0 | 0 | 0 | 0 | 0 | 0 | 0 | 0 | 0 | 0 | 0 | 0 | 0 | 0 | 0 | 0 | 0
F4_Commercial_School (ID)_Existing_Space Heating_Natural Gas_Furnace_E1 | F4 | Commercial | School (ID) | Existing | Space Heating | Natural Gas | Furnace | E1 | RVT BC Ratio | [24 empty] | 1 | 1 | 1 | bar: 2019 to 2042
F4_Commercial_School (ID)_Existing_Space Heating_Natural Gas_Furnace_E2 | F4 | Commercial | School (ID) | Existing | Space Heating | Natural Gas | Furnace | E2 | RVT BC Ratio | 0.27133 | 0.27168 | 0.27228 | 0.27296 | 0.27375 | 0.27503 | 0.2763 | 0.27762 | 0.27879 | 0.27992 | 0.2812 | 0.28232 | 0.28356 | 0.28485 | 0.28599 | 0.28709 | 0.28805 | 0.28904 | 0.29006 | 0.2911 | 0.29213 | 0.29352 | 0.29517 | 0.29658 | 0.29803 | 0.29951 | 0.30102
F4_Commercial_School (ID)_Existing_Space Heating_Natural Gas_Furnace_E3 | F4 | Commercial | School (ID) | Existing | Space Heating | Natural Gas | Furnace | E3 | RVT BC Ratio | 0.51578 | 0.51817 | 0.52214 | 0.52674 | 0.532 | 0.54057 | 0.54907 | 0.55797 | 0.56577 | 0.57334 | 0.58192 | 0.58942 | 0.59777 | 0.60636 | 0.61402 | 0.62136 | 0.62783 | 0.63444 | 0.64129 | 0.64822 | 0.65516 | 0.66446 | 0.67549 | 0.68498 | 0.69467 | 0.70457 | 0.71468
F4_Commercial_School (ID)_Existing_Space Heating_Natural Gas_Furnace_E4 | F4 | Commercial | School (ID) | Existing | Space Heating | Natural Gas | Furnace | E4 | RVT BC Ratio | 0 | 0 | 0 | 0 | 0 | 0 | 0 | 0 | 0 | 0 | 0 | 0 | 0 | 0 | 0 | 0 | 0 | 0 | 0 | 0 | 0 | 0 | 0 | 0 | 0 | 0 | 0
F4_Commercial_School (ID)_Existing_Space Heating_Natural Gas_Furnace_E5 | F4 | Commercial | School (ID) | Existing | Space Heating | Natural Gas | Furnace | E5 | RVT BC Ratio | 0 | 0 | 0 | 0 | 0 | 0 | 0 | 0 | 0 | 0 | 0 | 0 | 0 | 0 | 0 | 0 | 0 | 0 | 0 | 0 | 0 | 0 | 0 | 0 | 0 | 0 | 0
F4_Commercial_School (ID)_Existing_Space Heating_Natural Gas_Furnace_E6 | F4 | Commercial | School (ID) | Existing | Space Heating | Natural Gas | Furnace | E6 | RVT BC Ratio | 0 | 0 | 0 | 0 | 0 | 0 | 0 | 0 | 0 | 0 | 0 | 0 | 0 | 0 | 0 | 0 | 0 | 0 | 0 | 0 | 0 | 0 | 0 | 0 | 0 | 0 | 0
F4_Commercial_School (ID)_Existing_Space Heating_Natural Gas_Furnace_E7 | F4 | Commercial | School (ID) | Existing | Space Heating | Natural Gas | Furnace | E7 | RVT BC Ratio | 0 | 0 | 0 | 0 | 0 | 0 | 0 | 0 | 0 | 0 | 0 | 0 | 0 | 0 | 0 | 0 | 0 | 0 | 0 | 0 | 0 | 0 | 0 | 0 | 0 | 0 | 0
F4_Commercial_School (ID)_Existing_Space Heating_Natural Gas_Furnace_E8 | F4 | Commercial | School (ID) | Existing | Space Heating | Natural Gas | Furnace | E8 | RVT BC Ratio | 0 | 0 | 0 | 0 | 0 | 0 | 0 | 0 | 0 | 0 | 0 | 0 | 0 | 0 | 0 | 0 | 0 | 0 | 0 | 0 | 0 | 0 | 0 | 0 | 0 | 0 | 0
F4_Commercial_School (ID)_Existing_Space Heating_Natural Gas_Furnace_E9 | F4 | Commercial | School (ID) | Existing | Space Heating | Natural Gas | Furnace | E9 | RVT BC Ratio | 0 | 0 | 0 | 0 | 0 | 0 | 0 | 0 | 0 | 0 | 0 | 0 | 0 | 0 | 0 | 0 | 0 | 0 | 0 | 0 | 0 | 0 | 0 | 0 | 0 | 0 | 0
F4_Commercial_School (ID)_Existing_Space Heating_Natural Gas_Furnace_E10 | F4 | Commercial | School (ID) | Existing | Space Heating | Natural Gas | Furnace | E10 | RVT BC Ratio | 0 | 0 | 0 | 0 | 0 | 0 | 0 | 0 | 0 | 0 | 0 | 0 | 0 | 0 | 0 | 0 | 0 | 0 | 0 | 0 | 0 | 0 | 0 | 0 | 0 | 0 | 0
F5_Commercial_School (ID)_Existing_Space Heating_Natural Gas_Furnace_E1 | F5 | Commercial | School (ID) | Existing | Space Heating | Natural Gas | Furnace | E1 | RIM BC Ratio | [24 empty] | 1 | 1 | 1 | bar: 2019 to 2042
F5_Commercial_School (ID)_Existing_Space Heating_Natural Gas_Furnace_E2 | F5 | Commercial | School (ID) | Existing | Space Heating | Natural Gas | Furnace | E2 | RIM BC Ratio | 0.077968 | 0.079041 | 0.080546 | 0.082256 | 0.084189 | 0.086965 | 0.089791 | 0.092777 | 0.095589 | 0.098436 | 0.10086 | 0.10304 | 0.10545 | 0.10794 | 0.11022 | 0.11244 | 0.11448 | 0.11657 | 0.11876 | 0.121 | 0.12327 | 0.12561 | 0.12836 | 0.13071 | 0.13309 | 0.13552 | 0.13798
F5_Commercial_School (ID)_Existing_Space Heating_Natural Gas_Furnace_E3 | F5 | Commercial | School (ID) | Existing | Space Heating | Natural Gas | Furnace | E3 | RIM BC Ratio | 0.34393 | 0.34777 | 0.35288 | 0.35862 | 0.36501 | 0.37369 | 0.38247 | 0.39164 | 0.40037 | 0.40923 | 0.41579 | 0.42174 | 0.4282 | 0.43479 | 0.44082 | 0.4467 | 0.45212 | 0.45767 | 0.46343 | 0.46929 | 0.47524 | 0.48037 | 0.48632 | 0.49132 | 0.49631 | 0.5013 | 0.50629
F5_Commercial_School (ID)_Existing_Space Heating_Natural Gas_Furnace_E4 | F5 | Commercial | School (ID) | Existing | Space Heating | Natural Gas | Furnace | E4 | RIM BC Ratio | 0 | 0 | 0 | 0 | 0 | 0 | 0 | 0 | 0 | 0 | 0 | 0 | 0 | 0 | 0 | 0 | 0 | 0 | 0 | 0 | 0 | 0 | 0 | 0 | 0 | 0 | 0
F5_Commercial_School (ID)_Existing_Space Heating_Natural Gas_Furnace_E5 | F5 | Commercial | School (ID) | Existing | Space Heating | Natural Gas | Furnace | E5 | RIM BC Ratio | 0 | 0 | 0 | 0 | 0 | 0 | 0 | 0 | 0 | 0 | 0 | 0 | 0 | 0 | 0 | 0 | 0 | 0 | 0 | 0 | 0 | 0 | 0 | 0 | 0 | 0 | 0
F5_Commercial_School (ID)_Existing_Space Heating_Natural Gas_Furnace_E6 | F5 | Commercial | School (ID) | Existing | Space Heating | Natural Gas | Furnace | E6 | RIM BC Ratio | 0 | 0 | 0 | 0 | 0 | 0 | 0 | 0 | 0 | 0 | 0 | 0 | 0 | 0 | 0 | 0 | 0 | 0 | 0 | 0 | 0 | 0 | 0 | 0 | 0 | 0 | 0
F5_Commercial_School (ID)_Existing_Space Heating_Natural Gas_Furnace_E7 | F5 | Commercial | School (ID) | Existing | Space Heating | Natural Gas | Furnace | E7 | RIM BC Ratio | 0 | 0 | 0 | 0 | 0 | 0 | 0 | 0 | 0 | 0 | 0 | 0 | 0 | 0 | 0 | 0 | 0 | 0 | 0 | 0 | 0 | 0 | 0 | 0 | 0 | 0 | 0
F5_Commercial_School (ID)_Existing_Space Heating_Natural Gas_Furnace_E8 | F5 | Commercial | School (ID) | Existing | Space Heating | Natural Gas | Furnace | E8 | RIM BC Ratio | 0 | 0 | 0 | 0 | 0 | 0 | 0 | 0 | 0 | 0 | 0 | 0 | 0 | 0 | 0 | 0 | 0 | 0 | 0 | 0 | 0 | 0 | 0 | 0 | 0 | 0 | 0
F5_Commercial_School (ID)_Existing_Space Heating_Natural Gas_Furnace_E9 | F5 | Commercial | School (ID) | Existing | Space Heating | Natural Gas | Furnace | E9 | RIM BC Ratio | 0 | 0 | 0 | 0 | 0 | 0 | 0 | 0 | 0 | 0 | 0 | 0 | 0 | 0 | 0 | 0 | 0 | 0 | 0 | 0 | 0 | 0 | 0 | 0 | 0 | 0 | 0
F5_Commercial_School (ID)_Existing_Space Heating_Natural Gas_Furnace_E10 | F5 | Commercial | School (ID) | Existing | Space Heating | Natural Gas | Furnace | E10 | RIM BC Ratio | 0 | 0 | 0 | 0 | 0 | 0 | 0 | 0 | 0 | 0 | 0 | 0 | 0 | 0 | 0 | 0 | 0 | 0 | 0 | 0 | 0 | 0 | 0 | 0 | 0 | 0 | 0
F0_Commercial_School (ID)_Existing_Space Heating_Natural Gas_Boiler_E0 | F0 | Commercial | School (ID) | Existing | Space Heating | Natural Gas | Boiler | E0 | Economic Unit | AFUE 97% | AFUE 97% | AFUE 97% | AFUE 97% | AFUE 97% | AFUE 97% | AFUE 97% | AFUE 97% | AFUE 97% | AFUE 97% | AFUE 97% | AFUE 97% | AFUE 97% | AFUE 97% | AFUE 97% | AFUE 97% | AFUE 97% | AFUE 97% | AFUE 97% | AFUE 97% | AFUE 97% | AFUE 97% | AFUE 97% | AFUE 97% | AFUE 97% | AFUE 97% | AFUE 97%
F1_Commercial_School (ID)_Existing_Space Heating_Natural Gas_Boiler_E1 | F1 | Commercial | School (ID) | Existing | Space Heating | Natural Gas | Boiler | E1 | CCE | 0 | 0 | 0 | 0 | 0 | 0 | 0 | 0 | 0 | 0 | 0 | 0 | 0 | 0 | 0 | 0 | 0 | 0 | 0 | 0 | 0 | 0 | 0 | 0 | 0 | 0 | 0
F1_Commercial_School (ID)_Existing_Space Heating_Natural Gas_Boiler_E2 | F1 | Commercial | School (ID) | Existing | Space Heating | Natural Gas | Boiler | E2 | CCE | 0.0078081 | 0.0081029 | 0.0081029 | 0.0081029 | 0.0081029 | 0.0081029 | 0.0081029 | 0.0081029 | 0.0081029 | 0.0081029 | 0.0081029 | 0.0081029 | 0.0081029 | 0.0081029 | 0.0081029 | 0.0081029 | 0.0081029 | 0.0081029 | 0.0081029 | 0.0081029 | 0.0081029 | 0.0081029 | 0.0081029 | 0.0081029 | 0.0081029 | 0.0081029 | 0.0081029
F1_Commercial_School (ID)_Existing_Space Heating_Natural Gas_Boiler_E3 | F1 | Commercial | School (ID) | Existing | Space Heating | Natural Gas | Boiler | E3 | CCE | -0.0017068 | -0.0017713 | -0.0017713 | -0.0017713 | -0.0017713 | -0.0017713 | -0.0017713 | -0.0017713 | -0.0017713 | -0.0017713 | -0.0017713 | -0.0017713 | -0.0017713 | -0.0017713 | -0.0017713 | -0.0017713 | -0.0017713 | -0.0017713 | -0.0017713 | -0.0017713 | -0.0017713 | -0.0017713 | -0.0017713 | -0.0017713 | -0.0017713 | -0.0017713 | -0.0017713
F1_Commercial_School (ID)_Existing_Space Heating_Natural Gas_Boiler_E4 | F1 | Commercial | School (ID) | Existing | Space Heating | Natural Gas | Boiler | E4 | CCE | 0.17953 | 0.18631 | 0.18631 | 0.18631 | 0.18631 | 0.18631 | 0.18631 | 0.18631 | 0.18631 | 0.18631 | 0.18631 | 0.18631 | 0.18631 | 0.18631 | 0.18631 | 0.18631 | 0.18631 | 0.18631 | 0.18631 | 0.18631 | 0.18631 | 0.18631 | 0.18631 | 0.18631 | 0.18631 | 0.18631 | 0.18631
F1_Commercial_School (ID)_Existing_Space Heating_Natural Gas_Boiler_E5 | F1 | Commercial | School (ID) | Existing | Space Heating | Natural Gas | Boiler | E5 | CCE | 0 | 0 | 0 | 0 | 0 | 0 | 0 | 0 | 0 | 0 | 0 | 0 | 0 | 0 | 0 | 0 | 0 | 0 | 0 | 0 | 0 | 0 | 0 | 0 | 0 | 0 | 0
F1_Commercial_School (ID)_Existing_Space Heating_Natural Gas_Boiler_E6 | F1 | Commercial | School (ID) | Existing | Space Heating | Natural Gas | Boiler | E6 | CCE | 0 | 0 | 0 | 0 | 0 | 0 | 0 | 0 | 0 | 0 | 0 | 0 | 0 | 0 | 0 | 0 | 0 | 0 | 0 | 0 | 0 | 0 | 0 | 0 | 0 | 0 | 0
F1_Commercial_School (ID)_Existing_Space Heating_Natural Gas_Boiler_E7 | F1 | Commercial | School (ID) | Existing | Space Heating | Natural Gas | Boiler | E7 | CCE | 0 | 0 | 0 | 0 | 0 | 0 | 0 | 0 | 0 | 0 | 0 | 0 | 0 | 0 | 0 | 0 | 0 | 0 | 0 | 0 | 0 | 0 | 0 | 0 | 0 | 0 | 0
F1_Commercial_School (ID)_Existing_Space Heating_Natural Gas_Boiler_E8 | F1 | Commercial | School (ID) | Existing | Space Heating | Natural Gas | Boiler | E8 | CCE | 0 | 0 | 0 | 0 | 0 | 0 | 0 | 0 | 0 | 0 | 0 | 0 | 0 | 0 | 0 | 0 | 0 | 0 | 0 | 0 | 0 | 0 | 0 | 0 | 0 | 0 | 0
F1_Commercial_School (ID)_Existing_Space Heating_Natural Gas_Boiler_E9 | F1 | Commercial | School (ID) | Existing | Space Heating | Natural Gas | Boiler | E9 | CCE | 0 | 0 | 0 | 0 | 0 | 0 | 0 | 0 | 0 | 0 | 0 | 0 | 0 | 0 | 0 | 0 | 0 | 0 | 0 | 0 | 0 | 0 | 0 | 0 | 0 | 0 | 0
F1_Commercial_School (ID)_Existing_Space Heating_Natural Gas_Boiler_E10 | F1 | Commercial | School (ID) | Existing | Space Heating | Natural Gas | Boiler | E10 | CCE | 0 | 0 | 0 | 0 | 0 | 0 | 0 | 0 | 0 | 0 | 0 | 0 | 0 | 0 | 0 | 0 | 0 | 0 | 0 | 0 | 0 | 0 | 0 | 0 | 0 | 0 | 0
F2_Commercial_School (ID)_Existing_Space Heating_Natural Gas_Boiler_E1 | F2 | Commercial | School (ID) | Existing | Space Heating | Natural Gas | Boiler | E1 | TRC BC Ratio | [24 empty] | 1 | 1 | 1 | bar: 2019 to 2042
F2_Commercial_School (ID)_Existing_Space Heating_Natural Gas_Boiler_E2 | F2 | Commercial | School (ID) | Existing | Space Heating | Natural Gas | Boiler | E2 | TRC BC Ratio | 0.54388 | 0.55337 | 0.5651 | 0.57785 | 0.59169 | 0.60986 | 0.62838 | 0.64788 | 0.66664 | 0.68571 | 0.70313 | 0.71948 | 0.73717 | 0.75531 | 0.77248 | 0.78951 | 0.80569 | 0.82233 | 0.83959 | 0.85729 | 0.87533 | 0.89415 | 0.91532 | 0.93434 | 0.95356 | 0.96825 | 0.98147
F2_Commercial_School (ID)_Existing_Space Heating_Natural Gas_Boiler_E3 | F2 | Commercial | School (ID) | Existing | Space Heating | Natural Gas | Boiler | E3 | TRC BC Ratio | [24 empty] | 1 | 1 | 1 | bar: 2019 to 2042
F2_Commercial_School (ID)_Existing_Space Heating_Natural Gas_Boiler_E4 | F2 | Commercial | School (ID) | Existing | Space Heating | Natural Gas | Boiler | E4 | TRC BC Ratio | 0.027263 | 0.02782 | 0.028435 | 0.029071 | 0.029732 | 0.030491 | 0.031264 | 0.032068 | 0.032867 | 0.033681 | 0.034468 | 0.035241 | 0.036051 | 0.036872 | 0.03768 | 0.038494 | 0.039298 | 0.040122 | 0.040969 | 0.041836 | 0.04272 | 0.043625 | 0.044581 | 0.045486 | 0.046389 | 0.046811 | 0.04706
F2_Commercial_School (ID)_Existing_Space Heating_Natural Gas_Boiler_E5 | F2 | Commercial | School (ID) | Existing | Space Heating | Natural Gas | Boiler | E5 | TRC BC Ratio | 0 | 0 | 0 | 0 | 0 | 0 | 0 | 0 | 0 | 0 | 0 | 0 | 0 | 0 | 0 | 0 | 0 | 0 | 0 | 0 | 0 | 0 | 0 | 0 | 0 | 0 | 0
F2_Commercial_School (ID)_Existing_Space Heating_Natural Gas_Boiler_E6 | F2 | Commercial | School (ID) | Existing | Space Heating | Natural Gas | Boiler | E6 | TRC BC Ratio | 0 | 0 | 0 | 0 | 0 | 0 | 0 | 0 | 0 | 0 | 0 | 0 | 0 | 0 | 0 | 0 | 0 | 0 | 0 | 0 | 0 | 0 | 0 | 0 | 0 | 0 | 0
F2_Commercial_School (ID)_Existing_Space Heating_Natural Gas_Boiler_E7 | F2 | Commercial | School (ID) | Existing | Space Heating | Natural Gas | Boiler | E7 | TRC BC Ratio | 0 | 0 | 0 | 0 | 0 | 0 | 0 | 0 | 0 | 0 | 0 | 0 | 0 | 0 | 0 | 0 | 0 | 0 | 0 | 0 | 0 | 0 | 0 | 0 | 0 | 0 | 0
F2_Commercial_School (ID)_Existing_Space Heating_Natural Gas_Boiler_E8 | F2 | Commercial | School (ID) | Existing | Space Heating | Natural Gas | Boiler | E8 | TRC BC Ratio | 0 | 0 | 0 | 0 | 0 | 0 | 0 | 0 | 0 | 0 | 0 | 0 | 0 | 0 | 0 | 0 | 0 | 0 | 0 | 0 | 0 | 0 | 0 | 0 | 0 | 0 | 0
F2_Commercial_School (ID)_Existing_Space Heating_Natural Gas_Boiler_E9 | F2 | Commercial | School (ID) | Existing | Space Heating | Natural Gas | Boiler | E9 | TRC BC Ratio | 0 | 0 | 0 | 0 | 0 | 0 | 0 | 0 | 0 | 0 | 0 | 0 | 0 | 0 | 0 | 0 | 0 | 0 | 0 | 0 | 0 | 0 | 0 | 0 | 0 | 0 | 0
F2_Commercial_School (ID)_Existing_Space Heating_Natural Gas_Boiler_E10 | F2 | Commercial | School (ID) | Existing | Space Heating | Natural Gas | Boiler | E10 | TRC BC Ratio | 0 | 0 | 0 | 0 | 0 | 0 | 0 | 0 | 0 | 0 | 0 | 0 | 0 | 0 | 0 | 0 | 0 | 0 | 0 | 0 | 0 | 0 | 0 | 0 | 0 | 0 | 0
F3_Commercial_School (ID)_Existing_Space Heating_Natural Gas_Boiler_E1 | F3 | Commercial | School (ID) | Existing | Space Heating | Natural Gas | Boiler | E1 | PACT BC Ratio | [24 empty] | 1 | 1 | 1 | bar: 2019 to 2042
F3_Commercial_School (ID)_Existing_Space Heating_Natural Gas_Boiler_E2 | F3 | Commercial | School (ID) | Existing | Space Heating | Natural Gas | Boiler | E2 | PACT BC Ratio | 1.5234 | 1.5499 | 1.5828 | 1.6185 | 1.6573 | 1.7082 | 1.76 | 1.8147 | 1.8672 | 1.9206 | 1.9694 | 2.0152 | 2.0647 | 2.1156 | 2.1636 | 2.2114 | 2.2567 | 2.3033 | 2.3516 | 2.4012 | 2.4517 | 2.5044 | 2.5637 | 2.617 | 2.6708 | 2.712 | 2.749
F3_Commercial_School (ID)_Existing_Space Heating_Natural Gas_Boiler_E3 | F3 | Commercial | School (ID) | Existing | Space Heating | Natural Gas | Boiler | E3 | PACT BC Ratio | [24 empty] | 1 | 1 | 1 | bar: 2019 to 2042
F3_Commercial_School (ID)_Existing_Space Heating_Natural Gas_Boiler_E4 | F3 | Commercial | School (ID) | Existing | Space Heating | Natural Gas | Boiler | E4 | PACT BC Ratio | 0.076362 | 0.077921 | 0.079643 | 0.081427 | 0.083275 | 0.085403 | 0.087567 | 0.089821 | 0.092056 | 0.094337 | 0.096541 | 0.098706 | 0.10098 | 0.10328 | 0.10554 | 0.10782 | 0.11007 | 0.11238 | 0.11475 | 0.11718 | 0.11966 | 0.12219 | 0.12487 | 0.1274 | 0.12993 | 0.13111 | 0.13181
F3_Commercial_School (ID)_Existing_Space Heating_Natural Gas_Boiler_E5 | F3 | Commercial | School (ID) | Existing | Space Heating | Natural Gas | Boiler | E5 | PACT BC Ratio | 0 | 0 | 0 | 0 | 0 | 0 | 0 | 0 | 0 | 0 | 0 | 0 | 0 | 0 | 0 | 0 | 0 | 0 | 0 | 0 | 0 | 0 | 0 | 0 | 0 | 0 | 0
F3_Commercial_School (ID)_Existing_Space Heating_Natural Gas_Boiler_E6 | F3 | Commercial | School (ID) | Existing | Space Heating | Natural Gas | Boiler | E6 | PACT BC Ratio | 0 | 0 | 0 | 0 | 0 | 0 | 0 | 0 | 0 | 0 | 0 | 0 | 0 | 0 | 0 | 0 | 0 | 0 | 0 | 0 | 0 | 0 | 0 | 0 | 0 | 0 | 0
F3_Commercial_School (ID)_Existing_Space Heating_Natural Gas_Boiler_E7 | F3 | Commercial | School (ID) | Existing | Space Heating | Natural Gas | Boiler | E7 | PACT BC Ratio | 0 | 0 | 0 | 0 | 0 | 0 | 0 | 0 | 0 | 0 | 0 | 0 | 0 | 0 | 0 | 0 | 0 | 0 | 0 | 0 | 0 | 0 | 0 | 0 | 0 | 0 | 0
F3_Commercial_School (ID)_Existing_Space Heating_Natural Gas_Boiler_E8 | F3 | Commercial | School (ID) | Existing | Space Heating | Natural Gas | Boiler | E8 | PACT BC Ratio | 0 | 0 | 0 | 0 | 0 | 0 | 0 | 0 | 0 | 0 | 0 | 0 | 0 | 0 | 0 | 0 | 0 | 0 | 0 | 0 | 0 | 0 | 0 | 0 | 0 | 0 | 0
F3_Commercial_School (ID)_Existing_Space Heating_Natural Gas_Boiler_E9 | F3 | Commercial | School (ID) | Existing | Space Heating | Natural Gas | Boiler | E9 | PACT BC Ratio | 0 | 0 | 0 | 0 | 0 | 0 | 0 | 0 | 0 | 0 | 0 | 0 | 0 | 0 | 0 | 0 | 0 | 0 | 0 | 0 | 0 | 0 | 0 | 0 | 0 | 0 | 0
F3_Commercial_School (ID)_Existing_Space Heating_Natural Gas_Boiler_E10 | F3 | Commercial | School (ID) | Existing | Space Heating | Natural Gas | Boiler | E10 | PACT BC Ratio | 0 | 0 | 0 | 0 | 0 | 0 | 0 | 0 | 0 | 0 | 0 | 0 | 0 | 0 | 0 | 0 | 0 | 0 | 0 | 0 | 0 | 0 | 0 | 0 | 0 | 0 | 0
F4_Commercial_School (ID)_Existing_Space Heating_Natural Gas_Boiler_E1 | F4 | Commercial | School (ID) | Existing | Space Heating | Natural Gas | Boiler | E1 | RVT BC Ratio | [24 empty] | 1 | 1 | 1 | bar: 2019 to 2042
F4_Commercial_School (ID)_Existing_Space Heating_Natural Gas_Boiler_E2 | F4 | Commercial | School (ID) | Existing | Space Heating | Natural Gas | Boiler | E2 | RVT BC Ratio | 0.96832 | 0.97724 | 0.98901 | 1.0019 | 1.0159 | 1.0357 | 1.0555 | 1.0762 | 1.0953 | 1.1142 | 1.1352 | 1.1546 | 1.1755 | 1.197 | 1.2169 | 1.2364 | 1.2546 | 1.2732 | 1.2923 | 1.3117 | 1.3313 | 1.3551 | 1.3817 | 1.4057 | 1.4299 | 1.4484 | 1.4651
F4_Commercial_School (ID)_Existing_Space Heating_Natural Gas_Boiler_E3 | F4 | Commercial | School (ID) | Existing | Space Heating | Natural Gas | Boiler | E3 | RVT BC Ratio | [24 empty] | 1 | 1 | 1 | bar: 2019 to 2042
F4_Commercial_School (ID)_Existing_Space Heating_Natural Gas_Boiler_E4 | F4 | Commercial | School (ID) | Existing | Space Heating | Natural Gas | Boiler | E4 | RVT BC Ratio | 0.2644 | 0.26497 | 0.26563 | 0.26631 | 0.26701 | 0.26785 | 0.26871 | 0.2696 | 0.27047 | 0.27137 | 0.27232 | 0.27327 | 0.27426 | 0.27526 | 0.27624 | 0.27723 | 0.27819 | 0.27918 | 0.28019 | 0.28121 | 0.28226 | 0.2834 | 0.2846 | 0.28575 | 0.28688 | 0.28741 | 0.28773
F4_Commercial_School (ID)_Existing_Space Heating_Natural Gas_Boiler_E5 | F4 | Commercial | School (ID) | Existing | Space Heating | Natural Gas | Boiler | E5 | RVT BC Ratio | 0 | 0 | 0 | 0 | 0 | 0 | 0 | 0 | 0 | 0 | 0 | 0 | 0 | 0 | 0 | 0 | 0 | 0 | 0 | 0 | 0 | 0 | 0 | 0 | 0 | 0 | 0
F4_Commercial_School (ID)_Existing_Space Heating_Natural Gas_Boiler_E6 | F4 | Commercial | School (ID) | Existing | Space Heating | Natural Gas | Boiler | E6 | RVT BC Ratio | 0 | 0 | 0 | 0 | 0 | 0 | 0 | 0 | 0 | 0 | 0 | 0 | 0 | 0 | 0 | 0 | 0 | 0 | 0 | 0 | 0 | 0 | 0 | 0 | 0 | 0 | 0
F4_Commercial_School (ID)_Existing_Space Heating_Natural Gas_Boiler_E7 | F4 | Commercial | School (ID) | Existing | Space Heating | Natural Gas | Boiler | E7 | RVT BC Ratio | 0 | 0 | 0 | 0 | 0 | 0 | 0 | 0 | 0 | 0 | 0 | 0 | 0 | 0 | 0 | 0 | 0 | 0 | 0 | 0 | 0 | 0 | 0 | 0 | 0 | 0 | 0
F4_Commercial_School (ID)_Existing_Space Heating_Natural Gas_Boiler_E8 | F4 | Commercial | School (ID) | Existing | Space Heating | Natural Gas | Boiler | E8 | RVT BC Ratio | 0 | 0 | 0 | 0 | 0 | 0 | 0 | 0 | 0 | 0 | 0 | 0 | 0 | 0 | 0 | 0 | 0 | 0 | 0 | 0 | 0 | 0 | 0 | 0 | 0 | 0 | 0
F4_Commercial_School (ID)_Existing_Space Heating_Natural Gas_Boiler_E9 | F4 | Commercial | School (ID) | Existing | Space Heating | Natural Gas | Boiler | E9 | RVT BC Ratio | 0 | 0 | 0 | 0 | 0 | 0 | 0 | 0 | 0 | 0 | 0 | 0 | 0 | 0 | 0 | 0 | 0 | 0 | 0 | 0 | 0 | 0 | 0 | 0 | 0 | 0 | 0
F4_Commercial_School (ID)_Existing_Space Heating_Natural Gas_Boiler_E10 | F4 | Commercial | School (ID) | Existing | Space Heating | Natural Gas | Boiler | E10 | RVT BC Ratio | 0 | 0 | 0 | 0 | 0 | 0 | 0 | 0 | 0 | 0 | 0 | 0 | 0 | 0 | 0 | 0 | 0 | 0 | 0 | 0 | 0 | 0 | 0 | 0 | 0 | 0 | 0
F5_Commercial_School (ID)_Existing_Space Heating_Natural Gas_Boiler_E1 | F5 | Commercial | School (ID) | Existing | Space Heating | Natural Gas | Boiler | E1 | RIM BC Ratio | [24 empty] | 1 | 1 | 1 | bar: 2019 to 2042
F5_Commercial_School (ID)_Existing_Space Heating_Natural Gas_Boiler_E2 | F5 | Commercial | School (ID) | Existing | Space Heating | Natural Gas | Boiler | E2 | RIM BC Ratio | 0.55863 | 0.56407 | 0.57032 | 0.57695 | 0.58396 | 0.59226 | 0.60061 | 0.6092 | 0.6176 | 0.62611 | 0.63194 | 0.63738 | 0.64309 | 0.64882 | 0.65424 | 0.65957 | 0.66467 | 0.66984 | 0.67514 | 0.6805 | 0.68593 | 0.68999 | 0.69442 | 0.69827 | 0.70204 | 0.70485 | 0.70733
F5_Commercial_School (ID)_Existing_Space Heating_Natural Gas_Boiler_E3 | F5 | Commercial | School (ID) | Existing | Space Heating | Natural Gas | Boiler | E3 | RIM BC Ratio | [24 empty] | 1 | 1 | 1 | bar: 2019 to 2042
F5_Commercial_School (ID)_Existing_Space Heating_Natural Gas_Boiler_E4 | F5 | Commercial | School (ID) | Existing | Space Heating | Natural Gas | Boiler | E4 | RIM BC Ratio | 0.070448 | 0.071797 | 0.07328 | 0.074813 | 0.076396 | 0.078207 | 0.080043 | 0.081947 | 0.08383 | 0.085744 | 0.08757 | 0.089355 | 0.091219 | 0.093098 | 0.094942 | 0.096793 | 0.098616 | 0.10048 | 0.10238 | 0.10433 | 0.1063 | 0.10829 | 0.11039 | 0.11237 | 0.11433 | 0.11525 | 0.11579
F5_Commercial_School (ID)_Existing_Space Heating_Natural Gas_Boiler_E5 | F5 | Commercial | School (ID) | Existing | Space Heating | Natural Gas | Boiler | E5 | RIM BC Ratio | 0 | 0 | 0 | 0 | 0 | 0 | 0 | 0 | 0 | 0 | 0 | 0 | 0 | 0 | 0 | 0 | 0 | 0 | 0 | 0 | 0 | 0 | 0 | 0 | 0 | 0 | 0
F5_Commercial_School (ID)_Existing_Space Heating_Natural Gas_Boiler_E6 | F5 | Commercial | School (ID) | Existing | Space Heating | Natural Gas | Boiler | E6 | RIM BC Ratio | 0 | 0 | 0 | 0 | 0 | 0 | 0 | 0 | 0 | 0 | 0 | 0 | 0 | 0 | 0 | 0 | 0 | 0 | 0 | 0 | 0 | 0 | 0 | 0 | 0 | 0 | 0
F5_Commercial_School (ID)_Existing_Space Heating_Natural Gas_Boiler_E7 | F5 | Commercial | School (ID) | Existing | Space Heating | Natural Gas | Boiler | E7 | RIM BC Ratio | 0 | 0 | 0 | 0 | 0 | 0 | 0 | 0 | 0 | 0 | 0 | 0 | 0 | 0 | 0 | 0 | 0 | 0 | 0 | 0 | 0 | 0 | 0 | 0 | 0 | 0 | 0
F5_Commercial_School (ID)_Existing_Space Heating_Natural Gas_Boiler_E8 | F5 | Commercial | School (ID) | Existing | Space Heating | Natural Gas | Boiler | E8 | RIM BC Ratio | 0 | 0 | 0 | 0 | 0 | 0 | 0 | 0 | 0 | 0 | 0 | 0 | 0 | 0 | 0 | 0 | 0 | 0 | 0 | 0 | 0 | 0 | 0 | 0 | 0 | 0 | 0
F5_Commercial_School (ID)_Existing_Space Heating_Natural Gas_Boiler_E9 | F5 | Commercial | School (ID) | Existing | Space Heating | Natural Gas | Boiler | E9 | RIM BC Ratio | 0 | 0 | 0 | 0 | 0 | 0 | 0 | 0 | 0 | 0 | 0 | 0 | 0 | 0 | 0 | 0 | 0 | 0 | 0 | 0 | 0 | 0 | 0 | 0 | 0 | 0 | 0
F5_Commercial_School (ID)_Existing_Space Heating_Natural Gas_Boiler_E10 | F5 | Commercial | School (ID) | Existing | Space Heating | Natural Gas | Boiler | E10 | RIM BC Ratio | 0 | 0 | 0 | 0 | 0 | 0 | 0 | 0 | 0 | 0 | 0 | 0 | 0 | 0 | 0 | 0 | 0 | 0 | 0 | 0 | 0 | 0 | 0 | 0 | 0 | 0 | 0
F0_Commercial_School (ID)_Existing_Space Heating_Natural Gas_Unit Heater_E0 | F0 | Commercial | School (ID) | Existing | Space Heating | Natural Gas | Unit Heater | E0 | Economic Unit | Infrared Radiant | Infrared Radiant | Infrared Radiant | Infrared Radiant | Infrared Radiant | Infrared Radiant | Infrared Radiant | Infrared Radiant | Infrared Radiant | Infrared Radiant | Infrared Radiant | Infrared Radiant | Infrared Radiant | Infrared Radiant | Infrared Radiant | Infrared Radiant | Infrared Radiant | Infrared Radiant | Infrared Radiant | Infrared Radiant | Infrared Radiant | Infrared Radiant | Infrared Radiant | Infrared Radiant | Infrared Radiant | Infrared Radiant | Infrared Radiant
F1_Commercial_School (ID)_Existing_Space Heating_Natural Gas_Unit Heater_E1 | F1 | Commercial | School (ID) | Existing | Space Heating | Natural Gas | Unit Heater | E1 | CCE | 0 | 0 | 0 | 0 | 0 | 0 | 0 | 0 | 0 | 0 | 0 | 0 | 0 | 0 | 0 | 0 | 0 | 0 | 0 | 0 | 0 | 0 | 0 | 0 | 0 | 0 | 0
F1_Commercial_School (ID)_Existing_Space Heating_Natural Gas_Unit Heater_E2 | F1 | Commercial | School (ID) | Existing | Space Heating | Natural Gas | Unit Heater | E2 | CCE | 0.00026624 | 0.00027629 | 0.00027629 | 0.00027629 | 0.00027629 | 0.00027629 | 0.00027629 | 0.00027629 | 0.00027629 | 0.00027629 | 0.00027629 | 0.00027629 | 0.00027629 | 0.00027629 | 0.00027629 | 0.00027629 | 0.00027629 | 0.00027629 | 0.00027629 | 0.00027629 | 0.00027629 | 0.00027629 | 0.00027629 | 0.00027629 | 0.00027629 | 0.00027629 | 0.00027629
F1_Commercial_School (ID)_Existing_Space Heating_Natural Gas_Unit Heater_E3 | F1 | Commercial | School (ID) | Existing | Space Heating | Natural Gas | Unit Heater | E3 | CCE | 8.3563e-05 | 8.6718e-05 | 8.6718e-05 | 8.6718e-05 | 8.6718e-05 | 8.6718e-05 | 8.6718e-05 | 8.6718e-05 | 8.6718e-05 | 8.6718e-05 | 8.6718e-05 | 8.6718e-05 | 8.6718e-05 | 8.6718e-05 | 8.6718e-05 | 8.6718e-05 | 8.6718e-05 | 8.6718e-05 | 8.6718e-05 | 8.6718e-05 | 8.6718e-05 | 8.6718e-05 | 8.6718e-05 | 8.6718e-05 | 8.6718e-05 | 8.6718e-05 | 8.6718e-05
F1_Commercial_School (ID)_Existing_Space Heating_Natural Gas_Unit Heater_E4 | F1 | Commercial | School (ID) | Existing | Space Heating | Natural Gas | Unit Heater | E4 | CCE | 0 | 0 | 0 | 0 | 0 | 0 | 0 | 0 | 0 | 0 | 0 | 0 | 0 | 0 | 0 | 0 | 0 | 0 | 0 | 0 | 0 | 0 | 0 | 0 | 0 | 0 | 0
F1_Commercial_School (ID)_Existing_Space Heating_Natural Gas_Unit Heater_E5 | F1 | Commercial | School (ID) | Existing | Space Heating | Natural Gas | Unit Heater | E5 | CCE | 0 | 0 | 0 | 0 | 0 | 0 | 0 | 0 | 0 | 0 | 0 | 0 | 0 | 0 | 0 | 0 | 0 | 0 | 0 | 0 | 0 | 0 | 0 | 0 | 0 | 0 | 0
F1_Commercial_School (ID)_Existing_Space Heating_Natural Gas_Unit Heater_E6 | F1 | Commercial | School (ID) | Existing | Space Heating | Natural Gas | Unit Heater | E6 | CCE | 0 | 0 | 0 | 0 | 0 | 0 | 0 | 0 | 0 | 0 | 0 | 0 | 0 | 0 | 0 | 0 | 0 | 0 | 0 | 0 | 0 | 0 | 0 | 0 | 0 | 0 | 0
F1_Commercial_School (ID)_Existing_Space Heating_Natural Gas_Unit Heater_E7 | F1 | Commercial | School (ID) | Existing | Space Heating | Natural Gas | Unit Heater | E7 | CCE | 0 | 0 | 0 | 0 | 0 | 0 | 0 | 0 | 0 | 0 | 0 | 0 | 0 | 0 | 0 | 0 | 0 | 0 | 0 | 0 | 0 | 0 | 0 | 0 | 0 | 0 | 0
F1_Commercial_School (ID)_Existing_Space Heating_Natural Gas_Unit Heater_E8 | F1 | Commercial | School (ID) | Existing | Space Heating | Natural Gas | Unit Heater | E8 | CCE | 0 | 0 | 0 | 0 | 0 | 0 | 0 | 0 | 0 | 0 | 0 | 0 | 0 | 0 | 0 | 0 | 0 | 0 | 0 | 0 | 0 | 0 | 0 | 0 | 0 | 0 | 0
F1_Commercial_School (ID)_Existing_Space Heating_Natural Gas_Unit Heater_E9 | F1 | Commercial | School (ID) | Existing | Space Heating | Natural Gas | Unit Heater | E9 | CCE | 0 | 0 | 0 | 0 | 0 | 0 | 0 | 0 | 0 | 0 | 0 | 0 | 0 | 0 | 0 | 0 | 0 | 0 | 0 | 0 | 0 | 0 | 0 | 0 | 0 | 0 | 0
F1_Commercial_School (ID)_Existing_Space Heating_Natural Gas_Unit Heater_E10 | F1 | Commercial | School (ID) | Existing | Space Heating | Natural Gas | Unit Heater | E10 | CCE | 0 | 0 | 0 | 0 | 0 | 0 | 0 | 0 | 0 | 0 | 0 | 0 | 0 | 0 | 0 | 0 | 0 | 0 | 0 | 0 | 0 | 0 | 0 | 0 | 0 | 0 | 0
F2_Commercial_School (ID)_Existing_Space Heating_Natural Gas_Unit Heater_E1 | F2 | Commercial | School (ID) | Existing | Space Heating | Natural Gas | Unit Heater | E1 | TRC BC Ratio | [24 empty] | 1 | 1 | 1 | bar: 2019 to 2042
F2_Commercial_School (ID)_Existing_Space Heating_Natural Gas_Unit Heater_E2 | F2 | Commercial | School (ID) | Existing | Space Heating | Natural Gas | Unit Heater | E2 | TRC BC Ratio | 14.8893 | 15.134 | 15.4534 | 15.8054 | 16.1931 | 16.7272 | 17.2711 | 17.8472 | 18.3983 | 18.9581 | 19.4593 | 19.9215 | 20.4274 | 20.9469 | 21.4307 | 21.9074 | 22.3523 | 22.8109 | 23.2886 | 23.7785 | 24.2779 | 24.8048 | 25.4148 | 25.9543 | 26.5052 | 27.0677 | 27.6423
F2_Commercial_School (ID)_Existing_Space Heating_Natural Gas_Unit Heater_E3 | F2 | Commercial | School (ID) | Existing | Space Heating | Natural Gas | Unit Heater | E3 | TRC BC Ratio | 66.0948 | 67.8368 | 69.5438 | 71.1498 | 72.6482 | 74.0051 | 75.3539 | 76.7498 | 78.3118 | 79.924 | 81.642 | 83.4527 | 85.2652 | 87.003 | 88.8169 | 90.6838 | 92.6254 | 94.6046 | 96.6181 | 98.6724 | 100.7713 | 102.9004 | 105.0146 | 107.2436 | 109.5199 | 111.8444 | 114.2184
F2_Commercial_School (ID)_Existing_Space Heating_Natural Gas_Unit Heater_E4 | F2 | Commercial | School (ID) | Existing | Space Heating | Natural Gas | Unit Heater | E4 | TRC BC Ratio | 0 | 0 | 0 | 0 | 0 | 0 | 0 | 0 | 0 | 0 | 0 | 0 | 0 | 0 | 0 | 0 | 0 | 0 | 0 | 0 | 0 | 0 | 0 | 0 | 0 | 0 | 0
F2_Commercial_School (ID)_Existing_Space Heating_Natural Gas_Unit Heater_E5 | F2 | Commercial | School (ID) | Existing | Space Heating | Natural Gas | Unit Heater | E5 | TRC BC Ratio | 0 | 0 | 0 | 0 | 0 | 0 | 0 | 0 | 0 | 0 | 0 | 0 | 0 | 0 | 0 | 0 | 0 | 0 | 0 | 0 | 0 | 0 | 0 | 0 | 0 | 0 | 0
F2_Commercial_School (ID)_Existing_Space Heating_Natural Gas_Unit Heater_E6 | F2 | Commercial | School (ID) | Existing | Space Heating | Natural Gas | Unit Heater | E6 | TRC BC Ratio | 0 | 0 | 0 | 0 | 0 | 0 | 0 | 0 | 0 | 0 | 0 | 0 | 0 | 0 | 0 | 0 | 0 | 0 | 0 | 0 | 0 | 0 | 0 | 0 | 0 | 0 | 0
F2_Commercial_School (ID)_Existing_Space Heating_Natural Gas_Unit Heater_E7 | F2 | Commercial | School (ID) | Existing | Space Heating | Natural Gas | Unit Heater | E7 | TRC BC Ratio | 0 | 0 | 0 | 0 | 0 | 0 | 0 | 0 | 0 | 0 | 0 | 0 | 0 | 0 | 0 | 0 | 0 | 0 | 0 | 0 | 0 | 0 | 0 | 0 | 0 | 0 | 0
F2_Commercial_School (ID)_Existing_Space Heating_Natural Gas_Unit Heater_E8 | F2 | Commercial | School (ID) | Existing | Space Heating | Natural Gas | Unit Heater | E8 | TRC BC Ratio | 0 | 0 | 0 | 0 | 0 | 0 | 0 | 0 | 0 | 0 | 0 | 0 | 0 | 0 | 0 | 0 | 0 | 0 | 0 | 0 | 0 | 0 | 0 | 0 | 0 | 0 | 0
F2_Commercial_School (ID)_Existing_Space Heating_Natural Gas_Unit Heater_E9 | F2 | Commercial | School (ID) | Existing | Space Heating | Natural Gas | Unit Heater | E9 | TRC BC Ratio | 0 | 0 | 0 | 0 | 0 | 0 | 0 | 0 | 0 | 0 | 0 | 0 | 0 | 0 | 0 | 0 | 0 | 0 | 0 | 0 | 0 | 0 | 0 | 0 | 0 | 0 | 0
F2_Commercial_School (ID)_Existing_Space Heating_Natural Gas_Unit Heater_E10 | F2 | Commercial | School (ID) | Existing | Space Heating | Natural Gas | Unit Heater | E10 | TRC BC Ratio | 0 | 0 | 0 | 0 | 0 | 0 | 0 | 0 | 0 | 0 | 0 | 0 | 0 | 0 | 0 | 0 | 0 | 0 | 0 | 0 | 0 | 0 | 0 | 0 | 0 | 0 | 0
F3_Commercial_School (ID)_Existing_Space Heating_Natural Gas_Unit Heater_E1 | F3 | Commercial | School (ID) | Existing | Space Heating | Natural Gas | Unit Heater | E1 | PACT BC Ratio | [24 empty] | 1 | 1 | 1 | bar: 2019 to 2042
F3_Commercial_School (ID)_Existing_Space Heating_Natural Gas_Unit Heater_E2 | F3 | Commercial | School (ID) | Existing | Space Heating | Natural Gas | Unit Heater | E2 | PACT BC Ratio | 41.7036 | 42.389 | 43.2835 | 44.2696 | 45.3553 | 46.8513 | 48.3749 | 49.9883 | 51.5321 | 53.1 | 54.5037 | 55.7982 | 57.2153 | 58.6705 | 60.0253 | 61.3607 | 62.6068 | 63.8913 | 65.2292 | 66.6015 | 68.0002 | 69.4761 | 71.1846 | 72.6956 | 74.2385 | 75.8143 | 77.4234
F3_Commercial_School (ID)_Existing_Space Heating_Natural Gas_Unit Heater_E3 | F3 | Commercial | School (ID) | Existing | Space Heating | Natural Gas | Unit Heater | E3 | PACT BC Ratio | 185.1254 | 190.0048 | 194.7859 | 199.2841 | 203.4811 | 207.2816 | 211.0593 | 214.9694 | 219.3442 | 223.8599 | 228.6718 | 233.7434 | 238.82 | 243.6875 | 248.7682 | 253.997 | 259.4352 | 264.9789 | 270.6184 | 276.3726 | 282.2511 | 288.2148 | 294.1364 | 300.3796 | 306.7552 | 313.2661 | 319.9153
F3_Commercial_School (ID)_Existing_Space Heating_Natural Gas_Unit Heater_E4 | F3 | Commercial | School (ID) | Existing | Space Heating | Natural Gas | Unit Heater | E4 | PACT BC Ratio | 0 | 0 | 0 | 0 | 0 | 0 | 0 | 0 | 0 | 0 | 0 | 0 | 0 | 0 | 0 | 0 | 0 | 0 | 0 | 0 | 0 | 0 | 0 | 0 | 0 | 0 | 0
F3_Commercial_School (ID)_Existing_Space Heating_Natural Gas_Unit Heater_E5 | F3 | Commercial | School (ID) | Existing | Space Heating | Natural Gas | Unit Heater | E5 | PACT BC Ratio | 0 | 0 | 0 | 0 | 0 | 0 | 0 | 0 | 0 | 0 | 0 | 0 | 0 | 0 | 0 | 0 | 0 | 0 | 0 | 0 | 0 | 0 | 0 | 0 | 0 | 0 | 0
F3_Commercial_School (ID)_Existing_Space Heating_Natural Gas_Unit Heater_E6 | F3 | Commercial | School (ID) | Existing | Space Heating | Natural Gas | Unit Heater | E6 | PACT BC Ratio | 0 | 0 | 0 | 0 | 0 | 0 | 0 | 0 | 0 | 0 | 0 | 0 | 0 | 0 | 0 | 0 | 0 | 0 | 0 | 0 | 0 | 0 | 0 | 0 | 0 | 0 | 0
F3_Commercial_School (ID)_Existing_Space Heating_Natural Gas_Unit Heater_E7 | F3 | Commercial | School (ID) | Existing | Space Heating | Natural Gas | Unit Heater | E7 | PACT BC Ratio | 0 | 0 | 0 | 0 | 0 | 0 | 0 | 0 | 0 | 0 | 0 | 0 | 0 | 0 | 0 | 0 | 0 | 0 | 0 | 0 | 0 | 0 | 0 | 0 | 0 | 0 | 0
F3_Commercial_School (ID)_Existing_Space Heating_Natural Gas_Unit Heater_E8 | F3 | Commercial | School (ID) | Existing | Space Heating | Natural Gas | Unit Heater | E8 | PACT BC Ratio | 0 | 0 | 0 | 0 | 0 | 0 | 0 | 0 | 0 | 0 | 0 | 0 | 0 | 0 | 0 | 0 | 0 | 0 | 0 | 0 | 0 | 0 | 0 | 0 | 0 | 0 | 0
F3_Commercial_School (ID)_Existing_Space Heating_Natural Gas_Unit Heater_E9 | F3 | Commercial | School (ID) | Existing | Space Heating | Natural Gas | Unit Heater | E9 | PACT BC Ratio | 0 | 0 | 0 | 0 | 0 | 0 | 0 | 0 | 0 | 0 | 0 | 0 | 0 | 0 | 0 | 0 | 0 | 0 | 0 | 0 | 0 | 0 | 0 | 0 | 0 | 0 | 0
F3_Commercial_School (ID)_Existing_Space Heating_Natural Gas_Unit Heater_E10 | F3 | Commercial | School (ID) | Existing | Space Heating | Natural Gas | Unit Heater | E10 | PACT BC Ratio | 0 | 0 | 0 | 0 | 0 | 0 | 0 | 0 | 0 | 0 | 0 | 0 | 0 | 0 | 0 | 0 | 0 | 0 | 0 | 0 | 0 | 0 | 0 | 0 | 0 | 0 | 0
F4_Commercial_School (ID)_Existing_Space Heating_Natural Gas_Unit Heater_E1 | F4 | Commercial | School (ID) | Existing | Space Heating | Natural Gas | Unit Heater | E1 | RVT BC Ratio | [24 empty] | 1 | 1 | 1 | bar: 2019 to 2042
F4_Commercial_School (ID)_Existing_Space Heating_Natural Gas_Unit Heater_E2 | F4 | Commercial | School (ID) | Existing | Space Heating | Natural Gas | Unit Heater | E2 | RVT BC Ratio | 20.8245 | 21.0414 | 21.3517 | 21.6941 | 22.071 | 22.6407 | 23.2049 | 23.7979 | 24.3359 | 24.8664 | 25.4635 | 26.0039 | 26.5964 | 27.2008 | 27.7515 | 28.2861 | 28.7712 | 29.2664 | 29.7782 | 30.2971 | 30.8186 | 31.4825 | 32.2511 | 32.9308 | 33.6249 | 34.3338 | 35.0577
F4_Commercial_School (ID)_Existing_Space Heating_Natural Gas_Unit Heater_E3 | F4 | Commercial | School (ID) | Existing | Space Heating | Natural Gas | Unit Heater | E3 | RVT BC Ratio | 85.6447 | 87.6158 | 89.5052 | 91.2315 | 92.7842 | 94.1055 | 95.3831 | 96.801 | 98.5335 | 100.4472 | 102.4978 | 104.8144 | 107.1358 | 109.3674 | 111.7022 | 114.1098 | 116.6193 | 119.1824 | 121.7947 | 124.4656 | 127.2002 | 129.883 | 132.5469 | 135.3554 | 138.2235 | 141.1524 | 144.1436
F4_Commercial_School (ID)_Existing_Space Heating_Natural Gas_Unit Heater_E4 | F4 | Commercial | School (ID) | Existing | Space Heating | Natural Gas | Unit Heater | E4 | RVT BC Ratio | 0 | 0 | 0 | 0 | 0 | 0 | 0 | 0 | 0 | 0 | 0 | 0 | 0 | 0 | 0 | 0 | 0 | 0 | 0 | 0 | 0 | 0 | 0 | 0 | 0 | 0 | 0
F4_Commercial_School (ID)_Existing_Space Heating_Natural Gas_Unit Heater_E5 | F4 | Commercial | School (ID) | Existing | Space Heating | Natural Gas | Unit Heater | E5 | RVT BC Ratio | 0 | 0 | 0 | 0 | 0 | 0 | 0 | 0 | 0 | 0 | 0 | 0 | 0 | 0 | 0 | 0 | 0 | 0 | 0 | 0 | 0 | 0 | 0 | 0 | 0 | 0 | 0
F4_Commercial_School (ID)_Existing_Space Heating_Natural Gas_Unit Heater_E6 | F4 | Commercial | School (ID) | Existing | Space Heating | Natural Gas | Unit Heater | E6 | RVT BC Ratio | 0 | 0 | 0 | 0 | 0 | 0 | 0 | 0 | 0 | 0 | 0 | 0 | 0 | 0 | 0 | 0 | 0 | 0 | 0 | 0 | 0 | 0 | 0 | 0 | 0 | 0 | 0
F4_Commercial_School (ID)_Existing_Space Heating_Natural Gas_Unit Heater_E7 | F4 | Commercial | School (ID) | Existing | Space Heating | Natural Gas | Unit Heater | E7 | RVT BC Ratio | 0 | 0 | 0 | 0 | 0 | 0 | 0 | 0 | 0 | 0 | 0 | 0 | 0 | 0 | 0 | 0 | 0 | 0 | 0 | 0 | 0 | 0 | 0 | 0 | 0 | 0 | 0
F4_Commercial_School (ID)_Existing_Space Heating_Natural Gas_Unit Heater_E8 | F4 | Commercial | School (ID) | Existing | Space Heating | Natural Gas | Unit Heater | E8 | RVT BC Ratio | 0 | 0 | 0 | 0 | 0 | 0 | 0 | 0 | 0 | 0 | 0 | 0 | 0 | 0 | 0 | 0 | 0 | 0 | 0 | 0 | 0 | 0 | 0 | 0 | 0 | 0 | 0
F4_Commercial_School (ID)_Existing_Space Heating_Natural Gas_Unit Heater_E9 | F4 | Commercial | School (ID) | Existing | Space Heating | Natural Gas | Unit Heater | E9 | RVT BC Ratio | 0 | 0 | 0 | 0 | 0 | 0 | 0 | 0 | 0 | 0 | 0 | 0 | 0 | 0 | 0 | 0 | 0 | 0 | 0 | 0 | 0 | 0 | 0 | 0 | 0 | 0 | 0
F4_Commercial_School (ID)_Existing_Space Heating_Natural Gas_Unit Heater_E10 | F4 | Commercial | School (ID) | Existing | Space Heating | Natural Gas | Unit Heater | E10 | RVT BC Ratio | 0 | 0 | 0 | 0 | 0 | 0 | 0 | 0 | 0 | 0 | 0 | 0 | 0 | 0 | 0 | 0 | 0 | 0 | 0 | 0 | 0 | 0 | 0 | 0 | 0 | 0 | 0
F5_Commercial_School (ID)_Existing_Space Heating_Natural Gas_Unit Heater_E1 | F5 | Commercial | School (ID) | Existing | Space Heating | Natural Gas | Unit Heater | E1 | RIM BC Ratio | [24 empty] | 1 | 1 | 1 | bar: 2019 to 2042
F5_Commercial_School (ID)_Existing_Space Heating_Natural Gas_Unit Heater_E2 | F5 | Commercial | School (ID) | Existing | Space Heating | Natural Gas | Unit Heater | E2 | RIM BC Ratio | 0.84983 | 0.85498 | 0.86044 | 0.86629 | 0.87251 | 0.87881 | 0.88551 | 0.89244 | 0.89983 | 0.90758 | 0.9099 | 0.9123 | 0.91478 | 0.91736 | 0.92005 | 0.92287 | 0.92584 | 0.92896 | 0.93222 | 0.93564 | 0.93923 | 0.9395 | 0.93981 | 0.94007 | 0.94032 | 0.94057 | 0.94081
F5_Commercial_School (ID)_Existing_Space Heating_Natural Gas_Unit Heater_E3 | F5 | Commercial | School (ID) | Existing | Space Heating | Natural Gas | Unit Heater | E3 | RIM BC Ratio | 0.92392 | 0.92699 | 0.9303 | 0.93381 | 0.93756 | 0.94169 | 0.94603 | 0.94947 | 0.9518 | 0.95292 | 0.95397 | 0.95361 | 0.95325 | 0.95287 | 0.95244 | 0.95198 | 0.95147 | 0.95094 | 0.95038 | 0.9498 | 0.94918 | 0.94924 | 0.94931 | 0.94937 | 0.94943 | 0.94949 | 0.94955
F5_Commercial_School (ID)_Existing_Space Heating_Natural Gas_Unit Heater_E4 | F5 | Commercial | School (ID) | Existing | Space Heating | Natural Gas | Unit Heater | E4 | RIM BC Ratio | 0 | 0 | 0 | 0 | 0 | 0 | 0 | 0 | 0 | 0 | 0 | 0 | 0 | 0 | 0 | 0 | 0 | 0 | 0 | 0 | 0 | 0 | 0 | 0 | 0 | 0 | 0
F5_Commercial_School (ID)_Existing_Space Heating_Natural Gas_Unit Heater_E5 | F5 | Commercial | School (ID) | Existing | Space Heating | Natural Gas | Unit Heater | E5 | RIM BC Ratio | 0 | 0 | 0 | 0 | 0 | 0 | 0 | 0 | 0 | 0 | 0 | 0 | 0 | 0 | 0 | 0 | 0 | 0 | 0 | 0 | 0 | 0 | 0 | 0 | 0 | 0 | 0
F5_Commercial_School (ID)_Existing_Space Heating_Natural Gas_Unit Heater_E6 | F5 | Commercial | School (ID) | Existing | Space Heating | Natural Gas | Unit Heater | E6 | RIM BC Ratio | 0 | 0 | 0 | 0 | 0 | 0 | 0 | 0 | 0 | 0 | 0 | 0 | 0 | 0 | 0 | 0 | 0 | 0 | 0 | 0 | 0 | 0 | 0 | 0 | 0 | 0 | 0
F5_Commercial_School (ID)_Existing_Space Heating_Natural Gas_Unit Heater_E7 | F5 | Commercial | School (ID) | Existing | Space Heating | Natural Gas | Unit Heater | E7 | RIM BC Ratio | 0 | 0 | 0 | 0 | 0 | 0 | 0 | 0 | 0 | 0 | 0 | 0 | 0 | 0 | 0 | 0 | 0 | 0 | 0 | 0 | 0 | 0 | 0 | 0 | 0 | 0 | 0
F5_Commercial_School (ID)_Existing_Space Heating_Natural Gas_Unit Heater_E8 | F5 | Commercial | School (ID) | Existing | Space Heating | Natural Gas | Unit Heater | E8 | RIM BC Ratio | 0 | 0 | 0 | 0 | 0 | 0 | 0 | 0 | 0 | 0 | 0 | 0 | 0 | 0 | 0 | 0 | 0 | 0 | 0 | 0 | 0 | 0 | 0 | 0 | 0 | 0 | 0
F5_Commercial_School (ID)_Existing_Space Heating_Natural Gas_Unit Heater_E9 | F5 | Commercial | School (ID) | Existing | Space Heating | Natural Gas | Unit Heater | E9 | RIM BC Ratio | 0 | 0 | 0 | 0 | 0 | 0 | 0 | 0 | 0 | 0 | 0 | 0 | 0 | 0 | 0 | 0 | 0 | 0 | 0 | 0 | 0 | 0 | 0 | 0 | 0 | 0 | 0
F5_Commercial_School (ID)_Existing_Space Heating_Natural Gas_Unit Heater_E10 | F5 | Commercial | School (ID) | Existing | Space Heating | Natural Gas | Unit Heater | E10 | RIM BC Ratio | 0 | 0 | 0 | 0 | 0 | 0 | 0 | 0 | 0 | 0 | 0 | 0 | 0 | 0 | 0 | 0 | 0 | 0 | 0 | 0 | 0 | 0 | 0 | 0 | 0 | 0 | 0
F0_Commercial_School (ID)_Existing_Water Heating_Natural Gas_Water Heater_E0 | F0 | Commercial | School (ID) | Existing | Water Heating | Natural Gas | Water Heater | E0 | Economic Unit | TE 0.90 | TE 0.90 | TE 0.90 | TE 0.94 | TE 0.94 | TE 0.94 | TE 0.94 | TE 0.94 | TE 0.94 | TE 0.94 | TE 0.94 | Instantaneous TE 0.94 | Instantaneous TE 0.94 | Instantaneous TE 0.94 | Instantaneous TE 0.94 | Instantaneous TE 0.94 | Instantaneous TE 0.94 | Gas-Fired Absorption HPWH | Gas-Fired Absorption HPWH | Gas-Fired Absorption HPWH | Gas-Fired Absorption HPWH | Gas-Fired Absorption HPWH | Gas-Fired Absorption HPWH | Gas-Fired Absorption HPWH | Gas-Fired Absorption HPWH | Gas-Fired Absorption HPWH | Gas-Fired Absorption HPWH
F1_Commercial_School (ID)_Existing_Water Heating_Natural Gas_Water Heater_E1 | F1 | Commercial | School (ID) | Existing | Water Heating | Natural Gas | Water Heater | E1 | CCE | 0 | 0 | 0 | 0 | 0 | 0 | 0 | 0 | 0 | 0 | 0 | 0 | 0 | 0 | 0 | 0 | 0 | 0 | 0 | 0 | 0 | 0 | 0 | 0 | 0 | 0 | 0
F1_Commercial_School (ID)_Existing_Water Heating_Natural Gas_Water Heater_E2 | F1 | Commercial | School (ID) | Existing | Water Heating | Natural Gas | Water Heater | E2 | CCE | 0.0022587 | 0.0022587 | 0.0022587 | 0.0022587 | 0.0022587 | 0.0022587 | 0.0022587 | 0.0022587 | 0.0022587 | 0.0022587 | 0.0022587 | 0.0022587 | 0.0022587 | 0.0022587 | 0.0022587 | 0.0022587 | 0.0022587 | 0.0022587 | 0.0022587 | 0.0022587 | 0.0022587 | 0.0022587 | 0.0022587 | 0.0022587 | 0.0022587 | 0.0022587 | 0.0022587
F1_Commercial_School (ID)_Existing_Water Heating_Natural Gas_Water Heater_E3 | F1 | Commercial | School (ID) | Existing | Water Heating | Natural Gas | Water Heater | E3 | CCE | 0.0040029 | 0.0040029 | 0.0040029 | 0.0040029 | 0.0040029 | 0.0040029 | 0.0040029 | 0.0040029 | 0.0040029 | 0.0040029 | 0.0040029 | 0.0040029 | 0.0040029 | 0.0040029 | 0.0040029 | 0.0040029 | 0.0040029 | 0.0040029 | 0.0040029 | 0.0040029 | 0.0040029 | 0.0040029 | 0.0040029 | 0.0040029 | 0.0040029 | 0.0040029 | 0.0040029
F1_Commercial_School (ID)_Existing_Water Heating_Natural Gas_Water Heater_E4 | F1 | Commercial | School (ID) | Existing | Water Heating | Natural Gas | Water Heater | E4 | CCE | 0.0040765 | 0.0040765 | 0.0040765 | 0.0040765 | 0.0040765 | 0.0040765 | 0.0040765 | 0.0040765 | 0.0040765 | 0.0040765 | 0.0040765 | 0.0040765 | 0.0040765 | 0.0040765 | 0.0040765 | 0.0040765 | 0.0040765 | 0.0040765 | 0.0040765 | 0.0040765 | 0.0040765 | 0.0040765 | 0.0040765 | 0.0040765 | 0.0040765 | 0.0040765 | 0.0040765
F1_Commercial_School (ID)_Existing_Water Heating_Natural Gas_Water Heater_E5 | F1 | Commercial | School (ID) | Existing | Water Heating | Natural Gas | Water Heater | E5 | CCE | 0.0059408 | 0.0059408 | 0.0059408 | 0.0059408 | 0.0059408 | 0.0059408 | 0.0059408 | 0.0059408 | 0.0059408 | 0.0059408 | 0.0059408 | 0.0059408 | 0.0059408 | 0.0059408 | 0.0059408 | 0.0059408 | 0.0059408 | 0.0059408 | 0.0059408 | 0.0059408 | 0.0059408 | 0.0059408 | 0.0059408 | 0.0059408 | 0.0059408 | 0.0059408 | 0.0059408
F1_Commercial_School (ID)_Existing_Water Heating_Natural Gas_Water Heater_E6 | F1 | Commercial | School (ID) | Existing | Water Heating | Natural Gas | Water Heater | E6 | CCE | 0 | 0 | 0 | 0 | 0 | 0 | 0 | 0 | 0 | 0 | 0 | 0 | 0 | 0 | 0 | 0 | 0 | 0 | 0 | 0 | 0 | 0 | 0 | 0 | 0 | 0 | 0
F1_Commercial_School (ID)_Existing_Water Heating_Natural Gas_Water Heater_E7 | F1 | Commercial | School (ID) | Existing | Water Heating | Natural Gas | Water Heater | E7 | CCE | 0 | 0 | 0 | 0 | 0 | 0 | 0 | 0 | 0 | 0 | 0 | 0 | 0 | 0 | 0 | 0 | 0 | 0 | 0 | 0 | 0 | 0 | 0 | 0 | 0 | 0 | 0
F1_Commercial_School (ID)_Existing_Water Heating_Natural Gas_Water Heater_E8 | F1 | Commercial | School (ID) | Existing | Water Heating | Natural Gas | Water Heater | E8 | CCE | 0 | 0 | 0 | 0 | 0 | 0 | 0 | 0 | 0 | 0 | 0 | 0 | 0 | 0 | 0 | 0 | 0 | 0 | 0 | 0 | 0 | 0 | 0 | 0 | 0 | 0 | 0
F1_Commercial_School (ID)_Existing_Water Heating_Natural Gas_Water Heater_E9 | F1 | Commercial | School (ID) | Existing | Water Heating | Natural Gas | Water Heater | E9 | CCE | 0 | 0 | 0 | 0 | 0 | 0 | 0 | 0 | 0 | 0 | 0 | 0 | 0 | 0 | 0 | 0 | 0 | 0 | 0 | 0 | 0 | 0 | 0 | 0 | 0 | 0 | 0
F1_Commercial_School (ID)_Existing_Water Heating_Natural Gas_Water Heater_E10 | F1 | Commercial | School (ID) | Existing | Water Heating | Natural Gas | Water Heater | E10 | CCE | 0 | 0 | 0 | 0 | 0 | 0 | 0 | 0 | 0 | 0 | 0 | 0 | 0 | 0 | 0 | 0 | 0 | 0 | 0 | 0 | 0 | 0 | 0 | 0 | 0 | 0 | 0
F2_Commercial_School (ID)_Existing_Water Heating_Natural Gas_Water Heater_E1 | F2 | Commercial | School (ID) | Existing | Water Heating | Natural Gas | Water Heater | E1 | TRC BC Ratio | [24 empty] | 1 | 1 | 1 | bar: 2019 to 2042
F2_Commercial_School (ID)_Existing_Water Heating_Natural Gas_Water Heater_E2 | F2 | Commercial | School (ID) | Existing | Water Heating | Natural Gas | Water Heater | E2 | TRC BC Ratio | 1.6415 | 1.6847 | 1.733 | 1.7873 | 1.8476 | 1.919 | 1.9917 | 2.0634 | 2.1323 | 2.2022 | 2.2591 | 2.3128 | 2.3703 | 2.4268 | 2.4781 | 2.5266 | 2.571 | 2.6149 | 2.6615 | 2.7073 | 2.7542 | 2.8029 | 2.8521 | 2.9028 | 2.9543 | 3.0068 | 3.0602
F2_Commercial_School (ID)_Existing_Water Heating_Natural Gas_Water Heater_E3 | F2 | Commercial | School (ID) | Existing | Water Heating | Natural Gas | Water Heater | E3 | TRC BC Ratio | 0.92623 | 0.95056 | 0.97787 | 1.0085 | 1.0425 | 1.0828 | 1.1238 | 1.1643 | 1.2031 | 1.2426 | 1.2747 | 1.305 | 1.3374 | 1.3693 | 1.3983 | 1.4257 | 1.4507 | 1.4755 | 1.5018 | 1.5276 | 1.5541 | 1.5815 | 1.6093 | 1.6379 | 1.667 | 1.6966 | 1.7267
F2_Commercial_School (ID)_Existing_Water Heating_Natural Gas_Water Heater_E4 | F2 | Commercial | School (ID) | Existing | Water Heating | Natural Gas | Water Heater | E4 | TRC BC Ratio | 0.5846 | 0.60239 | 0.62647 | 0.65793 | 0.69686 | 0.74758 | 0.79997 | 0.8509 | 0.89858 | 0.94695 | 0.98178 | 1.0129 | 1.0473 | 1.0803 | 1.1077 | 1.1319 | 1.1514 | 1.1701 | 1.1911 | 1.2107 | 1.2311 | 1.2527 | 1.2743 | 1.297 | 1.32 | 1.3435 | 1.3673
F2_Commercial_School (ID)_Existing_Water Heating_Natural Gas_Water Heater_E5 | F2 | Commercial | School (ID) | Existing | Water Heating | Natural Gas | Water Heater | E5 | TRC BC Ratio | 0.6403 | 0.65709 | 0.6756 | 0.69591 | 0.71815 | 0.74407 | 0.7704 | 0.79639 | 0.8215 | 0.84697 | 0.86805 | 0.88809 | 0.90944 | 0.93051 | 0.94983 | 0.96825 | 0.98526 | 1.0022 | 1.02 | 1.0376 | 1.0557 | 1.0743 | 1.0932 | 1.1126 | 1.1324 | 1.1525 | 1.173
F2_Commercial_School (ID)_Existing_Water Heating_Natural Gas_Water Heater_E6 | F2 | Commercial | School (ID) | Existing | Water Heating | Natural Gas | Water Heater | E6 | TRC BC Ratio | 0 | 0 | 0 | 0 | 0 | 0 | 0 | 0 | 0 | 0 | 0 | 0 | 0 | 0 | 0 | 0 | 0 | 0 | 0 | 0 | 0 | 0 | 0 | 0 | 0 | 0 | 0
F2_Commercial_School (ID)_Existing_Water Heating_Natural Gas_Water Heater_E7 | F2 | Commercial | School (ID) | Existing | Water Heating | Natural Gas | Water Heater | E7 | TRC BC Ratio | 0 | 0 | 0 | 0 | 0 | 0 | 0 | 0 | 0 | 0 | 0 | 0 | 0 | 0 | 0 | 0 | 0 | 0 | 0 | 0 | 0 | 0 | 0 | 0 | 0 | 0 | 0
F2_Commercial_School (ID)_Existing_Water Heating_Natural Gas_Water Heater_E8 | F2 | Commercial | School (ID) | Existing | Water Heating | Natural Gas | Water Heater | E8 | TRC BC Ratio | 0 | 0 | 0 | 0 | 0 | 0 | 0 | 0 | 0 | 0 | 0 | 0 | 0 | 0 | 0 | 0 | 0 | 0 | 0 | 0 | 0 | 0 | 0 | 0 | 0 | 0 | 0
F2_Commercial_School (ID)_Existing_Water Heating_Natural Gas_Water Heater_E9 | F2 | Commercial | School (ID) | Existing | Water Heating | Natural Gas | Water Heater | E9 | TRC BC Ratio | 0 | 0 | 0 | 0 | 0 | 0 | 0 | 0 | 0 | 0 | 0 | 0 | 0 | 0 | 0 | 0 | 0 | 0 | 0 | 0 | 0 | 0 | 0 | 0 | 0 | 0 | 0
F2_Commercial_School (ID)_Existing_Water Heating_Natural Gas_Water Heater_E10 | F2 | Commercial | School (ID) | Existing | Water Heating | Natural Gas | Water Heater | E10 | TRC BC Ratio | 0 | 0 | 0 | 0 | 0 | 0 | 0 | 0 | 0 | 0 | 0 | 0 | 0 | 0 | 0 | 0 | 0 | 0 | 0 | 0 | 0 | 0 | 0 | 0 | 0 | 0 | 0
F3_Commercial_School (ID)_Existing_Water Heating_Natural Gas_Water Heater_E1 | F3 | Commercial | School (ID) | Existing | Water Heating | Natural Gas | Water Heater | E1 | PACT BC Ratio | [24 empty] | 1 | 1 | 1 | bar: 2019 to 2042
F3_Commercial_School (ID)_Existing_Water Heating_Natural Gas_Water Heater_E2 | F3 | Commercial | School (ID) | Existing | Water Heating | Natural Gas | Water Heater | E2 | PACT BC Ratio | 4.0729 | 4.1799 | 4.3 | 4.4345 | 4.5842 | 4.7614 | 4.9418 | 5.1196 | 5.2905 | 5.464 | 5.6052 | 5.7385 | 5.881 | 6.0212 | 6.1485 | 6.269 | 6.379 | 6.488 | 6.6037 | 6.7172 | 6.8337 | 6.9544 | 7.0765 | 7.2022 | 7.3302 | 7.4604 | 7.5929
F3_Commercial_School (ID)_Existing_Water Heating_Natural Gas_Water Heater_E3 | F3 | Commercial | School (ID) | Existing | Water Heating | Natural Gas | Water Heater | E3 | PACT BC Ratio | 2.2981 | 2.3585 | 2.4262 | 2.5021 | 2.5866 | 2.6866 | 2.7884 | 2.8887 | 2.9852 | 3.0831 | 3.1627 | 3.2379 | 3.3183 | 3.3975 | 3.4693 | 3.5373 | 3.5993 | 3.6609 | 3.7261 | 3.7902 | 3.8559 | 3.924 | 3.9929 | 4.0638 | 4.136 | 4.2095 | 4.2843
F3_Commercial_School (ID)_Existing_Water Heating_Natural Gas_Water Heater_E4 | F3 | Commercial | School (ID) | Existing | Water Heating | Natural Gas | Water Heater | E4 | PACT BC Ratio | 1.4505 | 1.4946 | 1.5544 | 1.6324 | 1.729 | 1.8549 | 1.9848 | 2.1112 | 2.2295 | 2.3495 | 2.436 | 2.5131 | 2.5985 | 2.6803 | 2.7483 | 2.8083 | 2.8568 | 2.9033 | 2.9552 | 3.004 | 3.0545 | 3.108 | 3.1618 | 3.218 | 3.2751 | 3.3333 | 3.3926
F3_Commercial_School (ID)_Existing_Water Heating_Natural Gas_Water Heater_E5 | F3 | Commercial | School (ID) | Existing | Water Heating | Natural Gas | Water Heater | E5 | PACT BC Ratio | 1.5887 | 1.6304 | 1.6763 | 1.7267 | 1.7818 | 1.8462 | 1.9115 | 1.976 | 2.0383 | 2.1015 | 2.1538 | 2.2035 | 2.2565 | 2.3087 | 2.3567 | 2.4024 | 2.4446 | 2.4866 | 2.5309 | 2.5745 | 2.6193 | 2.6656 | 2.7125 | 2.7607 | 2.8097 | 2.8596 | 2.9104
F3_Commercial_School (ID)_Existing_Water Heating_Natural Gas_Water Heater_E6 | F3 | Commercial | School (ID) | Existing | Water Heating | Natural Gas | Water Heater | E6 | PACT BC Ratio | 0 | 0 | 0 | 0 | 0 | 0 | 0 | 0 | 0 | 0 | 0 | 0 | 0 | 0 | 0 | 0 | 0 | 0 | 0 | 0 | 0 | 0 | 0 | 0 | 0 | 0 | 0
F3_Commercial_School (ID)_Existing_Water Heating_Natural Gas_Water Heater_E7 | F3 | Commercial | School (ID) | Existing | Water Heating | Natural Gas | Water Heater | E7 | PACT BC Ratio | 0 | 0 | 0 | 0 | 0 | 0 | 0 | 0 | 0 | 0 | 0 | 0 | 0 | 0 | 0 | 0 | 0 | 0 | 0 | 0 | 0 | 0 | 0 | 0 | 0 | 0 | 0
F3_Commercial_School (ID)_Existing_Water Heating_Natural Gas_Water Heater_E8 | F3 | Commercial | School (ID) | Existing | Water Heating | Natural Gas | Water Heater | E8 | PACT BC Ratio | 0 | 0 | 0 | 0 | 0 | 0 | 0 | 0 | 0 | 0 | 0 | 0 | 0 | 0 | 0 | 0 | 0 | 0 | 0 | 0 | 0 | 0 | 0 | 0 | 0 | 0 | 0
F3_Commercial_School (ID)_Existing_Water Heating_Natural Gas_Water Heater_E9 | F3 | Commercial | School (ID) | Existing | Water Heating | Natural Gas | Water Heater | E9 | PACT BC Ratio | 0 | 0 | 0 | 0 | 0 | 0 | 0 | 0 | 0 | 0 | 0 | 0 | 0 | 0 | 0 | 0 | 0 | 0 | 0 | 0 | 0 | 0 | 0 | 0 | 0 | 0 | 0
F3_Commercial_School (ID)_Existing_Water Heating_Natural Gas_Water Heater_E10 | F3 | Commercial | School (ID) | Existing | Water Heating | Natural Gas | Water Heater | E10 | PACT BC Ratio | 0 | 0 | 0 | 0 | 0 | 0 | 0 | 0 | 0 | 0 | 0 | 0 | 0 | 0 | 0 | 0 | 0 | 0 | 0 | 0 | 0 | 0 | 0 | 0 | 0 | 0 | 0
F4_Commercial_School (ID)_Existing_Water Heating_Natural Gas_Water Heater_E1 | F4 | Commercial | School (ID) | Existing | Water Heating | Natural Gas | Water Heater | E1 | RVT BC Ratio | [24 empty] | 1 | 1 | 1 | bar: 2019 to 2042
F4_Commercial_School (ID)_Existing_Water Heating_Natural Gas_Water Heater_E2 | F4 | Commercial | School (ID) | Existing | Water Heating | Natural Gas | Water Heater | E2 | RVT BC Ratio | 2.58 | 2.6261 | 2.6781 | 2.7364 | 2.8015 | 2.8801 | 2.9581 | 3.0319 | 3.0988 | 3.1639 | 3.2314 | 3.2933 | 3.3593 | 3.4234 | 3.4797 | 3.5314 | 3.5766 | 3.6203 | 3.6663 | 3.71 | 3.754 | 3.8153 | 3.8773 | 3.9411 | 4.0061 | 4.0722 | 4.1395
F4_Commercial_School (ID)_Existing_Water Heating_Natural Gas_Water Heater_E3 | F4 | Commercial | School (ID) | Existing | Water Heating | Natural Gas | Water Heater | E3 | RVT BC Ratio | 1.5794 | 1.6054 | 1.6347 | 1.6676 | 1.7043 | 1.7487 | 1.7927 | 1.8343 | 1.8721 | 1.9088 | 1.9469 | 1.9818 | 2.0191 | 2.0552 | 2.087 | 2.1162 | 2.1417 | 2.1663 | 2.1923 | 2.217 | 2.2418 | 2.2764 | 2.3113 | 2.3474 | 2.384 | 2.4214 | 2.4593
F4_Commercial_School (ID)_Existing_Water Heating_Natural Gas_Water Heater_E4 | F4 | Commercial | School (ID) | Existing | Water Heating | Natural Gas | Water Heater | E4 | RVT BC Ratio | 1.1986 | 1.2169 | 1.2428 | 1.2776 | 1.3214 | 1.3804 | 1.4398 | 1.4936 | 1.5387 | 1.5803 | 1.6218 | 1.6552 | 1.6923 | 1.7267 | 1.7528 | 1.7739 | 1.7879 | 1.7998 | 1.8135 | 1.8243 | 1.8348 | 1.862 | 1.8893 | 1.9178 | 1.9469 | 1.9764 | 2.0065
F4_Commercial_School (ID)_Existing_Water Heating_Natural Gas_Water Heater_E5 | F4 | Commercial | School (ID) | Existing | Water Heating | Natural Gas | Water Heater | E5 | RVT BC Ratio | 1.173 | 1.1913 | 1.2113 | 1.2329 | 1.2564 | 1.2844 | 1.3122 | 1.3387 | 1.3631 | 1.387 | 1.4119 | 1.4352 | 1.4599 | 1.484 | 1.5055 | 1.5255 | 1.5433 | 1.5606 | 1.5788 | 1.5962 | 1.6138 | 1.6373 | 1.6611 | 1.6856 | 1.7105 | 1.7358 | 1.7616
F4_Commercial_School (ID)_Existing_Water Heating_Natural Gas_Water Heater_E6 | F4 | Commercial | School (ID) | Existing | Water Heating | Natural Gas | Water Heater | E6 | RVT BC Ratio | 0 | 0 | 0 | 0 | 0 | 0 | 0 | 0 | 0 | 0 | 0 | 0 | 0 | 0 | 0 | 0 | 0 | 0 | 0 | 0 | 0 | 0 | 0 | 0 | 0 | 0 | 0
F4_Commercial_School (ID)_Existing_Water Heating_Natural Gas_Water Heater_E7 | F4 | Commercial | School (ID) | Existing | Water Heating | Natural Gas | Water Heater | E7 | RVT BC Ratio | 0 | 0 | 0 | 0 | 0 | 0 | 0 | 0 | 0 | 0 | 0 | 0 | 0 | 0 | 0 | 0 | 0 | 0 | 0 | 0 | 0 | 0 | 0 | 0 | 0 | 0 | 0
F4_Commercial_School (ID)_Existing_Water Heating_Natural Gas_Water Heater_E8 | F4 | Commercial | School (ID) | Existing | Water Heating | Natural Gas | Water Heater | E8 | RVT BC Ratio | 0 | 0 | 0 | 0 | 0 | 0 | 0 | 0 | 0 | 0 | 0 | 0 | 0 | 0 | 0 | 0 | 0 | 0 | 0 | 0 | 0 | 0 | 0 | 0 | 0 | 0 | 0
F4_Commercial_School (ID)_Existing_Water Heating_Natural Gas_Water Heater_E9 | F4 | Commercial | School (ID) | Existing | Water Heating | Natural Gas | Water Heater | E9 | RVT BC Ratio | 0 | 0 | 0 | 0 | 0 | 0 | 0 | 0 | 0 | 0 | 0 | 0 | 0 | 0 | 0 | 0 | 0 | 0 | 0 | 0 | 0 | 0 | 0 | 0 | 0 | 0 | 0
F4_Commercial_School (ID)_Existing_Water Heating_Natural Gas_Water Heater_E10 | F4 | Commercial | School (ID) | Existing | Water Heating | Natural Gas | Water Heater | E10 | RVT BC Ratio | 0 | 0 | 0 | 0 | 0 | 0 | 0 | 0 | 0 | 0 | 0 | 0 | 0 | 0 | 0 | 0 | 0 | 0 | 0 | 0 | 0 | 0 | 0 | 0 | 0 | 0 | 0
F5_Commercial_School (ID)_Existing_Water Heating_Natural Gas_Water Heater_E1 | F5 | Commercial | School (ID) | Existing | Water Heating | Natural Gas | Water Heater | E1 | RIM BC Ratio | [24 empty] | 1 | 1 | 1 | bar: 2019 to 2042
F5_Commercial_School (ID)_Existing_Water Heating_Natural Gas_Water Heater_E2 | F5 | Commercial | School (ID) | Existing | Water Heating | Natural Gas | Water Heater | E2 | RIM BC Ratio | 0.70858 | 0.71531 | 0.72258 | 0.73038 | 0.73868 | 0.74765 | 0.75681 | 0.76613 | 0.77566 | 0.78558 | 0.79003 | 0.79449 | 0.79912 | 0.80371 | 0.80815 | 0.81255 | 0.81691 | 0.82138 | 0.82607 | 0.83088 | 0.83589 | 0.83767 | 0.83941 | 0.84115 | 0.84287 | 0.84457 | 0.84624
F5_Commercial_School (ID)_Existing_Water Heating_Natural Gas_Water Heater_E3 | F5 | Commercial | School (ID) | Existing | Water Heating | Natural Gas | Water Heater | E3 | RIM BC Ratio | 0.62465 | 0.63181 | 0.63958 | 0.64796 | 0.65693 | 0.66679 | 0.67677 | 0.68676 | 0.69677 | 0.70707 | 0.71248 | 0.71775 | 0.72322 | 0.7286 | 0.73367 | 0.73862 | 0.74339 | 0.74823 | 0.7533 | 0.75843 | 0.76374 | 0.76638 | 0.76897 | 0.77156 | 0.77413 | 0.77666 | 0.77917
F5_Commercial_School (ID)_Existing_Water Heating_Natural Gas_Water Heater_E4 | F5 | Commercial | School (ID) | Existing | Water Heating | Natural Gas | Water Heater | E4 | RIM BC Ratio | 0.50158 | 0.51018 | 0.52105 | 0.53432 | 0.54963 | 0.56764 | 0.5854 | 0.6029 | 0.62018 | 0.6383 | 0.64667 | 0.65515 | 0.66415 | 0.67284 | 0.68065 | 0.68809 | 0.69505 | 0.70216 | 0.70986 | 0.71771 | 0.72601 | 0.729 | 0.73192 | 0.73489 | 0.73783 | 0.74074 | 0.74363
F5_Commercial_School (ID)_Existing_Water Heating_Natural Gas_Water Heater_E5 | F5 | Commercial | School (ID) | Existing | Water Heating | Natural Gas | Water Heater | E5 | RIM BC Ratio | 0.55962 | 0.56674 | 0.57446 | 0.58279 | 0.59174 | 0.60152 | 0.61135 | 0.62108 | 0.63068 | 0.64043 | 0.64622 | 0.65173 | 0.65745 | 0.66306 | 0.66829 | 0.67336 | 0.67819 | 0.68305 | 0.68812 | 0.69321 | 0.69843 | 0.70168 | 0.70489 | 0.7081 | 0.71128 | 0.71444 | 0.71757
F5_Commercial_School (ID)_Existing_Water Heating_Natural Gas_Water Heater_E6 | F5 | Commercial | School (ID) | Existing | Water Heating | Natural Gas | Water Heater | E6 | RIM BC Ratio | 0 | 0 | 0 | 0 | 0 | 0 | 0 | 0 | 0 | 0 | 0 | 0 | 0 | 0 | 0 | 0 | 0 | 0 | 0 | 0 | 0 | 0 | 0 | 0 | 0 | 0 | 0
F5_Commercial_School (ID)_Existing_Water Heating_Natural Gas_Water Heater_E7 | F5 | Commercial | School (ID) | Existing | Water Heating | Natural Gas | Water Heater | E7 | RIM BC Ratio | 0 | 0 | 0 | 0 | 0 | 0 | 0 | 0 | 0 | 0 | 0 | 0 | 0 | 0 | 0 | 0 | 0 | 0 | 0 | 0 | 0 | 0 | 0 | 0 | 0 | 0 | 0
F5_Commercial_School (ID)_Existing_Water Heating_Natural Gas_Water Heater_E8 | F5 | Commercial | School (ID) | Existing | Water Heating | Natural Gas | Water Heater | E8 | RIM BC Ratio | 0 | 0 | 0 | 0 | 0 | 0 | 0 | 0 | 0 | 0 | 0 | 0 | 0 | 0 | 0 | 0 | 0 | 0 | 0 | 0 | 0 | 0 | 0 | 0 | 0 | 0 | 0
F5_Commercial_School (ID)_Existing_Water Heating_Natural Gas_Water Heater_E9 | F5 | Commercial | School (ID) | Existing | Water Heating | Natural Gas | Water Heater | E9 | RIM BC Ratio | 0 | 0 | 0 | 0 | 0 | 0 | 0 | 0 | 0 | 0 | 0 | 0 | 0 | 0 | 0 | 0 | 0 | 0 | 0 | 0 | 0 | 0 | 0 | 0 | 0 | 0 | 0
F5_Commercial_School (ID)_Existing_Water Heating_Natural Gas_Water Heater_E10 | F5 | Commercial | School (ID) | Existing | Water Heating | Natural Gas | Water Heater | E10 | RIM BC Ratio | 0 | 0 | 0 | 0 | 0 | 0 | 0 | 0 | 0 | 0 | 0 | 0 | 0 | 0 | 0 | 0 | 0 | 0 | 0 | 0 | 0 | 0 | 0 | 0 | 0 | 0 | 0
F0_Commercial_School (ID)_Existing_Food Preparation_Natural Gas_Oven_E0 | F0 | Commercial | School (ID) | Existing | Food Preparation | Natural Gas | Oven | E0 | Economic Unit | ENERGY STAR (>42% Baking Efficiency) | ENERGY STAR (>42% Baking Efficiency) | ENERGY STAR (>42% Baking Efficiency) | ENERGY STAR (>42% Baking Efficiency) | ENERGY STAR (>42% Baking Efficiency) | ENERGY STAR (>42% Baking Efficiency) | ENERGY STAR (>42% Baking Efficiency) | ENERGY STAR (>42% Baking Efficiency) | ENERGY STAR (>42% Baking Efficiency) | ENERGY STAR (>42% Baking Efficiency) | ENERGY STAR (>42% Baking Efficiency) | ENERGY STAR (>42% Baking Efficiency) | ENERGY STAR (>42% Baking Efficiency) | ENERGY STAR (>42% Baking Efficiency) | ENERGY STAR (>42% Baking Efficiency) | ENERGY STAR (>42% Baking Efficiency) | ENERGY STAR (>42% Baking Efficiency) | ENERGY STAR (>42% Baking Efficiency) | ENERGY STAR (>42% Baking Efficiency) | ENERGY STAR (>42% Baking Efficiency) | ENERGY STAR (>42% Baking Efficiency) | ENERGY STAR (>42% Baking Efficiency) | ENERGY STAR (>42% Baking Efficiency) | ENERGY STAR (>42% Baking Efficiency) | ENERGY STAR (>42% Baking Efficiency) | ENERGY STAR (>42% Baking Efficiency) | ENERGY STAR (>42% Baking Efficiency)
F1_Commercial_School (ID)_Existing_Food Preparation_Natural Gas_Oven_E1 | F1 | Commercial | School (ID) | Existing | Food Preparation | Natural Gas | Oven | E1 | CCE | 0 | 0 | 0 | 0 | 0 | 0 | 0 | 0 | 0 | 0 | 0 | 0 | 0 | 0 | 0 | 0 | 0 | 0 | 0 | 0 | 0 | 0 | 0 | 0 | 0 | 0 | 0
F1_Commercial_School (ID)_Existing_Food Preparation_Natural Gas_Oven_E2 | F1 | Commercial | School (ID) | Existing | Food Preparation | Natural Gas | Oven | E2 | CCE | 8.799e-05 | 8.799e-05 | 8.799e-05 | 8.799e-05 | 8.799e-05 | 8.799e-05 | 8.799e-05 | 8.799e-05 | 8.799e-05 | 8.799e-05 | 8.799e-05 | 8.799e-05 | 8.799e-05 | 8.799e-05 | 8.799e-05 | 8.799e-05 | 8.799e-05 | 8.799e-05 | 8.799e-05 | 8.799e-05 | 8.799e-05 | 8.799e-05 | 8.799e-05 | 8.799e-05 | 8.799e-05 | 8.799e-05 | 8.799e-05
F1_Commercial_School (ID)_Existing_Food Preparation_Natural Gas_Oven_E3 | F1 | Commercial | School (ID) | Existing | Food Preparation | Natural Gas | Oven | E3 | CCE | 0 | 0 | 0 | 0 | 0 | 0 | 0 | 0 | 0 | 0 | 0 | 0 | 0 | 0 | 0 | 0 | 0 | 0 | 0 | 0 | 0 | 0 | 0 | 0 | 0 | 0 | 0
F1_Commercial_School (ID)_Existing_Food Preparation_Natural Gas_Oven_E4 | F1 | Commercial | School (ID) | Existing | Food Preparation | Natural Gas | Oven | E4 | CCE | 0 | 0 | 0 | 0 | 0 | 0 | 0 | 0 | 0 | 0 | 0 | 0 | 0 | 0 | 0 | 0 | 0 | 0 | 0 | 0 | 0 | 0 | 0 | 0 | 0 | 0 | 0
F1_Commercial_School (ID)_Existing_Food Preparation_Natural Gas_Oven_E5 | F1 | Commercial | School (ID) | Existing | Food Preparation | Natural Gas | Oven | E5 | CCE | 0 | 0 | 0 | 0 | 0 | 0 | 0 | 0 | 0 | 0 | 0 | 0 | 0 | 0 | 0 | 0 | 0 | 0 | 0 | 0 | 0 | 0 | 0 | 0 | 0 | 0 | 0
F1_Commercial_School (ID)_Existing_Food Preparation_Natural Gas_Oven_E6 | F1 | Commercial | School (ID) | Existing | Food Preparation | Natural Gas | Oven | E6 | CCE | 0 | 0 | 0 | 0 | 0 | 0 | 0 | 0 | 0 | 0 | 0 | 0 | 0 | 0 | 0 | 0 | 0 | 0 | 0 | 0 | 0 | 0 | 0 | 0 | 0 | 0 | 0
F1_Commercial_School (ID)_Existing_Food Preparation_Natural Gas_Oven_E7 | F1 | Commercial | School (ID) | Existing | Food Preparation | Natural Gas | Oven | E7 | CCE | 0 | 0 | 0 | 0 | 0 | 0 | 0 | 0 | 0 | 0 | 0 | 0 | 0 | 0 | 0 | 0 | 0 | 0 | 0 | 0 | 0 | 0 | 0 | 0 | 0 | 0 | 0
F1_Commercial_School (ID)_Existing_Food Preparation_Natural Gas_Oven_E8 | F1 | Commercial | School (ID) | Existing | Food Preparation | Natural Gas | Oven | E8 | CCE | 0 | 0 | 0 | 0 | 0 | 0 | 0 | 0 | 0 | 0 | 0 | 0 | 0 | 0 | 0 | 0 | 0 | 0 | 0 | 0 | 0 | 0 | 0 | 0 | 0 | 0 | 0
F1_Commercial_School (ID)_Existing_Food Preparation_Natural Gas_Oven_E9 | F1 | Commercial | School (ID) | Existing | Food Preparation | Natural Gas | Oven | E9 | CCE | 0 | 0 | 0 | 0 | 0 | 0 | 0 | 0 | 0 | 0 | 0 | 0 | 0 | 0 | 0 | 0 | 0 | 0 | 0 | 0 | 0 | 0 | 0 | 0 | 0 | 0 | 0
F1_Commercial_School (ID)_Existing_Food Preparation_Natural Gas_Oven_E10 | F1 | Commercial | School (ID) | Existing | Food Preparation | Natural Gas | Oven | E10 | CCE | 0 | 0 | 0 | 0 | 0 | 0 | 0 | 0 | 0 | 0 | 0 | 0 | 0 | 0 | 0 | 0 | 0 | 0 | 0 | 0 | 0 | 0 | 0 | 0 | 0 | 0 | 0
F2_Commercial_School (ID)_Existing_Food Preparation_Natural Gas_Oven_E1 | F2 | Commercial | School (ID) | Existing | Food Preparation | Natural Gas | Oven | E1 | TRC BC Ratio | [24 empty] | 1 | 1 | 1 | bar: 2019 to 2042
F2_Commercial_School (ID)_Existing_Food Preparation_Natural Gas_Oven_E2 | F2 | Commercial | School (ID) | Existing | Food Preparation | Natural Gas | Oven | E2 | TRC BC Ratio | 39.4147 | 40.3246 | 41.4692 | 42.8194 | 44.3896 | 46.3698 | 48.4324 | 50.489 | 52.4726 | 54.4835 | 56.053 | 57.5129 | 59.0869 | 60.6202 | 61.9724 | 63.2245 | 64.3287 | 65.4141 | 66.5815 | 67.7134 | 68.8778 | 70.0921 | 71.318 | 72.5851 | 73.8746 | 75.187 | 76.5228
F2_Commercial_School (ID)_Existing_Food Preparation_Natural Gas_Oven_E3 | F2 | Commercial | School (ID) | Existing | Food Preparation | Natural Gas | Oven | E3 | TRC BC Ratio | 0 | 0 | 0 | 0 | 0 | 0 | 0 | 0 | 0 | 0 | 0 | 0 | 0 | 0 | 0 | 0 | 0 | 0 | 0 | 0 | 0 | 0 | 0 | 0 | 0 | 0 | 0
F2_Commercial_School (ID)_Existing_Food Preparation_Natural Gas_Oven_E4 | F2 | Commercial | School (ID) | Existing | Food Preparation | Natural Gas | Oven | E4 | TRC BC Ratio | 0 | 0 | 0 | 0 | 0 | 0 | 0 | 0 | 0 | 0 | 0 | 0 | 0 | 0 | 0 | 0 | 0 | 0 | 0 | 0 | 0 | 0 | 0 | 0 | 0 | 0 | 0
F2_Commercial_School (ID)_Existing_Food Preparation_Natural Gas_Oven_E5 | F2 | Commercial | School (ID) | Existing | Food Preparation | Natural Gas | Oven | E5 | TRC BC Ratio | 0 | 0 | 0 | 0 | 0 | 0 | 0 | 0 | 0 | 0 | 0 | 0 | 0 | 0 | 0 | 0 | 0 | 0 | 0 | 0 | 0 | 0 | 0 | 0 | 0 | 0 | 0
F2_Commercial_School (ID)_Existing_Food Preparation_Natural Gas_Oven_E6 | F2 | Commercial | School (ID) | Existing | Food Preparation | Natural Gas | Oven | E6 | TRC BC Ratio | 0 | 0 | 0 | 0 | 0 | 0 | 0 | 0 | 0 | 0 | 0 | 0 | 0 | 0 | 0 | 0 | 0 | 0 | 0 | 0 | 0 | 0 | 0 | 0 | 0 | 0 | 0
F2_Commercial_School (ID)_Existing_Food Preparation_Natural Gas_Oven_E7 | F2 | Commercial | School (ID) | Existing | Food Preparation | Natural Gas | Oven | E7 | TRC BC Ratio | 0 | 0 | 0 | 0 | 0 | 0 | 0 | 0 | 0 | 0 | 0 | 0 | 0 | 0 | 0 | 0 | 0 | 0 | 0 | 0 | 0 | 0 | 0 | 0 | 0 | 0 | 0
F2_Commercial_School (ID)_Existing_Food Preparation_Natural Gas_Oven_E8 | F2 | Commercial | School (ID) | Existing | Food Preparation | Natural Gas | Oven | E8 | TRC BC Ratio | 0 | 0 | 0 | 0 | 0 | 0 | 0 | 0 | 0 | 0 | 0 | 0 | 0 | 0 | 0 | 0 | 0 | 0 | 0 | 0 | 0 | 0 | 0 | 0 | 0 | 0 | 0
F2_Commercial_School (ID)_Existing_Food Preparation_Natural Gas_Oven_E9 | F2 | Commercial | School (ID) | Existing | Food Preparation | Natural Gas | Oven | E9 | TRC BC Ratio | 0 | 0 | 0 | 0 | 0 | 0 | 0 | 0 | 0 | 0 | 0 | 0 | 0 | 0 | 0 | 0 | 0 | 0 | 0 | 0 | 0 | 0 | 0 | 0 | 0 | 0 | 0
F2_Commercial_School (ID)_Existing_Food Preparation_Natural Gas_Oven_E10 | F2 | Commercial | School (ID) | Existing | Food Preparation | Natural Gas | Oven | E10 | TRC BC Ratio | 0 | 0 | 0 | 0 | 0 | 0 | 0 | 0 | 0 | 0 | 0 | 0 | 0 | 0 | 0 | 0 | 0 | 0 | 0 | 0 | 0 | 0 | 0 | 0 | 0 | 0 | 0
F3_Commercial_School (ID)_Existing_Food Preparation_Natural Gas_Oven_E1 | F3 | Commercial | School (ID) | Existing | Food Preparation | Natural Gas | Oven | E1 | PACT BC Ratio | [24 empty] | 1 | 1 | 1 | bar: 2019 to 2042
F3_Commercial_School (ID)_Existing_Food Preparation_Natural Gas_Oven_E2 | F3 | Commercial | School (ID) | Existing | Food Preparation | Natural Gas | Oven | E2 | PACT BC Ratio | 78.0555 | 79.8575 | 82.1242 | 84.7981 | 87.9076 | 91.8292 | 95.9139 | 99.9867 | 103.915 | 107.8973 | 111.0054 | 113.8966 | 117.0136 | 120.0501 | 122.7281 | 125.2077 | 127.3945 | 129.544 | 131.8558 | 134.0974 | 136.4033 | 138.808 | 141.2358 | 143.745 | 146.2988 | 148.8979 | 151.5432
F3_Commercial_School (ID)_Existing_Food Preparation_Natural Gas_Oven_E3 | F3 | Commercial | School (ID) | Existing | Food Preparation | Natural Gas | Oven | E3 | PACT BC Ratio | 0 | 0 | 0 | 0 | 0 | 0 | 0 | 0 | 0 | 0 | 0 | 0 | 0 | 0 | 0 | 0 | 0 | 0 | 0 | 0 | 0 | 0 | 0 | 0 | 0 | 0 | 0
F3_Commercial_School (ID)_Existing_Food Preparation_Natural Gas_Oven_E4 | F3 | Commercial | School (ID) | Existing | Food Preparation | Natural Gas | Oven | E4 | PACT BC Ratio | 0 | 0 | 0 | 0 | 0 | 0 | 0 | 0 | 0 | 0 | 0 | 0 | 0 | 0 | 0 | 0 | 0 | 0 | 0 | 0 | 0 | 0 | 0 | 0 | 0 | 0 | 0
F3_Commercial_School (ID)_Existing_Food Preparation_Natural Gas_Oven_E5 | F3 | Commercial | School (ID) | Existing | Food Preparation | Natural Gas | Oven | E5 | PACT BC Ratio | 0 | 0 | 0 | 0 | 0 | 0 | 0 | 0 | 0 | 0 | 0 | 0 | 0 | 0 | 0 | 0 | 0 | 0 | 0 | 0 | 0 | 0 | 0 | 0 | 0 | 0 | 0
F3_Commercial_School (ID)_Existing_Food Preparation_Natural Gas_Oven_E6 | F3 | Commercial | School (ID) | Existing | Food Preparation | Natural Gas | Oven | E6 | PACT BC Ratio | 0 | 0 | 0 | 0 | 0 | 0 | 0 | 0 | 0 | 0 | 0 | 0 | 0 | 0 | 0 | 0 | 0 | 0 | 0 | 0 | 0 | 0 | 0 | 0 | 0 | 0 | 0
F3_Commercial_School (ID)_Existing_Food Preparation_Natural Gas_Oven_E7 | F3 | Commercial | School (ID) | Existing | Food Preparation | Natural Gas | Oven | E7 | PACT BC Ratio | 0 | 0 | 0 | 0 | 0 | 0 | 0 | 0 | 0 | 0 | 0 | 0 | 0 | 0 | 0 | 0 | 0 | 0 | 0 | 0 | 0 | 0 | 0 | 0 | 0 | 0 | 0
F3_Commercial_School (ID)_Existing_Food Preparation_Natural Gas_Oven_E8 | F3 | Commercial | School (ID) | Existing | Food Preparation | Natural Gas | Oven | E8 | PACT BC Ratio | 0 | 0 | 0 | 0 | 0 | 0 | 0 | 0 | 0 | 0 | 0 | 0 | 0 | 0 | 0 | 0 | 0 | 0 | 0 | 0 | 0 | 0 | 0 | 0 | 0 | 0 | 0
F3_Commercial_School (ID)_Existing_Food Preparation_Natural Gas_Oven_E9 | F3 | Commercial | School (ID) | Existing | Food Preparation | Natural Gas | Oven | E9 | PACT BC Ratio | 0 | 0 | 0 | 0 | 0 | 0 | 0 | 0 | 0 | 0 | 0 | 0 | 0 | 0 | 0 | 0 | 0 | 0 | 0 | 0 | 0 | 0 | 0 | 0 | 0 | 0 | 0
F3_Commercial_School (ID)_Existing_Food Preparation_Natural Gas_Oven_E10 | F3 | Commercial | School (ID) | Existing | Food Preparation | Natural Gas | Oven | E10 | PACT BC Ratio | 0 | 0 | 0 | 0 | 0 | 0 | 0 | 0 | 0 | 0 | 0 | 0 | 0 | 0 | 0 | 0 | 0 | 0 | 0 | 0 | 0 | 0 | 0 | 0 | 0 | 0 | 0
F4_Commercial_School (ID)_Existing_Food Preparation_Natural Gas_Oven_E1 | F4 | Commercial | School (ID) | Existing | Food Preparation | Natural Gas | Oven | E1 | RVT BC Ratio | [24 empty] | 1 | 1 | 1 | bar: 2019 to 2042
F4_Commercial_School (ID)_Existing_Food Preparation_Natural Gas_Oven_E2 | F4 | Commercial | School (ID) | Existing | Food Preparation | Natural Gas | Oven | E2 | RVT BC Ratio | 56.6702 | 57.6068 | 58.7481 | 60.1353 | 61.7856 | 63.9669 | 66.2045 | 68.369 | 70.3615 | 72.275 | 74.2405 | 75.9962 | 77.8277 | 79.5203 | 80.9459 | 82.2093 | 83.2453 | 84.2218 | 85.2695 | 86.2306 | 87.192 | 88.722 | 90.2667 | 91.8631 | 93.4879 | 95.1416 | 96.8247
F4_Commercial_School (ID)_Existing_Food Preparation_Natural Gas_Oven_E3 | F4 | Commercial | School (ID) | Existing | Food Preparation | Natural Gas | Oven | E3 | RVT BC Ratio | 0 | 0 | 0 | 0 | 0 | 0 | 0 | 0 | 0 | 0 | 0 | 0 | 0 | 0 | 0 | 0 | 0 | 0 | 0 | 0 | 0 | 0 | 0 | 0 | 0 | 0 | 0
F4_Commercial_School (ID)_Existing_Food Preparation_Natural Gas_Oven_E4 | F4 | Commercial | School (ID) | Existing | Food Preparation | Natural Gas | Oven | E4 | RVT BC Ratio | 0 | 0 | 0 | 0 | 0 | 0 | 0 | 0 | 0 | 0 | 0 | 0 | 0 | 0 | 0 | 0 | 0 | 0 | 0 | 0 | 0 | 0 | 0 | 0 | 0 | 0 | 0
F4_Commercial_School (ID)_Existing_Food Preparation_Natural Gas_Oven_E5 | F4 | Commercial | School (ID) | Existing | Food Preparation | Natural Gas | Oven | E5 | RVT BC Ratio | 0 | 0 | 0 | 0 | 0 | 0 | 0 | 0 | 0 | 0 | 0 | 0 | 0 | 0 | 0 | 0 | 0 | 0 | 0 | 0 | 0 | 0 | 0 | 0 | 0 | 0 | 0
F4_Commercial_School (ID)_Existing_Food Preparation_Natural Gas_Oven_E6 | F4 | Commercial | School (ID) | Existing | Food Preparation | Natural Gas | Oven | E6 | RVT BC Ratio | 0 | 0 | 0 | 0 | 0 | 0 | 0 | 0 | 0 | 0 | 0 | 0 | 0 | 0 | 0 | 0 | 0 | 0 | 0 | 0 | 0 | 0 | 0 | 0 | 0 | 0 | 0
F4_Commercial_School (ID)_Existing_Food Preparation_Natural Gas_Oven_E7 | F4 | Commercial | School (ID) | Existing | Food Preparation | Natural Gas | Oven | E7 | RVT BC Ratio | 0 | 0 | 0 | 0 | 0 | 0 | 0 | 0 | 0 | 0 | 0 | 0 | 0 | 0 | 0 | 0 | 0 | 0 | 0 | 0 | 0 | 0 | 0 | 0 | 0 | 0 | 0
F4_Commercial_School (ID)_Existing_Food Preparation_Natural Gas_Oven_E8 | F4 | Commercial | School (ID) | Existing | Food Preparation | Natural Gas | Oven | E8 | RVT BC Ratio | 0 | 0 | 0 | 0 | 0 | 0 | 0 | 0 | 0 | 0 | 0 | 0 | 0 | 0 | 0 | 0 | 0 | 0 | 0 | 0 | 0 | 0 | 0 | 0 | 0 | 0 | 0
F4_Commercial_School (ID)_Existing_Food Preparation_Natural Gas_Oven_E9 | F4 | Commercial | School (ID) | Existing | Food Preparation | Natural Gas | Oven | E9 | RVT BC Ratio | 0 | 0 | 0 | 0 | 0 | 0 | 0 | 0 | 0 | 0 | 0 | 0 | 0 | 0 | 0 | 0 | 0 | 0 | 0 | 0 | 0 | 0 | 0 | 0 | 0 | 0 | 0
F4_Commercial_School (ID)_Existing_Food Preparation_Natural Gas_Oven_E10 | F4 | Commercial | School (ID) | Existing | Food Preparation | Natural Gas | Oven | E10 | RVT BC Ratio | 0 | 0 | 0 | 0 | 0 | 0 | 0 | 0 | 0 | 0 | 0 | 0 | 0 | 0 | 0 | 0 | 0 | 0 | 0 | 0 | 0 | 0 | 0 | 0 | 0 | 0 | 0
F5_Commercial_School (ID)_Existing_Food Preparation_Natural Gas_Oven_E1 | F5 | Commercial | School (ID) | Existing | Food Preparation | Natural Gas | Oven | E1 | RIM BC Ratio | [24 empty] | 1 | 1 | 1 | bar: 2019 to 2042
F5_Commercial_School (ID)_Existing_Food Preparation_Natural Gas_Oven_E2 | F5 | Commercial | School (ID) | Existing | Food Preparation | Natural Gas | Oven | E2 | RIM BC Ratio | 0.83168 | 0.83709 | 0.84418 | 0.85163 | 0.85935 | 0.86717 | 0.87523 | 0.88359 | 0.89237 | 0.90211 | 0.90359 | 0.90576 | 0.90871 | 0.91249 | 0.91646 | 0.92064 | 0.92509 | 0.92982 | 0.93481 | 0.94013 | 0.94578 | 0.94589 | 0.946 | 0.94611 | 0.94622 | 0.94633 | 0.94643
F5_Commercial_School (ID)_Existing_Food Preparation_Natural Gas_Oven_E3 | F5 | Commercial | School (ID) | Existing | Food Preparation | Natural Gas | Oven | E3 | RIM BC Ratio | 0 | 0 | 0 | 0 | 0 | 0 | 0 | 0 | 0 | 0 | 0 | 0 | 0 | 0 | 0 | 0 | 0 | 0 | 0 | 0 | 0 | 0 | 0 | 0 | 0 | 0 | 0
F5_Commercial_School (ID)_Existing_Food Preparation_Natural Gas_Oven_E4 | F5 | Commercial | School (ID) | Existing | Food Preparation | Natural Gas | Oven | E4 | RIM BC Ratio | 0 | 0 | 0 | 0 | 0 | 0 | 0 | 0 | 0 | 0 | 0 | 0 | 0 | 0 | 0 | 0 | 0 | 0 | 0 | 0 | 0 | 0 | 0 | 0 | 0 | 0 | 0
F5_Commercial_School (ID)_Existing_Food Preparation_Natural Gas_Oven_E5 | F5 | Commercial | School (ID) | Existing | Food Preparation | Natural Gas | Oven | E5 | RIM BC Ratio | 0 | 0 | 0 | 0 | 0 | 0 | 0 | 0 | 0 | 0 | 0 | 0 | 0 | 0 | 0 | 0 | 0 | 0 | 0 | 0 | 0 | 0 | 0 | 0 | 0 | 0 | 0
F5_Commercial_School (ID)_Existing_Food Preparation_Natural Gas_Oven_E6 | F5 | Commercial | School (ID) | Existing | Food Preparation | Natural Gas | Oven | E6 | RIM BC Ratio | 0 | 0 | 0 | 0 | 0 | 0 | 0 | 0 | 0 | 0 | 0 | 0 | 0 | 0 | 0 | 0 | 0 | 0 | 0 | 0 | 0 | 0 | 0 | 0 | 0 | 0 | 0
F5_Commercial_School (ID)_Existing_Food Preparation_Natural Gas_Oven_E7 | F5 | Commercial | School (ID) | Existing | Food Preparation | Natural Gas | Oven | E7 | RIM BC Ratio | 0 | 0 | 0 | 0 | 0 | 0 | 0 | 0 | 0 | 0 | 0 | 0 | 0 | 0 | 0 | 0 | 0 | 0 | 0 | 0 | 0 | 0 | 0 | 0 | 0 | 0 | 0
F5_Commercial_School (ID)_Existing_Food Preparation_Natural Gas_Oven_E8 | F5 | Commercial | School (ID) | Existing | Food Preparation | Natural Gas | Oven | E8 | RIM BC Ratio | 0 | 0 | 0 | 0 | 0 | 0 | 0 | 0 | 0 | 0 | 0 | 0 | 0 | 0 | 0 | 0 | 0 | 0 | 0 | 0 | 0 | 0 | 0 | 0 | 0 | 0 | 0
F5_Commercial_School (ID)_Existing_Food Preparation_Natural Gas_Oven_E9 | F5 | Commercial | School (ID) | Existing | Food Preparation | Natural Gas | Oven | E9 | RIM BC Ratio | 0 | 0 | 0 | 0 | 0 | 0 | 0 | 0 | 0 | 0 | 0 | 0 | 0 | 0 | 0 | 0 | 0 | 0 | 0 | 0 | 0 | 0 | 0 | 0 | 0 | 0 | 0
F5_Commercial_School (ID)_Existing_Food Preparation_Natural Gas_Oven_E10 | F5 | Commercial | School (ID) | Existing | Food Preparation | Natural Gas | Oven | E10 | RIM BC Ratio | 0 | 0 | 0 | 0 | 0 | 0 | 0 | 0 | 0 | 0 | 0 | 0 | 0 | 0 | 0 | 0 | 0 | 0 | 0 | 0 | 0 | 0 | 0 | 0 | 0 | 0 | 0
F0_Commercial_School (ID)_Existing_Food Preparation_Natural Gas_Conveyor Oven_E0 | F0 | Commercial | School (ID) | Existing | Food Preparation | Natural Gas | Conveyor Oven | E0 | Economic Unit | ENERGY STAR (>42% Baking Efficiency) | ENERGY STAR (>42% Baking Efficiency) | ENERGY STAR (>42% Baking Efficiency) | ENERGY STAR (>42% Baking Efficiency) | ENERGY STAR (>42% Baking Efficiency) | ENERGY STAR (>42% Baking Efficiency) | ENERGY STAR (>42% Baking Efficiency) | ENERGY STAR (>42% Baking Efficiency) | ENERGY STAR (>42% Baking Efficiency) | ENERGY STAR (>42% Baking Efficiency) | ENERGY STAR (>42% Baking Efficiency) | ENERGY STAR (>42% Baking Efficiency) | ENERGY STAR (>42% Baking Efficiency) | ENERGY STAR (>42% Baking Efficiency) | ENERGY STAR (>42% Baking Efficiency) | ENERGY STAR (>42% Baking Efficiency) | ENERGY STAR (>42% Baking Efficiency) | ENERGY STAR (>42% Baking Efficiency) | ENERGY STAR (>42% Baking Efficiency) | ENERGY STAR (>42% Baking Efficiency) | ENERGY STAR (>42% Baking Efficiency) | ENERGY STAR (>42% Baking Efficiency) | ENERGY STAR (>42% Baking Efficiency) | ENERGY STAR (>42% Baking Efficiency) | ENERGY STAR (>42% Baking Efficiency) | ENERGY STAR (>42% Baking Efficiency) | ENERGY STAR (>42% Baking Efficiency)
F1_Commercial_School (ID)_Existing_Food Preparation_Natural Gas_Conveyor Oven_E1 | F1 | Commercial | School (ID) | Existing | Food Preparation | Natural Gas | Conveyor Oven | E1 | CCE | 0 | 0 | 0 | 0 | 0 | 0 | 0 | 0 | 0 | 0 | 0 | 0 | 0 | 0 | 0 | 0 | 0 | 0 | 0 | 0 | 0 | 0 | 0 | 0 | 0 | 0 | 0
F1_Commercial_School (ID)_Existing_Food Preparation_Natural Gas_Conveyor Oven_E2 | F1 | Commercial | School (ID) | Existing | Food Preparation | Natural Gas | Conveyor Oven | E2 | CCE | 0.00013761 | 0.00013761 | 0.00013761 | 0.00013761 | 0.00013761 | 0.00013761 | 0.00013761 | 0.00013761 | 0.00013761 | 0.00013761 | 0.00013761 | 0.00013761 | 0.00013761 | 0.00013761 | 0.00013761 | 0.00013761 | 0.00013761 | 0.00013761 | 0.00013761 | 0.00013761 | 0.00013761 | 0.00013761 | 0.00013761 | 0.00013761 | 0.00013761 | 0.00013761 | 0.00013761
F1_Commercial_School (ID)_Existing_Food Preparation_Natural Gas_Conveyor Oven_E3 | F1 | Commercial | School (ID) | Existing | Food Preparation | Natural Gas | Conveyor Oven | E3 | CCE | 0 | 0 | 0 | 0 | 0 | 0 | 0 | 0 | 0 | 0 | 0 | 0 | 0 | 0 | 0 | 0 | 0 | 0 | 0 | 0 | 0 | 0 | 0 | 0 | 0 | 0 | 0
F1_Commercial_School (ID)_Existing_Food Preparation_Natural Gas_Conveyor Oven_E4 | F1 | Commercial | School (ID) | Existing | Food Preparation | Natural Gas | Conveyor Oven | E4 | CCE | 0 | 0 | 0 | 0 | 0 | 0 | 0 | 0 | 0 | 0 | 0 | 0 | 0 | 0 | 0 | 0 | 0 | 0 | 0 | 0 | 0 | 0 | 0 | 0 | 0 | 0 | 0
F1_Commercial_School (ID)_Existing_Food Preparation_Natural Gas_Conveyor Oven_E5 | F1 | Commercial | School (ID) | Existing | Food Preparation | Natural Gas | Conveyor Oven | E5 | CCE | 0 | 0 | 0 | 0 | 0 | 0 | 0 | 0 | 0 | 0 | 0 | 0 | 0 | 0 | 0 | 0 | 0 | 0 | 0 | 0 | 0 | 0 | 0 | 0 | 0 | 0 | 0
F1_Commercial_School (ID)_Existing_Food Preparation_Natural Gas_Conveyor Oven_E6 | F1 | Commercial | School (ID) | Existing | Food Preparation | Natural Gas | Conveyor Oven | E6 | CCE | 0 | 0 | 0 | 0 | 0 | 0 | 0 | 0 | 0 | 0 | 0 | 0 | 0 | 0 | 0 | 0 | 0 | 0 | 0 | 0 | 0 | 0 | 0 | 0 | 0 | 0 | 0
F1_Commercial_School (ID)_Existing_Food Preparation_Natural Gas_Conveyor Oven_E7 | F1 | Commercial | School (ID) | Existing | Food Preparation | Natural Gas | Conveyor Oven | E7 | CCE | 0 | 0 | 0 | 0 | 0 | 0 | 0 | 0 | 0 | 0 | 0 | 0 | 0 | 0 | 0 | 0 | 0 | 0 | 0 | 0 | 0 | 0 | 0 | 0 | 0 | 0 | 0
F1_Commercial_School (ID)_Existing_Food Preparation_Natural Gas_Conveyor Oven_E8 | F1 | Commercial | School (ID) | Existing | Food Preparation | Natural Gas | Conveyor Oven | E8 | CCE | 0 | 0 | 0 | 0 | 0 | 0 | 0 | 0 | 0 | 0 | 0 | 0 | 0 | 0 | 0 | 0 | 0 | 0 | 0 | 0 | 0 | 0 | 0 | 0 | 0 | 0 | 0
F1_Commercial_School (ID)_Existing_Food Preparation_Natural Gas_Conveyor Oven_E9 | F1 | Commercial | School (ID) | Existing | Food Preparation | Natural Gas | Conveyor Oven | E9 | CCE | 0 | 0 | 0 | 0 | 0 | 0 | 0 | 0 | 0 | 0 | 0 | 0 | 0 | 0 | 0 | 0 | 0 | 0 | 0 | 0 | 0 | 0 | 0 | 0 | 0 | 0 | 0
F1_Commercial_School (ID)_Existing_Food Preparation_Natural Gas_Conveyor Oven_E10 | F1 | Commercial | School (ID) | Existing | Food Preparation | Natural Gas | Conveyor Oven | E10 | CCE | 0 | 0 | 0 | 0 | 0 | 0 | 0 | 0 | 0 | 0 | 0 | 0 | 0 | 0 | 0 | 0 | 0 | 0 | 0 | 0 | 0 | 0 | 0 | 0 | 0 | 0 | 0
F2_Commercial_School (ID)_Existing_Food Preparation_Natural Gas_Conveyor Oven_E1 | F2 | Commercial | School (ID) | Existing | Food Preparation | Natural Gas | Conveyor Oven | E1 | TRC BC Ratio | [24 empty] | 1 | 1 | 1 | bar: 2019 to 2042
F2_Commercial_School (ID)_Existing_Food Preparation_Natural Gas_Conveyor Oven_E2 | F2 | Commercial | School (ID) | Existing | Food Preparation | Natural Gas | Conveyor Oven | E2 | TRC BC Ratio | 27.8787 | 28.6268 | 29.4489 | 30.3496 | 31.3363 | 32.4857 | 33.6515 | 34.8016 | 35.9112 | 37.037 | 37.9658 | 38.8474 | 39.7876 | 40.7149 | 41.5636 | 42.3714 | 43.1154 | 43.855 | 44.6366 | 45.4062 | 46.1951 | 47.0115 | 47.8379 | 48.6877 | 49.5527 | 50.4331 | 51.3291
F2_Commercial_School (ID)_Existing_Food Preparation_Natural Gas_Conveyor Oven_E3 | F2 | Commercial | School (ID) | Existing | Food Preparation | Natural Gas | Conveyor Oven | E3 | TRC BC Ratio | 0 | 0 | 0 | 0 | 0 | 0 | 0 | 0 | 0 | 0 | 0 | 0 | 0 | 0 | 0 | 0 | 0 | 0 | 0 | 0 | 0 | 0 | 0 | 0 | 0 | 0 | 0
F2_Commercial_School (ID)_Existing_Food Preparation_Natural Gas_Conveyor Oven_E4 | F2 | Commercial | School (ID) | Existing | Food Preparation | Natural Gas | Conveyor Oven | E4 | TRC BC Ratio | 0 | 0 | 0 | 0 | 0 | 0 | 0 | 0 | 0 | 0 | 0 | 0 | 0 | 0 | 0 | 0 | 0 | 0 | 0 | 0 | 0 | 0 | 0 | 0 | 0 | 0 | 0
F2_Commercial_School (ID)_Existing_Food Preparation_Natural Gas_Conveyor Oven_E5 | F2 | Commercial | School (ID) | Existing | Food Preparation | Natural Gas | Conveyor Oven | E5 | TRC BC Ratio | 0 | 0 | 0 | 0 | 0 | 0 | 0 | 0 | 0 | 0 | 0 | 0 | 0 | 0 | 0 | 0 | 0 | 0 | 0 | 0 | 0 | 0 | 0 | 0 | 0 | 0 | 0
F2_Commercial_School (ID)_Existing_Food Preparation_Natural Gas_Conveyor Oven_E6 | F2 | Commercial | School (ID) | Existing | Food Preparation | Natural Gas | Conveyor Oven | E6 | TRC BC Ratio | 0 | 0 | 0 | 0 | 0 | 0 | 0 | 0 | 0 | 0 | 0 | 0 | 0 | 0 | 0 | 0 | 0 | 0 | 0 | 0 | 0 | 0 | 0 | 0 | 0 | 0 | 0
F2_Commercial_School (ID)_Existing_Food Preparation_Natural Gas_Conveyor Oven_E7 | F2 | Commercial | School (ID) | Existing | Food Preparation | Natural Gas | Conveyor Oven | E7 | TRC BC Ratio | 0 | 0 | 0 | 0 | 0 | 0 | 0 | 0 | 0 | 0 | 0 | 0 | 0 | 0 | 0 | 0 | 0 | 0 | 0 | 0 | 0 | 0 | 0 | 0 | 0 | 0 | 0
F2_Commercial_School (ID)_Existing_Food Preparation_Natural Gas_Conveyor Oven_E8 | F2 | Commercial | School (ID) | Existing | Food Preparation | Natural Gas | Conveyor Oven | E8 | TRC BC Ratio | 0 | 0 | 0 | 0 | 0 | 0 | 0 | 0 | 0 | 0 | 0 | 0 | 0 | 0 | 0 | 0 | 0 | 0 | 0 | 0 | 0 | 0 | 0 | 0 | 0 | 0 | 0
F2_Commercial_School (ID)_Existing_Food Preparation_Natural Gas_Conveyor Oven_E9 | F2 | Commercial | School (ID) | Existing | Food Preparation | Natural Gas | Conveyor Oven | E9 | TRC BC Ratio | 0 | 0 | 0 | 0 | 0 | 0 | 0 | 0 | 0 | 0 | 0 | 0 | 0 | 0 | 0 | 0 | 0 | 0 | 0 | 0 | 0 | 0 | 0 | 0 | 0 | 0 | 0
F2_Commercial_School (ID)_Existing_Food Preparation_Natural Gas_Conveyor Oven_E10 | F2 | Commercial | School (ID) | Existing | Food Preparation | Natural Gas | Conveyor Oven | E10 | TRC BC Ratio | 0 | 0 | 0 | 0 | 0 | 0 | 0 | 0 | 0 | 0 | 0 | 0 | 0 | 0 | 0 | 0 | 0 | 0 | 0 | 0 | 0 | 0 | 0 | 0 | 0 | 0 | 0
F3_Commercial_School (ID)_Existing_Food Preparation_Natural Gas_Conveyor Oven_E1 | F3 | Commercial | School (ID) | Existing | Food Preparation | Natural Gas | Conveyor Oven | E1 | PACT BC Ratio | [24 empty] | 1 | 1 | 1 | bar: 2019 to 2042
F3_Commercial_School (ID)_Existing_Food Preparation_Natural Gas_Conveyor Oven_E2 | F3 | Commercial | School (ID) | Existing | Food Preparation | Natural Gas | Conveyor Oven | E2 | PACT BC Ratio | 55.21 | 56.6915 | 58.3197 | 60.1033 | 62.0573 | 64.3335 | 66.6422 | 68.9199 | 71.1173 | 73.3469 | 75.1863 | 76.9321 | 78.794 | 80.6305 | 82.3112 | 83.9109 | 85.3843 | 86.849 | 88.3967 | 89.9208 | 91.4833 | 93.1 | 94.7365 | 96.4196 | 98.1325 | 99.876 | 101.6503
F3_Commercial_School (ID)_Existing_Food Preparation_Natural Gas_Conveyor Oven_E3 | F3 | Commercial | School (ID) | Existing | Food Preparation | Natural Gas | Conveyor Oven | E3 | PACT BC Ratio | 0 | 0 | 0 | 0 | 0 | 0 | 0 | 0 | 0 | 0 | 0 | 0 | 0 | 0 | 0 | 0 | 0 | 0 | 0 | 0 | 0 | 0 | 0 | 0 | 0 | 0 | 0
F3_Commercial_School (ID)_Existing_Food Preparation_Natural Gas_Conveyor Oven_E4 | F3 | Commercial | School (ID) | Existing | Food Preparation | Natural Gas | Conveyor Oven | E4 | PACT BC Ratio | 0 | 0 | 0 | 0 | 0 | 0 | 0 | 0 | 0 | 0 | 0 | 0 | 0 | 0 | 0 | 0 | 0 | 0 | 0 | 0 | 0 | 0 | 0 | 0 | 0 | 0 | 0
F3_Commercial_School (ID)_Existing_Food Preparation_Natural Gas_Conveyor Oven_E5 | F3 | Commercial | School (ID) | Existing | Food Preparation | Natural Gas | Conveyor Oven | E5 | PACT BC Ratio | 0 | 0 | 0 | 0 | 0 | 0 | 0 | 0 | 0 | 0 | 0 | 0 | 0 | 0 | 0 | 0 | 0 | 0 | 0 | 0 | 0 | 0 | 0 | 0 | 0 | 0 | 0
F3_Commercial_School (ID)_Existing_Food Preparation_Natural Gas_Conveyor Oven_E6 | F3 | Commercial | School (ID) | Existing | Food Preparation | Natural Gas | Conveyor Oven | E6 | PACT BC Ratio | 0 | 0 | 0 | 0 | 0 | 0 | 0 | 0 | 0 | 0 | 0 | 0 | 0 | 0 | 0 | 0 | 0 | 0 | 0 | 0 | 0 | 0 | 0 | 0 | 0 | 0 | 0
F3_Commercial_School (ID)_Existing_Food Preparation_Natural Gas_Conveyor Oven_E7 | F3 | Commercial | School (ID) | Existing | Food Preparation | Natural Gas | Conveyor Oven | E7 | PACT BC Ratio | 0 | 0 | 0 | 0 | 0 | 0 | 0 | 0 | 0 | 0 | 0 | 0 | 0 | 0 | 0 | 0 | 0 | 0 | 0 | 0 | 0 | 0 | 0 | 0 | 0 | 0 | 0
F3_Commercial_School (ID)_Existing_Food Preparation_Natural Gas_Conveyor Oven_E8 | F3 | Commercial | School (ID) | Existing | Food Preparation | Natural Gas | Conveyor Oven | E8 | PACT BC Ratio | 0 | 0 | 0 | 0 | 0 | 0 | 0 | 0 | 0 | 0 | 0 | 0 | 0 | 0 | 0 | 0 | 0 | 0 | 0 | 0 | 0 | 0 | 0 | 0 | 0 | 0 | 0
F3_Commercial_School (ID)_Existing_Food Preparation_Natural Gas_Conveyor Oven_E9 | F3 | Commercial | School (ID) | Existing | Food Preparation | Natural Gas | Conveyor Oven | E9 | PACT BC Ratio | 0 | 0 | 0 | 0 | 0 | 0 | 0 | 0 | 0 | 0 | 0 | 0 | 0 | 0 | 0 | 0 | 0 | 0 | 0 | 0 | 0 | 0 | 0 | 0 | 0 | 0 | 0
F3_Commercial_School (ID)_Existing_Food Preparation_Natural Gas_Conveyor Oven_E10 | F3 | Commercial | School (ID) | Existing | Food Preparation | Natural Gas | Conveyor Oven | E10 | PACT BC Ratio | 0 | 0 | 0 | 0 | 0 | 0 | 0 | 0 | 0 | 0 | 0 | 0 | 0 | 0 | 0 | 0 | 0 | 0 | 0 | 0 | 0 | 0 | 0 | 0 | 0 | 0 | 0
F4_Commercial_School (ID)_Existing_Food Preparation_Natural Gas_Conveyor Oven_E1 | F4 | Commercial | School (ID) | Existing | Food Preparation | Natural Gas | Conveyor Oven | E1 | RVT BC Ratio | [24 empty] | 1 | 1 | 1 | bar: 2019 to 2042
F4_Commercial_School (ID)_Existing_Food Preparation_Natural Gas_Conveyor Oven_E2 | F4 | Commercial | School (ID) | Existing | Food Preparation | Natural Gas | Conveyor Oven | E2 | RVT BC Ratio | 39.1879 | 40.0168 | 40.9182 | 41.8952 | 42.9545 | 44.2023 | 45.4232 | 46.5855 | 47.6509 | 48.6983 | 49.7931 | 50.8149 | 51.9027 | 52.9613 | 53.9029 | 54.7765 | 55.5508 | 56.3032 | 57.0937 | 57.8499 | 58.6118 | 59.6405 | 60.6816 | 61.7525 | 62.8424 | 63.9516 | 65.0806
F4_Commercial_School (ID)_Existing_Food Preparation_Natural Gas_Conveyor Oven_E3 | F4 | Commercial | School (ID) | Existing | Food Preparation | Natural Gas | Conveyor Oven | E3 | RVT BC Ratio | 0 | 0 | 0 | 0 | 0 | 0 | 0 | 0 | 0 | 0 | 0 | 0 | 0 | 0 | 0 | 0 | 0 | 0 | 0 | 0 | 0 | 0 | 0 | 0 | 0 | 0 | 0
F4_Commercial_School (ID)_Existing_Food Preparation_Natural Gas_Conveyor Oven_E4 | F4 | Commercial | School (ID) | Existing | Food Preparation | Natural Gas | Conveyor Oven | E4 | RVT BC Ratio | 0 | 0 | 0 | 0 | 0 | 0 | 0 | 0 | 0 | 0 | 0 | 0 | 0 | 0 | 0 | 0 | 0 | 0 | 0 | 0 | 0 | 0 | 0 | 0 | 0 | 0 | 0
F4_Commercial_School (ID)_Existing_Food Preparation_Natural Gas_Conveyor Oven_E5 | F4 | Commercial | School (ID) | Existing | Food Preparation | Natural Gas | Conveyor Oven | E5 | RVT BC Ratio | 0 | 0 | 0 | 0 | 0 | 0 | 0 | 0 | 0 | 0 | 0 | 0 | 0 | 0 | 0 | 0 | 0 | 0 | 0 | 0 | 0 | 0 | 0 | 0 | 0 | 0 | 0
F4_Commercial_School (ID)_Existing_Food Preparation_Natural Gas_Conveyor Oven_E6 | F4 | Commercial | School (ID) | Existing | Food Preparation | Natural Gas | Conveyor Oven | E6 | RVT BC Ratio | 0 | 0 | 0 | 0 | 0 | 0 | 0 | 0 | 0 | 0 | 0 | 0 | 0 | 0 | 0 | 0 | 0 | 0 | 0 | 0 | 0 | 0 | 0 | 0 | 0 | 0 | 0
F4_Commercial_School (ID)_Existing_Food Preparation_Natural Gas_Conveyor Oven_E7 | F4 | Commercial | School (ID) | Existing | Food Preparation | Natural Gas | Conveyor Oven | E7 | RVT BC Ratio | 0 | 0 | 0 | 0 | 0 | 0 | 0 | 0 | 0 | 0 | 0 | 0 | 0 | 0 | 0 | 0 | 0 | 0 | 0 | 0 | 0 | 0 | 0 | 0 | 0 | 0 | 0
F4_Commercial_School (ID)_Existing_Food Preparation_Natural Gas_Conveyor Oven_E8 | F4 | Commercial | School (ID) | Existing | Food Preparation | Natural Gas | Conveyor Oven | E8 | RVT BC Ratio | 0 | 0 | 0 | 0 | 0 | 0 | 0 | 0 | 0 | 0 | 0 | 0 | 0 | 0 | 0 | 0 | 0 | 0 | 0 | 0 | 0 | 0 | 0 | 0 | 0 | 0 | 0
F4_Commercial_School (ID)_Existing_Food Preparation_Natural Gas_Conveyor Oven_E9 | F4 | Commercial | School (ID) | Existing | Food Preparation | Natural Gas | Conveyor Oven | E9 | RVT BC Ratio | 0 | 0 | 0 | 0 | 0 | 0 | 0 | 0 | 0 | 0 | 0 | 0 | 0 | 0 | 0 | 0 | 0 | 0 | 0 | 0 | 0 | 0 | 0 | 0 | 0 | 0 | 0
F4_Commercial_School (ID)_Existing_Food Preparation_Natural Gas_Conveyor Oven_E10 | F4 | Commercial | School (ID) | Existing | Food Preparation | Natural Gas | Conveyor Oven | E10 | RVT BC Ratio | 0 | 0 | 0 | 0 | 0 | 0 | 0 | 0 | 0 | 0 | 0 | 0 | 0 | 0 | 0 | 0 | 0 | 0 | 0 | 0 | 0 | 0 | 0 | 0 | 0 | 0 | 0
F5_Commercial_School (ID)_Existing_Food Preparation_Natural Gas_Conveyor Oven_E1 | F5 | Commercial | School (ID) | Existing | Food Preparation | Natural Gas | Conveyor Oven | E1 | RIM BC Ratio | [24 empty] | 1 | 1 | 1 | bar: 2019 to 2042
F5_Commercial_School (ID)_Existing_Food Preparation_Natural Gas_Conveyor Oven_E2 | F5 | Commercial | School (ID) | Existing | Food Preparation | Natural Gas | Conveyor Oven | E2 | RIM BC Ratio | 0.84936 | 0.85417 | 0.85944 | 0.86517 | 0.87137 | 0.87795 | 0.88511 | 0.89262 | 0.90058 | 0.90892 | 0.91131 | 0.91379 | 0.91637 | 0.91905 | 0.92188 | 0.92486 | 0.92803 | 0.93138 | 0.9349 | 0.93863 | 0.94257 | 0.94274 | 0.9429 | 0.94307 | 0.94323 | 0.94339 | 0.94354
F5_Commercial_School (ID)_Existing_Food Preparation_Natural Gas_Conveyor Oven_E3 | F5 | Commercial | School (ID) | Existing | Food Preparation | Natural Gas | Conveyor Oven | E3 | RIM BC Ratio | 0 | 0 | 0 | 0 | 0 | 0 | 0 | 0 | 0 | 0 | 0 | 0 | 0 | 0 | 0 | 0 | 0 | 0 | 0 | 0 | 0 | 0 | 0 | 0 | 0 | 0 | 0
F5_Commercial_School (ID)_Existing_Food Preparation_Natural Gas_Conveyor Oven_E4 | F5 | Commercial | School (ID) | Existing | Food Preparation | Natural Gas | Conveyor Oven | E4 | RIM BC Ratio | 0 | 0 | 0 | 0 | 0 | 0 | 0 | 0 | 0 | 0 | 0 | 0 | 0 | 0 | 0 | 0 | 0 | 0 | 0 | 0 | 0 | 0 | 0 | 0 | 0 | 0 | 0
F5_Commercial_School (ID)_Existing_Food Preparation_Natural Gas_Conveyor Oven_E5 | F5 | Commercial | School (ID) | Existing | Food Preparation | Natural Gas | Conveyor Oven | E5 | RIM BC Ratio | 0 | 0 | 0 | 0 | 0 | 0 | 0 | 0 | 0 | 0 | 0 | 0 | 0 | 0 | 0 | 0 | 0 | 0 | 0 | 0 | 0 | 0 | 0 | 0 | 0 | 0 | 0
F5_Commercial_School (ID)_Existing_Food Preparation_Natural Gas_Conveyor Oven_E6 | F5 | Commercial | School (ID) | Existing | Food Preparation | Natural Gas | Conveyor Oven | E6 | RIM BC Ratio | 0 | 0 | 0 | 0 | 0 | 0 | 0 | 0 | 0 | 0 | 0 | 0 | 0 | 0 | 0 | 0 | 0 | 0 | 0 | 0 | 0 | 0 | 0 | 0 | 0 | 0 | 0
F5_Commercial_School (ID)_Existing_Food Preparation_Natural Gas_Conveyor Oven_E7 | F5 | Commercial | School (ID) | Existing | Food Preparation | Natural Gas | Conveyor Oven | E7 | RIM BC Ratio | 0 | 0 | 0 | 0 | 0 | 0 | 0 | 0 | 0 | 0 | 0 | 0 | 0 | 0 | 0 | 0 | 0 | 0 | 0 | 0 | 0 | 0 | 0 | 0 | 0 | 0 | 0
F5_Commercial_School (ID)_Existing_Food Preparation_Natural Gas_Conveyor Oven_E8 | F5 | Commercial | School (ID) | Existing | Food Preparation | Natural Gas | Conveyor Oven | E8 | RIM BC Ratio | 0 | 0 | 0 | 0 | 0 | 0 | 0 | 0 | 0 | 0 | 0 | 0 | 0 | 0 | 0 | 0 | 0 | 0 | 0 | 0 | 0 | 0 | 0 | 0 | 0 | 0 | 0
F5_Commercial_School (ID)_Existing_Food Preparation_Natural Gas_Conveyor Oven_E9 | F5 | Commercial | School (ID) | Existing | Food Preparation | Natural Gas | Conveyor Oven | E9 | RIM BC Ratio | 0 | 0 | 0 | 0 | 0 | 0 | 0 | 0 | 0 | 0 | 0 | 0 | 0 | 0 | 0 | 0 | 0 | 0 | 0 | 0 | 0 | 0 | 0 | 0 | 0 | 0 | 0
F5_Commercial_School (ID)_Existing_Food Preparation_Natural Gas_Conveyor Oven_E10 | F5 | Commercial | School (ID) | Existing | Food Preparation | Natural Gas | Conveyor Oven | E10 | RIM BC Ratio | 0 | 0 | 0 | 0 | 0 | 0 | 0 | 0 | 0 | 0 | 0 | 0 | 0 | 0 | 0 | 0 | 0 | 0 | 0 | 0 | 0 | 0 | 0 | 0 | 0 | 0 | 0
F0_Commercial_School (ID)_Existing_Food Preparation_Natural Gas_Double Rack Oven_E0 | F0 | Commercial | School (ID) | Existing | Food Preparation | Natural Gas | Double Rack Oven | E0 | Economic Unit | FTSC Qualified (>50% Cooking Efficiency) | FTSC Qualified (>50% Cooking Efficiency) | FTSC Qualified (>50% Cooking Efficiency) | FTSC Qualified (>50% Cooking Efficiency) | FTSC Qualified (>50% Cooking Efficiency) | FTSC Qualified (>50% Cooking Efficiency) | FTSC Qualified (>50% Cooking Efficiency) | FTSC Qualified (>50% Cooking Efficiency) | FTSC Qualified (>50% Cooking Efficiency) | FTSC Qualified (>50% Cooking Efficiency) | FTSC Qualified (>50% Cooking Efficiency) | FTSC Qualified (>50% Cooking Efficiency) | FTSC Qualified (>50% Cooking Efficiency) | FTSC Qualified (>50% Cooking Efficiency) | FTSC Qualified (>50% Cooking Efficiency) | FTSC Qualified (>50% Cooking Efficiency) | FTSC Qualified (>50% Cooking Efficiency) | FTSC Qualified (>50% Cooking Efficiency) | FTSC Qualified (>50% Cooking Efficiency) | FTSC Qualified (>50% Cooking Efficiency) | FTSC Qualified (>50% Cooking Efficiency) | FTSC Qualified (>50% Cooking Efficiency) | FTSC Qualified (>50% Cooking Efficiency) | FTSC Qualified (>50% Cooking Efficiency) | FTSC Qualified (>50% Cooking Efficiency) | FTSC Qualified (>50% Cooking Efficiency) | FTSC Qualified (>50% Cooking Efficiency)
F1_Commercial_School (ID)_Existing_Food Preparation_Natural Gas_Double Rack Oven_E1 | F1 | Commercial | School (ID) | Existing | Food Preparation | Natural Gas | Double Rack Oven | E1 | CCE | 0 | 0 | 0 | 0 | 0 | 0 | 0 | 0 | 0 | 0 | 0 | 0 | 0 | 0 | 0 | 0 | 0 | 0 | 0 | 0 | 0 | 0 | 0 | 0 | 0 | 0 | 0
F1_Commercial_School (ID)_Existing_Food Preparation_Natural Gas_Double Rack Oven_E2 | F1 | Commercial | School (ID) | Existing | Food Preparation | Natural Gas | Double Rack Oven | E2 | CCE | 0.00028896 | 0.00028896 | 0.00028896 | 0.00028896 | 0.00028896 | 0.00028896 | 0.00028896 | 0.00028896 | 0.00028896 | 0.00028896 | 0.00028896 | 0.00028896 | 0.00028896 | 0.00028896 | 0.00028896 | 0.00028896 | 0.00028896 | 0.00028896 | 0.00028896 | 0.00028896 | 0.00028896 | 0.00028896 | 0.00028896 | 0.00028896 | 0.00028896 | 0.00028896 | 0.00028896
F1_Commercial_School (ID)_Existing_Food Preparation_Natural Gas_Double Rack Oven_E3 | F1 | Commercial | School (ID) | Existing | Food Preparation | Natural Gas | Double Rack Oven | E3 | CCE | 0 | 0 | 0 | 0 | 0 | 0 | 0 | 0 | 0 | 0 | 0 | 0 | 0 | 0 | 0 | 0 | 0 | 0 | 0 | 0 | 0 | 0 | 0 | 0 | 0 | 0 | 0
F1_Commercial_School (ID)_Existing_Food Preparation_Natural Gas_Double Rack Oven_E4 | F1 | Commercial | School (ID) | Existing | Food Preparation | Natural Gas | Double Rack Oven | E4 | CCE | 0 | 0 | 0 | 0 | 0 | 0 | 0 | 0 | 0 | 0 | 0 | 0 | 0 | 0 | 0 | 0 | 0 | 0 | 0 | 0 | 0 | 0 | 0 | 0 | 0 | 0 | 0
F1_Commercial_School (ID)_Existing_Food Preparation_Natural Gas_Double Rack Oven_E5 | F1 | Commercial | School (ID) | Existing | Food Preparation | Natural Gas | Double Rack Oven | E5 | CCE | 0 | 0 | 0 | 0 | 0 | 0 | 0 | 0 | 0 | 0 | 0 | 0 | 0 | 0 | 0 | 0 | 0 | 0 | 0 | 0 | 0 | 0 | 0 | 0 | 0 | 0 | 0
F1_Commercial_School (ID)_Existing_Food Preparation_Natural Gas_Double Rack Oven_E6 | F1 | Commercial | School (ID) | Existing | Food Preparation | Natural Gas | Double Rack Oven | E6 | CCE | 0 | 0 | 0 | 0 | 0 | 0 | 0 | 0 | 0 | 0 | 0 | 0 | 0 | 0 | 0 | 0 | 0 | 0 | 0 | 0 | 0 | 0 | 0 | 0 | 0 | 0 | 0
F1_Commercial_School (ID)_Existing_Food Preparation_Natural Gas_Double Rack Oven_E7 | F1 | Commercial | School (ID) | Existing | Food Preparation | Natural Gas | Double Rack Oven | E7 | CCE | 0 | 0 | 0 | 0 | 0 | 0 | 0 | 0 | 0 | 0 | 0 | 0 | 0 | 0 | 0 | 0 | 0 | 0 | 0 | 0 | 0 | 0 | 0 | 0 | 0 | 0 | 0
F1_Commercial_School (ID)_Existing_Food Preparation_Natural Gas_Double Rack Oven_E8 | F1 | Commercial | School (ID) | Existing | Food Preparation | Natural Gas | Double Rack Oven | E8 | CCE | 0 | 0 | 0 | 0 | 0 | 0 | 0 | 0 | 0 | 0 | 0 | 0 | 0 | 0 | 0 | 0 | 0 | 0 | 0 | 0 | 0 | 0 | 0 | 0 | 0 | 0 | 0
F1_Commercial_School (ID)_Existing_Food Preparation_Natural Gas_Double Rack Oven_E9 | F1 | Commercial | School (ID) | Existing | Food Preparation | Natural Gas | Double Rack Oven | E9 | CCE | 0 | 0 | 0 | 0 | 0 | 0 | 0 | 0 | 0 | 0 | 0 | 0 | 0 | 0 | 0 | 0 | 0 | 0 | 0 | 0 | 0 | 0 | 0 | 0 | 0 | 0 | 0
F1_Commercial_School (ID)_Existing_Food Preparation_Natural Gas_Double Rack Oven_E10 | F1 | Commercial | School (ID) | Existing | Food Preparation | Natural Gas | Double Rack Oven | E10 | CCE | 0 | 0 | 0 | 0 | 0 | 0 | 0 | 0 | 0 | 0 | 0 | 0 | 0 | 0 | 0 | 0 | 0 | 0 | 0 | 0 | 0 | 0 | 0 | 0 | 0 | 0 | 0
F2_Commercial_School (ID)_Existing_Food Preparation_Natural Gas_Double Rack Oven_E1 | F2 | Commercial | School (ID) | Existing | Food Preparation | Natural Gas | Double Rack Oven | E1 | TRC BC Ratio | [24 empty] | 1 | 1 | 1 | bar: 2019 to 2042
F2_Commercial_School (ID)_Existing_Food Preparation_Natural Gas_Double Rack Oven_E2 | F2 | Commercial | School (ID) | Existing | Food Preparation | Natural Gas | Double Rack Oven | E2 | TRC BC Ratio | 12.3167 | 12.6271 | 12.9949 | 13.4163 | 13.8929 | 14.4728 | 15.0696 | 15.6607 | 16.2297 | 16.8067 | 17.2657 | 17.6958 | 18.1579 | 18.6102 | 19.0147 | 19.3931 | 19.7326 | 20.0677 | 20.4256 | 20.7748 | 21.1335 | 21.5064 | 21.8833 | 22.272 | 22.6677 | 23.0704 | 23.4803
F2_Commercial_School (ID)_Existing_Food Preparation_Natural Gas_Double Rack Oven_E3 | F2 | Commercial | School (ID) | Existing | Food Preparation | Natural Gas | Double Rack Oven | E3 | TRC BC Ratio | 0 | 0 | 0 | 0 | 0 | 0 | 0 | 0 | 0 | 0 | 0 | 0 | 0 | 0 | 0 | 0 | 0 | 0 | 0 | 0 | 0 | 0 | 0 | 0 | 0 | 0 | 0
F2_Commercial_School (ID)_Existing_Food Preparation_Natural Gas_Double Rack Oven_E4 | F2 | Commercial | School (ID) | Existing | Food Preparation | Natural Gas | Double Rack Oven | E4 | TRC BC Ratio | 0 | 0 | 0 | 0 | 0 | 0 | 0 | 0 | 0 | 0 | 0 | 0 | 0 | 0 | 0 | 0 | 0 | 0 | 0 | 0 | 0 | 0 | 0 | 0 | 0 | 0 | 0
F2_Commercial_School (ID)_Existing_Food Preparation_Natural Gas_Double Rack Oven_E5 | F2 | Commercial | School (ID) | Existing | Food Preparation | Natural Gas | Double Rack Oven | E5 | TRC BC Ratio | 0 | 0 | 0 | 0 | 0 | 0 | 0 | 0 | 0 | 0 | 0 | 0 | 0 | 0 | 0 | 0 | 0 | 0 | 0 | 0 | 0 | 0 | 0 | 0 | 0 | 0 | 0
F2_Commercial_School (ID)_Existing_Food Preparation_Natural Gas_Double Rack Oven_E6 | F2 | Commercial | School (ID) | Existing | Food Preparation | Natural Gas | Double Rack Oven | E6 | TRC BC Ratio | 0 | 0 | 0 | 0 | 0 | 0 | 0 | 0 | 0 | 0 | 0 | 0 | 0 | 0 | 0 | 0 | 0 | 0 | 0 | 0 | 0 | 0 | 0 | 0 | 0 | 0 | 0
F2_Commercial_School (ID)_Existing_Food Preparation_Natural Gas_Double Rack Oven_E7 | F2 | Commercial | School (ID) | Existing | Food Preparation | Natural Gas | Double Rack Oven | E7 | TRC BC Ratio | 0 | 0 | 0 | 0 | 0 | 0 | 0 | 0 | 0 | 0 | 0 | 0 | 0 | 0 | 0 | 0 | 0 | 0 | 0 | 0 | 0 | 0 | 0 | 0 | 0 | 0 | 0
F2_Commercial_School (ID)_Existing_Food Preparation_Natural Gas_Double Rack Oven_E8 | F2 | Commercial | School (ID) | Existing | Food Preparation | Natural Gas | Double Rack Oven | E8 | TRC BC Ratio | 0 | 0 | 0 | 0 | 0 | 0 | 0 | 0 | 0 | 0 | 0 | 0 | 0 | 0 | 0 | 0 | 0 | 0 | 0 | 0 | 0 | 0 | 0 | 0 | 0 | 0 | 0
F2_Commercial_School (ID)_Existing_Food Preparation_Natural Gas_Double Rack Oven_E9 | F2 | Commercial | School (ID) | Existing | Food Preparation | Natural Gas | Double Rack Oven | E9 | TRC BC Ratio | 0 | 0 | 0 | 0 | 0 | 0 | 0 | 0 | 0 | 0 | 0 | 0 | 0 | 0 | 0 | 0 | 0 | 0 | 0 | 0 | 0 | 0 | 0 | 0 | 0 | 0 | 0
F2_Commercial_School (ID)_Existing_Food Preparation_Natural Gas_Double Rack Oven_E10 | F2 | Commercial | School (ID) | Existing | Food Preparation | Natural Gas | Double Rack Oven | E10 | TRC BC Ratio | 0 | 0 | 0 | 0 | 0 | 0 | 0 | 0 | 0 | 0 | 0 | 0 | 0 | 0 | 0 | 0 | 0 | 0 | 0 | 0 | 0 | 0 | 0 | 0 | 0 | 0 | 0
F3_Commercial_School (ID)_Existing_Food Preparation_Natural Gas_Double Rack Oven_E1 | F3 | Commercial | School (ID) | Existing | Food Preparation | Natural Gas | Double Rack Oven | E1 | PACT BC Ratio | [24 empty] | 1 | 1 | 1 | bar: 2019 to 2042
F3_Commercial_School (ID)_Existing_Food Preparation_Natural Gas_Double Rack Oven_E2 | F3 | Commercial | School (ID) | Existing | Food Preparation | Natural Gas | Double Rack Oven | E2 | PACT BC Ratio | 24.3916 | 25.0063 | 25.7346 | 26.5692 | 27.513 | 28.6614 | 29.8434 | 31.0139 | 32.1408 | 33.2834 | 34.1925 | 35.0442 | 35.9593 | 36.8551 | 37.656 | 38.4055 | 39.0777 | 39.7413 | 40.4502 | 41.1416 | 41.852 | 42.5905 | 43.3369 | 44.1068 | 44.8904 | 45.6879 | 46.4996
F3_Commercial_School (ID)_Existing_Food Preparation_Natural Gas_Double Rack Oven_E3 | F3 | Commercial | School (ID) | Existing | Food Preparation | Natural Gas | Double Rack Oven | E3 | PACT BC Ratio | 0 | 0 | 0 | 0 | 0 | 0 | 0 | 0 | 0 | 0 | 0 | 0 | 0 | 0 | 0 | 0 | 0 | 0 | 0 | 0 | 0 | 0 | 0 | 0 | 0 | 0 | 0
F3_Commercial_School (ID)_Existing_Food Preparation_Natural Gas_Double Rack Oven_E4 | F3 | Commercial | School (ID) | Existing | Food Preparation | Natural Gas | Double Rack Oven | E4 | PACT BC Ratio | 0 | 0 | 0 | 0 | 0 | 0 | 0 | 0 | 0 | 0 | 0 | 0 | 0 | 0 | 0 | 0 | 0 | 0 | 0 | 0 | 0 | 0 | 0 | 0 | 0 | 0 | 0
F3_Commercial_School (ID)_Existing_Food Preparation_Natural Gas_Double Rack Oven_E5 | F3 | Commercial | School (ID) | Existing | Food Preparation | Natural Gas | Double Rack Oven | E5 | PACT BC Ratio | 0 | 0 | 0 | 0 | 0 | 0 | 0 | 0 | 0 | 0 | 0 | 0 | 0 | 0 | 0 | 0 | 0 | 0 | 0 | 0 | 0 | 0 | 0 | 0 | 0 | 0 | 0
F3_Commercial_School (ID)_Existing_Food Preparation_Natural Gas_Double Rack Oven_E6 | F3 | Commercial | School (ID) | Existing | Food Preparation | Natural Gas | Double Rack Oven | E6 | PACT BC Ratio | 0 | 0 | 0 | 0 | 0 | 0 | 0 | 0 | 0 | 0 | 0 | 0 | 0 | 0 | 0 | 0 | 0 | 0 | 0 | 0 | 0 | 0 | 0 | 0 | 0 | 0 | 0
F3_Commercial_School (ID)_Existing_Food Preparation_Natural Gas_Double Rack Oven_E7 | F3 | Commercial | School (ID) | Existing | Food Preparation | Natural Gas | Double Rack Oven | E7 | PACT BC Ratio | 0 | 0 | 0 | 0 | 0 | 0 | 0 | 0 | 0 | 0 | 0 | 0 | 0 | 0 | 0 | 0 | 0 | 0 | 0 | 0 | 0 | 0 | 0 | 0 | 0 | 0 | 0
F3_Commercial_School (ID)_Existing_Food Preparation_Natural Gas_Double Rack Oven_E8 | F3 | Commercial | School (ID) | Existing | Food Preparation | Natural Gas | Double Rack Oven | E8 | PACT BC Ratio | 0 | 0 | 0 | 0 | 0 | 0 | 0 | 0 | 0 | 0 | 0 | 0 | 0 | 0 | 0 | 0 | 0 | 0 | 0 | 0 | 0 | 0 | 0 | 0 | 0 | 0 | 0
F3_Commercial_School (ID)_Existing_Food Preparation_Natural Gas_Double Rack Oven_E9 | F3 | Commercial | School (ID) | Existing | Food Preparation | Natural Gas | Double Rack Oven | E9 | PACT BC Ratio | 0 | 0 | 0 | 0 | 0 | 0 | 0 | 0 | 0 | 0 | 0 | 0 | 0 | 0 | 0 | 0 | 0 | 0 | 0 | 0 | 0 | 0 | 0 | 0 | 0 | 0 | 0
F3_Commercial_School (ID)_Existing_Food Preparation_Natural Gas_Double Rack Oven_E10 | F3 | Commercial | School (ID) | Existing | Food Preparation | Natural Gas | Double Rack Oven | E10 | PACT BC Ratio | 0 | 0 | 0 | 0 | 0 | 0 | 0 | 0 | 0 | 0 | 0 | 0 | 0 | 0 | 0 | 0 | 0 | 0 | 0 | 0 | 0 | 0 | 0 | 0 | 0 | 0 | 0
F4_Commercial_School (ID)_Existing_Food Preparation_Natural Gas_Double Rack Oven_E1 | F4 | Commercial | School (ID) | Existing | Food Preparation | Natural Gas | Double Rack Oven | E1 | RVT BC Ratio | [24 empty] | 1 | 1 | 1 | bar: 2019 to 2042
F4_Commercial_School (ID)_Existing_Food Preparation_Natural Gas_Double Rack Oven_E2 | F4 | Commercial | School (ID) | Existing | Food Preparation | Natural Gas | Double Rack Oven | E2 | RVT BC Ratio | 17.8139 | 18.1427 | 18.5287 | 18.9787 | 19.4941 | 20.1375 | 20.7827 | 21.3953 | 21.9498 | 22.4873 | 23.0443 | 23.5504 | 24.0847 | 24.5903 | 25.025 | 25.4173 | 25.7494 | 26.0664 | 26.4035 | 26.7182 | 27.0341 | 27.504 | 27.9789 | 28.4687 | 28.9673 | 29.4747 | 29.9911
F4_Commercial_School (ID)_Existing_Food Preparation_Natural Gas_Double Rack Oven_E3 | F4 | Commercial | School (ID) | Existing | Food Preparation | Natural Gas | Double Rack Oven | E3 | RVT BC Ratio | 0 | 0 | 0 | 0 | 0 | 0 | 0 | 0 | 0 | 0 | 0 | 0 | 0 | 0 | 0 | 0 | 0 | 0 | 0 | 0 | 0 | 0 | 0 | 0 | 0 | 0 | 0
F4_Commercial_School (ID)_Existing_Food Preparation_Natural Gas_Double Rack Oven_E4 | F4 | Commercial | School (ID) | Existing | Food Preparation | Natural Gas | Double Rack Oven | E4 | RVT BC Ratio | 0 | 0 | 0 | 0 | 0 | 0 | 0 | 0 | 0 | 0 | 0 | 0 | 0 | 0 | 0 | 0 | 0 | 0 | 0 | 0 | 0 | 0 | 0 | 0 | 0 | 0 | 0
F4_Commercial_School (ID)_Existing_Food Preparation_Natural Gas_Double Rack Oven_E5 | F4 | Commercial | School (ID) | Existing | Food Preparation | Natural Gas | Double Rack Oven | E5 | RVT BC Ratio | 0 | 0 | 0 | 0 | 0 | 0 | 0 | 0 | 0 | 0 | 0 | 0 | 0 | 0 | 0 | 0 | 0 | 0 | 0 | 0 | 0 | 0 | 0 | 0 | 0 | 0 | 0
F4_Commercial_School (ID)_Existing_Food Preparation_Natural Gas_Double Rack Oven_E6 | F4 | Commercial | School (ID) | Existing | Food Preparation | Natural Gas | Double Rack Oven | E6 | RVT BC Ratio | 0 | 0 | 0 | 0 | 0 | 0 | 0 | 0 | 0 | 0 | 0 | 0 | 0 | 0 | 0 | 0 | 0 | 0 | 0 | 0 | 0 | 0 | 0 | 0 | 0 | 0 | 0
F4_Commercial_School (ID)_Existing_Food Preparation_Natural Gas_Double Rack Oven_E7 | F4 | Commercial | School (ID) | Existing | Food Preparation | Natural Gas | Double Rack Oven | E7 | RVT BC Ratio | 0 | 0 | 0 | 0 | 0 | 0 | 0 | 0 | 0 | 0 | 0 | 0 | 0 | 0 | 0 | 0 | 0 | 0 | 0 | 0 | 0 | 0 | 0 | 0 | 0 | 0 | 0
F4_Commercial_School (ID)_Existing_Food Preparation_Natural Gas_Double Rack Oven_E8 | F4 | Commercial | School (ID) | Existing | Food Preparation | Natural Gas | Double Rack Oven | E8 | RVT BC Ratio | 0 | 0 | 0 | 0 | 0 | 0 | 0 | 0 | 0 | 0 | 0 | 0 | 0 | 0 | 0 | 0 | 0 | 0 | 0 | 0 | 0 | 0 | 0 | 0 | 0 | 0 | 0
F4_Commercial_School (ID)_Existing_Food Preparation_Natural Gas_Double Rack Oven_E9 | F4 | Commercial | School (ID) | Existing | Food Preparation | Natural Gas | Double Rack Oven | E9 | RVT BC Ratio | 0 | 0 | 0 | 0 | 0 | 0 | 0 | 0 | 0 | 0 | 0 | 0 | 0 | 0 | 0 | 0 | 0 | 0 | 0 | 0 | 0 | 0 | 0 | 0 | 0 | 0 | 0
F4_Commercial_School (ID)_Existing_Food Preparation_Natural Gas_Double Rack Oven_E10 | F4 | Commercial | School (ID) | Existing | Food Preparation | Natural Gas | Double Rack Oven | E10 | RVT BC Ratio | 0 | 0 | 0 | 0 | 0 | 0 | 0 | 0 | 0 | 0 | 0 | 0 | 0 | 0 | 0 | 0 | 0 | 0 | 0 | 0 | 0 | 0 | 0 | 0 | 0 | 0 | 0
F5_Commercial_School (ID)_Existing_Food Preparation_Natural Gas_Double Rack Oven_E1 | F5 | Commercial | School (ID) | Existing | Food Preparation | Natural Gas | Double Rack Oven | E1 | RIM BC Ratio | [24 empty] | 1 | 1 | 1 | bar: 2019 to 2042
F5_Commercial_School (ID)_Existing_Food Preparation_Natural Gas_Double Rack Oven_E2 | F5 | Commercial | School (ID) | Existing | Food Preparation | Natural Gas | Double Rack Oven | E2 | RIM BC Ratio | 0.82048 | 0.82608 | 0.83262 | 0.83945 | 0.84652 | 0.85396 | 0.86183 | 0.87023 | 0.87927 | 0.88896 | 0.89136 | 0.89409 | 0.89725 | 0.90085 | 0.90456 | 0.90844 | 0.91251 | 0.91681 | 0.92134 | 0.92613 | 0.93119 | 0.93155 | 0.9319 | 0.93225 | 0.9326 | 0.93293 | 0.93327
F5_Commercial_School (ID)_Existing_Food Preparation_Natural Gas_Double Rack Oven_E3 | F5 | Commercial | School (ID) | Existing | Food Preparation | Natural Gas | Double Rack Oven | E3 | RIM BC Ratio | 0 | 0 | 0 | 0 | 0 | 0 | 0 | 0 | 0 | 0 | 0 | 0 | 0 | 0 | 0 | 0 | 0 | 0 | 0 | 0 | 0 | 0 | 0 | 0 | 0 | 0 | 0
F5_Commercial_School (ID)_Existing_Food Preparation_Natural Gas_Double Rack Oven_E4 | F5 | Commercial | School (ID) | Existing | Food Preparation | Natural Gas | Double Rack Oven | E4 | RIM BC Ratio | 0 | 0 | 0 | 0 | 0 | 0 | 0 | 0 | 0 | 0 | 0 | 0 | 0 | 0 | 0 | 0 | 0 | 0 | 0 | 0 | 0 | 0 | 0 | 0 | 0 | 0 | 0
F5_Commercial_School (ID)_Existing_Food Preparation_Natural Gas_Double Rack Oven_E5 | F5 | Commercial | School (ID) | Existing | Food Preparation | Natural Gas | Double Rack Oven | E5 | RIM BC Ratio | 0 | 0 | 0 | 0 | 0 | 0 | 0 | 0 | 0 | 0 | 0 | 0 | 0 | 0 | 0 | 0 | 0 | 0 | 0 | 0 | 0 | 0 | 0 | 0 | 0 | 0 | 0
F5_Commercial_School (ID)_Existing_Food Preparation_Natural Gas_Double Rack Oven_E6 | F5 | Commercial | School (ID) | Existing | Food Preparation | Natural Gas | Double Rack Oven | E6 | RIM BC Ratio | 0 | 0 | 0 | 0 | 0 | 0 | 0 | 0 | 0 | 0 | 0 | 0 | 0 | 0 | 0 | 0 | 0 | 0 | 0 | 0 | 0 | 0 | 0 | 0 | 0 | 0 | 0
F5_Commercial_School (ID)_Existing_Food Preparation_Natural Gas_Double Rack Oven_E7 | F5 | Commercial | School (ID) | Existing | Food Preparation | Natural Gas | Double Rack Oven | E7 | RIM BC Ratio | 0 | 0 | 0 | 0 | 0 | 0 | 0 | 0 | 0 | 0 | 0 | 0 | 0 | 0 | 0 | 0 | 0 | 0 | 0 | 0 | 0 | 0 | 0 | 0 | 0 | 0 | 0
F5_Commercial_School (ID)_Existing_Food Preparation_Natural Gas_Double Rack Oven_E8 | F5 | Commercial | School (ID) | Existing | Food Preparation | Natural Gas | Double Rack Oven | E8 | RIM BC Ratio | 0 | 0 | 0 | 0 | 0 | 0 | 0 | 0 | 0 | 0 | 0 | 0 | 0 | 0 | 0 | 0 | 0 | 0 | 0 | 0 | 0 | 0 | 0 | 0 | 0 | 0 | 0
F5_Commercial_School (ID)_Existing_Food Preparation_Natural Gas_Double Rack Oven_E9 | F5 | Commercial | School (ID) | Existing | Food Preparation | Natural Gas | Double Rack Oven | E9 | RIM BC Ratio | 0 | 0 | 0 | 0 | 0 | 0 | 0 | 0 | 0 | 0 | 0 | 0 | 0 | 0 | 0 | 0 | 0 | 0 | 0 | 0 | 0 | 0 | 0 | 0 | 0 | 0 | 0
F5_Commercial_School (ID)_Existing_Food Preparation_Natural Gas_Double Rack Oven_E10 | F5 | Commercial | School (ID) | Existing | Food Preparation | Natural Gas | Double Rack Oven | E10 | RIM BC Ratio | 0 | 0 | 0 | 0 | 0 | 0 | 0 | 0 | 0 | 0 | 0 | 0 | 0 | 0 | 0 | 0 | 0 | 0 | 0 | 0 | 0 | 0 | 0 | 0 | 0 | 0 | 0
F0_Commercial_School (ID)_Existing_Food Preparation_Natural Gas_Fryer_E0 | F0 | Commercial | School (ID) | Existing | Food Preparation | Natural Gas | Fryer | E0 | Economic Unit | ENERGY STAR | ENERGY STAR | ENERGY STAR | ENERGY STAR | ENERGY STAR | ENERGY STAR | ENERGY STAR | ENERGY STAR | ENERGY STAR | ENERGY STAR | ENERGY STAR | ENERGY STAR | ENERGY STAR | ENERGY STAR | ENERGY STAR | ENERGY STAR | ENERGY STAR | ENERGY STAR | ENERGY STAR | ENERGY STAR | ENERGY STAR | ENERGY STAR | ENERGY STAR | ENERGY STAR | ENERGY STAR | ENERGY STAR | ENERGY STAR
F1_Commercial_School (ID)_Existing_Food Preparation_Natural Gas_Fryer_E1 | F1 | Commercial | School (ID) | Existing | Food Preparation | Natural Gas | Fryer | E1 | CCE | 0 | 0 | 0 | 0 | 0 | 0 | 0 | 0 | 0 | 0 | 0 | 0 | 0 | 0 | 0 | 0 | 0 | 0 | 0 | 0 | 0 | 0 | 0 | 0 | 0 | 0 | 0
F1_Commercial_School (ID)_Existing_Food Preparation_Natural Gas_Fryer_E2 | F1 | Commercial | School (ID) | Existing | Food Preparation | Natural Gas | Fryer | E2 | CCE | 0.0003771 | 0.0003771 | 0.0003771 | 0.0003771 | 0.0003771 | 0.0003771 | 0.0003771 | 0.0003771 | 0.0003771 | 0.0003771 | 0.0003771 | 0.0003771 | 0.0003771 | 0.0003771 | 0.0003771 | 0.0003771 | 0.0003771 | 0.0003771 | 0.0003771 | 0.0003771 | 0.0003771 | 0.0003771 | 0.0003771 | 0.0003771 | 0.0003771 | 0.0003771 | 0.0003771
F1_Commercial_School (ID)_Existing_Food Preparation_Natural Gas_Fryer_E3 | F1 | Commercial | School (ID) | Existing | Food Preparation | Natural Gas | Fryer | E3 | CCE | 0 | 0 | 0 | 0 | 0 | 0 | 0 | 0 | 0 | 0 | 0 | 0 | 0 | 0 | 0 | 0 | 0 | 0 | 0 | 0 | 0 | 0 | 0 | 0 | 0 | 0 | 0
F1_Commercial_School (ID)_Existing_Food Preparation_Natural Gas_Fryer_E4 | F1 | Commercial | School (ID) | Existing | Food Preparation | Natural Gas | Fryer | E4 | CCE | 0 | 0 | 0 | 0 | 0 | 0 | 0 | 0 | 0 | 0 | 0 | 0 | 0 | 0 | 0 | 0 | 0 | 0 | 0 | 0 | 0 | 0 | 0 | 0 | 0 | 0 | 0
F1_Commercial_School (ID)_Existing_Food Preparation_Natural Gas_Fryer_E5 | F1 | Commercial | School (ID) | Existing | Food Preparation | Natural Gas | Fryer | E5 | CCE | 0 | 0 | 0 | 0 | 0 | 0 | 0 | 0 | 0 | 0 | 0 | 0 | 0 | 0 | 0 | 0 | 0 | 0 | 0 | 0 | 0 | 0 | 0 | 0 | 0 | 0 | 0
F1_Commercial_School (ID)_Existing_Food Preparation_Natural Gas_Fryer_E6 | F1 | Commercial | School (ID) | Existing | Food Preparation | Natural Gas | Fryer | E6 | CCE | 0 | 0 | 0 | 0 | 0 | 0 | 0 | 0 | 0 | 0 | 0 | 0 | 0 | 0 | 0 | 0 | 0 | 0 | 0 | 0 | 0 | 0 | 0 | 0 | 0 | 0 | 0
F1_Commercial_School (ID)_Existing_Food Preparation_Natural Gas_Fryer_E7 | F1 | Commercial | School (ID) | Existing | Food Preparation | Natural Gas | Fryer | E7 | CCE | 0 | 0 | 0 | 0 | 0 | 0 | 0 | 0 | 0 | 0 | 0 | 0 | 0 | 0 | 0 | 0 | 0 | 0 | 0 | 0 | 0 | 0 | 0 | 0 | 0 | 0 | 0
F1_Commercial_School (ID)_Existing_Food Preparation_Natural Gas_Fryer_E8 | F1 | Commercial | School (ID) | Existing | Food Preparation | Natural Gas | Fryer | E8 | CCE | 0 | 0 | 0 | 0 | 0 | 0 | 0 | 0 | 0 | 0 | 0 | 0 | 0 | 0 | 0 | 0 | 0 | 0 | 0 | 0 | 0 | 0 | 0 | 0 | 0 | 0 | 0
F1_Commercial_School (ID)_Existing_Food Preparation_Natural Gas_Fryer_E9 | F1 | Commercial | School (ID) | Existing | Food Preparation | Natural Gas | Fryer | E9 | CCE | 0 | 0 | 0 | 0 | 0 | 0 | 0 | 0 | 0 | 0 | 0 | 0 | 0 | 0 | 0 | 0 | 0 | 0 | 0 | 0 | 0 | 0 | 0 | 0 | 0 | 0 | 0
F1_Commercial_School (ID)_Existing_Food Preparation_Natural Gas_Fryer_E10 | F1 | Commercial | School (ID) | Existing | Food Preparation | Natural Gas | Fryer | E10 | CCE | 0 | 0 | 0 | 0 | 0 | 0 | 0 | 0 | 0 | 0 | 0 | 0 | 0 | 0 | 0 | 0 | 0 | 0 | 0 | 0 | 0 | 0 | 0 | 0 | 0 | 0 | 0
F2_Commercial_School (ID)_Existing_Food Preparation_Natural Gas_Fryer_E1 | F2 | Commercial | School (ID) | Existing | Food Preparation | Natural Gas | Fryer | E1 | TRC BC Ratio | [24 empty] | 1 | 1 | 1 | bar: 2019 to 2042
F2_Commercial_School (ID)_Existing_Food Preparation_Natural Gas_Fryer_E2 | F2 | Commercial | School (ID) | Existing | Food Preparation | Natural Gas | Fryer | E2 | TRC BC Ratio | 9.832 | 10.0902 | 10.3801 | 10.7048 | 11.0663 | 11.494 | 11.9296 | 12.3587 | 12.7713 | 13.1901 | 13.531 | 13.8526 | 14.1967 | 14.5353 | 14.8426 | 15.1334 | 15.3988 | 15.6621 | 15.9413 | 16.2153 | 16.4965 | 16.7879 | 17.0826 | 17.3861 | 17.695 | 18.0094 | 18.3293
F2_Commercial_School (ID)_Existing_Food Preparation_Natural Gas_Fryer_E3 | F2 | Commercial | School (ID) | Existing | Food Preparation | Natural Gas | Fryer | E3 | TRC BC Ratio | 0 | 0 | 0 | 0 | 0 | 0 | 0 | 0 | 0 | 0 | 0 | 0 | 0 | 0 | 0 | 0 | 0 | 0 | 0 | 0 | 0 | 0 | 0 | 0 | 0 | 0 | 0
F2_Commercial_School (ID)_Existing_Food Preparation_Natural Gas_Fryer_E4 | F2 | Commercial | School (ID) | Existing | Food Preparation | Natural Gas | Fryer | E4 | TRC BC Ratio | 0 | 0 | 0 | 0 | 0 | 0 | 0 | 0 | 0 | 0 | 0 | 0 | 0 | 0 | 0 | 0 | 0 | 0 | 0 | 0 | 0 | 0 | 0 | 0 | 0 | 0 | 0
F2_Commercial_School (ID)_Existing_Food Preparation_Natural Gas_Fryer_E5 | F2 | Commercial | School (ID) | Existing | Food Preparation | Natural Gas | Fryer | E5 | TRC BC Ratio | 0 | 0 | 0 | 0 | 0 | 0 | 0 | 0 | 0 | 0 | 0 | 0 | 0 | 0 | 0 | 0 | 0 | 0 | 0 | 0 | 0 | 0 | 0 | 0 | 0 | 0 | 0
F2_Commercial_School (ID)_Existing_Food Preparation_Natural Gas_Fryer_E6 | F2 | Commercial | School (ID) | Existing | Food Preparation | Natural Gas | Fryer | E6 | TRC BC Ratio | 0 | 0 | 0 | 0 | 0 | 0 | 0 | 0 | 0 | 0 | 0 | 0 | 0 | 0 | 0 | 0 | 0 | 0 | 0 | 0 | 0 | 0 | 0 | 0 | 0 | 0 | 0
F2_Commercial_School (ID)_Existing_Food Preparation_Natural Gas_Fryer_E7 | F2 | Commercial | School (ID) | Existing | Food Preparation | Natural Gas | Fryer | E7 | TRC BC Ratio | 0 | 0 | 0 | 0 | 0 | 0 | 0 | 0 | 0 | 0 | 0 | 0 | 0 | 0 | 0 | 0 | 0 | 0 | 0 | 0 | 0 | 0 | 0 | 0 | 0 | 0 | 0
F2_Commercial_School (ID)_Existing_Food Preparation_Natural Gas_Fryer_E8 | F2 | Commercial | School (ID) | Existing | Food Preparation | Natural Gas | Fryer | E8 | TRC BC Ratio | 0 | 0 | 0 | 0 | 0 | 0 | 0 | 0 | 0 | 0 | 0 | 0 | 0 | 0 | 0 | 0 | 0 | 0 | 0 | 0 | 0 | 0 | 0 | 0 | 0 | 0 | 0
F2_Commercial_School (ID)_Existing_Food Preparation_Natural Gas_Fryer_E9 | F2 | Commercial | School (ID) | Existing | Food Preparation | Natural Gas | Fryer | E9 | TRC BC Ratio | 0 | 0 | 0 | 0 | 0 | 0 | 0 | 0 | 0 | 0 | 0 | 0 | 0 | 0 | 0 | 0 | 0 | 0 | 0 | 0 | 0 | 0 | 0 | 0 | 0 | 0 | 0
F2_Commercial_School (ID)_Existing_Food Preparation_Natural Gas_Fryer_E10 | F2 | Commercial | School (ID) | Existing | Food Preparation | Natural Gas | Fryer | E10 | TRC BC Ratio | 0 | 0 | 0 | 0 | 0 | 0 | 0 | 0 | 0 | 0 | 0 | 0 | 0 | 0 | 0 | 0 | 0 | 0 | 0 | 0 | 0 | 0 | 0 | 0 | 0 | 0 | 0
F3_Commercial_School (ID)_Existing_Food Preparation_Natural Gas_Fryer_E1 | F3 | Commercial | School (ID) | Existing | Food Preparation | Natural Gas | Fryer | E1 | PACT BC Ratio | [24 empty] | 1 | 1 | 1 | bar: 2019 to 2042
F3_Commercial_School (ID)_Existing_Food Preparation_Natural Gas_Fryer_E2 | F3 | Commercial | School (ID) | Existing | Food Preparation | Natural Gas | Fryer | E2 | PACT BC Ratio | 19.4709 | 19.9824 | 20.5564 | 21.1993 | 21.9153 | 22.7623 | 23.6249 | 24.4747 | 25.2919 | 26.1212 | 26.7963 | 27.4333 | 28.1148 | 28.7852 | 29.3937 | 29.9697 | 30.4953 | 31.0167 | 31.5696 | 32.1123 | 32.6691 | 33.2461 | 33.8299 | 34.4309 | 35.0426 | 35.6652 | 36.2988
F3_Commercial_School (ID)_Existing_Food Preparation_Natural Gas_Fryer_E3 | F3 | Commercial | School (ID) | Existing | Food Preparation | Natural Gas | Fryer | E3 | PACT BC Ratio | 0 | 0 | 0 | 0 | 0 | 0 | 0 | 0 | 0 | 0 | 0 | 0 | 0 | 0 | 0 | 0 | 0 | 0 | 0 | 0 | 0 | 0 | 0 | 0 | 0 | 0 | 0
F3_Commercial_School (ID)_Existing_Food Preparation_Natural Gas_Fryer_E4 | F3 | Commercial | School (ID) | Existing | Food Preparation | Natural Gas | Fryer | E4 | PACT BC Ratio | 0 | 0 | 0 | 0 | 0 | 0 | 0 | 0 | 0 | 0 | 0 | 0 | 0 | 0 | 0 | 0 | 0 | 0 | 0 | 0 | 0 | 0 | 0 | 0 | 0 | 0 | 0
F3_Commercial_School (ID)_Existing_Food Preparation_Natural Gas_Fryer_E5 | F3 | Commercial | School (ID) | Existing | Food Preparation | Natural Gas | Fryer | E5 | PACT BC Ratio | 0 | 0 | 0 | 0 | 0 | 0 | 0 | 0 | 0 | 0 | 0 | 0 | 0 | 0 | 0 | 0 | 0 | 0 | 0 | 0 | 0 | 0 | 0 | 0 | 0 | 0 | 0
F3_Commercial_School (ID)_Existing_Food Preparation_Natural Gas_Fryer_E6 | F3 | Commercial | School (ID) | Existing | Food Preparation | Natural Gas | Fryer | E6 | PACT BC Ratio | 0 | 0 | 0 | 0 | 0 | 0 | 0 | 0 | 0 | 0 | 0 | 0 | 0 | 0 | 0 | 0 | 0 | 0 | 0 | 0 | 0 | 0 | 0 | 0 | 0 | 0 | 0
F3_Commercial_School (ID)_Existing_Food Preparation_Natural Gas_Fryer_E7 | F3 | Commercial | School (ID) | Existing | Food Preparation | Natural Gas | Fryer | E7 | PACT BC Ratio | 0 | 0 | 0 | 0 | 0 | 0 | 0 | 0 | 0 | 0 | 0 | 0 | 0 | 0 | 0 | 0 | 0 | 0 | 0 | 0 | 0 | 0 | 0 | 0 | 0 | 0 | 0
F3_Commercial_School (ID)_Existing_Food Preparation_Natural Gas_Fryer_E8 | F3 | Commercial | School (ID) | Existing | Food Preparation | Natural Gas | Fryer | E8 | PACT BC Ratio | 0 | 0 | 0 | 0 | 0 | 0 | 0 | 0 | 0 | 0 | 0 | 0 | 0 | 0 | 0 | 0 | 0 | 0 | 0 | 0 | 0 | 0 | 0 | 0 | 0 | 0 | 0
F3_Commercial_School (ID)_Existing_Food Preparation_Natural Gas_Fryer_E9 | F3 | Commercial | School (ID) | Existing | Food Preparation | Natural Gas | Fryer | E9 | PACT BC Ratio | 0 | 0 | 0 | 0 | 0 | 0 | 0 | 0 | 0 | 0 | 0 | 0 | 0 | 0 | 0 | 0 | 0 | 0 | 0 | 0 | 0 | 0 | 0 | 0 | 0 | 0 | 0
F3_Commercial_School (ID)_Existing_Food Preparation_Natural Gas_Fryer_E10 | F3 | Commercial | School (ID) | Existing | Food Preparation | Natural Gas | Fryer | E10 | PACT BC Ratio | 0 | 0 | 0 | 0 | 0 | 0 | 0 | 0 | 0 | 0 | 0 | 0 | 0 | 0 | 0 | 0 | 0 | 0 | 0 | 0 | 0 | 0 | 0 | 0 | 0 | 0 | 0
F4_Commercial_School (ID)_Existing_Food Preparation_Natural Gas_Fryer_E1 | F4 | Commercial | School (ID) | Existing | Food Preparation | Natural Gas | Fryer | E1 | RVT BC Ratio | [24 empty] | 1 | 1 | 1 | bar: 2019 to 2042
F4_Commercial_School (ID)_Existing_Food Preparation_Natural Gas_Fryer_E2 | F4 | Commercial | School (ID) | Existing | Food Preparation | Natural Gas | Fryer | E2 | RVT BC Ratio | 14.1599 | 14.4364 | 14.7475 | 15.0969 | 15.4865 | 15.9575 | 16.4248 | 16.8666 | 17.2673 | 17.6575 | 18.0617 | 18.4322 | 18.8279 | 19.2114 | 19.5486 | 19.8586 | 20.1292 | 20.3906 | 20.6664 | 20.9281 | 21.1915 | 21.5586 | 21.9301 | 22.3125 | 22.7017 | 23.0978 | 23.5009
F4_Commercial_School (ID)_Existing_Food Preparation_Natural Gas_Fryer_E3 | F4 | Commercial | School (ID) | Existing | Food Preparation | Natural Gas | Fryer | E3 | RVT BC Ratio | 0 | 0 | 0 | 0 | 0 | 0 | 0 | 0 | 0 | 0 | 0 | 0 | 0 | 0 | 0 | 0 | 0 | 0 | 0 | 0 | 0 | 0 | 0 | 0 | 0 | 0 | 0
F4_Commercial_School (ID)_Existing_Food Preparation_Natural Gas_Fryer_E4 | F4 | Commercial | School (ID) | Existing | Food Preparation | Natural Gas | Fryer | E4 | RVT BC Ratio | 0 | 0 | 0 | 0 | 0 | 0 | 0 | 0 | 0 | 0 | 0 | 0 | 0 | 0 | 0 | 0 | 0 | 0 | 0 | 0 | 0 | 0 | 0 | 0 | 0 | 0 | 0
F4_Commercial_School (ID)_Existing_Food Preparation_Natural Gas_Fryer_E5 | F4 | Commercial | School (ID) | Existing | Food Preparation | Natural Gas | Fryer | E5 | RVT BC Ratio | 0 | 0 | 0 | 0 | 0 | 0 | 0 | 0 | 0 | 0 | 0 | 0 | 0 | 0 | 0 | 0 | 0 | 0 | 0 | 0 | 0 | 0 | 0 | 0 | 0 | 0 | 0
F4_Commercial_School (ID)_Existing_Food Preparation_Natural Gas_Fryer_E6 | F4 | Commercial | School (ID) | Existing | Food Preparation | Natural Gas | Fryer | E6 | RVT BC Ratio | 0 | 0 | 0 | 0 | 0 | 0 | 0 | 0 | 0 | 0 | 0 | 0 | 0 | 0 | 0 | 0 | 0 | 0 | 0 | 0 | 0 | 0 | 0 | 0 | 0 | 0 | 0
F4_Commercial_School (ID)_Existing_Food Preparation_Natural Gas_Fryer_E7 | F4 | Commercial | School (ID) | Existing | Food Preparation | Natural Gas | Fryer | E7 | RVT BC Ratio | 0 | 0 | 0 | 0 | 0 | 0 | 0 | 0 | 0 | 0 | 0 | 0 | 0 | 0 | 0 | 0 | 0 | 0 | 0 | 0 | 0 | 0 | 0 | 0 | 0 | 0 | 0
F4_Commercial_School (ID)_Existing_Food Preparation_Natural Gas_Fryer_E8 | F4 | Commercial | School (ID) | Existing | Food Preparation | Natural Gas | Fryer | E8 | RVT BC Ratio | 0 | 0 | 0 | 0 | 0 | 0 | 0 | 0 | 0 | 0 | 0 | 0 | 0 | 0 | 0 | 0 | 0 | 0 | 0 | 0 | 0 | 0 | 0 | 0 | 0 | 0 | 0
F4_Commercial_School (ID)_Existing_Food Preparation_Natural Gas_Fryer_E9 | F4 | Commercial | School (ID) | Existing | Food Preparation | Natural Gas | Fryer | E9 | RVT BC Ratio | 0 | 0 | 0 | 0 | 0 | 0 | 0 | 0 | 0 | 0 | 0 | 0 | 0 | 0 | 0 | 0 | 0 | 0 | 0 | 0 | 0 | 0 | 0 | 0 | 0 | 0 | 0
F4_Commercial_School (ID)_Existing_Food Preparation_Natural Gas_Fryer_E10 | F4 | Commercial | School (ID) | Existing | Food Preparation | Natural Gas | Fryer | E10 | RVT BC Ratio | 0 | 0 | 0 | 0 | 0 | 0 | 0 | 0 | 0 | 0 | 0 | 0 | 0 | 0 | 0 | 0 | 0 | 0 | 0 | 0 | 0 | 0 | 0 | 0 | 0 | 0 | 0
F5_Commercial_School (ID)_Existing_Food Preparation_Natural Gas_Fryer_E1 | F5 | Commercial | School (ID) | Existing | Food Preparation | Natural Gas | Fryer | E1 | RIM BC Ratio | [24 empty] | 1 | 1 | 1 | bar: 2019 to 2042
F5_Commercial_School (ID)_Existing_Food Preparation_Natural Gas_Fryer_E2 | F5 | Commercial | School (ID) | Existing | Food Preparation | Natural Gas | Fryer | E2 | RIM BC Ratio | 0.82162 | 0.82727 | 0.83332 | 0.83976 | 0.84656 | 0.85365 | 0.86109 | 0.86897 | 0.87739 | 0.88636 | 0.88914 | 0.89217 | 0.89532 | 0.89856 | 0.90189 | 0.90535 | 0.90897 | 0.91277 | 0.91676 | 0.92097 | 0.9254 | 0.92586 | 0.9263 | 0.92675 | 0.92718 | 0.92761 | 0.92803
F5_Commercial_School (ID)_Existing_Food Preparation_Natural Gas_Fryer_E3 | F5 | Commercial | School (ID) | Existing | Food Preparation | Natural Gas | Fryer | E3 | RIM BC Ratio | 0 | 0 | 0 | 0 | 0 | 0 | 0 | 0 | 0 | 0 | 0 | 0 | 0 | 0 | 0 | 0 | 0 | 0 | 0 | 0 | 0 | 0 | 0 | 0 | 0 | 0 | 0
F5_Commercial_School (ID)_Existing_Food Preparation_Natural Gas_Fryer_E4 | F5 | Commercial | School (ID) | Existing | Food Preparation | Natural Gas | Fryer | E4 | RIM BC Ratio | 0 | 0 | 0 | 0 | 0 | 0 | 0 | 0 | 0 | 0 | 0 | 0 | 0 | 0 | 0 | 0 | 0 | 0 | 0 | 0 | 0 | 0 | 0 | 0 | 0 | 0 | 0
F5_Commercial_School (ID)_Existing_Food Preparation_Natural Gas_Fryer_E5 | F5 | Commercial | School (ID) | Existing | Food Preparation | Natural Gas | Fryer | E5 | RIM BC Ratio | 0 | 0 | 0 | 0 | 0 | 0 | 0 | 0 | 0 | 0 | 0 | 0 | 0 | 0 | 0 | 0 | 0 | 0 | 0 | 0 | 0 | 0 | 0 | 0 | 0 | 0 | 0
F5_Commercial_School (ID)_Existing_Food Preparation_Natural Gas_Fryer_E6 | F5 | Commercial | School (ID) | Existing | Food Preparation | Natural Gas | Fryer | E6 | RIM BC Ratio | 0 | 0 | 0 | 0 | 0 | 0 | 0 | 0 | 0 | 0 | 0 | 0 | 0 | 0 | 0 | 0 | 0 | 0 | 0 | 0 | 0 | 0 | 0 | 0 | 0 | 0 | 0
F5_Commercial_School (ID)_Existing_Food Preparation_Natural Gas_Fryer_E7 | F5 | Commercial | School (ID) | Existing | Food Preparation | Natural Gas | Fryer | E7 | RIM BC Ratio | 0 | 0 | 0 | 0 | 0 | 0 | 0 | 0 | 0 | 0 | 0 | 0 | 0 | 0 | 0 | 0 | 0 | 0 | 0 | 0 | 0 | 0 | 0 | 0 | 0 | 0 | 0
F5_Commercial_School (ID)_Existing_Food Preparation_Natural Gas_Fryer_E8 | F5 | Commercial | School (ID) | Existing | Food Preparation | Natural Gas | Fryer | E8 | RIM BC Ratio | 0 | 0 | 0 | 0 | 0 | 0 | 0 | 0 | 0 | 0 | 0 | 0 | 0 | 0 | 0 | 0 | 0 | 0 | 0 | 0 | 0 | 0 | 0 | 0 | 0 | 0 | 0
F5_Commercial_School (ID)_Existing_Food Preparation_Natural Gas_Fryer_E9 | F5 | Commercial | School (ID) | Existing | Food Preparation | Natural Gas | Fryer | E9 | RIM BC Ratio | 0 | 0 | 0 | 0 | 0 | 0 | 0 | 0 | 0 | 0 | 0 | 0 | 0 | 0 | 0 | 0 | 0 | 0 | 0 | 0 | 0 | 0 | 0 | 0 | 0 | 0 | 0
F5_Commercial_School (ID)_Existing_Food Preparation_Natural Gas_Fryer_E10 | F5 | Commercial | School (ID) | Existing | Food Preparation | Natural Gas | Fryer | E10 | RIM BC Ratio | 0 | 0 | 0 | 0 | 0 | 0 | 0 | 0 | 0 | 0 | 0 | 0 | 0 | 0 | 0 | 0 | 0 | 0 | 0 | 0 | 0 | 0 | 0 | 0 | 0 | 0 | 0
F0_Commercial_School (ID)_Existing_Food Preparation_Natural Gas_Broiler_E0 | F0 | Commercial | School (ID) | Existing | Food Preparation | Natural Gas | Broiler | E0 | Economic Unit | Infrared Burners | Infrared Burners | Infrared Burners | Infrared Burners | Infrared Burners | Infrared Burners | Infrared Burners | Infrared Burners | Infrared Burners | Infrared Burners | Infrared Burners | Infrared Burners | Infrared Burners | Infrared Burners | Infrared Burners | Infrared Burners | Infrared Burners | Infrared Burners | Infrared Burners | Infrared Burners | Infrared Burners | Infrared Burners | Infrared Burners | Infrared Burners | Infrared Burners | Infrared Burners | Infrared Burners
F1_Commercial_School (ID)_Existing_Food Preparation_Natural Gas_Broiler_E1 | F1 | Commercial | School (ID) | Existing | Food Preparation | Natural Gas | Broiler | E1 | CCE | 0 | 0 | 0 | 0 | 0 | 0 | 0 | 0 | 0 | 0 | 0 | 0 | 0 | 0 | 0 | 0 | 0 | 0 | 0 | 0 | 0 | 0 | 0 | 0 | 0 | 0 | 0
F1_Commercial_School (ID)_Existing_Food Preparation_Natural Gas_Broiler_E2 | F1 | Commercial | School (ID) | Existing | Food Preparation | Natural Gas | Broiler | E2 | CCE | 0.0011545 | 0.0011545 | 0.0011545 | 0.0011545 | 0.0011545 | 0.0011545 | 0.0011545 | 0.0011545 | 0.0011545 | 0.0011545 | 0.0011545 | 0.0011545 | 0.0011545 | 0.0011545 | 0.0011545 | 0.0011545 | 0.0011545 | 0.0011545 | 0.0011545 | 0.0011545 | 0.0011545 | 0.0011545 | 0.0011545 | 0.0011545 | 0.0011545 | 0.0011545 | 0.0011545
F1_Commercial_School (ID)_Existing_Food Preparation_Natural Gas_Broiler_E3 | F1 | Commercial | School (ID) | Existing | Food Preparation | Natural Gas | Broiler | E3 | CCE | 0 | 0 | 0 | 0 | 0 | 0 | 0 | 0 | 0 | 0 | 0 | 0 | 0 | 0 | 0 | 0 | 0 | 0 | 0 | 0 | 0 | 0 | 0 | 0 | 0 | 0 | 0
F1_Commercial_School (ID)_Existing_Food Preparation_Natural Gas_Broiler_E4 | F1 | Commercial | School (ID) | Existing | Food Preparation | Natural Gas | Broiler | E4 | CCE | 0 | 0 | 0 | 0 | 0 | 0 | 0 | 0 | 0 | 0 | 0 | 0 | 0 | 0 | 0 | 0 | 0 | 0 | 0 | 0 | 0 | 0 | 0 | 0 | 0 | 0 | 0
F1_Commercial_School (ID)_Existing_Food Preparation_Natural Gas_Broiler_E5 | F1 | Commercial | School (ID) | Existing | Food Preparation | Natural Gas | Broiler | E5 | CCE | 0 | 0 | 0 | 0 | 0 | 0 | 0 | 0 | 0 | 0 | 0 | 0 | 0 | 0 | 0 | 0 | 0 | 0 | 0 | 0 | 0 | 0 | 0 | 0 | 0 | 0 | 0
F1_Commercial_School (ID)_Existing_Food Preparation_Natural Gas_Broiler_E6 | F1 | Commercial | School (ID) | Existing | Food Preparation | Natural Gas | Broiler | E6 | CCE | 0 | 0 | 0 | 0 | 0 | 0 | 0 | 0 | 0 | 0 | 0 | 0 | 0 | 0 | 0 | 0 | 0 | 0 | 0 | 0 | 0 | 0 | 0 | 0 | 0 | 0 | 0
F1_Commercial_School (ID)_Existing_Food Preparation_Natural Gas_Broiler_E7 | F1 | Commercial | School (ID) | Existing | Food Preparation | Natural Gas | Broiler | E7 | CCE | 0 | 0 | 0 | 0 | 0 | 0 | 0 | 0 | 0 | 0 | 0 | 0 | 0 | 0 | 0 | 0 | 0 | 0 | 0 | 0 | 0 | 0 | 0 | 0 | 0 | 0 | 0
F1_Commercial_School (ID)_Existing_Food Preparation_Natural Gas_Broiler_E8 | F1 | Commercial | School (ID) | Existing | Food Preparation | Natural Gas | Broiler | E8 | CCE | 0 | 0 | 0 | 0 | 0 | 0 | 0 | 0 | 0 | 0 | 0 | 0 | 0 | 0 | 0 | 0 | 0 | 0 | 0 | 0 | 0 | 0 | 0 | 0 | 0 | 0 | 0
F1_Commercial_School (ID)_Existing_Food Preparation_Natural Gas_Broiler_E9 | F1 | Commercial | School (ID) | Existing | Food Preparation | Natural Gas | Broiler | E9 | CCE | 0 | 0 | 0 | 0 | 0 | 0 | 0 | 0 | 0 | 0 | 0 | 0 | 0 | 0 | 0 | 0 | 0 | 0 | 0 | 0 | 0 | 0 | 0 | 0 | 0 | 0 | 0
F1_Commercial_School (ID)_Existing_Food Preparation_Natural Gas_Broiler_E10 | F1 | Commercial | School (ID) | Existing | Food Preparation | Natural Gas | Broiler | E10 | CCE | 0 | 0 | 0 | 0 | 0 | 0 | 0 | 0 | 0 | 0 | 0 | 0 | 0 | 0 | 0 | 0 | 0 | 0 | 0 | 0 | 0 | 0 | 0 | 0 | 0 | 0 | 0
F2_Commercial_School (ID)_Existing_Food Preparation_Natural Gas_Broiler_E1 | F2 | Commercial | School (ID) | Existing | Food Preparation | Natural Gas | Broiler | E1 | TRC BC Ratio | [24 empty] | 1 | 1 | 1 | bar: 2019 to 2042
F2_Commercial_School (ID)_Existing_Food Preparation_Natural Gas_Broiler_E2 | F2 | Commercial | School (ID) | Existing | Food Preparation | Natural Gas | Broiler | E2 | TRC BC Ratio | 3.0827 | 3.1604 | 3.2525 | 3.358 | 3.4773 | 3.6224 | 3.7718 | 3.9197 | 4.0621 | 4.2065 | 4.3214 | 4.4291 | 4.5447 | 4.658 | 4.7592 | 4.8539 | 4.9389 | 5.0227 | 5.1123 | 5.1997 | 5.2895 | 5.3828 | 5.4772 | 5.5745 | 5.6735 | 5.7743 | 5.8769
F2_Commercial_School (ID)_Existing_Food Preparation_Natural Gas_Broiler_E3 | F2 | Commercial | School (ID) | Existing | Food Preparation | Natural Gas | Broiler | E3 | TRC BC Ratio | 0 | 0 | 0 | 0 | 0 | 0 | 0 | 0 | 0 | 0 | 0 | 0 | 0 | 0 | 0 | 0 | 0 | 0 | 0 | 0 | 0 | 0 | 0 | 0 | 0 | 0 | 0
F2_Commercial_School (ID)_Existing_Food Preparation_Natural Gas_Broiler_E4 | F2 | Commercial | School (ID) | Existing | Food Preparation | Natural Gas | Broiler | E4 | TRC BC Ratio | 0 | 0 | 0 | 0 | 0 | 0 | 0 | 0 | 0 | 0 | 0 | 0 | 0 | 0 | 0 | 0 | 0 | 0 | 0 | 0 | 0 | 0 | 0 | 0 | 0 | 0 | 0
F2_Commercial_School (ID)_Existing_Food Preparation_Natural Gas_Broiler_E5 | F2 | Commercial | School (ID) | Existing | Food Preparation | Natural Gas | Broiler | E5 | TRC BC Ratio | 0 | 0 | 0 | 0 | 0 | 0 | 0 | 0 | 0 | 0 | 0 | 0 | 0 | 0 | 0 | 0 | 0 | 0 | 0 | 0 | 0 | 0 | 0 | 0 | 0 | 0 | 0
F2_Commercial_School (ID)_Existing_Food Preparation_Natural Gas_Broiler_E6 | F2 | Commercial | School (ID) | Existing | Food Preparation | Natural Gas | Broiler | E6 | TRC BC Ratio | 0 | 0 | 0 | 0 | 0 | 0 | 0 | 0 | 0 | 0 | 0 | 0 | 0 | 0 | 0 | 0 | 0 | 0 | 0 | 0 | 0 | 0 | 0 | 0 | 0 | 0 | 0
F2_Commercial_School (ID)_Existing_Food Preparation_Natural Gas_Broiler_E7 | F2 | Commercial | School (ID) | Existing | Food Preparation | Natural Gas | Broiler | E7 | TRC BC Ratio | 0 | 0 | 0 | 0 | 0 | 0 | 0 | 0 | 0 | 0 | 0 | 0 | 0 | 0 | 0 | 0 | 0 | 0 | 0 | 0 | 0 | 0 | 0 | 0 | 0 | 0 | 0
F2_Commercial_School (ID)_Existing_Food Preparation_Natural Gas_Broiler_E8 | F2 | Commercial | School (ID) | Existing | Food Preparation | Natural Gas | Broiler | E8 | TRC BC Ratio | 0 | 0 | 0 | 0 | 0 | 0 | 0 | 0 | 0 | 0 | 0 | 0 | 0 | 0 | 0 | 0 | 0 | 0 | 0 | 0 | 0 | 0 | 0 | 0 | 0 | 0 | 0
F2_Commercial_School (ID)_Existing_Food Preparation_Natural Gas_Broiler_E9 | F2 | Commercial | School (ID) | Existing | Food Preparation | Natural Gas | Broiler | E9 | TRC BC Ratio | 0 | 0 | 0 | 0 | 0 | 0 | 0 | 0 | 0 | 0 | 0 | 0 | 0 | 0 | 0 | 0 | 0 | 0 | 0 | 0 | 0 | 0 | 0 | 0 | 0 | 0 | 0
F2_Commercial_School (ID)_Existing_Food Preparation_Natural Gas_Broiler_E10 | F2 | Commercial | School (ID) | Existing | Food Preparation | Natural Gas | Broiler | E10 | TRC BC Ratio | 0 | 0 | 0 | 0 | 0 | 0 | 0 | 0 | 0 | 0 | 0 | 0 | 0 | 0 | 0 | 0 | 0 | 0 | 0 | 0 | 0 | 0 | 0 | 0 | 0 | 0 | 0
F3_Commercial_School (ID)_Existing_Food Preparation_Natural Gas_Broiler_E1 | F3 | Commercial | School (ID) | Existing | Food Preparation | Natural Gas | Broiler | E1 | PACT BC Ratio | [24 empty] | 1 | 1 | 1 | bar: 2019 to 2042
F3_Commercial_School (ID)_Existing_Food Preparation_Natural Gas_Broiler_E2 | F3 | Commercial | School (ID) | Existing | Food Preparation | Natural Gas | Broiler | E2 | PACT BC Ratio | 6.105 | 6.2588 | 6.4411 | 6.65 | 6.8862 | 7.1737 | 7.4695 | 7.7625 | 8.0445 | 8.3305 | 8.558 | 8.7712 | 9.0003 | 9.2245 | 9.4249 | 9.6125 | 9.7808 | 9.9469 | 10.1243 | 10.2973 | 10.4751 | 10.66 | 10.8468 | 11.0395 | 11.2356 | 11.4352 | 11.6384
F3_Commercial_School (ID)_Existing_Food Preparation_Natural Gas_Broiler_E3 | F3 | Commercial | School (ID) | Existing | Food Preparation | Natural Gas | Broiler | E3 | PACT BC Ratio | 0 | 0 | 0 | 0 | 0 | 0 | 0 | 0 | 0 | 0 | 0 | 0 | 0 | 0 | 0 | 0 | 0 | 0 | 0 | 0 | 0 | 0 | 0 | 0 | 0 | 0 | 0
F3_Commercial_School (ID)_Existing_Food Preparation_Natural Gas_Broiler_E4 | F3 | Commercial | School (ID) | Existing | Food Preparation | Natural Gas | Broiler | E4 | PACT BC Ratio | 0 | 0 | 0 | 0 | 0 | 0 | 0 | 0 | 0 | 0 | 0 | 0 | 0 | 0 | 0 | 0 | 0 | 0 | 0 | 0 | 0 | 0 | 0 | 0 | 0 | 0 | 0
F3_Commercial_School (ID)_Existing_Food Preparation_Natural Gas_Broiler_E5 | F3 | Commercial | School (ID) | Existing | Food Preparation | Natural Gas | Broiler | E5 | PACT BC Ratio | 0 | 0 | 0 | 0 | 0 | 0 | 0 | 0 | 0 | 0 | 0 | 0 | 0 | 0 | 0 | 0 | 0 | 0 | 0 | 0 | 0 | 0 | 0 | 0 | 0 | 0 | 0
F3_Commercial_School (ID)_Existing_Food Preparation_Natural Gas_Broiler_E6 | F3 | Commercial | School (ID) | Existing | Food Preparation | Natural Gas | Broiler | E6 | PACT BC Ratio | 0 | 0 | 0 | 0 | 0 | 0 | 0 | 0 | 0 | 0 | 0 | 0 | 0 | 0 | 0 | 0 | 0 | 0 | 0 | 0 | 0 | 0 | 0 | 0 | 0 | 0 | 0
F3_Commercial_School (ID)_Existing_Food Preparation_Natural Gas_Broiler_E7 | F3 | Commercial | School (ID) | Existing | Food Preparation | Natural Gas | Broiler | E7 | PACT BC Ratio | 0 | 0 | 0 | 0 | 0 | 0 | 0 | 0 | 0 | 0 | 0 | 0 | 0 | 0 | 0 | 0 | 0 | 0 | 0 | 0 | 0 | 0 | 0 | 0 | 0 | 0 | 0
F3_Commercial_School (ID)_Existing_Food Preparation_Natural Gas_Broiler_E8 | F3 | Commercial | School (ID) | Existing | Food Preparation | Natural Gas | Broiler | E8 | PACT BC Ratio | 0 | 0 | 0 | 0 | 0 | 0 | 0 | 0 | 0 | 0 | 0 | 0 | 0 | 0 | 0 | 0 | 0 | 0 | 0 | 0 | 0 | 0 | 0 | 0 | 0 | 0 | 0
F3_Commercial_School (ID)_Existing_Food Preparation_Natural Gas_Broiler_E9 | F3 | Commercial | School (ID) | Existing | Food Preparation | Natural Gas | Broiler | E9 | PACT BC Ratio | 0 | 0 | 0 | 0 | 0 | 0 | 0 | 0 | 0 | 0 | 0 | 0 | 0 | 0 | 0 | 0 | 0 | 0 | 0 | 0 | 0 | 0 | 0 | 0 | 0 | 0 | 0
F3_Commercial_School (ID)_Existing_Food Preparation_Natural Gas_Broiler_E10 | F3 | Commercial | School (ID) | Existing | Food Preparation | Natural Gas | Broiler | E10 | PACT BC Ratio | 0 | 0 | 0 | 0 | 0 | 0 | 0 | 0 | 0 | 0 | 0 | 0 | 0 | 0 | 0 | 0 | 0 | 0 | 0 | 0 | 0 | 0 | 0 | 0 | 0 | 0 | 0
F4_Commercial_School (ID)_Existing_Food Preparation_Natural Gas_Broiler_E1 | F4 | Commercial | School (ID) | Existing | Food Preparation | Natural Gas | Broiler | E1 | RVT BC Ratio | [24 empty] | 1 | 1 | 1 | bar: 2019 to 2042
F4_Commercial_School (ID)_Existing_Food Preparation_Natural Gas_Broiler_E2 | F4 | Commercial | School (ID) | Existing | Food Preparation | Natural Gas | Broiler | E2 | RVT BC Ratio | 4.763 | 4.8453 | 4.9419 | 5.0545 | 5.1835 | 5.3446 | 5.506 | 5.6594 | 5.7982 | 5.9327 | 6.0721 | 6.1988 | 6.3325 | 6.459 | 6.5678 | 6.666 | 6.7492 | 6.8285 | 6.9129 | 6.9917 | 7.0707 | 7.1883 | 7.3072 | 7.4298 | 7.5546 | 7.6816 | 7.8108
F4_Commercial_School (ID)_Existing_Food Preparation_Natural Gas_Broiler_E3 | F4 | Commercial | School (ID) | Existing | Food Preparation | Natural Gas | Broiler | E3 | RVT BC Ratio | 0 | 0 | 0 | 0 | 0 | 0 | 0 | 0 | 0 | 0 | 0 | 0 | 0 | 0 | 0 | 0 | 0 | 0 | 0 | 0 | 0 | 0 | 0 | 0 | 0 | 0 | 0
F4_Commercial_School (ID)_Existing_Food Preparation_Natural Gas_Broiler_E4 | F4 | Commercial | School (ID) | Existing | Food Preparation | Natural Gas | Broiler | E4 | RVT BC Ratio | 0 | 0 | 0 | 0 | 0 | 0 | 0 | 0 | 0 | 0 | 0 | 0 | 0 | 0 | 0 | 0 | 0 | 0 | 0 | 0 | 0 | 0 | 0 | 0 | 0 | 0 | 0
F4_Commercial_School (ID)_Existing_Food Preparation_Natural Gas_Broiler_E5 | F4 | Commercial | School (ID) | Existing | Food Preparation | Natural Gas | Broiler | E5 | RVT BC Ratio | 0 | 0 | 0 | 0 | 0 | 0 | 0 | 0 | 0 | 0 | 0 | 0 | 0 | 0 | 0 | 0 | 0 | 0 | 0 | 0 | 0 | 0 | 0 | 0 | 0 | 0 | 0
F4_Commercial_School (ID)_Existing_Food Preparation_Natural Gas_Broiler_E6 | F4 | Commercial | School (ID) | Existing | Food Preparation | Natural Gas | Broiler | E6 | RVT BC Ratio | 0 | 0 | 0 | 0 | 0 | 0 | 0 | 0 | 0 | 0 | 0 | 0 | 0 | 0 | 0 | 0 | 0 | 0 | 0 | 0 | 0 | 0 | 0 | 0 | 0 | 0 | 0
F4_Commercial_School (ID)_Existing_Food Preparation_Natural Gas_Broiler_E7 | F4 | Commercial | School (ID) | Existing | Food Preparation | Natural Gas | Broiler | E7 | RVT BC Ratio | 0 | 0 | 0 | 0 | 0 | 0 | 0 | 0 | 0 | 0 | 0 | 0 | 0 | 0 | 0 | 0 | 0 | 0 | 0 | 0 | 0 | 0 | 0 | 0 | 0 | 0 | 0
F4_Commercial_School (ID)_Existing_Food Preparation_Natural Gas_Broiler_E8 | F4 | Commercial | School (ID) | Existing | Food Preparation | Natural Gas | Broiler | E8 | RVT BC Ratio | 0 | 0 | 0 | 0 | 0 | 0 | 0 | 0 | 0 | 0 | 0 | 0 | 0 | 0 | 0 | 0 | 0 | 0 | 0 | 0 | 0 | 0 | 0 | 0 | 0 | 0 | 0
F4_Commercial_School (ID)_Existing_Food Preparation_Natural Gas_Broiler_E9 | F4 | Commercial | School (ID) | Existing | Food Preparation | Natural Gas | Broiler | E9 | RVT BC Ratio | 0 | 0 | 0 | 0 | 0 | 0 | 0 | 0 | 0 | 0 | 0 | 0 | 0 | 0 | 0 | 0 | 0 | 0 | 0 | 0 | 0 | 0 | 0 | 0 | 0 | 0 | 0
F4_Commercial_School (ID)_Existing_Food Preparation_Natural Gas_Broiler_E10 | F4 | Commercial | School (ID) | Existing | Food Preparation | Natural Gas | Broiler | E10 | RVT BC Ratio | 0 | 0 | 0 | 0 | 0 | 0 | 0 | 0 | 0 | 0 | 0 | 0 | 0 | 0 | 0 | 0 | 0 | 0 | 0 | 0 | 0 | 0 | 0 | 0 | 0 | 0 | 0
F5_Commercial_School (ID)_Existing_Food Preparation_Natural Gas_Broiler_E1 | F5 | Commercial | School (ID) | Existing | Food Preparation | Natural Gas | Broiler | E1 | RIM BC Ratio | [24 empty] | 1 | 1 | 1 | bar: 2019 to 2042
F5_Commercial_School (ID)_Existing_Food Preparation_Natural Gas_Broiler_E2 | F5 | Commercial | School (ID) | Existing | Food Preparation | Natural Gas | Broiler | E2 | RIM BC Ratio | 0.74538 | 0.7517 | 0.75906 | 0.76688 | 0.77509 | 0.78399 | 0.79322 | 0.80276 | 0.81268 | 0.82311 | 0.82679 | 0.83061 | 0.83485 | 0.83939 | 0.84385 | 0.84833 | 0.85286 | 0.85755 | 0.86249 | 0.86763 | 0.87301 | 0.87427 | 0.87551 | 0.87674 | 0.87796 | 0.87916 | 0.88034
F5_Commercial_School (ID)_Existing_Food Preparation_Natural Gas_Broiler_E3 | F5 | Commercial | School (ID) | Existing | Food Preparation | Natural Gas | Broiler | E3 | RIM BC Ratio | 0 | 0 | 0 | 0 | 0 | 0 | 0 | 0 | 0 | 0 | 0 | 0 | 0 | 0 | 0 | 0 | 0 | 0 | 0 | 0 | 0 | 0 | 0 | 0 | 0 | 0 | 0
F5_Commercial_School (ID)_Existing_Food Preparation_Natural Gas_Broiler_E4 | F5 | Commercial | School (ID) | Existing | Food Preparation | Natural Gas | Broiler | E4 | RIM BC Ratio | 0 | 0 | 0 | 0 | 0 | 0 | 0 | 0 | 0 | 0 | 0 | 0 | 0 | 0 | 0 | 0 | 0 | 0 | 0 | 0 | 0 | 0 | 0 | 0 | 0 | 0 | 0
F5_Commercial_School (ID)_Existing_Food Preparation_Natural Gas_Broiler_E5 | F5 | Commercial | School (ID) | Existing | Food Preparation | Natural Gas | Broiler | E5 | RIM BC Ratio | 0 | 0 | 0 | 0 | 0 | 0 | 0 | 0 | 0 | 0 | 0 | 0 | 0 | 0 | 0 | 0 | 0 | 0 | 0 | 0 | 0 | 0 | 0 | 0 | 0 | 0 | 0
F5_Commercial_School (ID)_Existing_Food Preparation_Natural Gas_Broiler_E6 | F5 | Commercial | School (ID) | Existing | Food Preparation | Natural Gas | Broiler | E6 | RIM BC Ratio | 0 | 0 | 0 | 0 | 0 | 0 | 0 | 0 | 0 | 0 | 0 | 0 | 0 | 0 | 0 | 0 | 0 | 0 | 0 | 0 | 0 | 0 | 0 | 0 | 0 | 0 | 0
F5_Commercial_School (ID)_Existing_Food Preparation_Natural Gas_Broiler_E7 | F5 | Commercial | School (ID) | Existing | Food Preparation | Natural Gas | Broiler | E7 | RIM BC Ratio | 0 | 0 | 0 | 0 | 0 | 0 | 0 | 0 | 0 | 0 | 0 | 0 | 0 | 0 | 0 | 0 | 0 | 0 | 0 | 0 | 0 | 0 | 0 | 0 | 0 | 0 | 0
F5_Commercial_School (ID)_Existing_Food Preparation_Natural Gas_Broiler_E8 | F5 | Commercial | School (ID) | Existing | Food Preparation | Natural Gas | Broiler | E8 | RIM BC Ratio | 0 | 0 | 0 | 0 | 0 | 0 | 0 | 0 | 0 | 0 | 0 | 0 | 0 | 0 | 0 | 0 | 0 | 0 | 0 | 0 | 0 | 0 | 0 | 0 | 0 | 0 | 0
F5_Commercial_School (ID)_Existing_Food Preparation_Natural Gas_Broiler_E9 | F5 | Commercial | School (ID) | Existing | Food Preparation | Natural Gas | Broiler | E9 | RIM BC Ratio | 0 | 0 | 0 | 0 | 0 | 0 | 0 | 0 | 0 | 0 | 0 | 0 | 0 | 0 | 0 | 0 | 0 | 0 | 0 | 0 | 0 | 0 | 0 | 0 | 0 | 0 | 0
F5_Commercial_School (ID)_Existing_Food Preparation_Natural Gas_Broiler_E10 | F5 | Commercial | School (ID) | Existing | Food Preparation | Natural Gas | Broiler | E10 | RIM BC Ratio | 0 | 0 | 0 | 0 | 0 | 0 | 0 | 0 | 0 | 0 | 0 | 0 | 0 | 0 | 0 | 0 | 0 | 0 | 0 | 0 | 0 | 0 | 0 | 0 | 0 | 0 | 0
F0_Commercial_School (ID)_Existing_Food Preparation_Natural Gas_Griddle_E0 | F0 | Commercial | School (ID) | Existing | Food Preparation | Natural Gas | Griddle | E0 | Economic Unit | ENERGY STAR | ENERGY STAR | ENERGY STAR | ENERGY STAR | ENERGY STAR | ENERGY STAR | ENERGY STAR | ENERGY STAR | ENERGY STAR | ENERGY STAR | ENERGY STAR | ENERGY STAR | ENERGY STAR | ENERGY STAR | ENERGY STAR | ENERGY STAR | ENERGY STAR | ENERGY STAR | ENERGY STAR | ENERGY STAR | ENERGY STAR | ENERGY STAR | ENERGY STAR | ENERGY STAR | ENERGY STAR | ENERGY STAR | ENERGY STAR
F1_Commercial_School (ID)_Existing_Food Preparation_Natural Gas_Griddle_E1 | F1 | Commercial | School (ID) | Existing | Food Preparation | Natural Gas | Griddle | E1 | CCE | 0 | 0 | 0 | 0 | 0 | 0 | 0 | 0 | 0 | 0 | 0 | 0 | 0 | 0 | 0 | 0 | 0 | 0 | 0 | 0 | 0 | 0 | 0 | 0 | 0 | 0 | 0
F1_Commercial_School (ID)_Existing_Food Preparation_Natural Gas_Griddle_E2 | F1 | Commercial | School (ID) | Existing | Food Preparation | Natural Gas | Griddle | E2 | CCE | 0.00091307 | 0.00091307 | 0.00091307 | 0.00091307 | 0.00091307 | 0.00091307 | 0.00091307 | 0.00091307 | 0.00091307 | 0.00091307 | 0.00091307 | 0.00091307 | 0.00091307 | 0.00091307 | 0.00091307 | 0.00091307 | 0.00091307 | 0.00091307 | 0.00091307 | 0.00091307 | 0.00091307 | 0.00091307 | 0.00091307 | 0.00091307 | 0.00091307 | 0.00091307 | 0.00091307
F1_Commercial_School (ID)_Existing_Food Preparation_Natural Gas_Griddle_E3 | F1 | Commercial | School (ID) | Existing | Food Preparation | Natural Gas | Griddle | E3 | CCE | 0 | 0 | 0 | 0 | 0 | 0 | 0 | 0 | 0 | 0 | 0 | 0 | 0 | 0 | 0 | 0 | 0 | 0 | 0 | 0 | 0 | 0 | 0 | 0 | 0 | 0 | 0
F1_Commercial_School (ID)_Existing_Food Preparation_Natural Gas_Griddle_E4 | F1 | Commercial | School (ID) | Existing | Food Preparation | Natural Gas | Griddle | E4 | CCE | 0 | 0 | 0 | 0 | 0 | 0 | 0 | 0 | 0 | 0 | 0 | 0 | 0 | 0 | 0 | 0 | 0 | 0 | 0 | 0 | 0 | 0 | 0 | 0 | 0 | 0 | 0
F1_Commercial_School (ID)_Existing_Food Preparation_Natural Gas_Griddle_E5 | F1 | Commercial | School (ID) | Existing | Food Preparation | Natural Gas | Griddle | E5 | CCE | 0 | 0 | 0 | 0 | 0 | 0 | 0 | 0 | 0 | 0 | 0 | 0 | 0 | 0 | 0 | 0 | 0 | 0 | 0 | 0 | 0 | 0 | 0 | 0 | 0 | 0 | 0
F1_Commercial_School (ID)_Existing_Food Preparation_Natural Gas_Griddle_E6 | F1 | Commercial | School (ID) | Existing | Food Preparation | Natural Gas | Griddle | E6 | CCE | 0 | 0 | 0 | 0 | 0 | 0 | 0 | 0 | 0 | 0 | 0 | 0 | 0 | 0 | 0 | 0 | 0 | 0 | 0 | 0 | 0 | 0 | 0 | 0 | 0 | 0 | 0
F1_Commercial_School (ID)_Existing_Food Preparation_Natural Gas_Griddle_E7 | F1 | Commercial | School (ID) | Existing | Food Preparation | Natural Gas | Griddle | E7 | CCE | 0 | 0 | 0 | 0 | 0 | 0 | 0 | 0 | 0 | 0 | 0 | 0 | 0 | 0 | 0 | 0 | 0 | 0 | 0 | 0 | 0 | 0 | 0 | 0 | 0 | 0 | 0
F1_Commercial_School (ID)_Existing_Food Preparation_Natural Gas_Griddle_E8 | F1 | Commercial | School (ID) | Existing | Food Preparation | Natural Gas | Griddle | E8 | CCE | 0 | 0 | 0 | 0 | 0 | 0 | 0 | 0 | 0 | 0 | 0 | 0 | 0 | 0 | 0 | 0 | 0 | 0 | 0 | 0 | 0 | 0 | 0 | 0 | 0 | 0 | 0
F1_Commercial_School (ID)_Existing_Food Preparation_Natural Gas_Griddle_E9 | F1 | Commercial | School (ID) | Existing | Food Preparation | Natural Gas | Griddle | E9 | CCE | 0 | 0 | 0 | 0 | 0 | 0 | 0 | 0 | 0 | 0 | 0 | 0 | 0 | 0 | 0 | 0 | 0 | 0 | 0 | 0 | 0 | 0 | 0 | 0 | 0 | 0 | 0
F1_Commercial_School (ID)_Existing_Food Preparation_Natural Gas_Griddle_E10 | F1 | Commercial | School (ID) | Existing | Food Preparation | Natural Gas | Griddle | E10 | CCE | 0 | 0 | 0 | 0 | 0 | 0 | 0 | 0 | 0 | 0 | 0 | 0 | 0 | 0 | 0 | 0 | 0 | 0 | 0 | 0 | 0 | 0 | 0 | 0 | 0 | 0 | 0
F2_Commercial_School (ID)_Existing_Food Preparation_Natural Gas_Griddle_E1 | F2 | Commercial | School (ID) | Existing | Food Preparation | Natural Gas | Griddle | E1 | TRC BC Ratio | [24 empty] | 1 | 1 | 1 | bar: 2019 to 2042
F2_Commercial_School (ID)_Existing_Food Preparation_Natural Gas_Griddle_E2 | F2 | Commercial | School (ID) | Existing | Food Preparation | Natural Gas | Griddle | E2 | TRC BC Ratio | 3.8979 | 3.9961 | 4.1125 | 4.2458 | 4.3967 | 4.5802 | 4.7691 | 4.9561 | 5.1362 | 5.3188 | 5.4641 | 5.6002 | 5.7464 | 5.8896 | 6.0176 | 6.1373 | 6.2447 | 6.3508 | 6.4641 | 6.5746 | 6.6881 | 6.8061 | 6.9254 | 7.0484 | 7.1736 | 7.3011 | 7.4308
F2_Commercial_School (ID)_Existing_Food Preparation_Natural Gas_Griddle_E3 | F2 | Commercial | School (ID) | Existing | Food Preparation | Natural Gas | Griddle | E3 | TRC BC Ratio | 0 | 0 | 0 | 0 | 0 | 0 | 0 | 0 | 0 | 0 | 0 | 0 | 0 | 0 | 0 | 0 | 0 | 0 | 0 | 0 | 0 | 0 | 0 | 0 | 0 | 0 | 0
F2_Commercial_School (ID)_Existing_Food Preparation_Natural Gas_Griddle_E4 | F2 | Commercial | School (ID) | Existing | Food Preparation | Natural Gas | Griddle | E4 | TRC BC Ratio | 0 | 0 | 0 | 0 | 0 | 0 | 0 | 0 | 0 | 0 | 0 | 0 | 0 | 0 | 0 | 0 | 0 | 0 | 0 | 0 | 0 | 0 | 0 | 0 | 0 | 0 | 0
F2_Commercial_School (ID)_Existing_Food Preparation_Natural Gas_Griddle_E5 | F2 | Commercial | School (ID) | Existing | Food Preparation | Natural Gas | Griddle | E5 | TRC BC Ratio | 0 | 0 | 0 | 0 | 0 | 0 | 0 | 0 | 0 | 0 | 0 | 0 | 0 | 0 | 0 | 0 | 0 | 0 | 0 | 0 | 0 | 0 | 0 | 0 | 0 | 0 | 0
F2_Commercial_School (ID)_Existing_Food Preparation_Natural Gas_Griddle_E6 | F2 | Commercial | School (ID) | Existing | Food Preparation | Natural Gas | Griddle | E6 | TRC BC Ratio | 0 | 0 | 0 | 0 | 0 | 0 | 0 | 0 | 0 | 0 | 0 | 0 | 0 | 0 | 0 | 0 | 0 | 0 | 0 | 0 | 0 | 0 | 0 | 0 | 0 | 0 | 0
F2_Commercial_School (ID)_Existing_Food Preparation_Natural Gas_Griddle_E7 | F2 | Commercial | School (ID) | Existing | Food Preparation | Natural Gas | Griddle | E7 | TRC BC Ratio | 0 | 0 | 0 | 0 | 0 | 0 | 0 | 0 | 0 | 0 | 0 | 0 | 0 | 0 | 0 | 0 | 0 | 0 | 0 | 0 | 0 | 0 | 0 | 0 | 0 | 0 | 0
F2_Commercial_School (ID)_Existing_Food Preparation_Natural Gas_Griddle_E8 | F2 | Commercial | School (ID) | Existing | Food Preparation | Natural Gas | Griddle | E8 | TRC BC Ratio | 0 | 0 | 0 | 0 | 0 | 0 | 0 | 0 | 0 | 0 | 0 | 0 | 0 | 0 | 0 | 0 | 0 | 0 | 0 | 0 | 0 | 0 | 0 | 0 | 0 | 0 | 0
F2_Commercial_School (ID)_Existing_Food Preparation_Natural Gas_Griddle_E9 | F2 | Commercial | School (ID) | Existing | Food Preparation | Natural Gas | Griddle | E9 | TRC BC Ratio | 0 | 0 | 0 | 0 | 0 | 0 | 0 | 0 | 0 | 0 | 0 | 0 | 0 | 0 | 0 | 0 | 0 | 0 | 0 | 0 | 0 | 0 | 0 | 0 | 0 | 0 | 0
F2_Commercial_School (ID)_Existing_Food Preparation_Natural Gas_Griddle_E10 | F2 | Commercial | School (ID) | Existing | Food Preparation | Natural Gas | Griddle | E10 | TRC BC Ratio | 0 | 0 | 0 | 0 | 0 | 0 | 0 | 0 | 0 | 0 | 0 | 0 | 0 | 0 | 0 | 0 | 0 | 0 | 0 | 0 | 0 | 0 | 0 | 0 | 0 | 0 | 0
F3_Commercial_School (ID)_Existing_Food Preparation_Natural Gas_Griddle_E1 | F3 | Commercial | School (ID) | Existing | Food Preparation | Natural Gas | Griddle | E1 | PACT BC Ratio | [24 empty] | 1 | 1 | 1 | bar: 2019 to 2042
F3_Commercial_School (ID)_Existing_Food Preparation_Natural Gas_Griddle_E2 | F3 | Commercial | School (ID) | Existing | Food Preparation | Natural Gas | Griddle | E2 | PACT BC Ratio | 7.7192 | 7.9137 | 8.1442 | 8.4083 | 8.707 | 9.0704 | 9.4445 | 9.8149 | 10.1716 | 10.5332 | 10.8209 | 11.0904 | 11.38 | 11.6635 | 11.917 | 12.1542 | 12.3669 | 12.5769 | 12.8012 | 13.02 | 13.2448 | 13.4786 | 13.7148 | 13.9584 | 14.2064 | 14.4588 | 14.7157
F3_Commercial_School (ID)_Existing_Food Preparation_Natural Gas_Griddle_E3 | F3 | Commercial | School (ID) | Existing | Food Preparation | Natural Gas | Griddle | E3 | PACT BC Ratio | 0 | 0 | 0 | 0 | 0 | 0 | 0 | 0 | 0 | 0 | 0 | 0 | 0 | 0 | 0 | 0 | 0 | 0 | 0 | 0 | 0 | 0 | 0 | 0 | 0 | 0 | 0
F3_Commercial_School (ID)_Existing_Food Preparation_Natural Gas_Griddle_E4 | F3 | Commercial | School (ID) | Existing | Food Preparation | Natural Gas | Griddle | E4 | PACT BC Ratio | 0 | 0 | 0 | 0 | 0 | 0 | 0 | 0 | 0 | 0 | 0 | 0 | 0 | 0 | 0 | 0 | 0 | 0 | 0 | 0 | 0 | 0 | 0 | 0 | 0 | 0 | 0
F3_Commercial_School (ID)_Existing_Food Preparation_Natural Gas_Griddle_E5 | F3 | Commercial | School (ID) | Existing | Food Preparation | Natural Gas | Griddle | E5 | PACT BC Ratio | 0 | 0 | 0 | 0 | 0 | 0 | 0 | 0 | 0 | 0 | 0 | 0 | 0 | 0 | 0 | 0 | 0 | 0 | 0 | 0 | 0 | 0 | 0 | 0 | 0 | 0 | 0
F3_Commercial_School (ID)_Existing_Food Preparation_Natural Gas_Griddle_E6 | F3 | Commercial | School (ID) | Existing | Food Preparation | Natural Gas | Griddle | E6 | PACT BC Ratio | 0 | 0 | 0 | 0 | 0 | 0 | 0 | 0 | 0 | 0 | 0 | 0 | 0 | 0 | 0 | 0 | 0 | 0 | 0 | 0 | 0 | 0 | 0 | 0 | 0 | 0 | 0
F3_Commercial_School (ID)_Existing_Food Preparation_Natural Gas_Griddle_E7 | F3 | Commercial | School (ID) | Existing | Food Preparation | Natural Gas | Griddle | E7 | PACT BC Ratio | 0 | 0 | 0 | 0 | 0 | 0 | 0 | 0 | 0 | 0 | 0 | 0 | 0 | 0 | 0 | 0 | 0 | 0 | 0 | 0 | 0 | 0 | 0 | 0 | 0 | 0 | 0
F3_Commercial_School (ID)_Existing_Food Preparation_Natural Gas_Griddle_E8 | F3 | Commercial | School (ID) | Existing | Food Preparation | Natural Gas | Griddle | E8 | PACT BC Ratio | 0 | 0 | 0 | 0 | 0 | 0 | 0 | 0 | 0 | 0 | 0 | 0 | 0 | 0 | 0 | 0 | 0 | 0 | 0 | 0 | 0 | 0 | 0 | 0 | 0 | 0 | 0
F3_Commercial_School (ID)_Existing_Food Preparation_Natural Gas_Griddle_E9 | F3 | Commercial | School (ID) | Existing | Food Preparation | Natural Gas | Griddle | E9 | PACT BC Ratio | 0 | 0 | 0 | 0 | 0 | 0 | 0 | 0 | 0 | 0 | 0 | 0 | 0 | 0 | 0 | 0 | 0 | 0 | 0 | 0 | 0 | 0 | 0 | 0 | 0 | 0 | 0
F3_Commercial_School (ID)_Existing_Food Preparation_Natural Gas_Griddle_E10 | F3 | Commercial | School (ID) | Existing | Food Preparation | Natural Gas | Griddle | E10 | PACT BC Ratio | 0 | 0 | 0 | 0 | 0 | 0 | 0 | 0 | 0 | 0 | 0 | 0 | 0 | 0 | 0 | 0 | 0 | 0 | 0 | 0 | 0 | 0 | 0 | 0 | 0 | 0 | 0
F4_Commercial_School (ID)_Existing_Food Preparation_Natural Gas_Griddle_E1 | F4 | Commercial | School (ID) | Existing | Food Preparation | Natural Gas | Griddle | E1 | RVT BC Ratio | [24 empty] | 1 | 1 | 1 | bar: 2019 to 2042
F4_Commercial_School (ID)_Existing_Food Preparation_Natural Gas_Griddle_E2 | F4 | Commercial | School (ID) | Existing | Food Preparation | Natural Gas | Griddle | E2 | RVT BC Ratio | 5.915 | 6.0191 | 6.1412 | 6.2836 | 6.4468 | 6.6504 | 6.8545 | 7.0484 | 7.2239 | 7.394 | 7.5703 | 7.7305 | 7.8995 | 8.0595 | 8.1971 | 8.3213 | 8.4263 | 8.5267 | 8.6333 | 8.733 | 8.8329 | 8.9816 | 9.1319 | 9.2869 | 9.4447 | 9.6053 | 9.7687
F4_Commercial_School (ID)_Existing_Food Preparation_Natural Gas_Griddle_E3 | F4 | Commercial | School (ID) | Existing | Food Preparation | Natural Gas | Griddle | E3 | RVT BC Ratio | 0 | 0 | 0 | 0 | 0 | 0 | 0 | 0 | 0 | 0 | 0 | 0 | 0 | 0 | 0 | 0 | 0 | 0 | 0 | 0 | 0 | 0 | 0 | 0 | 0 | 0 | 0
F4_Commercial_School (ID)_Existing_Food Preparation_Natural Gas_Griddle_E4 | F4 | Commercial | School (ID) | Existing | Food Preparation | Natural Gas | Griddle | E4 | RVT BC Ratio | 0 | 0 | 0 | 0 | 0 | 0 | 0 | 0 | 0 | 0 | 0 | 0 | 0 | 0 | 0 | 0 | 0 | 0 | 0 | 0 | 0 | 0 | 0 | 0 | 0 | 0 | 0
F4_Commercial_School (ID)_Existing_Food Preparation_Natural Gas_Griddle_E5 | F4 | Commercial | School (ID) | Existing | Food Preparation | Natural Gas | Griddle | E5 | RVT BC Ratio | 0 | 0 | 0 | 0 | 0 | 0 | 0 | 0 | 0 | 0 | 0 | 0 | 0 | 0 | 0 | 0 | 0 | 0 | 0 | 0 | 0 | 0 | 0 | 0 | 0 | 0 | 0
F4_Commercial_School (ID)_Existing_Food Preparation_Natural Gas_Griddle_E6 | F4 | Commercial | School (ID) | Existing | Food Preparation | Natural Gas | Griddle | E6 | RVT BC Ratio | 0 | 0 | 0 | 0 | 0 | 0 | 0 | 0 | 0 | 0 | 0 | 0 | 0 | 0 | 0 | 0 | 0 | 0 | 0 | 0 | 0 | 0 | 0 | 0 | 0 | 0 | 0
F4_Commercial_School (ID)_Existing_Food Preparation_Natural Gas_Griddle_E7 | F4 | Commercial | School (ID) | Existing | Food Preparation | Natural Gas | Griddle | E7 | RVT BC Ratio | 0 | 0 | 0 | 0 | 0 | 0 | 0 | 0 | 0 | 0 | 0 | 0 | 0 | 0 | 0 | 0 | 0 | 0 | 0 | 0 | 0 | 0 | 0 | 0 | 0 | 0 | 0
F4_Commercial_School (ID)_Existing_Food Preparation_Natural Gas_Griddle_E8 | F4 | Commercial | School (ID) | Existing | Food Preparation | Natural Gas | Griddle | E8 | RVT BC Ratio | 0 | 0 | 0 | 0 | 0 | 0 | 0 | 0 | 0 | 0 | 0 | 0 | 0 | 0 | 0 | 0 | 0 | 0 | 0 | 0 | 0 | 0 | 0 | 0 | 0 | 0 | 0
F4_Commercial_School (ID)_Existing_Food Preparation_Natural Gas_Griddle_E9 | F4 | Commercial | School (ID) | Existing | Food Preparation | Natural Gas | Griddle | E9 | RVT BC Ratio | 0 | 0 | 0 | 0 | 0 | 0 | 0 | 0 | 0 | 0 | 0 | 0 | 0 | 0 | 0 | 0 | 0 | 0 | 0 | 0 | 0 | 0 | 0 | 0 | 0 | 0 | 0
F4_Commercial_School (ID)_Existing_Food Preparation_Natural Gas_Griddle_E10 | F4 | Commercial | School (ID) | Existing | Food Preparation | Natural Gas | Griddle | E10 | RVT BC Ratio | 0 | 0 | 0 | 0 | 0 | 0 | 0 | 0 | 0 | 0 | 0 | 0 | 0 | 0 | 0 | 0 | 0 | 0 | 0 | 0 | 0 | 0 | 0 | 0 | 0 | 0 | 0
F5_Commercial_School (ID)_Existing_Food Preparation_Natural Gas_Griddle_E1 | F5 | Commercial | School (ID) | Existing | Food Preparation | Natural Gas | Griddle | E1 | RIM BC Ratio | [24 empty] | 1 | 1 | 1 | bar: 2019 to 2042
F5_Commercial_School (ID)_Existing_Food Preparation_Natural Gas_Griddle_E2 | F5 | Commercial | School (ID) | Existing | Food Preparation | Natural Gas | Griddle | E2 | RIM BC Ratio | 0.76491 | 0.77106 | 0.77823 | 0.78583 | 0.79377 | 0.80232 | 0.81123 | 0.8205 | 0.83022 | 0.84047 | 0.84384 | 0.84739 | 0.85137 | 0.85567 | 0.85995 | 0.86428 | 0.8687 | 0.87329 | 0.87814 | 0.88319 | 0.88849 | 0.88953 | 0.89054 | 0.89155 | 0.89255 | 0.89353 | 0.89449
F5_Commercial_School (ID)_Existing_Food Preparation_Natural Gas_Griddle_E3 | F5 | Commercial | School (ID) | Existing | Food Preparation | Natural Gas | Griddle | E3 | RIM BC Ratio | 0 | 0 | 0 | 0 | 0 | 0 | 0 | 0 | 0 | 0 | 0 | 0 | 0 | 0 | 0 | 0 | 0 | 0 | 0 | 0 | 0 | 0 | 0 | 0 | 0 | 0 | 0
F5_Commercial_School (ID)_Existing_Food Preparation_Natural Gas_Griddle_E4 | F5 | Commercial | School (ID) | Existing | Food Preparation | Natural Gas | Griddle | E4 | RIM BC Ratio | 0 | 0 | 0 | 0 | 0 | 0 | 0 | 0 | 0 | 0 | 0 | 0 | 0 | 0 | 0 | 0 | 0 | 0 | 0 | 0 | 0 | 0 | 0 | 0 | 0 | 0 | 0
F5_Commercial_School (ID)_Existing_Food Preparation_Natural Gas_Griddle_E5 | F5 | Commercial | School (ID) | Existing | Food Preparation | Natural Gas | Griddle | E5 | RIM BC Ratio | 0 | 0 | 0 | 0 | 0 | 0 | 0 | 0 | 0 | 0 | 0 | 0 | 0 | 0 | 0 | 0 | 0 | 0 | 0 | 0 | 0 | 0 | 0 | 0 | 0 | 0 | 0
F5_Commercial_School (ID)_Existing_Food Preparation_Natural Gas_Griddle_E6 | F5 | Commercial | School (ID) | Existing | Food Preparation | Natural Gas | Griddle | E6 | RIM BC Ratio | 0 | 0 | 0 | 0 | 0 | 0 | 0 | 0 | 0 | 0 | 0 | 0 | 0 | 0 | 0 | 0 | 0 | 0 | 0 | 0 | 0 | 0 | 0 | 0 | 0 | 0 | 0
F5_Commercial_School (ID)_Existing_Food Preparation_Natural Gas_Griddle_E7 | F5 | Commercial | School (ID) | Existing | Food Preparation | Natural Gas | Griddle | E7 | RIM BC Ratio | 0 | 0 | 0 | 0 | 0 | 0 | 0 | 0 | 0 | 0 | 0 | 0 | 0 | 0 | 0 | 0 | 0 | 0 | 0 | 0 | 0 | 0 | 0 | 0 | 0 | 0 | 0
F5_Commercial_School (ID)_Existing_Food Preparation_Natural Gas_Griddle_E8 | F5 | Commercial | School (ID) | Existing | Food Preparation | Natural Gas | Griddle | E8 | RIM BC Ratio | 0 | 0 | 0 | 0 | 0 | 0 | 0 | 0 | 0 | 0 | 0 | 0 | 0 | 0 | 0 | 0 | 0 | 0 | 0 | 0 | 0 | 0 | 0 | 0 | 0 | 0 | 0
F5_Commercial_School (ID)_Existing_Food Preparation_Natural Gas_Griddle_E9 | F5 | Commercial | School (ID) | Existing | Food Preparation | Natural Gas | Griddle | E9 | RIM BC Ratio | 0 | 0 | 0 | 0 | 0 | 0 | 0 | 0 | 0 | 0 | 0 | 0 | 0 | 0 | 0 | 0 | 0 | 0 | 0 | 0 | 0 | 0 | 0 | 0 | 0 | 0 | 0
F5_Commercial_School (ID)_Existing_Food Preparation_Natural Gas_Griddle_E10 | F5 | Commercial | School (ID) | Existing | Food Preparation | Natural Gas | Griddle | E10 | RIM BC Ratio | 0 | 0 | 0 | 0 | 0 | 0 | 0 | 0 | 0 | 0 | 0 | 0 | 0 | 0 | 0 | 0 | 0 | 0 | 0 | 0 | 0 | 0 | 0 | 0 | 0 | 0 | 0
F0_Commercial_School (ID)_Existing_Food Preparation_Natural Gas_Range_E0 | F0 | Commercial | School (ID) | Existing | Food Preparation | Natural Gas | Range | E0 | Economic Unit | High Efficiency | High Efficiency | High Efficiency | High Efficiency | High Efficiency | High Efficiency | High Efficiency | High Efficiency | High Efficiency | High Efficiency | High Efficiency | High Efficiency | High Efficiency | High Efficiency | High Efficiency | High Efficiency | High Efficiency | High Efficiency | High Efficiency | High Efficiency | High Efficiency | High Efficiency | High Efficiency | High Efficiency | High Efficiency | High Efficiency | High Efficiency
F1_Commercial_School (ID)_Existing_Food Preparation_Natural Gas_Range_E1 | F1 | Commercial | School (ID) | Existing | Food Preparation | Natural Gas | Range | E1 | CCE | 0 | 0 | 0 | 0 | 0 | 0 | 0 | 0 | 0 | 0 | 0 | 0 | 0 | 0 | 0 | 0 | 0 | 0 | 0 | 0 | 0 | 0 | 0 | 0 | 0 | 0 | 0
F1_Commercial_School (ID)_Existing_Food Preparation_Natural Gas_Range_E2 | F1 | Commercial | School (ID) | Existing | Food Preparation | Natural Gas | Range | E2 | CCE | 0.00030265 | 0.00030265 | 0.00030265 | 0.00030265 | 0.00030265 | 0.00030265 | 0.00030265 | 0.00030265 | 0.00030265 | 0.00030265 | 0.00030265 | 0.00030265 | 0.00030265 | 0.00030265 | 0.00030265 | 0.00030265 | 0.00030265 | 0.00030265 | 0.00030265 | 0.00030265 | 0.00030265 | 0.00030265 | 0.00030265 | 0.00030265 | 0.00030265 | 0.00030265 | 0.00030265
F1_Commercial_School (ID)_Existing_Food Preparation_Natural Gas_Range_E3 | F1 | Commercial | School (ID) | Existing | Food Preparation | Natural Gas | Range | E3 | CCE | 0 | 0 | 0 | 0 | 0 | 0 | 0 | 0 | 0 | 0 | 0 | 0 | 0 | 0 | 0 | 0 | 0 | 0 | 0 | 0 | 0 | 0 | 0 | 0 | 0 | 0 | 0
F1_Commercial_School (ID)_Existing_Food Preparation_Natural Gas_Range_E4 | F1 | Commercial | School (ID) | Existing | Food Preparation | Natural Gas | Range | E4 | CCE | 0 | 0 | 0 | 0 | 0 | 0 | 0 | 0 | 0 | 0 | 0 | 0 | 0 | 0 | 0 | 0 | 0 | 0 | 0 | 0 | 0 | 0 | 0 | 0 | 0 | 0 | 0
F1_Commercial_School (ID)_Existing_Food Preparation_Natural Gas_Range_E5 | F1 | Commercial | School (ID) | Existing | Food Preparation | Natural Gas | Range | E5 | CCE | 0 | 0 | 0 | 0 | 0 | 0 | 0 | 0 | 0 | 0 | 0 | 0 | 0 | 0 | 0 | 0 | 0 | 0 | 0 | 0 | 0 | 0 | 0 | 0 | 0 | 0 | 0
F1_Commercial_School (ID)_Existing_Food Preparation_Natural Gas_Range_E6 | F1 | Commercial | School (ID) | Existing | Food Preparation | Natural Gas | Range | E6 | CCE | 0 | 0 | 0 | 0 | 0 | 0 | 0 | 0 | 0 | 0 | 0 | 0 | 0 | 0 | 0 | 0 | 0 | 0 | 0 | 0 | 0 | 0 | 0 | 0 | 0 | 0 | 0
F1_Commercial_School (ID)_Existing_Food Preparation_Natural Gas_Range_E7 | F1 | Commercial | School (ID) | Existing | Food Preparation | Natural Gas | Range | E7 | CCE | 0 | 0 | 0 | 0 | 0 | 0 | 0 | 0 | 0 | 0 | 0 | 0 | 0 | 0 | 0 | 0 | 0 | 0 | 0 | 0 | 0 | 0 | 0 | 0 | 0 | 0 | 0
F1_Commercial_School (ID)_Existing_Food Preparation_Natural Gas_Range_E8 | F1 | Commercial | School (ID) | Existing | Food Preparation | Natural Gas | Range | E8 | CCE | 0 | 0 | 0 | 0 | 0 | 0 | 0 | 0 | 0 | 0 | 0 | 0 | 0 | 0 | 0 | 0 | 0 | 0 | 0 | 0 | 0 | 0 | 0 | 0 | 0 | 0 | 0
F1_Commercial_School (ID)_Existing_Food Preparation_Natural Gas_Range_E9 | F1 | Commercial | School (ID) | Existing | Food Preparation | Natural Gas | Range | E9 | CCE | 0 | 0 | 0 | 0 | 0 | 0 | 0 | 0 | 0 | 0 | 0 | 0 | 0 | 0 | 0 | 0 | 0 | 0 | 0 | 0 | 0 | 0 | 0 | 0 | 0 | 0 | 0
F1_Commercial_School (ID)_Existing_Food Preparation_Natural Gas_Range_E10 | F1 | Commercial | School (ID) | Existing | Food Preparation | Natural Gas | Range | E10 | CCE | 0 | 0 | 0 | 0 | 0 | 0 | 0 | 0 | 0 | 0 | 0 | 0 | 0 | 0 | 0 | 0 | 0 | 0 | 0 | 0 | 0 | 0 | 0 | 0 | 0 | 0 | 0
F2_Commercial_School (ID)_Existing_Food Preparation_Natural Gas_Range_E1 | F2 | Commercial | School (ID) | Existing | Food Preparation | Natural Gas | Range | E1 | TRC BC Ratio | [24 empty] | 1 | 1 | 1 | bar: 2019 to 2042
F2_Commercial_School (ID)_Existing_Food Preparation_Natural Gas_Range_E2 | F2 | Commercial | School (ID) | Existing | Food Preparation | Natural Gas | Range | E2 | TRC BC Ratio | 11.459 | 11.7236 | 12.0563 | 12.4489 | 12.9054 | 13.4811 | 14.0807 | 14.6786 | 15.2553 | 15.84 | 16.2963 | 16.7207 | 17.1783 | 17.6241 | 18.0172 | 18.3812 | 18.7023 | 19.0178 | 19.3572 | 19.6863 | 20.0248 | 20.3779 | 20.7343 | 21.1026 | 21.4775 | 21.8591 | 22.2474
F2_Commercial_School (ID)_Existing_Food Preparation_Natural Gas_Range_E3 | F2 | Commercial | School (ID) | Existing | Food Preparation | Natural Gas | Range | E3 | TRC BC Ratio | 0 | 0 | 0 | 0 | 0 | 0 | 0 | 0 | 0 | 0 | 0 | 0 | 0 | 0 | 0 | 0 | 0 | 0 | 0 | 0 | 0 | 0 | 0 | 0 | 0 | 0 | 0
F2_Commercial_School (ID)_Existing_Food Preparation_Natural Gas_Range_E4 | F2 | Commercial | School (ID) | Existing | Food Preparation | Natural Gas | Range | E4 | TRC BC Ratio | 0 | 0 | 0 | 0 | 0 | 0 | 0 | 0 | 0 | 0 | 0 | 0 | 0 | 0 | 0 | 0 | 0 | 0 | 0 | 0 | 0 | 0 | 0 | 0 | 0 | 0 | 0
F2_Commercial_School (ID)_Existing_Food Preparation_Natural Gas_Range_E5 | F2 | Commercial | School (ID) | Existing | Food Preparation | Natural Gas | Range | E5 | TRC BC Ratio | 0 | 0 | 0 | 0 | 0 | 0 | 0 | 0 | 0 | 0 | 0 | 0 | 0 | 0 | 0 | 0 | 0 | 0 | 0 | 0 | 0 | 0 | 0 | 0 | 0 | 0 | 0
F2_Commercial_School (ID)_Existing_Food Preparation_Natural Gas_Range_E6 | F2 | Commercial | School (ID) | Existing | Food Preparation | Natural Gas | Range | E6 | TRC BC Ratio | 0 | 0 | 0 | 0 | 0 | 0 | 0 | 0 | 0 | 0 | 0 | 0 | 0 | 0 | 0 | 0 | 0 | 0 | 0 | 0 | 0 | 0 | 0 | 0 | 0 | 0 | 0
F2_Commercial_School (ID)_Existing_Food Preparation_Natural Gas_Range_E7 | F2 | Commercial | School (ID) | Existing | Food Preparation | Natural Gas | Range | E7 | TRC BC Ratio | 0 | 0 | 0 | 0 | 0 | 0 | 0 | 0 | 0 | 0 | 0 | 0 | 0 | 0 | 0 | 0 | 0 | 0 | 0 | 0 | 0 | 0 | 0 | 0 | 0 | 0 | 0
F2_Commercial_School (ID)_Existing_Food Preparation_Natural Gas_Range_E8 | F2 | Commercial | School (ID) | Existing | Food Preparation | Natural Gas | Range | E8 | TRC BC Ratio | 0 | 0 | 0 | 0 | 0 | 0 | 0 | 0 | 0 | 0 | 0 | 0 | 0 | 0 | 0 | 0 | 0 | 0 | 0 | 0 | 0 | 0 | 0 | 0 | 0 | 0 | 0
F2_Commercial_School (ID)_Existing_Food Preparation_Natural Gas_Range_E9 | F2 | Commercial | School (ID) | Existing | Food Preparation | Natural Gas | Range | E9 | TRC BC Ratio | 0 | 0 | 0 | 0 | 0 | 0 | 0 | 0 | 0 | 0 | 0 | 0 | 0 | 0 | 0 | 0 | 0 | 0 | 0 | 0 | 0 | 0 | 0 | 0 | 0 | 0 | 0
F2_Commercial_School (ID)_Existing_Food Preparation_Natural Gas_Range_E10 | F2 | Commercial | School (ID) | Existing | Food Preparation | Natural Gas | Range | E10 | TRC BC Ratio | 0 | 0 | 0 | 0 | 0 | 0 | 0 | 0 | 0 | 0 | 0 | 0 | 0 | 0 | 0 | 0 | 0 | 0 | 0 | 0 | 0 | 0 | 0 | 0 | 0 | 0 | 0
F3_Commercial_School (ID)_Existing_Food Preparation_Natural Gas_Range_E1 | F3 | Commercial | School (ID) | Existing | Food Preparation | Natural Gas | Range | E1 | PACT BC Ratio | [24 empty] | 1 | 1 | 1 | bar: 2019 to 2042
F3_Commercial_School (ID)_Existing_Food Preparation_Natural Gas_Range_E2 | F3 | Commercial | School (ID) | Existing | Food Preparation | Natural Gas | Range | E2 | PACT BC Ratio | 22.693 | 23.2169 | 23.8759 | 24.6533 | 25.5573 | 26.6975 | 27.885 | 29.0691 | 30.2112 | 31.3689 | 32.2726 | 33.1131 | 34.0193 | 34.9021 | 35.6807 | 36.4016 | 37.0373 | 37.6623 | 38.3344 | 38.9861 | 39.6565 | 40.3556 | 41.0614 | 41.7909 | 42.5334 | 43.289 | 44.0581
F3_Commercial_School (ID)_Existing_Food Preparation_Natural Gas_Range_E3 | F3 | Commercial | School (ID) | Existing | Food Preparation | Natural Gas | Range | E3 | PACT BC Ratio | 0 | 0 | 0 | 0 | 0 | 0 | 0 | 0 | 0 | 0 | 0 | 0 | 0 | 0 | 0 | 0 | 0 | 0 | 0 | 0 | 0 | 0 | 0 | 0 | 0 | 0 | 0
F3_Commercial_School (ID)_Existing_Food Preparation_Natural Gas_Range_E4 | F3 | Commercial | School (ID) | Existing | Food Preparation | Natural Gas | Range | E4 | PACT BC Ratio | 0 | 0 | 0 | 0 | 0 | 0 | 0 | 0 | 0 | 0 | 0 | 0 | 0 | 0 | 0 | 0 | 0 | 0 | 0 | 0 | 0 | 0 | 0 | 0 | 0 | 0 | 0
F3_Commercial_School (ID)_Existing_Food Preparation_Natural Gas_Range_E5 | F3 | Commercial | School (ID) | Existing | Food Preparation | Natural Gas | Range | E5 | PACT BC Ratio | 0 | 0 | 0 | 0 | 0 | 0 | 0 | 0 | 0 | 0 | 0 | 0 | 0 | 0 | 0 | 0 | 0 | 0 | 0 | 0 | 0 | 0 | 0 | 0 | 0 | 0 | 0
F3_Commercial_School (ID)_Existing_Food Preparation_Natural Gas_Range_E6 | F3 | Commercial | School (ID) | Existing | Food Preparation | Natural Gas | Range | E6 | PACT BC Ratio | 0 | 0 | 0 | 0 | 0 | 0 | 0 | 0 | 0 | 0 | 0 | 0 | 0 | 0 | 0 | 0 | 0 | 0 | 0 | 0 | 0 | 0 | 0 | 0 | 0 | 0 | 0
F3_Commercial_School (ID)_Existing_Food Preparation_Natural Gas_Range_E7 | F3 | Commercial | School (ID) | Existing | Food Preparation | Natural Gas | Range | E7 | PACT BC Ratio | 0 | 0 | 0 | 0 | 0 | 0 | 0 | 0 | 0 | 0 | 0 | 0 | 0 | 0 | 0 | 0 | 0 | 0 | 0 | 0 | 0 | 0 | 0 | 0 | 0 | 0 | 0
F3_Commercial_School (ID)_Existing_Food Preparation_Natural Gas_Range_E8 | F3 | Commercial | School (ID) | Existing | Food Preparation | Natural Gas | Range | E8 | PACT BC Ratio | 0 | 0 | 0 | 0 | 0 | 0 | 0 | 0 | 0 | 0 | 0 | 0 | 0 | 0 | 0 | 0 | 0 | 0 | 0 | 0 | 0 | 0 | 0 | 0 | 0 | 0 | 0
F3_Commercial_School (ID)_Existing_Food Preparation_Natural Gas_Range_E9 | F3 | Commercial | School (ID) | Existing | Food Preparation | Natural Gas | Range | E9 | PACT BC Ratio | 0 | 0 | 0 | 0 | 0 | 0 | 0 | 0 | 0 | 0 | 0 | 0 | 0 | 0 | 0 | 0 | 0 | 0 | 0 | 0 | 0 | 0 | 0 | 0 | 0 | 0 | 0
F3_Commercial_School (ID)_Existing_Food Preparation_Natural Gas_Range_E10 | F3 | Commercial | School (ID) | Existing | Food Preparation | Natural Gas | Range | E10 | PACT BC Ratio | 0 | 0 | 0 | 0 | 0 | 0 | 0 | 0 | 0 | 0 | 0 | 0 | 0 | 0 | 0 | 0 | 0 | 0 | 0 | 0 | 0 | 0 | 0 | 0 | 0 | 0 | 0
F4_Commercial_School (ID)_Existing_Food Preparation_Natural Gas_Range_E1 | F4 | Commercial | School (ID) | Existing | Food Preparation | Natural Gas | Range | E1 | RVT BC Ratio | [24 empty] | 1 | 1 | 1 | bar: 2019 to 2042
F4_Commercial_School (ID)_Existing_Food Preparation_Natural Gas_Range_E2 | F4 | Commercial | School (ID) | Existing | Food Preparation | Natural Gas | Range | E2 | RVT BC Ratio | 16.7636 | 17.0359 | 17.3677 | 17.771 | 18.2508 | 18.885 | 19.5355 | 20.1648 | 20.7441 | 21.3004 | 21.8719 | 22.3823 | 22.9147 | 23.4068 | 23.8213 | 24.1886 | 24.4898 | 24.7737 | 25.0783 | 25.3577 | 25.6372 | 26.082 | 26.5311 | 26.9953 | 27.4676 | 27.9484 | 28.4377
F4_Commercial_School (ID)_Existing_Food Preparation_Natural Gas_Range_E3 | F4 | Commercial | School (ID) | Existing | Food Preparation | Natural Gas | Range | E3 | RVT BC Ratio | 0 | 0 | 0 | 0 | 0 | 0 | 0 | 0 | 0 | 0 | 0 | 0 | 0 | 0 | 0 | 0 | 0 | 0 | 0 | 0 | 0 | 0 | 0 | 0 | 0 | 0 | 0
F4_Commercial_School (ID)_Existing_Food Preparation_Natural Gas_Range_E4 | F4 | Commercial | School (ID) | Existing | Food Preparation | Natural Gas | Range | E4 | RVT BC Ratio | 0 | 0 | 0 | 0 | 0 | 0 | 0 | 0 | 0 | 0 | 0 | 0 | 0 | 0 | 0 | 0 | 0 | 0 | 0 | 0 | 0 | 0 | 0 | 0 | 0 | 0 | 0
F4_Commercial_School (ID)_Existing_Food Preparation_Natural Gas_Range_E5 | F4 | Commercial | School (ID) | Existing | Food Preparation | Natural Gas | Range | E5 | RVT BC Ratio | 0 | 0 | 0 | 0 | 0 | 0 | 0 | 0 | 0 | 0 | 0 | 0 | 0 | 0 | 0 | 0 | 0 | 0 | 0 | 0 | 0 | 0 | 0 | 0 | 0 | 0 | 0
F4_Commercial_School (ID)_Existing_Food Preparation_Natural Gas_Range_E6 | F4 | Commercial | School (ID) | Existing | Food Preparation | Natural Gas | Range | E6 | RVT BC Ratio | 0 | 0 | 0 | 0 | 0 | 0 | 0 | 0 | 0 | 0 | 0 | 0 | 0 | 0 | 0 | 0 | 0 | 0 | 0 | 0 | 0 | 0 | 0 | 0 | 0 | 0 | 0
F4_Commercial_School (ID)_Existing_Food Preparation_Natural Gas_Range_E7 | F4 | Commercial | School (ID) | Existing | Food Preparation | Natural Gas | Range | E7 | RVT BC Ratio | 0 | 0 | 0 | 0 | 0 | 0 | 0 | 0 | 0 | 0 | 0 | 0 | 0 | 0 | 0 | 0 | 0 | 0 | 0 | 0 | 0 | 0 | 0 | 0 | 0 | 0 | 0
F4_Commercial_School (ID)_Existing_Food Preparation_Natural Gas_Range_E8 | F4 | Commercial | School (ID) | Existing | Food Preparation | Natural Gas | Range | E8 | RVT BC Ratio | 0 | 0 | 0 | 0 | 0 | 0 | 0 | 0 | 0 | 0 | 0 | 0 | 0 | 0 | 0 | 0 | 0 | 0 | 0 | 0 | 0 | 0 | 0 | 0 | 0 | 0 | 0
F4_Commercial_School (ID)_Existing_Food Preparation_Natural Gas_Range_E9 | F4 | Commercial | School (ID) | Existing | Food Preparation | Natural Gas | Range | E9 | RVT BC Ratio | 0 | 0 | 0 | 0 | 0 | 0 | 0 | 0 | 0 | 0 | 0 | 0 | 0 | 0 | 0 | 0 | 0 | 0 | 0 | 0 | 0 | 0 | 0 | 0 | 0 | 0 | 0
F4_Commercial_School (ID)_Existing_Food Preparation_Natural Gas_Range_E10 | F4 | Commercial | School (ID) | Existing | Food Preparation | Natural Gas | Range | E10 | RVT BC Ratio | 0 | 0 | 0 | 0 | 0 | 0 | 0 | 0 | 0 | 0 | 0 | 0 | 0 | 0 | 0 | 0 | 0 | 0 | 0 | 0 | 0 | 0 | 0 | 0 | 0 | 0 | 0
F5_Commercial_School (ID)_Existing_Food Preparation_Natural Gas_Range_E1 | F5 | Commercial | School (ID) | Existing | Food Preparation | Natural Gas | Range | E1 | RIM BC Ratio | [24 empty] | 1 | 1 | 1 | bar: 2019 to 2042
F5_Commercial_School (ID)_Existing_Food Preparation_Natural Gas_Range_E2 | F5 | Commercial | School (ID) | Existing | Food Preparation | Natural Gas | Range | E2 | RIM BC Ratio | 0.8106 | 0.81622 | 0.82353 | 0.83126 | 0.83934 | 0.84765 | 0.85617 | 0.86494 | 0.87406 | 0.88407 | 0.88599 | 0.88852 | 0.89181 | 0.89588 | 0.90006 | 0.90442 | 0.90899 | 0.91382 | 0.91892 | 0.92432 | 0.93005 | 0.93042 | 0.93079 | 0.93116 | 0.93152 | 0.93188 | 0.93223
F5_Commercial_School (ID)_Existing_Food Preparation_Natural Gas_Range_E3 | F5 | Commercial | School (ID) | Existing | Food Preparation | Natural Gas | Range | E3 | RIM BC Ratio | 0 | 0 | 0 | 0 | 0 | 0 | 0 | 0 | 0 | 0 | 0 | 0 | 0 | 0 | 0 | 0 | 0 | 0 | 0 | 0 | 0 | 0 | 0 | 0 | 0 | 0 | 0
F5_Commercial_School (ID)_Existing_Food Preparation_Natural Gas_Range_E4 | F5 | Commercial | School (ID) | Existing | Food Preparation | Natural Gas | Range | E4 | RIM BC Ratio | 0 | 0 | 0 | 0 | 0 | 0 | 0 | 0 | 0 | 0 | 0 | 0 | 0 | 0 | 0 | 0 | 0 | 0 | 0 | 0 | 0 | 0 | 0 | 0 | 0 | 0 | 0
F5_Commercial_School (ID)_Existing_Food Preparation_Natural Gas_Range_E5 | F5 | Commercial | School (ID) | Existing | Food Preparation | Natural Gas | Range | E5 | RIM BC Ratio | 0 | 0 | 0 | 0 | 0 | 0 | 0 | 0 | 0 | 0 | 0 | 0 | 0 | 0 | 0 | 0 | 0 | 0 | 0 | 0 | 0 | 0 | 0 | 0 | 0 | 0 | 0
F5_Commercial_School (ID)_Existing_Food Preparation_Natural Gas_Range_E6 | F5 | Commercial | School (ID) | Existing | Food Preparation | Natural Gas | Range | E6 | RIM BC Ratio | 0 | 0 | 0 | 0 | 0 | 0 | 0 | 0 | 0 | 0 | 0 | 0 | 0 | 0 | 0 | 0 | 0 | 0 | 0 | 0 | 0 | 0 | 0 | 0 | 0 | 0 | 0
F5_Commercial_School (ID)_Existing_Food Preparation_Natural Gas_Range_E7 | F5 | Commercial | School (ID) | Existing | Food Preparation | Natural Gas | Range | E7 | RIM BC Ratio | 0 | 0 | 0 | 0 | 0 | 0 | 0 | 0 | 0 | 0 | 0 | 0 | 0 | 0 | 0 | 0 | 0 | 0 | 0 | 0 | 0 | 0 | 0 | 0 | 0 | 0 | 0
F5_Commercial_School (ID)_Existing_Food Preparation_Natural Gas_Range_E8 | F5 | Commercial | School (ID) | Existing | Food Preparation | Natural Gas | Range | E8 | RIM BC Ratio | 0 | 0 | 0 | 0 | 0 | 0 | 0 | 0 | 0 | 0 | 0 | 0 | 0 | 0 | 0 | 0 | 0 | 0 | 0 | 0 | 0 | 0 | 0 | 0 | 0 | 0 | 0
F5_Commercial_School (ID)_Existing_Food Preparation_Natural Gas_Range_E9 | F5 | Commercial | School (ID) | Existing | Food Preparation | Natural Gas | Range | E9 | RIM BC Ratio | 0 | 0 | 0 | 0 | 0 | 0 | 0 | 0 | 0 | 0 | 0 | 0 | 0 | 0 | 0 | 0 | 0 | 0 | 0 | 0 | 0 | 0 | 0 | 0 | 0 | 0 | 0
F5_Commercial_School (ID)_Existing_Food Preparation_Natural Gas_Range_E10 | F5 | Commercial | School (ID) | Existing | Food Preparation | Natural Gas | Range | E10 | RIM BC Ratio | 0 | 0 | 0 | 0 | 0 | 0 | 0 | 0 | 0 | 0 | 0 | 0 | 0 | 0 | 0 | 0 | 0 | 0 | 0 | 0 | 0 | 0 | 0 | 0 | 0 | 0 | 0
F0_Commercial_School (ID)_Existing_Food Preparation_Natural Gas_Steamer_E0 | F0 | Commercial | School (ID) | Existing | Food Preparation | Natural Gas | Steamer | E0 | Economic Unit | ENERGY STAR | ENERGY STAR | ENERGY STAR | ENERGY STAR | ENERGY STAR | ENERGY STAR | ENERGY STAR | ENERGY STAR | ENERGY STAR | ENERGY STAR | ENERGY STAR | ENERGY STAR | ENERGY STAR | ENERGY STAR | ENERGY STAR | ENERGY STAR | ENERGY STAR | ENERGY STAR | ENERGY STAR | ENERGY STAR | ENERGY STAR | ENERGY STAR | ENERGY STAR | ENERGY STAR | ENERGY STAR | ENERGY STAR | ENERGY STAR
F1_Commercial_School (ID)_Existing_Food Preparation_Natural Gas_Steamer_E1 | F1 | Commercial | School (ID) | Existing | Food Preparation | Natural Gas | Steamer | E1 | CCE | 0 | 0 | 0 | 0 | 0 | 0 | 0 | 0 | 0 | 0 | 0 | 0 | 0 | 0 | 0 | 0 | 0 | 0 | 0 | 0 | 0 | 0 | 0 | 0 | 0 | 0 | 0
F1_Commercial_School (ID)_Existing_Food Preparation_Natural Gas_Steamer_E2 | F1 | Commercial | School (ID) | Existing | Food Preparation | Natural Gas | Steamer | E2 | CCE | 0.00016469 | 0.00016469 | 0.00016469 | 0.00016469 | 0.00016469 | 0.00016469 | 0.00016469 | 0.00016469 | 0.00016469 | 0.00016469 | 0.00016469 | 0.00016469 | 0.00016469 | 0.00016469 | 0.00016469 | 0.00016469 | 0.00016469 | 0.00016469 | 0.00016469 | 0.00016469 | 0.00016469 | 0.00016469 | 0.00016469 | 0.00016469 | 0.00016469 | 0.00016469 | 0.00016469
F1_Commercial_School (ID)_Existing_Food Preparation_Natural Gas_Steamer_E3 | F1 | Commercial | School (ID) | Existing | Food Preparation | Natural Gas | Steamer | E3 | CCE | 0 | 0 | 0 | 0 | 0 | 0 | 0 | 0 | 0 | 0 | 0 | 0 | 0 | 0 | 0 | 0 | 0 | 0 | 0 | 0 | 0 | 0 | 0 | 0 | 0 | 0 | 0
F1_Commercial_School (ID)_Existing_Food Preparation_Natural Gas_Steamer_E4 | F1 | Commercial | School (ID) | Existing | Food Preparation | Natural Gas | Steamer | E4 | CCE | 0 | 0 | 0 | 0 | 0 | 0 | 0 | 0 | 0 | 0 | 0 | 0 | 0 | 0 | 0 | 0 | 0 | 0 | 0 | 0 | 0 | 0 | 0 | 0 | 0 | 0 | 0
F1_Commercial_School (ID)_Existing_Food Preparation_Natural Gas_Steamer_E5 | F1 | Commercial | School (ID) | Existing | Food Preparation | Natural Gas | Steamer | E5 | CCE | 0 | 0 | 0 | 0 | 0 | 0 | 0 | 0 | 0 | 0 | 0 | 0 | 0 | 0 | 0 | 0 | 0 | 0 | 0 | 0 | 0 | 0 | 0 | 0 | 0 | 0 | 0
F1_Commercial_School (ID)_Existing_Food Preparation_Natural Gas_Steamer_E6 | F1 | Commercial | School (ID) | Existing | Food Preparation | Natural Gas | Steamer | E6 | CCE | 0 | 0 | 0 | 0 | 0 | 0 | 0 | 0 | 0 | 0 | 0 | 0 | 0 | 0 | 0 | 0 | 0 | 0 | 0 | 0 | 0 | 0 | 0 | 0 | 0 | 0 | 0
F1_Commercial_School (ID)_Existing_Food Preparation_Natural Gas_Steamer_E7 | F1 | Commercial | School (ID) | Existing | Food Preparation | Natural Gas | Steamer | E7 | CCE | 0 | 0 | 0 | 0 | 0 | 0 | 0 | 0 | 0 | 0 | 0 | 0 | 0 | 0 | 0 | 0 | 0 | 0 | 0 | 0 | 0 | 0 | 0 | 0 | 0 | 0 | 0
F1_Commercial_School (ID)_Existing_Food Preparation_Natural Gas_Steamer_E8 | F1 | Commercial | School (ID) | Existing | Food Preparation | Natural Gas | Steamer | E8 | CCE | 0 | 0 | 0 | 0 | 0 | 0 | 0 | 0 | 0 | 0 | 0 | 0 | 0 | 0 | 0 | 0 | 0 | 0 | 0 | 0 | 0 | 0 | 0 | 0 | 0 | 0 | 0
F1_Commercial_School (ID)_Existing_Food Preparation_Natural Gas_Steamer_E9 | F1 | Commercial | School (ID) | Existing | Food Preparation | Natural Gas | Steamer | E9 | CCE | 0 | 0 | 0 | 0 | 0 | 0 | 0 | 0 | 0 | 0 | 0 | 0 | 0 | 0 | 0 | 0 | 0 | 0 | 0 | 0 | 0 | 0 | 0 | 0 | 0 | 0 | 0
F1_Commercial_School (ID)_Existing_Food Preparation_Natural Gas_Steamer_E10 | F1 | Commercial | School (ID) | Existing | Food Preparation | Natural Gas | Steamer | E10 | CCE | 0 | 0 | 0 | 0 | 0 | 0 | 0 | 0 | 0 | 0 | 0 | 0 | 0 | 0 | 0 | 0 | 0 | 0 | 0 | 0 | 0 | 0 | 0 | 0 | 0 | 0 | 0
F2_Commercial_School (ID)_Existing_Food Preparation_Natural Gas_Steamer_E1 | F2 | Commercial | School (ID) | Existing | Food Preparation | Natural Gas | Steamer | E1 | TRC BC Ratio | [24 empty] | 1 | 1 | 1 | bar: 2019 to 2042
F2_Commercial_School (ID)_Existing_Food Preparation_Natural Gas_Steamer_E2 | F2 | Commercial | School (ID) | Existing | Food Preparation | Natural Gas | Steamer | E2 | TRC BC Ratio | 21.6106 | 22.1553 | 22.8005 | 23.54 | 24.3762 | 25.3936 | 26.4408 | 27.4779 | 28.4763 | 29.4886 | 30.2941 | 31.0487 | 31.8595 | 32.6531 | 33.3627 | 34.0268 | 34.6223 | 35.2103 | 35.8383 | 36.4509 | 37.0803 | 37.7346 | 38.3959 | 39.078 | 39.7723 | 40.4789 | 41.198
F2_Commercial_School (ID)_Existing_Food Preparation_Natural Gas_Steamer_E3 | F2 | Commercial | School (ID) | Existing | Food Preparation | Natural Gas | Steamer | E3 | TRC BC Ratio | 0 | 0 | 0 | 0 | 0 | 0 | 0 | 0 | 0 | 0 | 0 | 0 | 0 | 0 | 0 | 0 | 0 | 0 | 0 | 0 | 0 | 0 | 0 | 0 | 0 | 0 | 0
F2_Commercial_School (ID)_Existing_Food Preparation_Natural Gas_Steamer_E4 | F2 | Commercial | School (ID) | Existing | Food Preparation | Natural Gas | Steamer | E4 | TRC BC Ratio | 0 | 0 | 0 | 0 | 0 | 0 | 0 | 0 | 0 | 0 | 0 | 0 | 0 | 0 | 0 | 0 | 0 | 0 | 0 | 0 | 0 | 0 | 0 | 0 | 0 | 0 | 0
F2_Commercial_School (ID)_Existing_Food Preparation_Natural Gas_Steamer_E5 | F2 | Commercial | School (ID) | Existing | Food Preparation | Natural Gas | Steamer | E5 | TRC BC Ratio | 0 | 0 | 0 | 0 | 0 | 0 | 0 | 0 | 0 | 0 | 0 | 0 | 0 | 0 | 0 | 0 | 0 | 0 | 0 | 0 | 0 | 0 | 0 | 0 | 0 | 0 | 0
F2_Commercial_School (ID)_Existing_Food Preparation_Natural Gas_Steamer_E6 | F2 | Commercial | School (ID) | Existing | Food Preparation | Natural Gas | Steamer | E6 | TRC BC Ratio | 0 | 0 | 0 | 0 | 0 | 0 | 0 | 0 | 0 | 0 | 0 | 0 | 0 | 0 | 0 | 0 | 0 | 0 | 0 | 0 | 0 | 0 | 0 | 0 | 0 | 0 | 0
F2_Commercial_School (ID)_Existing_Food Preparation_Natural Gas_Steamer_E7 | F2 | Commercial | School (ID) | Existing | Food Preparation | Natural Gas | Steamer | E7 | TRC BC Ratio | 0 | 0 | 0 | 0 | 0 | 0 | 0 | 0 | 0 | 0 | 0 | 0 | 0 | 0 | 0 | 0 | 0 | 0 | 0 | 0 | 0 | 0 | 0 | 0 | 0 | 0 | 0
F2_Commercial_School (ID)_Existing_Food Preparation_Natural Gas_Steamer_E8 | F2 | Commercial | School (ID) | Existing | Food Preparation | Natural Gas | Steamer | E8 | TRC BC Ratio | 0 | 0 | 0 | 0 | 0 | 0 | 0 | 0 | 0 | 0 | 0 | 0 | 0 | 0 | 0 | 0 | 0 | 0 | 0 | 0 | 0 | 0 | 0 | 0 | 0 | 0 | 0
F2_Commercial_School (ID)_Existing_Food Preparation_Natural Gas_Steamer_E9 | F2 | Commercial | School (ID) | Existing | Food Preparation | Natural Gas | Steamer | E9 | TRC BC Ratio | 0 | 0 | 0 | 0 | 0 | 0 | 0 | 0 | 0 | 0 | 0 | 0 | 0 | 0 | 0 | 0 | 0 | 0 | 0 | 0 | 0 | 0 | 0 | 0 | 0 | 0 | 0
F2_Commercial_School (ID)_Existing_Food Preparation_Natural Gas_Steamer_E10 | F2 | Commercial | School (ID) | Existing | Food Preparation | Natural Gas | Steamer | E10 | TRC BC Ratio | 0 | 0 | 0 | 0 | 0 | 0 | 0 | 0 | 0 | 0 | 0 | 0 | 0 | 0 | 0 | 0 | 0 | 0 | 0 | 0 | 0 | 0 | 0 | 0 | 0 | 0 | 0
F3_Commercial_School (ID)_Existing_Food Preparation_Natural Gas_Steamer_E1 | F3 | Commercial | School (ID) | Existing | Food Preparation | Natural Gas | Steamer | E1 | PACT BC Ratio | [24 empty] | 1 | 1 | 1 | bar: 2019 to 2042
F3_Commercial_School (ID)_Existing_Food Preparation_Natural Gas_Steamer_E2 | F3 | Commercial | School (ID) | Existing | Food Preparation | Natural Gas | Steamer | E2 | PACT BC Ratio | 42.797 | 43.8755 | 45.1534 | 46.6178 | 48.2738 | 50.2887 | 52.3625 | 54.4164 | 56.3936 | 58.3983 | 59.9934 | 61.4878 | 63.0934 | 64.6651 | 66.0704 | 67.3855 | 68.5649 | 69.7293 | 70.973 | 72.1862 | 73.4326 | 74.7284 | 76.0379 | 77.3888 | 78.7637 | 80.163 | 81.5872
F3_Commercial_School (ID)_Existing_Food Preparation_Natural Gas_Steamer_E3 | F3 | Commercial | School (ID) | Existing | Food Preparation | Natural Gas | Steamer | E3 | PACT BC Ratio | 0 | 0 | 0 | 0 | 0 | 0 | 0 | 0 | 0 | 0 | 0 | 0 | 0 | 0 | 0 | 0 | 0 | 0 | 0 | 0 | 0 | 0 | 0 | 0 | 0 | 0 | 0
F3_Commercial_School (ID)_Existing_Food Preparation_Natural Gas_Steamer_E4 | F3 | Commercial | School (ID) | Existing | Food Preparation | Natural Gas | Steamer | E4 | PACT BC Ratio | 0 | 0 | 0 | 0 | 0 | 0 | 0 | 0 | 0 | 0 | 0 | 0 | 0 | 0 | 0 | 0 | 0 | 0 | 0 | 0 | 0 | 0 | 0 | 0 | 0 | 0 | 0
F3_Commercial_School (ID)_Existing_Food Preparation_Natural Gas_Steamer_E5 | F3 | Commercial | School (ID) | Existing | Food Preparation | Natural Gas | Steamer | E5 | PACT BC Ratio | 0 | 0 | 0 | 0 | 0 | 0 | 0 | 0 | 0 | 0 | 0 | 0 | 0 | 0 | 0 | 0 | 0 | 0 | 0 | 0 | 0 | 0 | 0 | 0 | 0 | 0 | 0
F3_Commercial_School (ID)_Existing_Food Preparation_Natural Gas_Steamer_E6 | F3 | Commercial | School (ID) | Existing | Food Preparation | Natural Gas | Steamer | E6 | PACT BC Ratio | 0 | 0 | 0 | 0 | 0 | 0 | 0 | 0 | 0 | 0 | 0 | 0 | 0 | 0 | 0 | 0 | 0 | 0 | 0 | 0 | 0 | 0 | 0 | 0 | 0 | 0 | 0
F3_Commercial_School (ID)_Existing_Food Preparation_Natural Gas_Steamer_E7 | F3 | Commercial | School (ID) | Existing | Food Preparation | Natural Gas | Steamer | E7 | PACT BC Ratio | 0 | 0 | 0 | 0 | 0 | 0 | 0 | 0 | 0 | 0 | 0 | 0 | 0 | 0 | 0 | 0 | 0 | 0 | 0 | 0 | 0 | 0 | 0 | 0 | 0 | 0 | 0
F3_Commercial_School (ID)_Existing_Food Preparation_Natural Gas_Steamer_E8 | F3 | Commercial | School (ID) | Existing | Food Preparation | Natural Gas | Steamer | E8 | PACT BC Ratio | 0 | 0 | 0 | 0 | 0 | 0 | 0 | 0 | 0 | 0 | 0 | 0 | 0 | 0 | 0 | 0 | 0 | 0 | 0 | 0 | 0 | 0 | 0 | 0 | 0 | 0 | 0
F3_Commercial_School (ID)_Existing_Food Preparation_Natural Gas_Steamer_E9 | F3 | Commercial | School (ID) | Existing | Food Preparation | Natural Gas | Steamer | E9 | PACT BC Ratio | 0 | 0 | 0 | 0 | 0 | 0 | 0 | 0 | 0 | 0 | 0 | 0 | 0 | 0 | 0 | 0 | 0 | 0 | 0 | 0 | 0 | 0 | 0 | 0 | 0 | 0 | 0
F3_Commercial_School (ID)_Existing_Food Preparation_Natural Gas_Steamer_E10 | F3 | Commercial | School (ID) | Existing | Food Preparation | Natural Gas | Steamer | E10 | PACT BC Ratio | 0 | 0 | 0 | 0 | 0 | 0 | 0 | 0 | 0 | 0 | 0 | 0 | 0 | 0 | 0 | 0 | 0 | 0 | 0 | 0 | 0 | 0 | 0 | 0 | 0 | 0 | 0
F4_Commercial_School (ID)_Existing_Food Preparation_Natural Gas_Steamer_E1 | F4 | Commercial | School (ID) | Existing | Food Preparation | Natural Gas | Steamer | E1 | RVT BC Ratio | [24 empty] | 1 | 1 | 1 | bar: 2019 to 2042
F4_Commercial_School (ID)_Existing_Food Preparation_Natural Gas_Steamer_E2 | F4 | Commercial | School (ID) | Existing | Food Preparation | Natural Gas | Steamer | E2 | RVT BC Ratio | 30.9495 | 31.5265 | 32.2037 | 32.9933 | 33.8977 | 35.0265 | 36.1585 | 37.2333 | 38.2063 | 39.1494 | 40.1266 | 41.0148 | 41.9523 | 42.8392 | 43.602 | 44.2904 | 44.8729 | 45.4291 | 46.0206 | 46.5729 | 47.1271 | 47.9516 | 48.7848 | 49.6443 | 50.519 | 51.4093 | 52.3155
F4_Commercial_School (ID)_Existing_Food Preparation_Natural Gas_Steamer_E3 | F4 | Commercial | School (ID) | Existing | Food Preparation | Natural Gas | Steamer | E3 | RVT BC Ratio | 0 | 0 | 0 | 0 | 0 | 0 | 0 | 0 | 0 | 0 | 0 | 0 | 0 | 0 | 0 | 0 | 0 | 0 | 0 | 0 | 0 | 0 | 0 | 0 | 0 | 0 | 0
F4_Commercial_School (ID)_Existing_Food Preparation_Natural Gas_Steamer_E4 | F4 | Commercial | School (ID) | Existing | Food Preparation | Natural Gas | Steamer | E4 | RVT BC Ratio | 0 | 0 | 0 | 0 | 0 | 0 | 0 | 0 | 0 | 0 | 0 | 0 | 0 | 0 | 0 | 0 | 0 | 0 | 0 | 0 | 0 | 0 | 0 | 0 | 0 | 0 | 0
F4_Commercial_School (ID)_Existing_Food Preparation_Natural Gas_Steamer_E5 | F4 | Commercial | School (ID) | Existing | Food Preparation | Natural Gas | Steamer | E5 | RVT BC Ratio | 0 | 0 | 0 | 0 | 0 | 0 | 0 | 0 | 0 | 0 | 0 | 0 | 0 | 0 | 0 | 0 | 0 | 0 | 0 | 0 | 0 | 0 | 0 | 0 | 0 | 0 | 0
F4_Commercial_School (ID)_Existing_Food Preparation_Natural Gas_Steamer_E6 | F4 | Commercial | School (ID) | Existing | Food Preparation | Natural Gas | Steamer | E6 | RVT BC Ratio | 0 | 0 | 0 | 0 | 0 | 0 | 0 | 0 | 0 | 0 | 0 | 0 | 0 | 0 | 0 | 0 | 0 | 0 | 0 | 0 | 0 | 0 | 0 | 0 | 0 | 0 | 0
F4_Commercial_School (ID)_Existing_Food Preparation_Natural Gas_Steamer_E7 | F4 | Commercial | School (ID) | Existing | Food Preparation | Natural Gas | Steamer | E7 | RVT BC Ratio | 0 | 0 | 0 | 0 | 0 | 0 | 0 | 0 | 0 | 0 | 0 | 0 | 0 | 0 | 0 | 0 | 0 | 0 | 0 | 0 | 0 | 0 | 0 | 0 | 0 | 0 | 0
F4_Commercial_School (ID)_Existing_Food Preparation_Natural Gas_Steamer_E8 | F4 | Commercial | School (ID) | Existing | Food Preparation | Natural Gas | Steamer | E8 | RVT BC Ratio | 0 | 0 | 0 | 0 | 0 | 0 | 0 | 0 | 0 | 0 | 0 | 0 | 0 | 0 | 0 | 0 | 0 | 0 | 0 | 0 | 0 | 0 | 0 | 0 | 0 | 0 | 0
F4_Commercial_School (ID)_Existing_Food Preparation_Natural Gas_Steamer_E9 | F4 | Commercial | School (ID) | Existing | Food Preparation | Natural Gas | Steamer | E9 | RVT BC Ratio | 0 | 0 | 0 | 0 | 0 | 0 | 0 | 0 | 0 | 0 | 0 | 0 | 0 | 0 | 0 | 0 | 0 | 0 | 0 | 0 | 0 | 0 | 0 | 0 | 0 | 0 | 0
F4_Commercial_School (ID)_Existing_Food Preparation_Natural Gas_Steamer_E10 | F4 | Commercial | School (ID) | Existing | Food Preparation | Natural Gas | Steamer | E10 | RVT BC Ratio | 0 | 0 | 0 | 0 | 0 | 0 | 0 | 0 | 0 | 0 | 0 | 0 | 0 | 0 | 0 | 0 | 0 | 0 | 0 | 0 | 0 | 0 | 0 | 0 | 0 | 0 | 0
F5_Commercial_School (ID)_Existing_Food Preparation_Natural Gas_Steamer_E1 | F5 | Commercial | School (ID) | Existing | Food Preparation | Natural Gas | Steamer | E1 | RIM BC Ratio | [24 empty] | 1 | 1 | 1 | bar: 2019 to 2042
F5_Commercial_School (ID)_Existing_Food Preparation_Natural Gas_Steamer_E2 | F5 | Commercial | School (ID) | Existing | Food Preparation | Natural Gas | Steamer | E2 | RIM BC Ratio | 0.83253 | 0.83799 | 0.84437 | 0.85101 | 0.85787 | 0.86504 | 0.87267 | 0.88086 | 0.88974 | 0.89929 | 0.90146 | 0.90401 | 0.90698 | 0.91042 | 0.91401 | 0.91778 | 0.92177 | 0.92599 | 0.93045 | 0.93518 | 0.94019 | 0.9404 | 0.9406 | 0.9408 | 0.941 | 0.9412 | 0.94139
F5_Commercial_School (ID)_Existing_Food Preparation_Natural Gas_Steamer_E3 | F5 | Commercial | School (ID) | Existing | Food Preparation | Natural Gas | Steamer | E3 | RIM BC Ratio | 0 | 0 | 0 | 0 | 0 | 0 | 0 | 0 | 0 | 0 | 0 | 0 | 0 | 0 | 0 | 0 | 0 | 0 | 0 | 0 | 0 | 0 | 0 | 0 | 0 | 0 | 0
F5_Commercial_School (ID)_Existing_Food Preparation_Natural Gas_Steamer_E4 | F5 | Commercial | School (ID) | Existing | Food Preparation | Natural Gas | Steamer | E4 | RIM BC Ratio | 0 | 0 | 0 | 0 | 0 | 0 | 0 | 0 | 0 | 0 | 0 | 0 | 0 | 0 | 0 | 0 | 0 | 0 | 0 | 0 | 0 | 0 | 0 | 0 | 0 | 0 | 0
F5_Commercial_School (ID)_Existing_Food Preparation_Natural Gas_Steamer_E5 | F5 | Commercial | School (ID) | Existing | Food Preparation | Natural Gas | Steamer | E5 | RIM BC Ratio | 0 | 0 | 0 | 0 | 0 | 0 | 0 | 0 | 0 | 0 | 0 | 0 | 0 | 0 | 0 | 0 | 0 | 0 | 0 | 0 | 0 | 0 | 0 | 0 | 0 | 0 | 0
F5_Commercial_School (ID)_Existing_Food Preparation_Natural Gas_Steamer_E6 | F5 | Commercial | School (ID) | Existing | Food Preparation | Natural Gas | Steamer | E6 | RIM BC Ratio | 0 | 0 | 0 | 0 | 0 | 0 | 0 | 0 | 0 | 0 | 0 | 0 | 0 | 0 | 0 | 0 | 0 | 0 | 0 | 0 | 0 | 0 | 0 | 0 | 0 | 0 | 0
F5_Commercial_School (ID)_Existing_Food Preparation_Natural Gas_Steamer_E7 | F5 | Commercial | School (ID) | Existing | Food Preparation | Natural Gas | Steamer | E7 | RIM BC Ratio | 0 | 0 | 0 | 0 | 0 | 0 | 0 | 0 | 0 | 0 | 0 | 0 | 0 | 0 | 0 | 0 | 0 | 0 | 0 | 0 | 0 | 0 | 0 | 0 | 0 | 0 | 0
F5_Commercial_School (ID)_Existing_Food Preparation_Natural Gas_Steamer_E8 | F5 | Commercial | School (ID) | Existing | Food Preparation | Natural Gas | Steamer | E8 | RIM BC Ratio | 0 | 0 | 0 | 0 | 0 | 0 | 0 | 0 | 0 | 0 | 0 | 0 | 0 | 0 | 0 | 0 | 0 | 0 | 0 | 0 | 0 | 0 | 0 | 0 | 0 | 0 | 0
F5_Commercial_School (ID)_Existing_Food Preparation_Natural Gas_Steamer_E9 | F5 | Commercial | School (ID) | Existing | Food Preparation | Natural Gas | Steamer | E9 | RIM BC Ratio | 0 | 0 | 0 | 0 | 0 | 0 | 0 | 0 | 0 | 0 | 0 | 0 | 0 | 0 | 0 | 0 | 0 | 0 | 0 | 0 | 0 | 0 | 0 | 0 | 0 | 0 | 0
F5_Commercial_School (ID)_Existing_Food Preparation_Natural Gas_Steamer_E10 | F5 | Commercial | School (ID) | Existing | Food Preparation | Natural Gas | Steamer | E10 | RIM BC Ratio | 0 | 0 | 0 | 0 | 0 | 0 | 0 | 0 | 0 | 0 | 0 | 0 | 0 | 0 | 0 | 0 | 0 | 0 | 0 | 0 | 0 | 0 | 0 | 0 | 0 | 0 | 0
F0_Commercial_School (ID)_Existing_Food Preparation_Natural Gas_Food Prep Other_E0 | F0 | Commercial | School (ID) | Existing | Food Preparation | Natural Gas | Food Prep Other | E0 | Economic Unit | ENERGY STAR | ENERGY STAR | ENERGY STAR | ENERGY STAR | ENERGY STAR | ENERGY STAR | ENERGY STAR | ENERGY STAR | ENERGY STAR | ENERGY STAR | ENERGY STAR | ENERGY STAR | ENERGY STAR | ENERGY STAR | ENERGY STAR | ENERGY STAR | ENERGY STAR | ENERGY STAR | ENERGY STAR | ENERGY STAR | ENERGY STAR | ENERGY STAR | ENERGY STAR | ENERGY STAR | ENERGY STAR | ENERGY STAR | ENERGY STAR
F1_Commercial_School (ID)_Existing_Food Preparation_Natural Gas_Food Prep Other_E1 | F1 | Commercial | School (ID) | Existing | Food Preparation | Natural Gas | Food Prep Other | E1 | CCE | 0 | 0 | 0 | 0 | 0 | 0 | 0 | 0 | 0 | 0 | 0 | 0 | 0 | 0 | 0 | 0 | 0 | 0 | 0 | 0 | 0 | 0 | 0 | 0 | 0 | 0 | 0
F1_Commercial_School (ID)_Existing_Food Preparation_Natural Gas_Food Prep Other_E2 | F1 | Commercial | School (ID) | Existing | Food Preparation | Natural Gas | Food Prep Other | E2 | CCE | 0.0024994 | 0.0024994 | 0.0024994 | 0.0024994 | 0.0024994 | 0.0024994 | 0.0024994 | 0.0024994 | 0.0024994 | 0.0024994 | 0.0024994 | 0.0024994 | 0.0024994 | 0.0024994 | 0.0024994 | 0.0024994 | 0.0024994 | 0.0024994 | 0.0024994 | 0.0024994 | 0.0024994 | 0.0024994 | 0.0024994 | 0.0024994 | 0.0024994 | 0.0024994 | 0.0024994
F1_Commercial_School (ID)_Existing_Food Preparation_Natural Gas_Food Prep Other_E3 | F1 | Commercial | School (ID) | Existing | Food Preparation | Natural Gas | Food Prep Other | E3 | CCE | 0 | 0 | 0 | 0 | 0 | 0 | 0 | 0 | 0 | 0 | 0 | 0 | 0 | 0 | 0 | 0 | 0 | 0 | 0 | 0 | 0 | 0 | 0 | 0 | 0 | 0 | 0
F1_Commercial_School (ID)_Existing_Food Preparation_Natural Gas_Food Prep Other_E4 | F1 | Commercial | School (ID) | Existing | Food Preparation | Natural Gas | Food Prep Other | E4 | CCE | 0 | 0 | 0 | 0 | 0 | 0 | 0 | 0 | 0 | 0 | 0 | 0 | 0 | 0 | 0 | 0 | 0 | 0 | 0 | 0 | 0 | 0 | 0 | 0 | 0 | 0 | 0
F1_Commercial_School (ID)_Existing_Food Preparation_Natural Gas_Food Prep Other_E5 | F1 | Commercial | School (ID) | Existing | Food Preparation | Natural Gas | Food Prep Other | E5 | CCE | 0 | 0 | 0 | 0 | 0 | 0 | 0 | 0 | 0 | 0 | 0 | 0 | 0 | 0 | 0 | 0 | 0 | 0 | 0 | 0 | 0 | 0 | 0 | 0 | 0 | 0 | 0
F1_Commercial_School (ID)_Existing_Food Preparation_Natural Gas_Food Prep Other_E6 | F1 | Commercial | School (ID) | Existing | Food Preparation | Natural Gas | Food Prep Other | E6 | CCE | 0 | 0 | 0 | 0 | 0 | 0 | 0 | 0 | 0 | 0 | 0 | 0 | 0 | 0 | 0 | 0 | 0 | 0 | 0 | 0 | 0 | 0 | 0 | 0 | 0 | 0 | 0
F1_Commercial_School (ID)_Existing_Food Preparation_Natural Gas_Food Prep Other_E7 | F1 | Commercial | School (ID) | Existing | Food Preparation | Natural Gas | Food Prep Other | E7 | CCE | 0 | 0 | 0 | 0 | 0 | 0 | 0 | 0 | 0 | 0 | 0 | 0 | 0 | 0 | 0 | 0 | 0 | 0 | 0 | 0 | 0 | 0 | 0 | 0 | 0 | 0 | 0
F1_Commercial_School (ID)_Existing_Food Preparation_Natural Gas_Food Prep Other_E8 | F1 | Commercial | School (ID) | Existing | Food Preparation | Natural Gas | Food Prep Other | E8 | CCE | 0 | 0 | 0 | 0 | 0 | 0 | 0 | 0 | 0 | 0 | 0 | 0 | 0 | 0 | 0 | 0 | 0 | 0 | 0 | 0 | 0 | 0 | 0 | 0 | 0 | 0 | 0
F1_Commercial_School (ID)_Existing_Food Preparation_Natural Gas_Food Prep Other_E9 | F1 | Commercial | School (ID) | Existing | Food Preparation | Natural Gas | Food Prep Other | E9 | CCE | 0 | 0 | 0 | 0 | 0 | 0 | 0 | 0 | 0 | 0 | 0 | 0 | 0 | 0 | 0 | 0 | 0 | 0 | 0 | 0 | 0 | 0 | 0 | 0 | 0 | 0 | 0
F1_Commercial_School (ID)_Existing_Food Preparation_Natural Gas_Food Prep Other_E10 | F1 | Commercial | School (ID) | Existing | Food Preparation | Natural Gas | Food Prep Other | E10 | CCE | 0 | 0 | 0 | 0 | 0 | 0 | 0 | 0 | 0 | 0 | 0 | 0 | 0 | 0 | 0 | 0 | 0 | 0 | 0 | 0 | 0 | 0 | 0 | 0 | 0 | 0 | 0
F2_Commercial_School (ID)_Existing_Food Preparation_Natural Gas_Food Prep Other_E1 | F2 | Commercial | School (ID) | Existing | Food Preparation | Natural Gas | Food Prep Other | E1 | TRC BC Ratio | [24 empty] | 1 | 1 | 1 | bar: 2019 to 2042
F2_Commercial_School (ID)_Existing_Food Preparation_Natural Gas_Food Prep Other_E2 | F2 | Commercial | School (ID) | Existing | Food Preparation | Natural Gas | Food Prep Other | E2 | TRC BC Ratio | 1.3876 | 1.4196 | 1.4599 | 1.5074 | 1.5627 | 1.6324 | 1.705 | 1.7774 | 1.8472 | 1.918 | 1.9733 | 2.0247 | 2.0801 | 2.1341 | 2.1817 | 2.2258 | 2.2646 | 2.3028 | 2.3439 | 2.3838 | 2.4248 | 2.4675 | 2.5107 | 2.5553 | 2.6007 | 2.6469 | 2.6939
F2_Commercial_School (ID)_Existing_Food Preparation_Natural Gas_Food Prep Other_E3 | F2 | Commercial | School (ID) | Existing | Food Preparation | Natural Gas | Food Prep Other | E3 | TRC BC Ratio | 0 | 0 | 0 | 0 | 0 | 0 | 0 | 0 | 0 | 0 | 0 | 0 | 0 | 0 | 0 | 0 | 0 | 0 | 0 | 0 | 0 | 0 | 0 | 0 | 0 | 0 | 0
F2_Commercial_School (ID)_Existing_Food Preparation_Natural Gas_Food Prep Other_E4 | F2 | Commercial | School (ID) | Existing | Food Preparation | Natural Gas | Food Prep Other | E4 | TRC BC Ratio | 0 | 0 | 0 | 0 | 0 | 0 | 0 | 0 | 0 | 0 | 0 | 0 | 0 | 0 | 0 | 0 | 0 | 0 | 0 | 0 | 0 | 0 | 0 | 0 | 0 | 0 | 0
F2_Commercial_School (ID)_Existing_Food Preparation_Natural Gas_Food Prep Other_E5 | F2 | Commercial | School (ID) | Existing | Food Preparation | Natural Gas | Food Prep Other | E5 | TRC BC Ratio | 0 | 0 | 0 | 0 | 0 | 0 | 0 | 0 | 0 | 0 | 0 | 0 | 0 | 0 | 0 | 0 | 0 | 0 | 0 | 0 | 0 | 0 | 0 | 0 | 0 | 0 | 0
F2_Commercial_School (ID)_Existing_Food Preparation_Natural Gas_Food Prep Other_E6 | F2 | Commercial | School (ID) | Existing | Food Preparation | Natural Gas | Food Prep Other | E6 | TRC BC Ratio | 0 | 0 | 0 | 0 | 0 | 0 | 0 | 0 | 0 | 0 | 0 | 0 | 0 | 0 | 0 | 0 | 0 | 0 | 0 | 0 | 0 | 0 | 0 | 0 | 0 | 0 | 0
F2_Commercial_School (ID)_Existing_Food Preparation_Natural Gas_Food Prep Other_E7 | F2 | Commercial | School (ID) | Existing | Food Preparation | Natural Gas | Food Prep Other | E7 | TRC BC Ratio | 0 | 0 | 0 | 0 | 0 | 0 | 0 | 0 | 0 | 0 | 0 | 0 | 0 | 0 | 0 | 0 | 0 | 0 | 0 | 0 | 0 | 0 | 0 | 0 | 0 | 0 | 0
F2_Commercial_School (ID)_Existing_Food Preparation_Natural Gas_Food Prep Other_E8 | F2 | Commercial | School (ID) | Existing | Food Preparation | Natural Gas | Food Prep Other | E8 | TRC BC Ratio | 0 | 0 | 0 | 0 | 0 | 0 | 0 | 0 | 0 | 0 | 0 | 0 | 0 | 0 | 0 | 0 | 0 | 0 | 0 | 0 | 0 | 0 | 0 | 0 | 0 | 0 | 0
F2_Commercial_School (ID)_Existing_Food Preparation_Natural Gas_Food Prep Other_E9 | F2 | Commercial | School (ID) | Existing | Food Preparation | Natural Gas | Food Prep Other | E9 | TRC BC Ratio | 0 | 0 | 0 | 0 | 0 | 0 | 0 | 0 | 0 | 0 | 0 | 0 | 0 | 0 | 0 | 0 | 0 | 0 | 0 | 0 | 0 | 0 | 0 | 0 | 0 | 0 | 0
F2_Commercial_School (ID)_Existing_Food Preparation_Natural Gas_Food Prep Other_E10 | F2 | Commercial | School (ID) | Existing | Food Preparation | Natural Gas | Food Prep Other | E10 | TRC BC Ratio | 0 | 0 | 0 | 0 | 0 | 0 | 0 | 0 | 0 | 0 | 0 | 0 | 0 | 0 | 0 | 0 | 0 | 0 | 0 | 0 | 0 | 0 | 0 | 0 | 0 | 0 | 0
F3_Commercial_School (ID)_Existing_Food Preparation_Natural Gas_Food Prep Other_E1 | F3 | Commercial | School (ID) | Existing | Food Preparation | Natural Gas | Food Prep Other | E1 | PACT BC Ratio | [24 empty] | 1 | 1 | 1 | bar: 2019 to 2042
F3_Commercial_School (ID)_Existing_Food Preparation_Natural Gas_Food Prep Other_E2 | F3 | Commercial | School (ID) | Existing | Food Preparation | Natural Gas | Food Prep Other | E2 | PACT BC Ratio | 2.7479 | 2.8113 | 2.8911 | 2.9852 | 3.0947 | 3.2328 | 3.3766 | 3.5199 | 3.6582 | 3.7984 | 3.9078 | 4.0096 | 4.1193 | 4.2262 | 4.3205 | 4.4078 | 4.4848 | 4.5605 | 4.6419 | 4.7208 | 4.8019 | 4.8866 | 4.9721 | 5.0604 | 5.1503 | 5.2418 | 5.3349
F3_Commercial_School (ID)_Existing_Food Preparation_Natural Gas_Food Prep Other_E3 | F3 | Commercial | School (ID) | Existing | Food Preparation | Natural Gas | Food Prep Other | E3 | PACT BC Ratio | 0 | 0 | 0 | 0 | 0 | 0 | 0 | 0 | 0 | 0 | 0 | 0 | 0 | 0 | 0 | 0 | 0 | 0 | 0 | 0 | 0 | 0 | 0 | 0 | 0 | 0 | 0
F3_Commercial_School (ID)_Existing_Food Preparation_Natural Gas_Food Prep Other_E4 | F3 | Commercial | School (ID) | Existing | Food Preparation | Natural Gas | Food Prep Other | E4 | PACT BC Ratio | 0 | 0 | 0 | 0 | 0 | 0 | 0 | 0 | 0 | 0 | 0 | 0 | 0 | 0 | 0 | 0 | 0 | 0 | 0 | 0 | 0 | 0 | 0 | 0 | 0 | 0 | 0
F3_Commercial_School (ID)_Existing_Food Preparation_Natural Gas_Food Prep Other_E5 | F3 | Commercial | School (ID) | Existing | Food Preparation | Natural Gas | Food Prep Other | E5 | PACT BC Ratio | 0 | 0 | 0 | 0 | 0 | 0 | 0 | 0 | 0 | 0 | 0 | 0 | 0 | 0 | 0 | 0 | 0 | 0 | 0 | 0 | 0 | 0 | 0 | 0 | 0 | 0 | 0
F3_Commercial_School (ID)_Existing_Food Preparation_Natural Gas_Food Prep Other_E6 | F3 | Commercial | School (ID) | Existing | Food Preparation | Natural Gas | Food Prep Other | E6 | PACT BC Ratio | 0 | 0 | 0 | 0 | 0 | 0 | 0 | 0 | 0 | 0 | 0 | 0 | 0 | 0 | 0 | 0 | 0 | 0 | 0 | 0 | 0 | 0 | 0 | 0 | 0 | 0 | 0
F3_Commercial_School (ID)_Existing_Food Preparation_Natural Gas_Food Prep Other_E7 | F3 | Commercial | School (ID) | Existing | Food Preparation | Natural Gas | Food Prep Other | E7 | PACT BC Ratio | 0 | 0 | 0 | 0 | 0 | 0 | 0 | 0 | 0 | 0 | 0 | 0 | 0 | 0 | 0 | 0 | 0 | 0 | 0 | 0 | 0 | 0 | 0 | 0 | 0 | 0 | 0
F3_Commercial_School (ID)_Existing_Food Preparation_Natural Gas_Food Prep Other_E8 | F3 | Commercial | School (ID) | Existing | Food Preparation | Natural Gas | Food Prep Other | E8 | PACT BC Ratio | 0 | 0 | 0 | 0 | 0 | 0 | 0 | 0 | 0 | 0 | 0 | 0 | 0 | 0 | 0 | 0 | 0 | 0 | 0 | 0 | 0 | 0 | 0 | 0 | 0 | 0 | 0
F3_Commercial_School (ID)_Existing_Food Preparation_Natural Gas_Food Prep Other_E9 | F3 | Commercial | School (ID) | Existing | Food Preparation | Natural Gas | Food Prep Other | E9 | PACT BC Ratio | 0 | 0 | 0 | 0 | 0 | 0 | 0 | 0 | 0 | 0 | 0 | 0 | 0 | 0 | 0 | 0 | 0 | 0 | 0 | 0 | 0 | 0 | 0 | 0 | 0 | 0 | 0
F3_Commercial_School (ID)_Existing_Food Preparation_Natural Gas_Food Prep Other_E10 | F3 | Commercial | School (ID) | Existing | Food Preparation | Natural Gas | Food Prep Other | E10 | PACT BC Ratio | 0 | 0 | 0 | 0 | 0 | 0 | 0 | 0 | 0 | 0 | 0 | 0 | 0 | 0 | 0 | 0 | 0 | 0 | 0 | 0 | 0 | 0 | 0 | 0 | 0 | 0 | 0
F4_Commercial_School (ID)_Existing_Food Preparation_Natural Gas_Food Prep Other_E1 | F4 | Commercial | School (ID) | Existing | Food Preparation | Natural Gas | Food Prep Other | E1 | RVT BC Ratio | [24 empty] | 1 | 1 | 1 | bar: 2019 to 2042
F4_Commercial_School (ID)_Existing_Food Preparation_Natural Gas_Food Prep Other_E2 | F4 | Commercial | School (ID) | Existing | Food Preparation | Natural Gas | Food Prep Other | E2 | RVT BC Ratio | 2.3867 | 2.4196 | 2.4598 | 2.5087 | 2.5668 | 2.6435 | 2.7223 | 2.7985 | 2.8687 | 2.936 | 3.0052 | 3.067 | 3.1315 | 3.1911 | 3.2413 | 3.2858 | 3.3222 | 3.3566 | 3.3935 | 3.4273 | 3.4612 | 3.515 | 3.5694 | 3.6256 | 3.6828 | 3.741 | 3.8003
F4_Commercial_School (ID)_Existing_Food Preparation_Natural Gas_Food Prep Other_E3 | F4 | Commercial | School (ID) | Existing | Food Preparation | Natural Gas | Food Prep Other | E3 | RVT BC Ratio | 0 | 0 | 0 | 0 | 0 | 0 | 0 | 0 | 0 | 0 | 0 | 0 | 0 | 0 | 0 | 0 | 0 | 0 | 0 | 0 | 0 | 0 | 0 | 0 | 0 | 0 | 0
F4_Commercial_School (ID)_Existing_Food Preparation_Natural Gas_Food Prep Other_E4 | F4 | Commercial | School (ID) | Existing | Food Preparation | Natural Gas | Food Prep Other | E4 | RVT BC Ratio | 0 | 0 | 0 | 0 | 0 | 0 | 0 | 0 | 0 | 0 | 0 | 0 | 0 | 0 | 0 | 0 | 0 | 0 | 0 | 0 | 0 | 0 | 0 | 0 | 0 | 0 | 0
F4_Commercial_School (ID)_Existing_Food Preparation_Natural Gas_Food Prep Other_E5 | F4 | Commercial | School (ID) | Existing | Food Preparation | Natural Gas | Food Prep Other | E5 | RVT BC Ratio | 0 | 0 | 0 | 0 | 0 | 0 | 0 | 0 | 0 | 0 | 0 | 0 | 0 | 0 | 0 | 0 | 0 | 0 | 0 | 0 | 0 | 0 | 0 | 0 | 0 | 0 | 0
F4_Commercial_School (ID)_Existing_Food Preparation_Natural Gas_Food Prep Other_E6 | F4 | Commercial | School (ID) | Existing | Food Preparation | Natural Gas | Food Prep Other | E6 | RVT BC Ratio | 0 | 0 | 0 | 0 | 0 | 0 | 0 | 0 | 0 | 0 | 0 | 0 | 0 | 0 | 0 | 0 | 0 | 0 | 0 | 0 | 0 | 0 | 0 | 0 | 0 | 0 | 0
F4_Commercial_School (ID)_Existing_Food Preparation_Natural Gas_Food Prep Other_E7 | F4 | Commercial | School (ID) | Existing | Food Preparation | Natural Gas | Food Prep Other | E7 | RVT BC Ratio | 0 | 0 | 0 | 0 | 0 | 0 | 0 | 0 | 0 | 0 | 0 | 0 | 0 | 0 | 0 | 0 | 0 | 0 | 0 | 0 | 0 | 0 | 0 | 0 | 0 | 0 | 0
F4_Commercial_School (ID)_Existing_Food Preparation_Natural Gas_Food Prep Other_E8 | F4 | Commercial | School (ID) | Existing | Food Preparation | Natural Gas | Food Prep Other | E8 | RVT BC Ratio | 0 | 0 | 0 | 0 | 0 | 0 | 0 | 0 | 0 | 0 | 0 | 0 | 0 | 0 | 0 | 0 | 0 | 0 | 0 | 0 | 0 | 0 | 0 | 0 | 0 | 0 | 0
F4_Commercial_School (ID)_Existing_Food Preparation_Natural Gas_Food Prep Other_E9 | F4 | Commercial | School (ID) | Existing | Food Preparation | Natural Gas | Food Prep Other | E9 | RVT BC Ratio | 0 | 0 | 0 | 0 | 0 | 0 | 0 | 0 | 0 | 0 | 0 | 0 | 0 | 0 | 0 | 0 | 0 | 0 | 0 | 0 | 0 | 0 | 0 | 0 | 0 | 0 | 0
F4_Commercial_School (ID)_Existing_Food Preparation_Natural Gas_Food Prep Other_E10 | F4 | Commercial | School (ID) | Existing | Food Preparation | Natural Gas | Food Prep Other | E10 | RVT BC Ratio | 0 | 0 | 0 | 0 | 0 | 0 | 0 | 0 | 0 | 0 | 0 | 0 | 0 | 0 | 0 | 0 | 0 | 0 | 0 | 0 | 0 | 0 | 0 | 0 | 0 | 0 | 0
F5_Commercial_School (ID)_Existing_Food Preparation_Natural Gas_Food Prep Other_E1 | F5 | Commercial | School (ID) | Existing | Food Preparation | Natural Gas | Food Prep Other | E1 | RIM BC Ratio | [24 empty] | 1 | 1 | 1 | bar: 2019 to 2042
F5_Commercial_School (ID)_Existing_Food Preparation_Natural Gas_Food Prep Other_E2 | F5 | Commercial | School (ID) | Existing | Food Preparation | Natural Gas | Food Prep Other | E2 | RIM BC Ratio | 0.64371 | 0.65028 | 0.65864 | 0.66782 | 0.67777 | 0.68889 | 0.70014 | 0.71132 | 0.72236 | 0.73394 | 0.73878 | 0.74368 | 0.74925 | 0.75518 | 0.76077 | 0.76623 | 0.77154 | 0.77698 | 0.78273 | 0.78861 | 0.79476 | 0.79704 | 0.79928 | 0.80153 | 0.80375 | 0.80595 | 0.80812
F5_Commercial_School (ID)_Existing_Food Preparation_Natural Gas_Food Prep Other_E3 | F5 | Commercial | School (ID) | Existing | Food Preparation | Natural Gas | Food Prep Other | E3 | RIM BC Ratio | 0 | 0 | 0 | 0 | 0 | 0 | 0 | 0 | 0 | 0 | 0 | 0 | 0 | 0 | 0 | 0 | 0 | 0 | 0 | 0 | 0 | 0 | 0 | 0 | 0 | 0 | 0
F5_Commercial_School (ID)_Existing_Food Preparation_Natural Gas_Food Prep Other_E4 | F5 | Commercial | School (ID) | Existing | Food Preparation | Natural Gas | Food Prep Other | E4 | RIM BC Ratio | 0 | 0 | 0 | 0 | 0 | 0 | 0 | 0 | 0 | 0 | 0 | 0 | 0 | 0 | 0 | 0 | 0 | 0 | 0 | 0 | 0 | 0 | 0 | 0 | 0 | 0 | 0
F5_Commercial_School (ID)_Existing_Food Preparation_Natural Gas_Food Prep Other_E5 | F5 | Commercial | School (ID) | Existing | Food Preparation | Natural Gas | Food Prep Other | E5 | RIM BC Ratio | 0 | 0 | 0 | 0 | 0 | 0 | 0 | 0 | 0 | 0 | 0 | 0 | 0 | 0 | 0 | 0 | 0 | 0 | 0 | 0 | 0 | 0 | 0 | 0 | 0 | 0 | 0
F5_Commercial_School (ID)_Existing_Food Preparation_Natural Gas_Food Prep Other_E6 | F5 | Commercial | School (ID) | Existing | Food Preparation | Natural Gas | Food Prep Other | E6 | RIM BC Ratio | 0 | 0 | 0 | 0 | 0 | 0 | 0 | 0 | 0 | 0 | 0 | 0 | 0 | 0 | 0 | 0 | 0 | 0 | 0 | 0 | 0 | 0 | 0 | 0 | 0 | 0 | 0
F5_Commercial_School (ID)_Existing_Food Preparation_Natural Gas_Food Prep Other_E7 | F5 | Commercial | School (ID) | Existing | Food Preparation | Natural Gas | Food Prep Other | E7 | RIM BC Ratio | 0 | 0 | 0 | 0 | 0 | 0 | 0 | 0 | 0 | 0 | 0 | 0 | 0 | 0 | 0 | 0 | 0 | 0 | 0 | 0 | 0 | 0 | 0 | 0 | 0 | 0 | 0
F5_Commercial_School (ID)_Existing_Food Preparation_Natural Gas_Food Prep Other_E8 | F5 | Commercial | School (ID) | Existing | Food Preparation | Natural Gas | Food Prep Other | E8 | RIM BC Ratio | 0 | 0 | 0 | 0 | 0 | 0 | 0 | 0 | 0 | 0 | 0 | 0 | 0 | 0 | 0 | 0 | 0 | 0 | 0 | 0 | 0 | 0 | 0 | 0 | 0 | 0 | 0
F5_Commercial_School (ID)_Existing_Food Preparation_Natural Gas_Food Prep Other_E9 | F5 | Commercial | School (ID) | Existing | Food Preparation | Natural Gas | Food Prep Other | E9 | RIM BC Ratio | 0 | 0 | 0 | 0 | 0 | 0 | 0 | 0 | 0 | 0 | 0 | 0 | 0 | 0 | 0 | 0 | 0 | 0 | 0 | 0 | 0 | 0 | 0 | 0 | 0 | 0 | 0
F5_Commercial_School (ID)_Existing_Food Preparation_Natural Gas_Food Prep Other_E10 | F5 | Commercial | School (ID) | Existing | Food Preparation | Natural Gas | Food Prep Other | E10 | RIM BC Ratio | 0 | 0 | 0 | 0 | 0 | 0 | 0 | 0 | 0 | 0 | 0 | 0 | 0 | 0 | 0 | 0 | 0 | 0 | 0 | 0 | 0 | 0 | 0 | 0 | 0 | 0 | 0
F0_Commercial_School (ID)_Existing_Miscellaneous_Natural Gas_Pool Heater_E0 | F0 | Commercial | School (ID) | Existing | Miscellaneous | Natural Gas | Pool Heater | E0 | Economic Unit | Condensing (EF .90) | Condensing (EF .90) | Condensing (EF .90) | Condensing (EF .90) | Condensing (EF .90) | Condensing (EF .90) | Condensing (EF .90) | Condensing (EF .90) | Condensing (EF .90) | Condensing (EF .90) | Condensing (EF .90) | Condensing (EF .90) | Condensing (EF .90) | Condensing (EF .90) | Condensing (EF .90) | Condensing (EF .90) | Condensing (EF .90) | Condensing (EF .90) | Condensing (EF .90) | Condensing (EF .90) | Condensing (EF .90) | Condensing (EF .90) | Condensing (EF .90) | Condensing (EF .90) | Condensing (EF .90) | Condensing (EF .90) | Condensing (EF .90)
F1_Commercial_School (ID)_Existing_Miscellaneous_Natural Gas_Pool Heater_E1 | F1 | Commercial | School (ID) | Existing | Miscellaneous | Natural Gas | Pool Heater | E1 | CCE | 0 | 0 | 0 | 0 | 0 | 0 | 0 | 0 | 0 | 0 | 0 | 0 | 0 | 0 | 0 | 0 | 0 | 0 | 0 | 0 | 0 | 0 | 0 | 0 | 0 | 0 | 0
F1_Commercial_School (ID)_Existing_Miscellaneous_Natural Gas_Pool Heater_E2 | F1 | Commercial | School (ID) | Existing | Miscellaneous | Natural Gas | Pool Heater | E2 | CCE | 4.0925e-05 | 4.0925e-05 | 4.0925e-05 | 4.0925e-05 | 4.0925e-05 | 4.0925e-05 | 4.0925e-05 | 4.0925e-05 | 4.0925e-05 | 4.0925e-05 | 4.0925e-05 | 4.0925e-05 | 4.0925e-05 | 4.0925e-05 | 4.0925e-05 | 4.0925e-05 | 4.0925e-05 | 4.0925e-05 | 4.0925e-05 | 4.0925e-05 | 4.0925e-05 | 4.0925e-05 | 4.0925e-05 | 4.0925e-05 | 4.0925e-05 | 4.0925e-05 | 4.0925e-05
F1_Commercial_School (ID)_Existing_Miscellaneous_Natural Gas_Pool Heater_E3 | F1 | Commercial | School (ID) | Existing | Miscellaneous | Natural Gas | Pool Heater | E3 | CCE | 0 | 0 | 0 | 0 | 0 | 0 | 0 | 0 | 0 | 0 | 0 | 0 | 0 | 0 | 0 | 0 | 0 | 0 | 0 | 0 | 0 | 0 | 0 | 0 | 0 | 0 | 0
F1_Commercial_School (ID)_Existing_Miscellaneous_Natural Gas_Pool Heater_E4 | F1 | Commercial | School (ID) | Existing | Miscellaneous | Natural Gas | Pool Heater | E4 | CCE | 0 | 0 | 0 | 0 | 0 | 0 | 0 | 0 | 0 | 0 | 0 | 0 | 0 | 0 | 0 | 0 | 0 | 0 | 0 | 0 | 0 | 0 | 0 | 0 | 0 | 0 | 0
F1_Commercial_School (ID)_Existing_Miscellaneous_Natural Gas_Pool Heater_E5 | F1 | Commercial | School (ID) | Existing | Miscellaneous | Natural Gas | Pool Heater | E5 | CCE | 0 | 0 | 0 | 0 | 0 | 0 | 0 | 0 | 0 | 0 | 0 | 0 | 0 | 0 | 0 | 0 | 0 | 0 | 0 | 0 | 0 | 0 | 0 | 0 | 0 | 0 | 0
F1_Commercial_School (ID)_Existing_Miscellaneous_Natural Gas_Pool Heater_E6 | F1 | Commercial | School (ID) | Existing | Miscellaneous | Natural Gas | Pool Heater | E6 | CCE | 0 | 0 | 0 | 0 | 0 | 0 | 0 | 0 | 0 | 0 | 0 | 0 | 0 | 0 | 0 | 0 | 0 | 0 | 0 | 0 | 0 | 0 | 0 | 0 | 0 | 0 | 0
F1_Commercial_School (ID)_Existing_Miscellaneous_Natural Gas_Pool Heater_E7 | F1 | Commercial | School (ID) | Existing | Miscellaneous | Natural Gas | Pool Heater | E7 | CCE | 0 | 0 | 0 | 0 | 0 | 0 | 0 | 0 | 0 | 0 | 0 | 0 | 0 | 0 | 0 | 0 | 0 | 0 | 0 | 0 | 0 | 0 | 0 | 0 | 0 | 0 | 0
F1_Commercial_School (ID)_Existing_Miscellaneous_Natural Gas_Pool Heater_E8 | F1 | Commercial | School (ID) | Existing | Miscellaneous | Natural Gas | Pool Heater | E8 | CCE | 0 | 0 | 0 | 0 | 0 | 0 | 0 | 0 | 0 | 0 | 0 | 0 | 0 | 0 | 0 | 0 | 0 | 0 | 0 | 0 | 0 | 0 | 0 | 0 | 0 | 0 | 0
F1_Commercial_School (ID)_Existing_Miscellaneous_Natural Gas_Pool Heater_E9 | F1 | Commercial | School (ID) | Existing | Miscellaneous | Natural Gas | Pool Heater | E9 | CCE | 0 | 0 | 0 | 0 | 0 | 0 | 0 | 0 | 0 | 0 | 0 | 0 | 0 | 0 | 0 | 0 | 0 | 0 | 0 | 0 | 0 | 0 | 0 | 0 | 0 | 0 | 0
F1_Commercial_School (ID)_Existing_Miscellaneous_Natural Gas_Pool Heater_E10 | F1 | Commercial | School (ID) | Existing | Miscellaneous | Natural Gas | Pool Heater | E10 | CCE | 0 | 0 | 0 | 0 | 0 | 0 | 0 | 0 | 0 | 0 | 0 | 0 | 0 | 0 | 0 | 0 | 0 | 0 | 0 | 0 | 0 | 0 | 0 | 0 | 0 | 0 | 0
F2_Commercial_School (ID)_Existing_Miscellaneous_Natural Gas_Pool Heater_E1 | F2 | Commercial | School (ID) | Existing | Miscellaneous | Natural Gas | Pool Heater | E1 | TRC BC Ratio | [24 empty] | 1 | 1 | 1 | bar: 2019 to 2042
F2_Commercial_School (ID)_Existing_Miscellaneous_Natural Gas_Pool Heater_E2 | F2 | Commercial | School (ID) | Existing | Miscellaneous | Natural Gas | Pool Heater | E2 | TRC BC Ratio | 80.8559 | 81.4694 | 82.788 | 84.9208 | 87.8612 | 92.1322 | 96.8157 | 101.513 | 106.0602 | 110.9235 | 114.5935 | 118.0369 | 121.9297 | 125.6858 | 128.8329 | 131.6551 | 133.9649 | 136.1759 | 138.6212 | 140.9222 | 143.3034 | 145.8195 | 148.3488 | 150.9844 | 153.6668 | 156.3968 | 159.1753
F2_Commercial_School (ID)_Existing_Miscellaneous_Natural Gas_Pool Heater_E3 | F2 | Commercial | School (ID) | Existing | Miscellaneous | Natural Gas | Pool Heater | E3 | TRC BC Ratio | 0 | 0 | 0 | 0 | 0 | 0 | 0 | 0 | 0 | 0 | 0 | 0 | 0 | 0 | 0 | 0 | 0 | 0 | 0 | 0 | 0 | 0 | 0 | 0 | 0 | 0 | 0
F2_Commercial_School (ID)_Existing_Miscellaneous_Natural Gas_Pool Heater_E4 | F2 | Commercial | School (ID) | Existing | Miscellaneous | Natural Gas | Pool Heater | E4 | TRC BC Ratio | 0 | 0 | 0 | 0 | 0 | 0 | 0 | 0 | 0 | 0 | 0 | 0 | 0 | 0 | 0 | 0 | 0 | 0 | 0 | 0 | 0 | 0 | 0 | 0 | 0 | 0 | 0
F2_Commercial_School (ID)_Existing_Miscellaneous_Natural Gas_Pool Heater_E5 | F2 | Commercial | School (ID) | Existing | Miscellaneous | Natural Gas | Pool Heater | E5 | TRC BC Ratio | 0 | 0 | 0 | 0 | 0 | 0 | 0 | 0 | 0 | 0 | 0 | 0 | 0 | 0 | 0 | 0 | 0 | 0 | 0 | 0 | 0 | 0 | 0 | 0 | 0 | 0 | 0
F2_Commercial_School (ID)_Existing_Miscellaneous_Natural Gas_Pool Heater_E6 | F2 | Commercial | School (ID) | Existing | Miscellaneous | Natural Gas | Pool Heater | E6 | TRC BC Ratio | 0 | 0 | 0 | 0 | 0 | 0 | 0 | 0 | 0 | 0 | 0 | 0 | 0 | 0 | 0 | 0 | 0 | 0 | 0 | 0 | 0 | 0 | 0 | 0 | 0 | 0 | 0
F2_Commercial_School (ID)_Existing_Miscellaneous_Natural Gas_Pool Heater_E7 | F2 | Commercial | School (ID) | Existing | Miscellaneous | Natural Gas | Pool Heater | E7 | TRC BC Ratio | 0 | 0 | 0 | 0 | 0 | 0 | 0 | 0 | 0 | 0 | 0 | 0 | 0 | 0 | 0 | 0 | 0 | 0 | 0 | 0 | 0 | 0 | 0 | 0 | 0 | 0 | 0
F2_Commercial_School (ID)_Existing_Miscellaneous_Natural Gas_Pool Heater_E8 | F2 | Commercial | School (ID) | Existing | Miscellaneous | Natural Gas | Pool Heater | E8 | TRC BC Ratio | 0 | 0 | 0 | 0 | 0 | 0 | 0 | 0 | 0 | 0 | 0 | 0 | 0 | 0 | 0 | 0 | 0 | 0 | 0 | 0 | 0 | 0 | 0 | 0 | 0 | 0 | 0
F2_Commercial_School (ID)_Existing_Miscellaneous_Natural Gas_Pool Heater_E9 | F2 | Commercial | School (ID) | Existing | Miscellaneous | Natural Gas | Pool Heater | E9 | TRC BC Ratio | 0 | 0 | 0 | 0 | 0 | 0 | 0 | 0 | 0 | 0 | 0 | 0 | 0 | 0 | 0 | 0 | 0 | 0 | 0 | 0 | 0 | 0 | 0 | 0 | 0 | 0 | 0
F2_Commercial_School (ID)_Existing_Miscellaneous_Natural Gas_Pool Heater_E10 | F2 | Commercial | School (ID) | Existing | Miscellaneous | Natural Gas | Pool Heater | E10 | TRC BC Ratio | 0 | 0 | 0 | 0 | 0 | 0 | 0 | 0 | 0 | 0 | 0 | 0 | 0 | 0 | 0 | 0 | 0 | 0 | 0 | 0 | 0 | 0 | 0 | 0 | 0 | 0 | 0
F3_Commercial_School (ID)_Existing_Miscellaneous_Natural Gas_Pool Heater_E1 | F3 | Commercial | School (ID) | Existing | Miscellaneous | Natural Gas | Pool Heater | E1 | PACT BC Ratio | [24 empty] | 1 | 1 | 1 | bar: 2019 to 2042
F3_Commercial_School (ID)_Existing_Miscellaneous_Natural Gas_Pool Heater_E2 | F3 | Commercial | School (ID) | Existing | Miscellaneous | Natural Gas | Pool Heater | E2 | PACT BC Ratio | 200.6162 | 202.1383 | 205.4101 | 210.7019 | 217.9975 | 228.5947 | 240.2151 | 251.8698 | 263.1522 | 275.2187 | 284.3245 | 292.8683 | 302.5269 | 311.8465 | 319.6548 | 326.657 | 332.388 | 337.8741 | 343.9411 | 349.6503 | 355.5584 | 361.8013 | 368.0769 | 374.6162 | 381.2715 | 388.0452 | 394.9391
F3_Commercial_School (ID)_Existing_Miscellaneous_Natural Gas_Pool Heater_E3 | F3 | Commercial | School (ID) | Existing | Miscellaneous | Natural Gas | Pool Heater | E3 | PACT BC Ratio | 0 | 0 | 0 | 0 | 0 | 0 | 0 | 0 | 0 | 0 | 0 | 0 | 0 | 0 | 0 | 0 | 0 | 0 | 0 | 0 | 0 | 0 | 0 | 0 | 0 | 0 | 0
F3_Commercial_School (ID)_Existing_Miscellaneous_Natural Gas_Pool Heater_E4 | F3 | Commercial | School (ID) | Existing | Miscellaneous | Natural Gas | Pool Heater | E4 | PACT BC Ratio | 0 | 0 | 0 | 0 | 0 | 0 | 0 | 0 | 0 | 0 | 0 | 0 | 0 | 0 | 0 | 0 | 0 | 0 | 0 | 0 | 0 | 0 | 0 | 0 | 0 | 0 | 0
F3_Commercial_School (ID)_Existing_Miscellaneous_Natural Gas_Pool Heater_E5 | F3 | Commercial | School (ID) | Existing | Miscellaneous | Natural Gas | Pool Heater | E5 | PACT BC Ratio | 0 | 0 | 0 | 0 | 0 | 0 | 0 | 0 | 0 | 0 | 0 | 0 | 0 | 0 | 0 | 0 | 0 | 0 | 0 | 0 | 0 | 0 | 0 | 0 | 0 | 0 | 0
F3_Commercial_School (ID)_Existing_Miscellaneous_Natural Gas_Pool Heater_E6 | F3 | Commercial | School (ID) | Existing | Miscellaneous | Natural Gas | Pool Heater | E6 | PACT BC Ratio | 0 | 0 | 0 | 0 | 0 | 0 | 0 | 0 | 0 | 0 | 0 | 0 | 0 | 0 | 0 | 0 | 0 | 0 | 0 | 0 | 0 | 0 | 0 | 0 | 0 | 0 | 0
F3_Commercial_School (ID)_Existing_Miscellaneous_Natural Gas_Pool Heater_E7 | F3 | Commercial | School (ID) | Existing | Miscellaneous | Natural Gas | Pool Heater | E7 | PACT BC Ratio | 0 | 0 | 0 | 0 | 0 | 0 | 0 | 0 | 0 | 0 | 0 | 0 | 0 | 0 | 0 | 0 | 0 | 0 | 0 | 0 | 0 | 0 | 0 | 0 | 0 | 0 | 0
F3_Commercial_School (ID)_Existing_Miscellaneous_Natural Gas_Pool Heater_E8 | F3 | Commercial | School (ID) | Existing | Miscellaneous | Natural Gas | Pool Heater | E8 | PACT BC Ratio | 0 | 0 | 0 | 0 | 0 | 0 | 0 | 0 | 0 | 0 | 0 | 0 | 0 | 0 | 0 | 0 | 0 | 0 | 0 | 0 | 0 | 0 | 0 | 0 | 0 | 0 | 0
F3_Commercial_School (ID)_Existing_Miscellaneous_Natural Gas_Pool Heater_E9 | F3 | Commercial | School (ID) | Existing | Miscellaneous | Natural Gas | Pool Heater | E9 | PACT BC Ratio | 0 | 0 | 0 | 0 | 0 | 0 | 0 | 0 | 0 | 0 | 0 | 0 | 0 | 0 | 0 | 0 | 0 | 0 | 0 | 0 | 0 | 0 | 0 | 0 | 0 | 0 | 0
F3_Commercial_School (ID)_Existing_Miscellaneous_Natural Gas_Pool Heater_E10 | F3 | Commercial | School (ID) | Existing | Miscellaneous | Natural Gas | Pool Heater | E10 | PACT BC Ratio | 0 | 0 | 0 | 0 | 0 | 0 | 0 | 0 | 0 | 0 | 0 | 0 | 0 | 0 | 0 | 0 | 0 | 0 | 0 | 0 | 0 | 0 | 0 | 0 | 0 | 0 | 0
F4_Commercial_School (ID)_Existing_Miscellaneous_Natural Gas_Pool Heater_E1 | F4 | Commercial | School (ID) | Existing | Miscellaneous | Natural Gas | Pool Heater | E1 | RVT BC Ratio | [24 empty] | 1 | 1 | 1 | bar: 2019 to 2042
F4_Commercial_School (ID)_Existing_Miscellaneous_Natural Gas_Pool Heater_E2 | F4 | Commercial | School (ID) | Existing | Miscellaneous | Natural Gas | Pool Heater | E2 | RVT BC Ratio | 116.7161 | 117.5995 | 119.1942 | 121.6015 | 124.7612 | 129.3624 | 134.0058 | 138.461 | 142.4776 | 146.7027 | 151.547 | 156.0924 | 161.2309 | 165.9851 | 169.6994 | 172.7142 | 174.7428 | 176.2881 | 178.0264 | 179.4501 | 180.8459 | 184.0162 | 187.2032 | 190.524 | 193.9038 | 197.3436 | 200.8445
F4_Commercial_School (ID)_Existing_Miscellaneous_Natural Gas_Pool Heater_E3 | F4 | Commercial | School (ID) | Existing | Miscellaneous | Natural Gas | Pool Heater | E3 | RVT BC Ratio | 0 | 0 | 0 | 0 | 0 | 0 | 0 | 0 | 0 | 0 | 0 | 0 | 0 | 0 | 0 | 0 | 0 | 0 | 0 | 0 | 0 | 0 | 0 | 0 | 0 | 0 | 0
F4_Commercial_School (ID)_Existing_Miscellaneous_Natural Gas_Pool Heater_E4 | F4 | Commercial | School (ID) | Existing | Miscellaneous | Natural Gas | Pool Heater | E4 | RVT BC Ratio | 0 | 0 | 0 | 0 | 0 | 0 | 0 | 0 | 0 | 0 | 0 | 0 | 0 | 0 | 0 | 0 | 0 | 0 | 0 | 0 | 0 | 0 | 0 | 0 | 0 | 0 | 0
F4_Commercial_School (ID)_Existing_Miscellaneous_Natural Gas_Pool Heater_E5 | F4 | Commercial | School (ID) | Existing | Miscellaneous | Natural Gas | Pool Heater | E5 | RVT BC Ratio | 0 | 0 | 0 | 0 | 0 | 0 | 0 | 0 | 0 | 0 | 0 | 0 | 0 | 0 | 0 | 0 | 0 | 0 | 0 | 0 | 0 | 0 | 0 | 0 | 0 | 0 | 0
F4_Commercial_School (ID)_Existing_Miscellaneous_Natural Gas_Pool Heater_E6 | F4 | Commercial | School (ID) | Existing | Miscellaneous | Natural Gas | Pool Heater | E6 | RVT BC Ratio | 0 | 0 | 0 | 0 | 0 | 0 | 0 | 0 | 0 | 0 | 0 | 0 | 0 | 0 | 0 | 0 | 0 | 0 | 0 | 0 | 0 | 0 | 0 | 0 | 0 | 0 | 0
F4_Commercial_School (ID)_Existing_Miscellaneous_Natural Gas_Pool Heater_E7 | F4 | Commercial | School (ID) | Existing | Miscellaneous | Natural Gas | Pool Heater | E7 | RVT BC Ratio | 0 | 0 | 0 | 0 | 0 | 0 | 0 | 0 | 0 | 0 | 0 | 0 | 0 | 0 | 0 | 0 | 0 | 0 | 0 | 0 | 0 | 0 | 0 | 0 | 0 | 0 | 0
F4_Commercial_School (ID)_Existing_Miscellaneous_Natural Gas_Pool Heater_E8 | F4 | Commercial | School (ID) | Existing | Miscellaneous | Natural Gas | Pool Heater | E8 | RVT BC Ratio | 0 | 0 | 0 | 0 | 0 | 0 | 0 | 0 | 0 | 0 | 0 | 0 | 0 | 0 | 0 | 0 | 0 | 0 | 0 | 0 | 0 | 0 | 0 | 0 | 0 | 0 | 0
F4_Commercial_School (ID)_Existing_Miscellaneous_Natural Gas_Pool Heater_E9 | F4 | Commercial | School (ID) | Existing | Miscellaneous | Natural Gas | Pool Heater | E9 | RVT BC Ratio | 0 | 0 | 0 | 0 | 0 | 0 | 0 | 0 | 0 | 0 | 0 | 0 | 0 | 0 | 0 | 0 | 0 | 0 | 0 | 0 | 0 | 0 | 0 | 0 | 0 | 0 | 0
F4_Commercial_School (ID)_Existing_Miscellaneous_Natural Gas_Pool Heater_E10 | F4 | Commercial | School (ID) | Existing | Miscellaneous | Natural Gas | Pool Heater | E10 | RVT BC Ratio | 0 | 0 | 0 | 0 | 0 | 0 | 0 | 0 | 0 | 0 | 0 | 0 | 0 | 0 | 0 | 0 | 0 | 0 | 0 | 0 | 0 | 0 | 0 | 0 | 0 | 0 | 0
F5_Commercial_School (ID)_Existing_Miscellaneous_Natural Gas_Pool Heater_E1 | F5 | Commercial | School (ID) | Existing | Miscellaneous | Natural Gas | Pool Heater | E1 | RIM BC Ratio | [24 empty] | 1 | 1 | 1 | bar: 2019 to 2042
F5_Commercial_School (ID)_Existing_Miscellaneous_Natural Gas_Pool Heater_E2 | F5 | Commercial | School (ID) | Existing | Miscellaneous | Natural Gas | Pool Heater | E2 | RIM BC Ratio | 0.82989 | 0.82991 | 0.83208 | 0.83665 | 0.84373 | 0.85332 | 0.86568 | 0.87851 | 0.89203 | 0.9061 | 0.90619 | 0.90628 | 0.90637 | 0.90756 | 0.90995 | 0.91367 | 0.91892 | 0.9259 | 0.93334 | 0.94131 | 0.94984 | 0.94988 | 0.94992 | 0.94997 | 0.95001 | 0.95005 | 0.95009
F5_Commercial_School (ID)_Existing_Miscellaneous_Natural Gas_Pool Heater_E3 | F5 | Commercial | School (ID) | Existing | Miscellaneous | Natural Gas | Pool Heater | E3 | RIM BC Ratio | 0 | 0 | 0 | 0 | 0 | 0 | 0 | 0 | 0 | 0 | 0 | 0 | 0 | 0 | 0 | 0 | 0 | 0 | 0 | 0 | 0 | 0 | 0 | 0 | 0 | 0 | 0
F5_Commercial_School (ID)_Existing_Miscellaneous_Natural Gas_Pool Heater_E4 | F5 | Commercial | School (ID) | Existing | Miscellaneous | Natural Gas | Pool Heater | E4 | RIM BC Ratio | 0 | 0 | 0 | 0 | 0 | 0 | 0 | 0 | 0 | 0 | 0 | 0 | 0 | 0 | 0 | 0 | 0 | 0 | 0 | 0 | 0 | 0 | 0 | 0 | 0 | 0 | 0
F5_Commercial_School (ID)_Existing_Miscellaneous_Natural Gas_Pool Heater_E5 | F5 | Commercial | School (ID) | Existing | Miscellaneous | Natural Gas | Pool Heater | E5 | RIM BC Ratio | 0 | 0 | 0 | 0 | 0 | 0 | 0 | 0 | 0 | 0 | 0 | 0 | 0 | 0 | 0 | 0 | 0 | 0 | 0 | 0 | 0 | 0 | 0 | 0 | 0 | 0 | 0
F5_Commercial_School (ID)_Existing_Miscellaneous_Natural Gas_Pool Heater_E6 | F5 | Commercial | School (ID) | Existing | Miscellaneous | Natural Gas | Pool Heater | E6 | RIM BC Ratio | 0 | 0 | 0 | 0 | 0 | 0 | 0 | 0 | 0 | 0 | 0 | 0 | 0 | 0 | 0 | 0 | 0 | 0 | 0 | 0 | 0 | 0 | 0 | 0 | 0 | 0 | 0
F5_Commercial_School (ID)_Existing_Miscellaneous_Natural Gas_Pool Heater_E7 | F5 | Commercial | School (ID) | Existing | Miscellaneous | Natural Gas | Pool Heater | E7 | RIM BC Ratio | 0 | 0 | 0 | 0 | 0 | 0 | 0 | 0 | 0 | 0 | 0 | 0 | 0 | 0 | 0 | 0 | 0 | 0 | 0 | 0 | 0 | 0 | 0 | 0 | 0 | 0 | 0
F5_Commercial_School (ID)_Existing_Miscellaneous_Natural Gas_Pool Heater_E8 | F5 | Commercial | School (ID) | Existing | Miscellaneous | Natural Gas | Pool Heater | E8 | RIM BC Ratio | 0 | 0 | 0 | 0 | 0 | 0 | 0 | 0 | 0 | 0 | 0 | 0 | 0 | 0 | 0 | 0 | 0 | 0 | 0 | 0 | 0 | 0 | 0 | 0 | 0 | 0 | 0
F5_Commercial_School (ID)_Existing_Miscellaneous_Natural Gas_Pool Heater_E9 | F5 | Commercial | School (ID) | Existing | Miscellaneous | Natural Gas | Pool Heater | E9 | RIM BC Ratio | 0 | 0 | 0 | 0 | 0 | 0 | 0 | 0 | 0 | 0 | 0 | 0 | 0 | 0 | 0 | 0 | 0 | 0 | 0 | 0 | 0 | 0 | 0 | 0 | 0 | 0 | 0
F5_Commercial_School (ID)_Existing_Miscellaneous_Natural Gas_Pool Heater_E10 | F5 | Commercial | School (ID) | Existing | Miscellaneous | Natural Gas | Pool Heater | E10 | RIM BC Ratio | 0 | 0 | 0 | 0 | 0 | 0 | 0 | 0 | 0 | 0 | 0 | 0 | 0 | 0 | 0 | 0 | 0 | 0 | 0 | 0 | 0 | 0 | 0 | 0 | 0 | 0 | 0
F0_Commercial_School (ID)_Existing_Miscellaneous_Natural Gas_Miscellaneous_E0 | F0 | Commercial | School (ID) | Existing | Miscellaneous | Natural Gas | Miscellaneous | E0 | Economic Unit | Standard | Standard | Standard | Standard | Standard | Standard | Standard | Standard | Standard | Standard | Standard | Standard | Standard | Standard | Standard | Standard | Standard | Standard | Standard | Standard | Standard | Standard | Standard | Standard | Standard | Standard | Standard
F1_Commercial_School (ID)_Existing_Miscellaneous_Natural Gas_Miscellaneous_E1 | F1 | Commercial | School (ID) | Existing | Miscellaneous | Natural Gas | Miscellaneous | E1 | CCE | 0 | 0 | 0 | 0 | 0 | 0 | 0 | 0 | 0 | 0 | 0 | 0 | 0 | 0 | 0 | 0 | 0 | 0 | 0 | 0 | 0 | 0 | 0 | 0 | 0 | 0 | 0
F1_Commercial_School (ID)_Existing_Miscellaneous_Natural Gas_Miscellaneous_E2 | F1 | Commercial | School (ID) | Existing | Miscellaneous | Natural Gas | Miscellaneous | E2 | CCE | 0 | 0 | 0 | 0 | 0 | 0 | 0 | 0 | 0 | 0 | 0 | 0 | 0 | 0 | 0 | 0 | 0 | 0 | 0 | 0 | 0 | 0 | 0 | 0 | 0 | 0 | 0
F1_Commercial_School (ID)_Existing_Miscellaneous_Natural Gas_Miscellaneous_E3 | F1 | Commercial | School (ID) | Existing | Miscellaneous | Natural Gas | Miscellaneous | E3 | CCE | 0 | 0 | 0 | 0 | 0 | 0 | 0 | 0 | 0 | 0 | 0 | 0 | 0 | 0 | 0 | 0 | 0 | 0 | 0 | 0 | 0 | 0 | 0 | 0 | 0 | 0 | 0
F1_Commercial_School (ID)_Existing_Miscellaneous_Natural Gas_Miscellaneous_E4 | F1 | Commercial | School (ID) | Existing | Miscellaneous | Natural Gas | Miscellaneous | E4 | CCE | 0 | 0 | 0 | 0 | 0 | 0 | 0 | 0 | 0 | 0 | 0 | 0 | 0 | 0 | 0 | 0 | 0 | 0 | 0 | 0 | 0 | 0 | 0 | 0 | 0 | 0 | 0
F1_Commercial_School (ID)_Existing_Miscellaneous_Natural Gas_Miscellaneous_E5 | F1 | Commercial | School (ID) | Existing | Miscellaneous | Natural Gas | Miscellaneous | E5 | CCE | 0 | 0 | 0 | 0 | 0 | 0 | 0 | 0 | 0 | 0 | 0 | 0 | 0 | 0 | 0 | 0 | 0 | 0 | 0 | 0 | 0 | 0 | 0 | 0 | 0 | 0 | 0
F1_Commercial_School (ID)_Existing_Miscellaneous_Natural Gas_Miscellaneous_E6 | F1 | Commercial | School (ID) | Existing | Miscellaneous | Natural Gas | Miscellaneous | E6 | CCE | 0 | 0 | 0 | 0 | 0 | 0 | 0 | 0 | 0 | 0 | 0 | 0 | 0 | 0 | 0 | 0 | 0 | 0 | 0 | 0 | 0 | 0 | 0 | 0 | 0 | 0 | 0
F1_Commercial_School (ID)_Existing_Miscellaneous_Natural Gas_Miscellaneous_E7 | F1 | Commercial | School (ID) | Existing | Miscellaneous | Natural Gas | Miscellaneous | E7 | CCE | 0 | 0 | 0 | 0 | 0 | 0 | 0 | 0 | 0 | 0 | 0 | 0 | 0 | 0 | 0 | 0 | 0 | 0 | 0 | 0 | 0 | 0 | 0 | 0 | 0 | 0 | 0
F1_Commercial_School (ID)_Existing_Miscellaneous_Natural Gas_Miscellaneous_E8 | F1 | Commercial | School (ID) | Existing | Miscellaneous | Natural Gas | Miscellaneous | E8 | CCE | 0 | 0 | 0 | 0 | 0 | 0 | 0 | 0 | 0 | 0 | 0 | 0 | 0 | 0 | 0 | 0 | 0 | 0 | 0 | 0 | 0 | 0 | 0 | 0 | 0 | 0 | 0
F1_Commercial_School (ID)_Existing_Miscellaneous_Natural Gas_Miscellaneous_E9 | F1 | Commercial | School (ID) | Existing | Miscellaneous | Natural Gas | Miscellaneous | E9 | CCE | 0 | 0 | 0 | 0 | 0 | 0 | 0 | 0 | 0 | 0 | 0 | 0 | 0 | 0 | 0 | 0 | 0 | 0 | 0 | 0 | 0 | 0 | 0 | 0 | 0 | 0 | 0
F1_Commercial_School (ID)_Existing_Miscellaneous_Natural Gas_Miscellaneous_E10 | F1 | Commercial | School (ID) | Existing | Miscellaneous | Natural Gas | Miscellaneous | E10 | CCE | 0 | 0 | 0 | 0 | 0 | 0 | 0 | 0 | 0 | 0 | 0 | 0 | 0 | 0 | 0 | 0 | 0 | 0 | 0 | 0 | 0 | 0 | 0 | 0 | 0 | 0 | 0
F2_Commercial_School (ID)_Existing_Miscellaneous_Natural Gas_Miscellaneous_E1 | F2 | Commercial | School (ID) | Existing | Miscellaneous | Natural Gas | Miscellaneous | E1 | TRC BC Ratio | [24 empty] | 1 | 1 | 1 | bar: 2019 to 2042
F2_Commercial_School (ID)_Existing_Miscellaneous_Natural Gas_Miscellaneous_E2 | F2 | Commercial | School (ID) | Existing | Miscellaneous | Natural Gas | Miscellaneous | E2 | TRC BC Ratio | 0 | 0 | 0 | 0 | 0 | 0 | 0 | 0 | 0 | 0 | 0 | 0 | 0 | 0 | 0 | 0 | 0 | 0 | 0 | 0 | 0 | 0 | 0 | 0 | 0 | 0 | 0
F2_Commercial_School (ID)_Existing_Miscellaneous_Natural Gas_Miscellaneous_E3 | F2 | Commercial | School (ID) | Existing | Miscellaneous | Natural Gas | Miscellaneous | E3 | TRC BC Ratio | 0 | 0 | 0 | 0 | 0 | 0 | 0 | 0 | 0 | 0 | 0 | 0 | 0 | 0 | 0 | 0 | 0 | 0 | 0 | 0 | 0 | 0 | 0 | 0 | 0 | 0 | 0
F2_Commercial_School (ID)_Existing_Miscellaneous_Natural Gas_Miscellaneous_E4 | F2 | Commercial | School (ID) | Existing | Miscellaneous | Natural Gas | Miscellaneous | E4 | TRC BC Ratio | 0 | 0 | 0 | 0 | 0 | 0 | 0 | 0 | 0 | 0 | 0 | 0 | 0 | 0 | 0 | 0 | 0 | 0 | 0 | 0 | 0 | 0 | 0 | 0 | 0 | 0 | 0
F2_Commercial_School (ID)_Existing_Miscellaneous_Natural Gas_Miscellaneous_E5 | F2 | Commercial | School (ID) | Existing | Miscellaneous | Natural Gas | Miscellaneous | E5 | TRC BC Ratio | 0 | 0 | 0 | 0 | 0 | 0 | 0 | 0 | 0 | 0 | 0 | 0 | 0 | 0 | 0 | 0 | 0 | 0 | 0 | 0 | 0 | 0 | 0 | 0 | 0 | 0 | 0
F2_Commercial_School (ID)_Existing_Miscellaneous_Natural Gas_Miscellaneous_E6 | F2 | Commercial | School (ID) | Existing | Miscellaneous | Natural Gas | Miscellaneous | E6 | TRC BC Ratio | 0 | 0 | 0 | 0 | 0 | 0 | 0 | 0 | 0 | 0 | 0 | 0 | 0 | 0 | 0 | 0 | 0 | 0 | 0 | 0 | 0 | 0 | 0 | 0 | 0 | 0 | 0
F2_Commercial_School (ID)_Existing_Miscellaneous_Natural Gas_Miscellaneous_E7 | F2 | Commercial | School (ID) | Existing | Miscellaneous | Natural Gas | Miscellaneous | E7 | TRC BC Ratio | 0 | 0 | 0 | 0 | 0 | 0 | 0 | 0 | 0 | 0 | 0 | 0 | 0 | 0 | 0 | 0 | 0 | 0 | 0 | 0 | 0 | 0 | 0 | 0 | 0 | 0 | 0
F2_Commercial_School (ID)_Existing_Miscellaneous_Natural Gas_Miscellaneous_E8 | F2 | Commercial | School (ID) | Existing | Miscellaneous | Natural Gas | Miscellaneous | E8 | TRC BC Ratio | 0 | 0 | 0 | 0 | 0 | 0 | 0 | 0 | 0 | 0 | 0 | 0 | 0 | 0 | 0 | 0 | 0 | 0 | 0 | 0 | 0 | 0 | 0 | 0 | 0 | 0 | 0
F2_Commercial_School (ID)_Existing_Miscellaneous_Natural Gas_Miscellaneous_E9 | F2 | Commercial | School (ID) | Existing | Miscellaneous | Natural Gas | Miscellaneous | E9 | TRC BC Ratio | 0 | 0 | 0 | 0 | 0 | 0 | 0 | 0 | 0 | 0 | 0 | 0 | 0 | 0 | 0 | 0 | 0 | 0 | 0 | 0 | 0 | 0 | 0 | 0 | 0 | 0 | 0
F2_Commercial_School (ID)_Existing_Miscellaneous_Natural Gas_Miscellaneous_E10 | F2 | Commercial | School (ID) | Existing | Miscellaneous | Natural Gas | Miscellaneous | E10 | TRC BC Ratio | 0 | 0 | 0 | 0 | 0 | 0 | 0 | 0 | 0 | 0 | 0 | 0 | 0 | 0 | 0 | 0 | 0 | 0 | 0 | 0 | 0 | 0 | 0 | 0 | 0 | 0 | 0
F3_Commercial_School (ID)_Existing_Miscellaneous_Natural Gas_Miscellaneous_E1 | F3 | Commercial | School (ID) | Existing | Miscellaneous | Natural Gas | Miscellaneous | E1 | PACT BC Ratio | [24 empty] | 1 | 1 | 1 | bar: 2019 to 2042
F3_Commercial_School (ID)_Existing_Miscellaneous_Natural Gas_Miscellaneous_E2 | F3 | Commercial | School (ID) | Existing | Miscellaneous | Natural Gas | Miscellaneous | E2 | PACT BC Ratio | 0 | 0 | 0 | 0 | 0 | 0 | 0 | 0 | 0 | 0 | 0 | 0 | 0 | 0 | 0 | 0 | 0 | 0 | 0 | 0 | 0 | 0 | 0 | 0 | 0 | 0 | 0
F3_Commercial_School (ID)_Existing_Miscellaneous_Natural Gas_Miscellaneous_E3 | F3 | Commercial | School (ID) | Existing | Miscellaneous | Natural Gas | Miscellaneous | E3 | PACT BC Ratio | 0 | 0 | 0 | 0 | 0 | 0 | 0 | 0 | 0 | 0 | 0 | 0 | 0 | 0 | 0 | 0 | 0 | 0 | 0 | 0 | 0 | 0 | 0 | 0 | 0 | 0 | 0
F3_Commercial_School (ID)_Existing_Miscellaneous_Natural Gas_Miscellaneous_E4 | F3 | Commercial | School (ID) | Existing | Miscellaneous | Natural Gas | Miscellaneous | E4 | PACT BC Ratio | 0 | 0 | 0 | 0 | 0 | 0 | 0 | 0 | 0 | 0 | 0 | 0 | 0 | 0 | 0 | 0 | 0 | 0 | 0 | 0 | 0 | 0 | 0 | 0 | 0 | 0 | 0
F3_Commercial_School (ID)_Existing_Miscellaneous_Natural Gas_Miscellaneous_E5 | F3 | Commercial | School (ID) | Existing | Miscellaneous | Natural Gas | Miscellaneous | E5 | PACT BC Ratio | 0 | 0 | 0 | 0 | 0 | 0 | 0 | 0 | 0 | 0 | 0 | 0 | 0 | 0 | 0 | 0 | 0 | 0 | 0 | 0 | 0 | 0 | 0 | 0 | 0 | 0 | 0
F3_Commercial_School (ID)_Existing_Miscellaneous_Natural Gas_Miscellaneous_E6 | F3 | Commercial | School (ID) | Existing | Miscellaneous | Natural Gas | Miscellaneous | E6 | PACT BC Ratio | 0 | 0 | 0 | 0 | 0 | 0 | 0 | 0 | 0 | 0 | 0 | 0 | 0 | 0 | 0 | 0 | 0 | 0 | 0 | 0 | 0 | 0 | 0 | 0 | 0 | 0 | 0
F3_Commercial_School (ID)_Existing_Miscellaneous_Natural Gas_Miscellaneous_E7 | F3 | Commercial | School (ID) | Existing | Miscellaneous | Natural Gas | Miscellaneous | E7 | PACT BC Ratio | 0 | 0 | 0 | 0 | 0 | 0 | 0 | 0 | 0 | 0 | 0 | 0 | 0 | 0 | 0 | 0 | 0 | 0 | 0 | 0 | 0 | 0 | 0 | 0 | 0 | 0 | 0
F3_Commercial_School (ID)_Existing_Miscellaneous_Natural Gas_Miscellaneous_E8 | F3 | Commercial | School (ID) | Existing | Miscellaneous | Natural Gas | Miscellaneous | E8 | PACT BC Ratio | 0 | 0 | 0 | 0 | 0 | 0 | 0 | 0 | 0 | 0 | 0 | 0 | 0 | 0 | 0 | 0 | 0 | 0 | 0 | 0 | 0 | 0 | 0 | 0 | 0 | 0 | 0
F3_Commercial_School (ID)_Existing_Miscellaneous_Natural Gas_Miscellaneous_E9 | F3 | Commercial | School (ID) | Existing | Miscellaneous | Natural Gas | Miscellaneous | E9 | PACT BC Ratio | 0 | 0 | 0 | 0 | 0 | 0 | 0 | 0 | 0 | 0 | 0 | 0 | 0 | 0 | 0 | 0 | 0 | 0 | 0 | 0 | 0 | 0 | 0 | 0 | 0 | 0 | 0
F3_Commercial_School (ID)_Existing_Miscellaneous_Natural Gas_Miscellaneous_E10 | F3 | Commercial | School (ID) | Existing | Miscellaneous | Natural Gas | Miscellaneous | E10 | PACT BC Ratio | 0 | 0 | 0 | 0 | 0 | 0 | 0 | 0 | 0 | 0 | 0 | 0 | 0 | 0 | 0 | 0 | 0 | 0 | 0 | 0 | 0 | 0 | 0 | 0 | 0 | 0 | 0
F4_Commercial_School (ID)_Existing_Miscellaneous_Natural Gas_Miscellaneous_E1 | F4 | Commercial | School (ID) | Existing | Miscellaneous | Natural Gas | Miscellaneous | E1 | RVT BC Ratio | [24 empty] | 1 | 1 | 1 | bar: 2019 to 2042
F4_Commercial_School (ID)_Existing_Miscellaneous_Natural Gas_Miscellaneous_E2 | F4 | Commercial | School (ID) | Existing | Miscellaneous | Natural Gas | Miscellaneous | E2 | RVT BC Ratio | 0 | 0 | 0 | 0 | 0 | 0 | 0 | 0 | 0 | 0 | 0 | 0 | 0 | 0 | 0 | 0 | 0 | 0 | 0 | 0 | 0 | 0 | 0 | 0 | 0 | 0 | 0
F4_Commercial_School (ID)_Existing_Miscellaneous_Natural Gas_Miscellaneous_E3 | F4 | Commercial | School (ID) | Existing | Miscellaneous | Natural Gas | Miscellaneous | E3 | RVT BC Ratio | 0 | 0 | 0 | 0 | 0 | 0 | 0 | 0 | 0 | 0 | 0 | 0 | 0 | 0 | 0 | 0 | 0 | 0 | 0 | 0 | 0 | 0 | 0 | 0 | 0 | 0 | 0
F4_Commercial_School (ID)_Existing_Miscellaneous_Natural Gas_Miscellaneous_E4 | F4 | Commercial | School (ID) | Existing | Miscellaneous | Natural Gas | Miscellaneous | E4 | RVT BC Ratio | 0 | 0 | 0 | 0 | 0 | 0 | 0 | 0 | 0 | 0 | 0 | 0 | 0 | 0 | 0 | 0 | 0 | 0 | 0 | 0 | 0 | 0 | 0 | 0 | 0 | 0 | 0
F4_Commercial_School (ID)_Existing_Miscellaneous_Natural Gas_Miscellaneous_E5 | F4 | Commercial | School (ID) | Existing | Miscellaneous | Natural Gas | Miscellaneous | E5 | RVT BC Ratio | 0 | 0 | 0 | 0 | 0 | 0 | 0 | 0 | 0 | 0 | 0 | 0 | 0 | 0 | 0 | 0 | 0 | 0 | 0 | 0 | 0 | 0 | 0 | 0 | 0 | 0 | 0
F4_Commercial_School (ID)_Existing_Miscellaneous_Natural Gas_Miscellaneous_E6 | F4 | Commercial | School (ID) | Existing | Miscellaneous | Natural Gas | Miscellaneous | E6 | RVT BC Ratio | 0 | 0 | 0 | 0 | 0 | 0 | 0 | 0 | 0 | 0 | 0 | 0 | 0 | 0 | 0 | 0 | 0 | 0 | 0 | 0 | 0 | 0 | 0 | 0 | 0 | 0 | 0
F4_Commercial_School (ID)_Existing_Miscellaneous_Natural Gas_Miscellaneous_E7 | F4 | Commercial | School (ID) | Existing | Miscellaneous | Natural Gas | Miscellaneous | E7 | RVT BC Ratio | 0 | 0 | 0 | 0 | 0 | 0 | 0 | 0 | 0 | 0 | 0 | 0 | 0 | 0 | 0 | 0 | 0 | 0 | 0 | 0 | 0 | 0 | 0 | 0 | 0 | 0 | 0
F4_Commercial_School (ID)_Existing_Miscellaneous_Natural Gas_Miscellaneous_E8 | F4 | Commercial | School (ID) | Existing | Miscellaneous | Natural Gas | Miscellaneous | E8 | RVT BC Ratio | 0 | 0 | 0 | 0 | 0 | 0 | 0 | 0 | 0 | 0 | 0 | 0 | 0 | 0 | 0 | 0 | 0 | 0 | 0 | 0 | 0 | 0 | 0 | 0 | 0 | 0 | 0
F4_Commercial_School (ID)_Existing_Miscellaneous_Natural Gas_Miscellaneous_E9 | F4 | Commercial | School (ID) | Existing | Miscellaneous | Natural Gas | Miscellaneous | E9 | RVT BC Ratio | 0 | 0 | 0 | 0 | 0 | 0 | 0 | 0 | 0 | 0 | 0 | 0 | 0 | 0 | 0 | 0 | 0 | 0 | 0 | 0 | 0 | 0 | 0 | 0 | 0 | 0 | 0
F4_Commercial_School (ID)_Existing_Miscellaneous_Natural Gas_Miscellaneous_E10 | F4 | Commercial | School (ID) | Existing | Miscellaneous | Natural Gas | Miscellaneous | E10 | RVT BC Ratio | 0 | 0 | 0 | 0 | 0 | 0 | 0 | 0 | 0 | 0 | 0 | 0 | 0 | 0 | 0 | 0 | 0 | 0 | 0 | 0 | 0 | 0 | 0 | 0 | 0 | 0 | 0
F5_Commercial_School (ID)_Existing_Miscellaneous_Natural Gas_Miscellaneous_E1 | F5 | Commercial | School (ID) | Existing | Miscellaneous | Natural Gas | Miscellaneous | E1 | RIM BC Ratio | [24 empty] | 1 | 1 | 1 | bar: 2019 to 2042
F5_Commercial_School (ID)_Existing_Miscellaneous_Natural Gas_Miscellaneous_E2 | F5 | Commercial | School (ID) | Existing | Miscellaneous | Natural Gas | Miscellaneous | E2 | RIM BC Ratio | 0 | 0 | 0 | 0 | 0 | 0 | 0 | 0 | 0 | 0 | 0 | 0 | 0 | 0 | 0 | 0 | 0 | 0 | 0 | 0 | 0 | 0 | 0 | 0 | 0 | 0 | 0
F5_Commercial_School (ID)_Existing_Miscellaneous_Natural Gas_Miscellaneous_E3 | F5 | Commercial | School (ID) | Existing | Miscellaneous | Natural Gas | Miscellaneous | E3 | RIM BC Ratio | 0 | 0 | 0 | 0 | 0 | 0 | 0 | 0 | 0 | 0 | 0 | 0 | 0 | 0 | 0 | 0 | 0 | 0 | 0 | 0 | 0 | 0 | 0 | 0 | 0 | 0 | 0
F5_Commercial_School (ID)_Existing_Miscellaneous_Natural Gas_Miscellaneous_E4 | F5 | Commercial | School (ID) | Existing | Miscellaneous | Natural Gas | Miscellaneous | E4 | RIM BC Ratio | 0 | 0 | 0 | 0 | 0 | 0 | 0 | 0 | 0 | 0 | 0 | 0 | 0 | 0 | 0 | 0 | 0 | 0 | 0 | 0 | 0 | 0 | 0 | 0 | 0 | 0 | 0
F5_Commercial_School (ID)_Existing_Miscellaneous_Natural Gas_Miscellaneous_E5 | F5 | Commercial | School (ID) | Existing | Miscellaneous | Natural Gas | Miscellaneous | E5 | RIM BC Ratio | 0 | 0 | 0 | 0 | 0 | 0 | 0 | 0 | 0 | 0 | 0 | 0 | 0 | 0 | 0 | 0 | 0 | 0 | 0 | 0 | 0 | 0 | 0 | 0 | 0 | 0 | 0
F5_Commercial_School (ID)_Existing_Miscellaneous_Natural Gas_Miscellaneous_E6 | F5 | Commercial | School (ID) | Existing | Miscellaneous | Natural Gas | Miscellaneous | E6 | RIM BC Ratio | 0 | 0 | 0 | 0 | 0 | 0 | 0 | 0 | 0 | 0 | 0 | 0 | 0 | 0 | 0 | 0 | 0 | 0 | 0 | 0 | 0 | 0 | 0 | 0 | 0 | 0 | 0
F5_Commercial_School (ID)_Existing_Miscellaneous_Natural Gas_Miscellaneous_E7 | F5 | Commercial | School (ID) | Existing | Miscellaneous | Natural Gas | Miscellaneous | E7 | RIM BC Ratio | 0 | 0 | 0 | 0 | 0 | 0 | 0 | 0 | 0 | 0 | 0 | 0 | 0 | 0 | 0 | 0 | 0 | 0 | 0 | 0 | 0 | 0 | 0 | 0 | 0 | 0 | 0
F5_Commercial_School (ID)_Existing_Miscellaneous_Natural Gas_Miscellaneous_E8 | F5 | Commercial | School (ID) | Existing | Miscellaneous | Natural Gas | Miscellaneous | E8 | RIM BC Ratio | 0 | 0 | 0 | 0 | 0 | 0 | 0 | 0 | 0 | 0 | 0 | 0 | 0 | 0 | 0 | 0 | 0 | 0 | 0 | 0 | 0 | 0 | 0 | 0 | 0 | 0 | 0
F5_Commercial_School (ID)_Existing_Miscellaneous_Natural Gas_Miscellaneous_E9 | F5 | Commercial | School (ID) | Existing | Miscellaneous | Natural Gas | Miscellaneous | E9 | RIM BC Ratio | 0 | 0 | 0 | 0 | 0 | 0 | 0 | 0 | 0 | 0 | 0 | 0 | 0 | 0 | 0 | 0 | 0 | 0 | 0 | 0 | 0 | 0 | 0 | 0 | 0 | 0 | 0
F5_Commercial_School (ID)_Existing_Miscellaneous_Natural Gas_Miscellaneous_E10 | F5 | Commercial | School (ID) | Existing | Miscellaneous | Natural Gas | Miscellaneous | E10 | RIM BC Ratio | 0 | 0 | 0 | 0 | 0 | 0 | 0 | 0 | 0 | 0 | 0 | 0 | 0 | 0 | 0 | 0 | 0 | 0 | 0 | 0 | 0 | 0 | 0 | 0 | 0 | 0 | 0
F0_Commercial_School (ID)_New_Space Heating_Natural Gas_Furnace_E0 | F0 | Commercial | School (ID) | New | Space Heating | Natural Gas | Furnace | E0 | Economic Unit | AFUE 80% (Standard) | AFUE 80% (Standard) | AFUE 80% (Standard) | AFUE 80% (Standard) | AFUE 80% (Standard) | AFUE 80% (Standard) | AFUE 80% (Standard) | AFUE 80% (Standard) | AFUE 80% (Standard) | AFUE 80% (Standard) | AFUE 80% (Standard) | AFUE 80% (Standard) | AFUE 80% (Standard) | AFUE 80% (Standard) | AFUE 80% (Standard) | AFUE 80% (Standard) | AFUE 80% (Standard) | AFUE 80% (Standard) | AFUE 80% (Standard) | AFUE 80% (Standard) | AFUE 80% (Standard) | AFUE 80% (Standard) | AFUE 80% (Standard) | AFUE 80% (Standard) | AFUE 80% (Standard) | AFUE 80% (Standard) | AFUE 80% (Standard)
F1_Commercial_School (ID)_New_Space Heating_Natural Gas_Furnace_E1 | F1 | Commercial | School (ID) | New | Space Heating | Natural Gas | Furnace | E1 | CCE | 0 | 0 | 0 | 0 | 0 | 0 | 0 | 0 | 0 | 0 | 0 | 0 | 0 | 0 | 0 | 0 | 0 | 0 | 0 | 0 | 0 | 0 | 0 | 0 | 0 | 0 | 0
F1_Commercial_School (ID)_New_Space Heating_Natural Gas_Furnace_E2 | F1 | Commercial | School (ID) | New | Space Heating | Natural Gas | Furnace | E2 | CCE | 0.1228 | 0.12744 | 0.12744 | 0.12744 | 0.12744 | 0.12744 | 0.12744 | 0.12744 | 0.12744 | 0.12744 | 0.12744 | 0.12744 | 0.12744 | 0.12744 | 0.12744 | 0.12744 | 0.12744 | 0.12744 | 0.12744 | 0.12744 | 0.12744 | 0.12744 | 0.12744 | 0.12744 | 0.12744 | 0.12744 | 0.12744
F1_Commercial_School (ID)_New_Space Heating_Natural Gas_Furnace_E3 | F1 | Commercial | School (ID) | New | Space Heating | Natural Gas | Furnace | E3 | CCE | 0.018331 | 0.019023 | 0.019023 | 0.019023 | 0.019023 | 0.019023 | 0.019023 | 0.019023 | 0.019023 | 0.019023 | 0.019023 | 0.019023 | 0.019023 | 0.019023 | 0.019023 | 0.019023 | 0.019023 | 0.019023 | 0.019023 | 0.019023 | 0.019023 | 0.019023 | 0.019023 | 0.019023 | 0.019023 | 0.019023 | 0.019023
F1_Commercial_School (ID)_New_Space Heating_Natural Gas_Furnace_E4 | F1 | Commercial | School (ID) | New | Space Heating | Natural Gas | Furnace | E4 | CCE | 0 | 0 | 0 | 0 | 0 | 0 | 0 | 0 | 0 | 0 | 0 | 0 | 0 | 0 | 0 | 0 | 0 | 0 | 0 | 0 | 0 | 0 | 0 | 0 | 0 | 0 | 0
F1_Commercial_School (ID)_New_Space Heating_Natural Gas_Furnace_E5 | F1 | Commercial | School (ID) | New | Space Heating | Natural Gas | Furnace | E5 | CCE | 0 | 0 | 0 | 0 | 0 | 0 | 0 | 0 | 0 | 0 | 0 | 0 | 0 | 0 | 0 | 0 | 0 | 0 | 0 | 0 | 0 | 0 | 0 | 0 | 0 | 0 | 0
F1_Commercial_School (ID)_New_Space Heating_Natural Gas_Furnace_E6 | F1 | Commercial | School (ID) | New | Space Heating | Natural Gas | Furnace | E6 | CCE | 0 | 0 | 0 | 0 | 0 | 0 | 0 | 0 | 0 | 0 | 0 | 0 | 0 | 0 | 0 | 0 | 0 | 0 | 0 | 0 | 0 | 0 | 0 | 0 | 0 | 0 | 0
F1_Commercial_School (ID)_New_Space Heating_Natural Gas_Furnace_E7 | F1 | Commercial | School (ID) | New | Space Heating | Natural Gas | Furnace | E7 | CCE | 0 | 0 | 0 | 0 | 0 | 0 | 0 | 0 | 0 | 0 | 0 | 0 | 0 | 0 | 0 | 0 | 0 | 0 | 0 | 0 | 0 | 0 | 0 | 0 | 0 | 0 | 0
F1_Commercial_School (ID)_New_Space Heating_Natural Gas_Furnace_E8 | F1 | Commercial | School (ID) | New | Space Heating | Natural Gas | Furnace | E8 | CCE | 0 | 0 | 0 | 0 | 0 | 0 | 0 | 0 | 0 | 0 | 0 | 0 | 0 | 0 | 0 | 0 | 0 | 0 | 0 | 0 | 0 | 0 | 0 | 0 | 0 | 0 | 0
F1_Commercial_School (ID)_New_Space Heating_Natural Gas_Furnace_E9 | F1 | Commercial | School (ID) | New | Space Heating | Natural Gas | Furnace | E9 | CCE | 0 | 0 | 0 | 0 | 0 | 0 | 0 | 0 | 0 | 0 | 0 | 0 | 0 | 0 | 0 | 0 | 0 | 0 | 0 | 0 | 0 | 0 | 0 | 0 | 0 | 0 | 0
F1_Commercial_School (ID)_New_Space Heating_Natural Gas_Furnace_E10 | F1 | Commercial | School (ID) | New | Space Heating | Natural Gas | Furnace | E10 | CCE | 0 | 0 | 0 | 0 | 0 | 0 | 0 | 0 | 0 | 0 | 0 | 0 | 0 | 0 | 0 | 0 | 0 | 0 | 0 | 0 | 0 | 0 | 0 | 0 | 0 | 0 | 0
F2_Commercial_School (ID)_New_Space Heating_Natural Gas_Furnace_E1 | F2 | Commercial | School (ID) | New | Space Heating | Natural Gas | Furnace | E1 | TRC BC Ratio | [24 empty] | 1 | 1 | 1 | bar: 2019 to 2042
F2_Commercial_School (ID)_New_Space Heating_Natural Gas_Furnace_E2 | F2 | Commercial | School (ID) | New | Space Heating | Natural Gas | Furnace | E2 | TRC BC Ratio | 0.030625 | 0.031071 | 0.031702 | 0.032422 | 0.033239 | 0.034428 | 0.035641 | 0.036929 | 0.038141 | 0.03937 | 0.040446 | 0.041418 | 0.042497 | 0.043616 | 0.044641 | 0.045643 | 0.046561 | 0.04751 | 0.048502 | 0.04952 | 0.050558 | 0.05166 | 0.052968 | 0.054092 | 0.05524 | 0.056413 | 0.05761
F2_Commercial_School (ID)_New_Space Heating_Natural Gas_Furnace_E3 | F2 | Commercial | School (ID) | New | Space Heating | Natural Gas | Furnace | E3 | TRC BC Ratio | 0.20516 | 0.20814 | 0.21237 | 0.2172 | 0.22267 | 0.23063 | 0.23876 | 0.24739 | 0.25551 | 0.26374 | 0.27095 | 0.27746 | 0.28469 | 0.29219 | 0.29905 | 0.30577 | 0.31192 | 0.31827 | 0.32492 | 0.33174 | 0.33869 | 0.34608 | 0.35484 | 0.36237 | 0.37006 | 0.37791 | 0.38593
F2_Commercial_School (ID)_New_Space Heating_Natural Gas_Furnace_E4 | F2 | Commercial | School (ID) | New | Space Heating | Natural Gas | Furnace | E4 | TRC BC Ratio | 0 | 0 | 0 | 0 | 0 | 0 | 0 | 0 | 0 | 0 | 0 | 0 | 0 | 0 | 0 | 0 | 0 | 0 | 0 | 0 | 0 | 0 | 0 | 0 | 0 | 0 | 0
F2_Commercial_School (ID)_New_Space Heating_Natural Gas_Furnace_E5 | F2 | Commercial | School (ID) | New | Space Heating | Natural Gas | Furnace | E5 | TRC BC Ratio | 0 | 0 | 0 | 0 | 0 | 0 | 0 | 0 | 0 | 0 | 0 | 0 | 0 | 0 | 0 | 0 | 0 | 0 | 0 | 0 | 0 | 0 | 0 | 0 | 0 | 0 | 0
F2_Commercial_School (ID)_New_Space Heating_Natural Gas_Furnace_E6 | F2 | Commercial | School (ID) | New | Space Heating | Natural Gas | Furnace | E6 | TRC BC Ratio | 0 | 0 | 0 | 0 | 0 | 0 | 0 | 0 | 0 | 0 | 0 | 0 | 0 | 0 | 0 | 0 | 0 | 0 | 0 | 0 | 0 | 0 | 0 | 0 | 0 | 0 | 0
F2_Commercial_School (ID)_New_Space Heating_Natural Gas_Furnace_E7 | F2 | Commercial | School (ID) | New | Space Heating | Natural Gas | Furnace | E7 | TRC BC Ratio | 0 | 0 | 0 | 0 | 0 | 0 | 0 | 0 | 0 | 0 | 0 | 0 | 0 | 0 | 0 | 0 | 0 | 0 | 0 | 0 | 0 | 0 | 0 | 0 | 0 | 0 | 0
F2_Commercial_School (ID)_New_Space Heating_Natural Gas_Furnace_E8 | F2 | Commercial | School (ID) | New | Space Heating | Natural Gas | Furnace | E8 | TRC BC Ratio | 0 | 0 | 0 | 0 | 0 | 0 | 0 | 0 | 0 | 0 | 0 | 0 | 0 | 0 | 0 | 0 | 0 | 0 | 0 | 0 | 0 | 0 | 0 | 0 | 0 | 0 | 0
F2_Commercial_School (ID)_New_Space Heating_Natural Gas_Furnace_E9 | F2 | Commercial | School (ID) | New | Space Heating | Natural Gas | Furnace | E9 | TRC BC Ratio | 0 | 0 | 0 | 0 | 0 | 0 | 0 | 0 | 0 | 0 | 0 | 0 | 0 | 0 | 0 | 0 | 0 | 0 | 0 | 0 | 0 | 0 | 0 | 0 | 0 | 0 | 0
F2_Commercial_School (ID)_New_Space Heating_Natural Gas_Furnace_E10 | F2 | Commercial | School (ID) | New | Space Heating | Natural Gas | Furnace | E10 | TRC BC Ratio | 0 | 0 | 0 | 0 | 0 | 0 | 0 | 0 | 0 | 0 | 0 | 0 | 0 | 0 | 0 | 0 | 0 | 0 | 0 | 0 | 0 | 0 | 0 | 0 | 0 | 0 | 0
F3_Commercial_School (ID)_New_Space Heating_Natural Gas_Furnace_E1 | F3 | Commercial | School (ID) | New | Space Heating | Natural Gas | Furnace | E1 | PACT BC Ratio | [24 empty] | 1 | 1 | 1 | bar: 2019 to 2042
F3_Commercial_School (ID)_New_Space Heating_Natural Gas_Furnace_E2 | F3 | Commercial | School (ID) | New | Space Heating | Natural Gas | Furnace | E2 | PACT BC Ratio | 0.085779 | 0.087026 | 0.088794 | 0.090811 | 0.093099 | 0.096429 | 0.099828 | 0.10343 | 0.10683 | 0.11027 | 0.11329 | 0.11601 | 0.11903 | 0.12216 | 0.12503 | 0.12784 | 0.13041 | 0.13307 | 0.13585 | 0.1387 | 0.14161 | 0.1447 | 0.14836 | 0.15151 | 0.15472 | 0.15801 | 0.16136
F3_Commercial_School (ID)_New_Space Heating_Natural Gas_Furnace_E3 | F3 | Commercial | School (ID) | New | Space Heating | Natural Gas | Furnace | E3 | PACT BC Ratio | 0.57464 | 0.58299 | 0.59484 | 0.60835 | 0.62368 | 0.64599 | 0.66875 | 0.69292 | 0.71567 | 0.73872 | 0.75891 | 0.77715 | 0.79739 | 0.81839 | 0.83762 | 0.85643 | 0.87366 | 0.89145 | 0.91007 | 0.92918 | 0.94865 | 0.96933 | 0.99386 | 1.015 | 1.0365 | 1.0585 | 1.081
F3_Commercial_School (ID)_New_Space Heating_Natural Gas_Furnace_E4 | F3 | Commercial | School (ID) | New | Space Heating | Natural Gas | Furnace | E4 | PACT BC Ratio | 0 | 0 | 0 | 0 | 0 | 0 | 0 | 0 | 0 | 0 | 0 | 0 | 0 | 0 | 0 | 0 | 0 | 0 | 0 | 0 | 0 | 0 | 0 | 0 | 0 | 0 | 0
F3_Commercial_School (ID)_New_Space Heating_Natural Gas_Furnace_E5 | F3 | Commercial | School (ID) | New | Space Heating | Natural Gas | Furnace | E5 | PACT BC Ratio | 0 | 0 | 0 | 0 | 0 | 0 | 0 | 0 | 0 | 0 | 0 | 0 | 0 | 0 | 0 | 0 | 0 | 0 | 0 | 0 | 0 | 0 | 0 | 0 | 0 | 0 | 0
F3_Commercial_School (ID)_New_Space Heating_Natural Gas_Furnace_E6 | F3 | Commercial | School (ID) | New | Space Heating | Natural Gas | Furnace | E6 | PACT BC Ratio | 0 | 0 | 0 | 0 | 0 | 0 | 0 | 0 | 0 | 0 | 0 | 0 | 0 | 0 | 0 | 0 | 0 | 0 | 0 | 0 | 0 | 0 | 0 | 0 | 0 | 0 | 0
F3_Commercial_School (ID)_New_Space Heating_Natural Gas_Furnace_E7 | F3 | Commercial | School (ID) | New | Space Heating | Natural Gas | Furnace | E7 | PACT BC Ratio | 0 | 0 | 0 | 0 | 0 | 0 | 0 | 0 | 0 | 0 | 0 | 0 | 0 | 0 | 0 | 0 | 0 | 0 | 0 | 0 | 0 | 0 | 0 | 0 | 0 | 0 | 0
F3_Commercial_School (ID)_New_Space Heating_Natural Gas_Furnace_E8 | F3 | Commercial | School (ID) | New | Space Heating | Natural Gas | Furnace | E8 | PACT BC Ratio | 0 | 0 | 0 | 0 | 0 | 0 | 0 | 0 | 0 | 0 | 0 | 0 | 0 | 0 | 0 | 0 | 0 | 0 | 0 | 0 | 0 | 0 | 0 | 0 | 0 | 0 | 0
F3_Commercial_School (ID)_New_Space Heating_Natural Gas_Furnace_E9 | F3 | Commercial | School (ID) | New | Space Heating | Natural Gas | Furnace | E9 | PACT BC Ratio | 0 | 0 | 0 | 0 | 0 | 0 | 0 | 0 | 0 | 0 | 0 | 0 | 0 | 0 | 0 | 0 | 0 | 0 | 0 | 0 | 0 | 0 | 0 | 0 | 0 | 0 | 0
F3_Commercial_School (ID)_New_Space Heating_Natural Gas_Furnace_E10 | F3 | Commercial | School (ID) | New | Space Heating | Natural Gas | Furnace | E10 | PACT BC Ratio | 0 | 0 | 0 | 0 | 0 | 0 | 0 | 0 | 0 | 0 | 0 | 0 | 0 | 0 | 0 | 0 | 0 | 0 | 0 | 0 | 0 | 0 | 0 | 0 | 0 | 0 | 0
F4_Commercial_School (ID)_New_Space Heating_Natural Gas_Furnace_E1 | F4 | Commercial | School (ID) | New | Space Heating | Natural Gas | Furnace | E1 | RVT BC Ratio | [24 empty] | 1 | 1 | 1 | bar: 2019 to 2042
F4_Commercial_School (ID)_New_Space Heating_Natural Gas_Furnace_E2 | F4 | Commercial | School (ID) | New | Space Heating | Natural Gas | Furnace | E2 | RVT BC Ratio | 0.27133 | 0.27169 | 0.27228 | 0.27296 | 0.27375 | 0.27503 | 0.2763 | 0.27763 | 0.27879 | 0.27992 | 0.2812 | 0.28232 | 0.28357 | 0.28485 | 0.28599 | 0.28709 | 0.28806 | 0.28904 | 0.29007 | 0.2911 | 0.29214 | 0.29352 | 0.29517 | 0.29659 | 0.29803 | 0.29951 | 0.30102
F4_Commercial_School (ID)_New_Space Heating_Natural Gas_Furnace_E3 | F4 | Commercial | School (ID) | New | Space Heating | Natural Gas | Furnace | E3 | RVT BC Ratio | 0.5158 | 0.51819 | 0.52216 | 0.52676 | 0.53202 | 0.54059 | 0.5491 | 0.55799 | 0.56579 | 0.57336 | 0.58195 | 0.58944 | 0.59779 | 0.60639 | 0.61404 | 0.62139 | 0.62786 | 0.63447 | 0.64132 | 0.64825 | 0.65518 | 0.66449 | 0.67552 | 0.68501 | 0.69471 | 0.7046 | 0.71471
F4_Commercial_School (ID)_New_Space Heating_Natural Gas_Furnace_E4 | F4 | Commercial | School (ID) | New | Space Heating | Natural Gas | Furnace | E4 | RVT BC Ratio | 0 | 0 | 0 | 0 | 0 | 0 | 0 | 0 | 0 | 0 | 0 | 0 | 0 | 0 | 0 | 0 | 0 | 0 | 0 | 0 | 0 | 0 | 0 | 0 | 0 | 0 | 0
F4_Commercial_School (ID)_New_Space Heating_Natural Gas_Furnace_E5 | F4 | Commercial | School (ID) | New | Space Heating | Natural Gas | Furnace | E5 | RVT BC Ratio | 0 | 0 | 0 | 0 | 0 | 0 | 0 | 0 | 0 | 0 | 0 | 0 | 0 | 0 | 0 | 0 | 0 | 0 | 0 | 0 | 0 | 0 | 0 | 0 | 0 | 0 | 0
F4_Commercial_School (ID)_New_Space Heating_Natural Gas_Furnace_E6 | F4 | Commercial | School (ID) | New | Space Heating | Natural Gas | Furnace | E6 | RVT BC Ratio | 0 | 0 | 0 | 0 | 0 | 0 | 0 | 0 | 0 | 0 | 0 | 0 | 0 | 0 | 0 | 0 | 0 | 0 | 0 | 0 | 0 | 0 | 0 | 0 | 0 | 0 | 0
F4_Commercial_School (ID)_New_Space Heating_Natural Gas_Furnace_E7 | F4 | Commercial | School (ID) | New | Space Heating | Natural Gas | Furnace | E7 | RVT BC Ratio | 0 | 0 | 0 | 0 | 0 | 0 | 0 | 0 | 0 | 0 | 0 | 0 | 0 | 0 | 0 | 0 | 0 | 0 | 0 | 0 | 0 | 0 | 0 | 0 | 0 | 0 | 0
F4_Commercial_School (ID)_New_Space Heating_Natural Gas_Furnace_E8 | F4 | Commercial | School (ID) | New | Space Heating | Natural Gas | Furnace | E8 | RVT BC Ratio | 0 | 0 | 0 | 0 | 0 | 0 | 0 | 0 | 0 | 0 | 0 | 0 | 0 | 0 | 0 | 0 | 0 | 0 | 0 | 0 | 0 | 0 | 0 | 0 | 0 | 0 | 0
F4_Commercial_School (ID)_New_Space Heating_Natural Gas_Furnace_E9 | F4 | Commercial | School (ID) | New | Space Heating | Natural Gas | Furnace | E9 | RVT BC Ratio | 0 | 0 | 0 | 0 | 0 | 0 | 0 | 0 | 0 | 0 | 0 | 0 | 0 | 0 | 0 | 0 | 0 | 0 | 0 | 0 | 0 | 0 | 0 | 0 | 0 | 0 | 0
F4_Commercial_School (ID)_New_Space Heating_Natural Gas_Furnace_E10 | F4 | Commercial | School (ID) | New | Space Heating | Natural Gas | Furnace | E10 | RVT BC Ratio | 0 | 0 | 0 | 0 | 0 | 0 | 0 | 0 | 0 | 0 | 0 | 0 | 0 | 0 | 0 | 0 | 0 | 0 | 0 | 0 | 0 | 0 | 0 | 0 | 0 | 0 | 0
F5_Commercial_School (ID)_New_Space Heating_Natural Gas_Furnace_E1 | F5 | Commercial | School (ID) | New | Space Heating | Natural Gas | Furnace | E1 | RIM BC Ratio | [24 empty] | 1 | 1 | 1 | bar: 2019 to 2042
F5_Commercial_School (ID)_New_Space Heating_Natural Gas_Furnace_E2 | F5 | Commercial | School (ID) | New | Space Heating | Natural Gas | Furnace | E2 | RIM BC Ratio | 0.077972 | 0.079046 | 0.08055 | 0.082261 | 0.084194 | 0.08697 | 0.089795 | 0.092781 | 0.095594 | 0.098441 | 0.10086 | 0.10305 | 0.10546 | 0.10795 | 0.11023 | 0.11245 | 0.11448 | 0.11658 | 0.11876 | 0.121 | 0.12328 | 0.12561 | 0.12836 | 0.13071 | 0.1331 | 0.13552 | 0.13798
F5_Commercial_School (ID)_New_Space Heating_Natural Gas_Furnace_E3 | F5 | Commercial | School (ID) | New | Space Heating | Natural Gas | Furnace | E3 | RIM BC Ratio | 0.34394 | 0.34778 | 0.35289 | 0.35863 | 0.36502 | 0.3737 | 0.38248 | 0.39165 | 0.40039 | 0.40924 | 0.41581 | 0.42176 | 0.42822 | 0.43481 | 0.44084 | 0.44671 | 0.45213 | 0.45769 | 0.46344 | 0.46931 | 0.47525 | 0.48039 | 0.48634 | 0.49134 | 0.49633 | 0.50132 | 0.5063
F5_Commercial_School (ID)_New_Space Heating_Natural Gas_Furnace_E4 | F5 | Commercial | School (ID) | New | Space Heating | Natural Gas | Furnace | E4 | RIM BC Ratio | 0 | 0 | 0 | 0 | 0 | 0 | 0 | 0 | 0 | 0 | 0 | 0 | 0 | 0 | 0 | 0 | 0 | 0 | 0 | 0 | 0 | 0 | 0 | 0 | 0 | 0 | 0
F5_Commercial_School (ID)_New_Space Heating_Natural Gas_Furnace_E5 | F5 | Commercial | School (ID) | New | Space Heating | Natural Gas | Furnace | E5 | RIM BC Ratio | 0 | 0 | 0 | 0 | 0 | 0 | 0 | 0 | 0 | 0 | 0 | 0 | 0 | 0 | 0 | 0 | 0 | 0 | 0 | 0 | 0 | 0 | 0 | 0 | 0 | 0 | 0
F5_Commercial_School (ID)_New_Space Heating_Natural Gas_Furnace_E6 | F5 | Commercial | School (ID) | New | Space Heating | Natural Gas | Furnace | E6 | RIM BC Ratio | 0 | 0 | 0 | 0 | 0 | 0 | 0 | 0 | 0 | 0 | 0 | 0 | 0 | 0 | 0 | 0 | 0 | 0 | 0 | 0 | 0 | 0 | 0 | 0 | 0 | 0 | 0
F5_Commercial_School (ID)_New_Space Heating_Natural Gas_Furnace_E7 | F5 | Commercial | School (ID) | New | Space Heating | Natural Gas | Furnace | E7 | RIM BC Ratio | 0 | 0 | 0 | 0 | 0 | 0 | 0 | 0 | 0 | 0 | 0 | 0 | 0 | 0 | 0 | 0 | 0 | 0 | 0 | 0 | 0 | 0 | 0 | 0 | 0 | 0 | 0
F5_Commercial_School (ID)_New_Space Heating_Natural Gas_Furnace_E8 | F5 | Commercial | School (ID) | New | Space Heating | Natural Gas | Furnace | E8 | RIM BC Ratio | 0 | 0 | 0 | 0 | 0 | 0 | 0 | 0 | 0 | 0 | 0 | 0 | 0 | 0 | 0 | 0 | 0 | 0 | 0 | 0 | 0 | 0 | 0 | 0 | 0 | 0 | 0
F5_Commercial_School (ID)_New_Space Heating_Natural Gas_Furnace_E9 | F5 | Commercial | School (ID) | New | Space Heating | Natural Gas | Furnace | E9 | RIM BC Ratio | 0 | 0 | 0 | 0 | 0 | 0 | 0 | 0 | 0 | 0 | 0 | 0 | 0 | 0 | 0 | 0 | 0 | 0 | 0 | 0 | 0 | 0 | 0 | 0 | 0 | 0 | 0
F5_Commercial_School (ID)_New_Space Heating_Natural Gas_Furnace_E10 | F5 | Commercial | School (ID) | New | Space Heating | Natural Gas | Furnace | E10 | RIM BC Ratio | 0 | 0 | 0 | 0 | 0 | 0 | 0 | 0 | 0 | 0 | 0 | 0 | 0 | 0 | 0 | 0 | 0 | 0 | 0 | 0 | 0 | 0 | 0 | 0 | 0 | 0 | 0
F0_Commercial_School (ID)_New_Space Heating_Natural Gas_Boiler_E0 | F0 | Commercial | School (ID) | New | Space Heating | Natural Gas | Boiler | E0 | Economic Unit | AFUE 97% | AFUE 97% | AFUE 97% | AFUE 97% | AFUE 97% | AFUE 97% | AFUE 97% | AFUE 97% | AFUE 97% | AFUE 97% | AFUE 97% | AFUE 97% | AFUE 97% | AFUE 97% | AFUE 97% | AFUE 97% | AFUE 97% | AFUE 97% | AFUE 97% | AFUE 97% | AFUE 97% | AFUE 97% | AFUE 97% | AFUE 97% | AFUE 97% | AFUE 97% | AFUE 97%
F1_Commercial_School (ID)_New_Space Heating_Natural Gas_Boiler_E1 | F1 | Commercial | School (ID) | New | Space Heating | Natural Gas | Boiler | E1 | CCE | 0 | 0 | 0 | 0 | 0 | 0 | 0 | 0 | 0 | 0 | 0 | 0 | 0 | 0 | 0 | 0 | 0 | 0 | 0 | 0 | 0 | 0 | 0 | 0 | 0 | 0 | 0
F1_Commercial_School (ID)_New_Space Heating_Natural Gas_Boiler_E2 | F1 | Commercial | School (ID) | New | Space Heating | Natural Gas | Boiler | E2 | CCE | 0.0078123 | 0.0081073 | 0.0081073 | 0.0081073 | 0.0081073 | 0.0081073 | 0.0081073 | 0.0081073 | 0.0081073 | 0.0081073 | 0.0081073 | 0.0081073 | 0.0081073 | 0.0081073 | 0.0081073 | 0.0081073 | 0.0081073 | 0.0081073 | 0.0081073 | 0.0081073 | 0.0081073 | 0.0081073 | 0.0081073 | 0.0081073 | 0.0081073 | 0.0081073 | 0.0081073
F1_Commercial_School (ID)_New_Space Heating_Natural Gas_Boiler_E3 | F1 | Commercial | School (ID) | New | Space Heating | Natural Gas | Boiler | E3 | CCE | -0.0017068 | -0.0017713 | -0.0017713 | -0.0017713 | -0.0017713 | -0.0017713 | -0.0017713 | -0.0017713 | -0.0017713 | -0.0017713 | -0.0017713 | -0.0017713 | -0.0017713 | -0.0017713 | -0.0017713 | -0.0017713 | -0.0017713 | -0.0017713 | -0.0017713 | -0.0017713 | -0.0017713 | -0.0017713 | -0.0017713 | -0.0017713 | -0.0017713 | -0.0017713 | -0.0017713
F1_Commercial_School (ID)_New_Space Heating_Natural Gas_Boiler_E4 | F1 | Commercial | School (ID) | New | Space Heating | Natural Gas | Boiler | E4 | CCE | 0.17953 | 0.18631 | 0.18631 | 0.18631 | 0.18631 | 0.18631 | 0.18631 | 0.18631 | 0.18631 | 0.18631 | 0.18631 | 0.18631 | 0.18631 | 0.18631 | 0.18631 | 0.18631 | 0.18631 | 0.18631 | 0.18631 | 0.18631 | 0.18631 | 0.18631 | 0.18631 | 0.18631 | 0.18631 | 0.18631 | 0.18631
F1_Commercial_School (ID)_New_Space Heating_Natural Gas_Boiler_E5 | F1 | Commercial | School (ID) | New | Space Heating | Natural Gas | Boiler | E5 | CCE | 0 | 0 | 0 | 0 | 0 | 0 | 0 | 0 | 0 | 0 | 0 | 0 | 0 | 0 | 0 | 0 | 0 | 0 | 0 | 0 | 0 | 0 | 0 | 0 | 0 | 0 | 0
F1_Commercial_School (ID)_New_Space Heating_Natural Gas_Boiler_E6 | F1 | Commercial | School (ID) | New | Space Heating | Natural Gas | Boiler | E6 | CCE | 0 | 0 | 0 | 0 | 0 | 0 | 0 | 0 | 0 | 0 | 0 | 0 | 0 | 0 | 0 | 0 | 0 | 0 | 0 | 0 | 0 | 0 | 0 | 0 | 0 | 0 | 0
F1_Commercial_School (ID)_New_Space Heating_Natural Gas_Boiler_E7 | F1 | Commercial | School (ID) | New | Space Heating | Natural Gas | Boiler | E7 | CCE | 0 | 0 | 0 | 0 | 0 | 0 | 0 | 0 | 0 | 0 | 0 | 0 | 0 | 0 | 0 | 0 | 0 | 0 | 0 | 0 | 0 | 0 | 0 | 0 | 0 | 0 | 0
F1_Commercial_School (ID)_New_Space Heating_Natural Gas_Boiler_E8 | F1 | Commercial | School (ID) | New | Space Heating | Natural Gas | Boiler | E8 | CCE | 0 | 0 | 0 | 0 | 0 | 0 | 0 | 0 | 0 | 0 | 0 | 0 | 0 | 0 | 0 | 0 | 0 | 0 | 0 | 0 | 0 | 0 | 0 | 0 | 0 | 0 | 0
F1_Commercial_School (ID)_New_Space Heating_Natural Gas_Boiler_E9 | F1 | Commercial | School (ID) | New | Space Heating | Natural Gas | Boiler | E9 | CCE | 0 | 0 | 0 | 0 | 0 | 0 | 0 | 0 | 0 | 0 | 0 | 0 | 0 | 0 | 0 | 0 | 0 | 0 | 0 | 0 | 0 | 0 | 0 | 0 | 0 | 0 | 0
F1_Commercial_School (ID)_New_Space Heating_Natural Gas_Boiler_E10 | F1 | Commercial | School (ID) | New | Space Heating | Natural Gas | Boiler | E10 | CCE | 0 | 0 | 0 | 0 | 0 | 0 | 0 | 0 | 0 | 0 | 0 | 0 | 0 | 0 | 0 | 0 | 0 | 0 | 0 | 0 | 0 | 0 | 0 | 0 | 0 | 0 | 0
F2_Commercial_School (ID)_New_Space Heating_Natural Gas_Boiler_E1 | F2 | Commercial | School (ID) | New | Space Heating | Natural Gas | Boiler | E1 | TRC BC Ratio | [24 empty] | 1 | 1 | 1 | bar: 2019 to 2042
F2_Commercial_School (ID)_New_Space Heating_Natural Gas_Boiler_E2 | F2 | Commercial | School (ID) | New | Space Heating | Natural Gas | Boiler | E2 | TRC BC Ratio | 0.54358 | 0.55307 | 0.56479 | 0.57753 | 0.59137 | 0.60953 | 0.62804 | 0.64753 | 0.66628 | 0.68534 | 0.70275 | 0.71909 | 0.73677 | 0.7549 | 0.77206 | 0.78908 | 0.80525 | 0.82188 | 0.83914 | 0.85682 | 0.87485 | 0.89366 | 0.91482 | 0.93384 | 0.95304 | 0.96773 | 0.98093
F2_Commercial_School (ID)_New_Space Heating_Natural Gas_Boiler_E3 | F2 | Commercial | School (ID) | New | Space Heating | Natural Gas | Boiler | E3 | TRC BC Ratio | [24 empty] | 1 | 1 | 1 | bar: 2019 to 2042
F2_Commercial_School (ID)_New_Space Heating_Natural Gas_Boiler_E4 | F2 | Commercial | School (ID) | New | Space Heating | Natural Gas | Boiler | E4 | TRC BC Ratio | 0.027263 | 0.027819 | 0.028434 | 0.029071 | 0.029731 | 0.030491 | 0.031263 | 0.032068 | 0.032866 | 0.03368 | 0.034467 | 0.03524 | 0.036051 | 0.036871 | 0.037679 | 0.038493 | 0.039297 | 0.040121 | 0.040968 | 0.041835 | 0.04272 | 0.043624 | 0.04458 | 0.045485 | 0.046389 | 0.04681 | 0.047059
F2_Commercial_School (ID)_New_Space Heating_Natural Gas_Boiler_E5 | F2 | Commercial | School (ID) | New | Space Heating | Natural Gas | Boiler | E5 | TRC BC Ratio | 0 | 0 | 0 | 0 | 0 | 0 | 0 | 0 | 0 | 0 | 0 | 0 | 0 | 0 | 0 | 0 | 0 | 0 | 0 | 0 | 0 | 0 | 0 | 0 | 0 | 0 | 0
F2_Commercial_School (ID)_New_Space Heating_Natural Gas_Boiler_E6 | F2 | Commercial | School (ID) | New | Space Heating | Natural Gas | Boiler | E6 | TRC BC Ratio | 0 | 0 | 0 | 0 | 0 | 0 | 0 | 0 | 0 | 0 | 0 | 0 | 0 | 0 | 0 | 0 | 0 | 0 | 0 | 0 | 0 | 0 | 0 | 0 | 0 | 0 | 0
F2_Commercial_School (ID)_New_Space Heating_Natural Gas_Boiler_E7 | F2 | Commercial | School (ID) | New | Space Heating | Natural Gas | Boiler | E7 | TRC BC Ratio | 0 | 0 | 0 | 0 | 0 | 0 | 0 | 0 | 0 | 0 | 0 | 0 | 0 | 0 | 0 | 0 | 0 | 0 | 0 | 0 | 0 | 0 | 0 | 0 | 0 | 0 | 0
F2_Commercial_School (ID)_New_Space Heating_Natural Gas_Boiler_E8 | F2 | Commercial | School (ID) | New | Space Heating | Natural Gas | Boiler | E8 | TRC BC Ratio | 0 | 0 | 0 | 0 | 0 | 0 | 0 | 0 | 0 | 0 | 0 | 0 | 0 | 0 | 0 | 0 | 0 | 0 | 0 | 0 | 0 | 0 | 0 | 0 | 0 | 0 | 0
F2_Commercial_School (ID)_New_Space Heating_Natural Gas_Boiler_E9 | F2 | Commercial | School (ID) | New | Space Heating | Natural Gas | Boiler | E9 | TRC BC Ratio | 0 | 0 | 0 | 0 | 0 | 0 | 0 | 0 | 0 | 0 | 0 | 0 | 0 | 0 | 0 | 0 | 0 | 0 | 0 | 0 | 0 | 0 | 0 | 0 | 0 | 0 | 0
F2_Commercial_School (ID)_New_Space Heating_Natural Gas_Boiler_E10 | F2 | Commercial | School (ID) | New | Space Heating | Natural Gas | Boiler | E10 | TRC BC Ratio | 0 | 0 | 0 | 0 | 0 | 0 | 0 | 0 | 0 | 0 | 0 | 0 | 0 | 0 | 0 | 0 | 0 | 0 | 0 | 0 | 0 | 0 | 0 | 0 | 0 | 0 | 0
F3_Commercial_School (ID)_New_Space Heating_Natural Gas_Boiler_E1 | F3 | Commercial | School (ID) | New | Space Heating | Natural Gas | Boiler | E1 | PACT BC Ratio | [24 empty] | 1 | 1 | 1 | bar: 2019 to 2042
F3_Commercial_School (ID)_New_Space Heating_Natural Gas_Boiler_E2 | F3 | Commercial | School (ID) | New | Space Heating | Natural Gas | Boiler | E2 | PACT BC Ratio | 1.5225 | 1.5491 | 1.5819 | 1.6176 | 1.6564 | 1.7072 | 1.7591 | 1.8137 | 1.8662 | 1.9196 | 1.9683 | 2.0141 | 2.0636 | 2.1144 | 2.1625 | 2.2102 | 2.2554 | 2.302 | 2.3503 | 2.3999 | 2.4504 | 2.5031 | 2.5623 | 2.6156 | 2.6694 | 2.7105 | 2.7475
F3_Commercial_School (ID)_New_Space Heating_Natural Gas_Boiler_E3 | F3 | Commercial | School (ID) | New | Space Heating | Natural Gas | Boiler | E3 | PACT BC Ratio | [24 empty] | 1 | 1 | 1 | bar: 2019 to 2042
F3_Commercial_School (ID)_New_Space Heating_Natural Gas_Boiler_E4 | F3 | Commercial | School (ID) | New | Space Heating | Natural Gas | Boiler | E4 | PACT BC Ratio | 0.07636 | 0.07792 | 0.079641 | 0.081425 | 0.083274 | 0.085401 | 0.087565 | 0.089819 | 0.092055 | 0.094335 | 0.096539 | 0.098704 | 0.10097 | 0.10327 | 0.10554 | 0.10782 | 0.11007 | 0.11238 | 0.11475 | 0.11718 | 0.11965 | 0.12219 | 0.12486 | 0.1274 | 0.12993 | 0.13111 | 0.13181
F3_Commercial_School (ID)_New_Space Heating_Natural Gas_Boiler_E5 | F3 | Commercial | School (ID) | New | Space Heating | Natural Gas | Boiler | E5 | PACT BC Ratio | 0 | 0 | 0 | 0 | 0 | 0 | 0 | 0 | 0 | 0 | 0 | 0 | 0 | 0 | 0 | 0 | 0 | 0 | 0 | 0 | 0 | 0 | 0 | 0 | 0 | 0 | 0
F3_Commercial_School (ID)_New_Space Heating_Natural Gas_Boiler_E6 | F3 | Commercial | School (ID) | New | Space Heating | Natural Gas | Boiler | E6 | PACT BC Ratio | 0 | 0 | 0 | 0 | 0 | 0 | 0 | 0 | 0 | 0 | 0 | 0 | 0 | 0 | 0 | 0 | 0 | 0 | 0 | 0 | 0 | 0 | 0 | 0 | 0 | 0 | 0
F3_Commercial_School (ID)_New_Space Heating_Natural Gas_Boiler_E7 | F3 | Commercial | School (ID) | New | Space Heating | Natural Gas | Boiler | E7 | PACT BC Ratio | 0 | 0 | 0 | 0 | 0 | 0 | 0 | 0 | 0 | 0 | 0 | 0 | 0 | 0 | 0 | 0 | 0 | 0 | 0 | 0 | 0 | 0 | 0 | 0 | 0 | 0 | 0
F3_Commercial_School (ID)_New_Space Heating_Natural Gas_Boiler_E8 | F3 | Commercial | School (ID) | New | Space Heating | Natural Gas | Boiler | E8 | PACT BC Ratio | 0 | 0 | 0 | 0 | 0 | 0 | 0 | 0 | 0 | 0 | 0 | 0 | 0 | 0 | 0 | 0 | 0 | 0 | 0 | 0 | 0 | 0 | 0 | 0 | 0 | 0 | 0
F3_Commercial_School (ID)_New_Space Heating_Natural Gas_Boiler_E9 | F3 | Commercial | School (ID) | New | Space Heating | Natural Gas | Boiler | E9 | PACT BC Ratio | 0 | 0 | 0 | 0 | 0 | 0 | 0 | 0 | 0 | 0 | 0 | 0 | 0 | 0 | 0 | 0 | 0 | 0 | 0 | 0 | 0 | 0 | 0 | 0 | 0 | 0 | 0
F3_Commercial_School (ID)_New_Space Heating_Natural Gas_Boiler_E10 | F3 | Commercial | School (ID) | New | Space Heating | Natural Gas | Boiler | E10 | PACT BC Ratio | 0 | 0 | 0 | 0 | 0 | 0 | 0 | 0 | 0 | 0 | 0 | 0 | 0 | 0 | 0 | 0 | 0 | 0 | 0 | 0 | 0 | 0 | 0 | 0 | 0 | 0 | 0
F4_Commercial_School (ID)_New_Space Heating_Natural Gas_Boiler_E1 | F4 | Commercial | School (ID) | New | Space Heating | Natural Gas | Boiler | E1 | RVT BC Ratio | [24 empty] | 1 | 1 | 1 | bar: 2019 to 2042
F4_Commercial_School (ID)_New_Space Heating_Natural Gas_Boiler_E2 | F4 | Commercial | School (ID) | New | Space Heating | Natural Gas | Boiler | E2 | RVT BC Ratio | 0.96792 | 0.97683 | 0.9886 | 1.0014 | 1.0155 | 1.0352 | 1.055 | 1.0757 | 1.0948 | 1.1138 | 1.1347 | 1.1541 | 1.175 | 1.1964 | 1.2163 | 1.2359 | 1.254 | 1.2726 | 1.2917 | 1.3112 | 1.3307 | 1.3544 | 1.3811 | 1.4051 | 1.4293 | 1.4478 | 1.4644
F4_Commercial_School (ID)_New_Space Heating_Natural Gas_Boiler_E3 | F4 | Commercial | School (ID) | New | Space Heating | Natural Gas | Boiler | E3 | RVT BC Ratio | [24 empty] | 1 | 1 | 1 | bar: 2019 to 2042
F4_Commercial_School (ID)_New_Space Heating_Natural Gas_Boiler_E4 | F4 | Commercial | School (ID) | New | Space Heating | Natural Gas | Boiler | E4 | RVT BC Ratio | 0.26439 | 0.26497 | 0.26563 | 0.26631 | 0.26701 | 0.26785 | 0.26871 | 0.2696 | 0.27047 | 0.27137 | 0.27232 | 0.27327 | 0.27426 | 0.27526 | 0.27624 | 0.27723 | 0.27819 | 0.27918 | 0.28019 | 0.28121 | 0.28226 | 0.2834 | 0.2846 | 0.28574 | 0.28688 | 0.28741 | 0.28773
F4_Commercial_School (ID)_New_Space Heating_Natural Gas_Boiler_E5 | F4 | Commercial | School (ID) | New | Space Heating | Natural Gas | Boiler | E5 | RVT BC Ratio | 0 | 0 | 0 | 0 | 0 | 0 | 0 | 0 | 0 | 0 | 0 | 0 | 0 | 0 | 0 | 0 | 0 | 0 | 0 | 0 | 0 | 0 | 0 | 0 | 0 | 0 | 0
F4_Commercial_School (ID)_New_Space Heating_Natural Gas_Boiler_E6 | F4 | Commercial | School (ID) | New | Space Heating | Natural Gas | Boiler | E6 | RVT BC Ratio | 0 | 0 | 0 | 0 | 0 | 0 | 0 | 0 | 0 | 0 | 0 | 0 | 0 | 0 | 0 | 0 | 0 | 0 | 0 | 0 | 0 | 0 | 0 | 0 | 0 | 0 | 0
F4_Commercial_School (ID)_New_Space Heating_Natural Gas_Boiler_E7 | F4 | Commercial | School (ID) | New | Space Heating | Natural Gas | Boiler | E7 | RVT BC Ratio | 0 | 0 | 0 | 0 | 0 | 0 | 0 | 0 | 0 | 0 | 0 | 0 | 0 | 0 | 0 | 0 | 0 | 0 | 0 | 0 | 0 | 0 | 0 | 0 | 0 | 0 | 0
F4_Commercial_School (ID)_New_Space Heating_Natural Gas_Boiler_E8 | F4 | Commercial | School (ID) | New | Space Heating | Natural Gas | Boiler | E8 | RVT BC Ratio | 0 | 0 | 0 | 0 | 0 | 0 | 0 | 0 | 0 | 0 | 0 | 0 | 0 | 0 | 0 | 0 | 0 | 0 | 0 | 0 | 0 | 0 | 0 | 0 | 0 | 0 | 0
F4_Commercial_School (ID)_New_Space Heating_Natural Gas_Boiler_E9 | F4 | Commercial | School (ID) | New | Space Heating | Natural Gas | Boiler | E9 | RVT BC Ratio | 0 | 0 | 0 | 0 | 0 | 0 | 0 | 0 | 0 | 0 | 0 | 0 | 0 | 0 | 0 | 0 | 0 | 0 | 0 | 0 | 0 | 0 | 0 | 0 | 0 | 0 | 0
F4_Commercial_School (ID)_New_Space Heating_Natural Gas_Boiler_E10 | F4 | Commercial | School (ID) | New | Space Heating | Natural Gas | Boiler | E10 | RVT BC Ratio | 0 | 0 | 0 | 0 | 0 | 0 | 0 | 0 | 0 | 0 | 0 | 0 | 0 | 0 | 0 | 0 | 0 | 0 | 0 | 0 | 0 | 0 | 0 | 0 | 0 | 0 | 0
F5_Commercial_School (ID)_New_Space Heating_Natural Gas_Boiler_E1 | F5 | Commercial | School (ID) | New | Space Heating | Natural Gas | Boiler | E1 | RIM BC Ratio | [24 empty] | 1 | 1 | 1 | bar: 2019 to 2042
F5_Commercial_School (ID)_New_Space Heating_Natural Gas_Boiler_E2 | F5 | Commercial | School (ID) | New | Space Heating | Natural Gas | Boiler | E2 | RIM BC Ratio | 0.55851 | 0.56396 | 0.57021 | 0.57684 | 0.58385 | 0.59214 | 0.6005 | 0.60909 | 0.61749 | 0.626 | 0.63183 | 0.63727 | 0.64298 | 0.64871 | 0.65413 | 0.65946 | 0.66456 | 0.66974 | 0.67503 | 0.6804 | 0.68582 | 0.68989 | 0.69431 | 0.69817 | 0.70194 | 0.70475 | 0.70723
F5_Commercial_School (ID)_New_Space Heating_Natural Gas_Boiler_E3 | F5 | Commercial | School (ID) | New | Space Heating | Natural Gas | Boiler | E3 | RIM BC Ratio | [24 empty] | 1 | 1 | 1 | bar: 2019 to 2042
F5_Commercial_School (ID)_New_Space Heating_Natural Gas_Boiler_E4 | F5 | Commercial | School (ID) | New | Space Heating | Natural Gas | Boiler | E4 | RIM BC Ratio | 0.070447 | 0.071796 | 0.073279 | 0.074811 | 0.076395 | 0.078205 | 0.080041 | 0.081945 | 0.083829 | 0.085743 | 0.087569 | 0.089353 | 0.091217 | 0.093097 | 0.094941 | 0.096792 | 0.098614 | 0.10047 | 0.10238 | 0.10432 | 0.1063 | 0.10829 | 0.11039 | 0.11237 | 0.11433 | 0.11525 | 0.11578
F5_Commercial_School (ID)_New_Space Heating_Natural Gas_Boiler_E5 | F5 | Commercial | School (ID) | New | Space Heating | Natural Gas | Boiler | E5 | RIM BC Ratio | 0 | 0 | 0 | 0 | 0 | 0 | 0 | 0 | 0 | 0 | 0 | 0 | 0 | 0 | 0 | 0 | 0 | 0 | 0 | 0 | 0 | 0 | 0 | 0 | 0 | 0 | 0
F5_Commercial_School (ID)_New_Space Heating_Natural Gas_Boiler_E6 | F5 | Commercial | School (ID) | New | Space Heating | Natural Gas | Boiler | E6 | RIM BC Ratio | 0 | 0 | 0 | 0 | 0 | 0 | 0 | 0 | 0 | 0 | 0 | 0 | 0 | 0 | 0 | 0 | 0 | 0 | 0 | 0 | 0 | 0 | 0 | 0 | 0 | 0 | 0
F5_Commercial_School (ID)_New_Space Heating_Natural Gas_Boiler_E7 | F5 | Commercial | School (ID) | New | Space Heating | Natural Gas | Boiler | E7 | RIM BC Ratio | 0 | 0 | 0 | 0 | 0 | 0 | 0 | 0 | 0 | 0 | 0 | 0 | 0 | 0 | 0 | 0 | 0 | 0 | 0 | 0 | 0 | 0 | 0 | 0 | 0 | 0 | 0
F5_Commercial_School (ID)_New_Space Heating_Natural Gas_Boiler_E8 | F5 | Commercial | School (ID) | New | Space Heating | Natural Gas | Boiler | E8 | RIM BC Ratio | 0 | 0 | 0 | 0 | 0 | 0 | 0 | 0 | 0 | 0 | 0 | 0 | 0 | 0 | 0 | 0 | 0 | 0 | 0 | 0 | 0 | 0 | 0 | 0 | 0 | 0 | 0
F5_Commercial_School (ID)_New_Space Heating_Natural Gas_Boiler_E9 | F5 | Commercial | School (ID) | New | Space Heating | Natural Gas | Boiler | E9 | RIM BC Ratio | 0 | 0 | 0 | 0 | 0 | 0 | 0 | 0 | 0 | 0 | 0 | 0 | 0 | 0 | 0 | 0 | 0 | 0 | 0 | 0 | 0 | 0 | 0 | 0 | 0 | 0 | 0
F5_Commercial_School (ID)_New_Space Heating_Natural Gas_Boiler_E10 | F5 | Commercial | School (ID) | New | Space Heating | Natural Gas | Boiler | E10 | RIM BC Ratio | 0 | 0 | 0 | 0 | 0 | 0 | 0 | 0 | 0 | 0 | 0 | 0 | 0 | 0 | 0 | 0 | 0 | 0 | 0 | 0 | 0 | 0 | 0 | 0 | 0 | 0 | 0
F0_Commercial_School (ID)_New_Space Heating_Natural Gas_Unit Heater_E0 | F0 | Commercial | School (ID) | New | Space Heating | Natural Gas | Unit Heater | E0 | Economic Unit | Infrared Radiant | Infrared Radiant | Infrared Radiant | Infrared Radiant | Infrared Radiant | Infrared Radiant | Infrared Radiant | Infrared Radiant | Infrared Radiant | Infrared Radiant | Infrared Radiant | Infrared Radiant | Infrared Radiant | Infrared Radiant | Infrared Radiant | Infrared Radiant | Infrared Radiant | Infrared Radiant | Infrared Radiant | Infrared Radiant | Infrared Radiant | Infrared Radiant | Infrared Radiant | Infrared Radiant | Infrared Radiant | Infrared Radiant | Infrared Radiant
F1_Commercial_School (ID)_New_Space Heating_Natural Gas_Unit Heater_E1 | F1 | Commercial | School (ID) | New | Space Heating | Natural Gas | Unit Heater | E1 | CCE | 0 | 0 | 0 | 0 | 0 | 0 | 0 | 0 | 0 | 0 | 0 | 0 | 0 | 0 | 0 | 0 | 0 | 0 | 0 | 0 | 0 | 0 | 0 | 0 | 0 | 0 | 0
F1_Commercial_School (ID)_New_Space Heating_Natural Gas_Unit Heater_E2 | F1 | Commercial | School (ID) | New | Space Heating | Natural Gas | Unit Heater | E2 | CCE | 0.00026624 | 0.00027629 | 0.00027629 | 0.00027629 | 0.00027629 | 0.00027629 | 0.00027629 | 0.00027629 | 0.00027629 | 0.00027629 | 0.00027629 | 0.00027629 | 0.00027629 | 0.00027629 | 0.00027629 | 0.00027629 | 0.00027629 | 0.00027629 | 0.00027629 | 0.00027629 | 0.00027629 | 0.00027629 | 0.00027629 | 0.00027629 | 0.00027629 | 0.00027629 | 0.00027629
F1_Commercial_School (ID)_New_Space Heating_Natural Gas_Unit Heater_E3 | F1 | Commercial | School (ID) | New | Space Heating | Natural Gas | Unit Heater | E3 | CCE | 8.3563e-05 | 8.6718e-05 | 8.6718e-05 | 8.6718e-05 | 8.6718e-05 | 8.6718e-05 | 8.6718e-05 | 8.6718e-05 | 8.6718e-05 | 8.6718e-05 | 8.6718e-05 | 8.6718e-05 | 8.6718e-05 | 8.6718e-05 | 8.6718e-05 | 8.6718e-05 | 8.6718e-05 | 8.6718e-05 | 8.6718e-05 | 8.6718e-05 | 8.6718e-05 | 8.6718e-05 | 8.6718e-05 | 8.6718e-05 | 8.6718e-05 | 8.6718e-05 | 8.6718e-05
F1_Commercial_School (ID)_New_Space Heating_Natural Gas_Unit Heater_E4 | F1 | Commercial | School (ID) | New | Space Heating | Natural Gas | Unit Heater | E4 | CCE | 0 | 0 | 0 | 0 | 0 | 0 | 0 | 0 | 0 | 0 | 0 | 0 | 0 | 0 | 0 | 0 | 0 | 0 | 0 | 0 | 0 | 0 | 0 | 0 | 0 | 0 | 0
F1_Commercial_School (ID)_New_Space Heating_Natural Gas_Unit Heater_E5 | F1 | Commercial | School (ID) | New | Space Heating | Natural Gas | Unit Heater | E5 | CCE | 0 | 0 | 0 | 0 | 0 | 0 | 0 | 0 | 0 | 0 | 0 | 0 | 0 | 0 | 0 | 0 | 0 | 0 | 0 | 0 | 0 | 0 | 0 | 0 | 0 | 0 | 0
F1_Commercial_School (ID)_New_Space Heating_Natural Gas_Unit Heater_E6 | F1 | Commercial | School (ID) | New | Space Heating | Natural Gas | Unit Heater | E6 | CCE | 0 | 0 | 0 | 0 | 0 | 0 | 0 | 0 | 0 | 0 | 0 | 0 | 0 | 0 | 0 | 0 | 0 | 0 | 0 | 0 | 0 | 0 | 0 | 0 | 0 | 0 | 0
F1_Commercial_School (ID)_New_Space Heating_Natural Gas_Unit Heater_E7 | F1 | Commercial | School (ID) | New | Space Heating | Natural Gas | Unit Heater | E7 | CCE | 0 | 0 | 0 | 0 | 0 | 0 | 0 | 0 | 0 | 0 | 0 | 0 | 0 | 0 | 0 | 0 | 0 | 0 | 0 | 0 | 0 | 0 | 0 | 0 | 0 | 0 | 0
F1_Commercial_School (ID)_New_Space Heating_Natural Gas_Unit Heater_E8 | F1 | Commercial | School (ID) | New | Space Heating | Natural Gas | Unit Heater | E8 | CCE | 0 | 0 | 0 | 0 | 0 | 0 | 0 | 0 | 0 | 0 | 0 | 0 | 0 | 0 | 0 | 0 | 0 | 0 | 0 | 0 | 0 | 0 | 0 | 0 | 0 | 0 | 0
F1_Commercial_School (ID)_New_Space Heating_Natural Gas_Unit Heater_E9 | F1 | Commercial | School (ID) | New | Space Heating | Natural Gas | Unit Heater | E9 | CCE | 0 | 0 | 0 | 0 | 0 | 0 | 0 | 0 | 0 | 0 | 0 | 0 | 0 | 0 | 0 | 0 | 0 | 0 | 0 | 0 | 0 | 0 | 0 | 0 | 0 | 0 | 0
F1_Commercial_School (ID)_New_Space Heating_Natural Gas_Unit Heater_E10 | F1 | Commercial | School (ID) | New | Space Heating | Natural Gas | Unit Heater | E10 | CCE | 0 | 0 | 0 | 0 | 0 | 0 | 0 | 0 | 0 | 0 | 0 | 0 | 0 | 0 | 0 | 0 | 0 | 0 | 0 | 0 | 0 | 0 | 0 | 0 | 0 | 0 | 0
F2_Commercial_School (ID)_New_Space Heating_Natural Gas_Unit Heater_E1 | F2 | Commercial | School (ID) | New | Space Heating | Natural Gas | Unit Heater | E1 | TRC BC Ratio | [24 empty] | 1 | 1 | 1 | bar: 2019 to 2042
F2_Commercial_School (ID)_New_Space Heating_Natural Gas_Unit Heater_E2 | F2 | Commercial | School (ID) | New | Space Heating | Natural Gas | Unit Heater | E2 | TRC BC Ratio | 14.8893 | 15.134 | 15.4534 | 15.8054 | 16.1931 | 16.7272 | 17.2711 | 17.8472 | 18.3983 | 18.9581 | 19.4593 | 19.9215 | 20.4274 | 20.9469 | 21.4307 | 21.9074 | 22.3523 | 22.8109 | 23.2886 | 23.7785 | 24.2779 | 24.8048 | 25.4148 | 25.9543 | 26.5052 | 27.0677 | 27.6423
F2_Commercial_School (ID)_New_Space Heating_Natural Gas_Unit Heater_E3 | F2 | Commercial | School (ID) | New | Space Heating | Natural Gas | Unit Heater | E3 | TRC BC Ratio | 66.0948 | 67.8368 | 69.5438 | 71.1498 | 72.6482 | 74.0051 | 75.3539 | 76.7498 | 78.3118 | 79.924 | 81.642 | 83.4527 | 85.2652 | 87.003 | 88.8169 | 90.6838 | 92.6254 | 94.6046 | 96.6181 | 98.6724 | 100.7713 | 102.9004 | 105.0146 | 107.2436 | 109.5199 | 111.8444 | 114.2184
F2_Commercial_School (ID)_New_Space Heating_Natural Gas_Unit Heater_E4 | F2 | Commercial | School (ID) | New | Space Heating | Natural Gas | Unit Heater | E4 | TRC BC Ratio | 0 | 0 | 0 | 0 | 0 | 0 | 0 | 0 | 0 | 0 | 0 | 0 | 0 | 0 | 0 | 0 | 0 | 0 | 0 | 0 | 0 | 0 | 0 | 0 | 0 | 0 | 0
F2_Commercial_School (ID)_New_Space Heating_Natural Gas_Unit Heater_E5 | F2 | Commercial | School (ID) | New | Space Heating | Natural Gas | Unit Heater | E5 | TRC BC Ratio | 0 | 0 | 0 | 0 | 0 | 0 | 0 | 0 | 0 | 0 | 0 | 0 | 0 | 0 | 0 | 0 | 0 | 0 | 0 | 0 | 0 | 0 | 0 | 0 | 0 | 0 | 0
F2_Commercial_School (ID)_New_Space Heating_Natural Gas_Unit Heater_E6 | F2 | Commercial | School (ID) | New | Space Heating | Natural Gas | Unit Heater | E6 | TRC BC Ratio | 0 | 0 | 0 | 0 | 0 | 0 | 0 | 0 | 0 | 0 | 0 | 0 | 0 | 0 | 0 | 0 | 0 | 0 | 0 | 0 | 0 | 0 | 0 | 0 | 0 | 0 | 0
F2_Commercial_School (ID)_New_Space Heating_Natural Gas_Unit Heater_E7 | F2 | Commercial | School (ID) | New | Space Heating | Natural Gas | Unit Heater | E7 | TRC BC Ratio | 0 | 0 | 0 | 0 | 0 | 0 | 0 | 0 | 0 | 0 | 0 | 0 | 0 | 0 | 0 | 0 | 0 | 0 | 0 | 0 | 0 | 0 | 0 | 0 | 0 | 0 | 0
F2_Commercial_School (ID)_New_Space Heating_Natural Gas_Unit Heater_E8 | F2 | Commercial | School (ID) | New | Space Heating | Natural Gas | Unit Heater | E8 | TRC BC Ratio | 0 | 0 | 0 | 0 | 0 | 0 | 0 | 0 | 0 | 0 | 0 | 0 | 0 | 0 | 0 | 0 | 0 | 0 | 0 | 0 | 0 | 0 | 0 | 0 | 0 | 0 | 0
F2_Commercial_School (ID)_New_Space Heating_Natural Gas_Unit Heater_E9 | F2 | Commercial | School (ID) | New | Space Heating | Natural Gas | Unit Heater | E9 | TRC BC Ratio | 0 | 0 | 0 | 0 | 0 | 0 | 0 | 0 | 0 | 0 | 0 | 0 | 0 | 0 | 0 | 0 | 0 | 0 | 0 | 0 | 0 | 0 | 0 | 0 | 0 | 0 | 0
F2_Commercial_School (ID)_New_Space Heating_Natural Gas_Unit Heater_E10 | F2 | Commercial | School (ID) | New | Space Heating | Natural Gas | Unit Heater | E10 | TRC BC Ratio | 0 | 0 | 0 | 0 | 0 | 0 | 0 | 0 | 0 | 0 | 0 | 0 | 0 | 0 | 0 | 0 | 0 | 0 | 0 | 0 | 0 | 0 | 0 | 0 | 0 | 0 | 0
F3_Commercial_School (ID)_New_Space Heating_Natural Gas_Unit Heater_E1 | F3 | Commercial | School (ID) | New | Space Heating | Natural Gas | Unit Heater | E1 | PACT BC Ratio | [24 empty] | 1 | 1 | 1 | bar: 2019 to 2042
F3_Commercial_School (ID)_New_Space Heating_Natural Gas_Unit Heater_E2 | F3 | Commercial | School (ID) | New | Space Heating | Natural Gas | Unit Heater | E2 | PACT BC Ratio | 41.7036 | 42.389 | 43.2835 | 44.2696 | 45.3553 | 46.8513 | 48.3749 | 49.9883 | 51.5321 | 53.1 | 54.5037 | 55.7982 | 57.2153 | 58.6705 | 60.0253 | 61.3607 | 62.6068 | 63.8913 | 65.2292 | 66.6015 | 68.0002 | 69.4761 | 71.1846 | 72.6956 | 74.2385 | 75.8143 | 77.4234
F3_Commercial_School (ID)_New_Space Heating_Natural Gas_Unit Heater_E3 | F3 | Commercial | School (ID) | New | Space Heating | Natural Gas | Unit Heater | E3 | PACT BC Ratio | 185.1254 | 190.0048 | 194.7859 | 199.2841 | 203.4811 | 207.2816 | 211.0593 | 214.9694 | 219.3442 | 223.8599 | 228.6718 | 233.7434 | 238.82 | 243.6875 | 248.7682 | 253.997 | 259.4352 | 264.9789 | 270.6184 | 276.3726 | 282.2511 | 288.2148 | 294.1364 | 300.3796 | 306.7552 | 313.2661 | 319.9153
F3_Commercial_School (ID)_New_Space Heating_Natural Gas_Unit Heater_E4 | F3 | Commercial | School (ID) | New | Space Heating | Natural Gas | Unit Heater | E4 | PACT BC Ratio | 0 | 0 | 0 | 0 | 0 | 0 | 0 | 0 | 0 | 0 | 0 | 0 | 0 | 0 | 0 | 0 | 0 | 0 | 0 | 0 | 0 | 0 | 0 | 0 | 0 | 0 | 0
F3_Commercial_School (ID)_New_Space Heating_Natural Gas_Unit Heater_E5 | F3 | Commercial | School (ID) | New | Space Heating | Natural Gas | Unit Heater | E5 | PACT BC Ratio | 0 | 0 | 0 | 0 | 0 | 0 | 0 | 0 | 0 | 0 | 0 | 0 | 0 | 0 | 0 | 0 | 0 | 0 | 0 | 0 | 0 | 0 | 0 | 0 | 0 | 0 | 0
F3_Commercial_School (ID)_New_Space Heating_Natural Gas_Unit Heater_E6 | F3 | Commercial | School (ID) | New | Space Heating | Natural Gas | Unit Heater | E6 | PACT BC Ratio | 0 | 0 | 0 | 0 | 0 | 0 | 0 | 0 | 0 | 0 | 0 | 0 | 0 | 0 | 0 | 0 | 0 | 0 | 0 | 0 | 0 | 0 | 0 | 0 | 0 | 0 | 0
F3_Commercial_School (ID)_New_Space Heating_Natural Gas_Unit Heater_E7 | F3 | Commercial | School (ID) | New | Space Heating | Natural Gas | Unit Heater | E7 | PACT BC Ratio | 0 | 0 | 0 | 0 | 0 | 0 | 0 | 0 | 0 | 0 | 0 | 0 | 0 | 0 | 0 | 0 | 0 | 0 | 0 | 0 | 0 | 0 | 0 | 0 | 0 | 0 | 0
F3_Commercial_School (ID)_New_Space Heating_Natural Gas_Unit Heater_E8 | F3 | Commercial | School (ID) | New | Space Heating | Natural Gas | Unit Heater | E8 | PACT BC Ratio | 0 | 0 | 0 | 0 | 0 | 0 | 0 | 0 | 0 | 0 | 0 | 0 | 0 | 0 | 0 | 0 | 0 | 0 | 0 | 0 | 0 | 0 | 0 | 0 | 0 | 0 | 0
F3_Commercial_School (ID)_New_Space Heating_Natural Gas_Unit Heater_E9 | F3 | Commercial | School (ID) | New | Space Heating | Natural Gas | Unit Heater | E9 | PACT BC Ratio | 0 | 0 | 0 | 0 | 0 | 0 | 0 | 0 | 0 | 0 | 0 | 0 | 0 | 0 | 0 | 0 | 0 | 0 | 0 | 0 | 0 | 0 | 0 | 0 | 0 | 0 | 0
F3_Commercial_School (ID)_New_Space Heating_Natural Gas_Unit Heater_E10 | F3 | Commercial | School (ID) | New | Space Heating | Natural Gas | Unit Heater | E10 | PACT BC Ratio | 0 | 0 | 0 | 0 | 0 | 0 | 0 | 0 | 0 | 0 | 0 | 0 | 0 | 0 | 0 | 0 | 0 | 0 | 0 | 0 | 0 | 0 | 0 | 0 | 0 | 0 | 0
F4_Commercial_School (ID)_New_Space Heating_Natural Gas_Unit Heater_E1 | F4 | Commercial | School (ID) | New | Space Heating | Natural Gas | Unit Heater | E1 | RVT BC Ratio | [24 empty] | 1 | 1 | 1 | bar: 2019 to 2042
F4_Commercial_School (ID)_New_Space Heating_Natural Gas_Unit Heater_E2 | F4 | Commercial | School (ID) | New | Space Heating | Natural Gas | Unit Heater | E2 | RVT BC Ratio | 20.8245 | 21.0414 | 21.3517 | 21.6941 | 22.071 | 22.6407 | 23.2049 | 23.7979 | 24.3359 | 24.8664 | 25.4635 | 26.0039 | 26.5964 | 27.2008 | 27.7515 | 28.2861 | 28.7712 | 29.2664 | 29.7782 | 30.2971 | 30.8186 | 31.4825 | 32.2511 | 32.9308 | 33.6249 | 34.3338 | 35.0577
F4_Commercial_School (ID)_New_Space Heating_Natural Gas_Unit Heater_E3 | F4 | Commercial | School (ID) | New | Space Heating | Natural Gas | Unit Heater | E3 | RVT BC Ratio | 85.6447 | 87.6158 | 89.5052 | 91.2315 | 92.7842 | 94.1055 | 95.3831 | 96.801 | 98.5335 | 100.4472 | 102.4978 | 104.8144 | 107.1358 | 109.3674 | 111.7022 | 114.1098 | 116.6193 | 119.1824 | 121.7947 | 124.4656 | 127.2002 | 129.883 | 132.5469 | 135.3554 | 138.2235 | 141.1524 | 144.1436
F4_Commercial_School (ID)_New_Space Heating_Natural Gas_Unit Heater_E4 | F4 | Commercial | School (ID) | New | Space Heating | Natural Gas | Unit Heater | E4 | RVT BC Ratio | 0 | 0 | 0 | 0 | 0 | 0 | 0 | 0 | 0 | 0 | 0 | 0 | 0 | 0 | 0 | 0 | 0 | 0 | 0 | 0 | 0 | 0 | 0 | 0 | 0 | 0 | 0
F4_Commercial_School (ID)_New_Space Heating_Natural Gas_Unit Heater_E5 | F4 | Commercial | School (ID) | New | Space Heating | Natural Gas | Unit Heater | E5 | RVT BC Ratio | 0 | 0 | 0 | 0 | 0 | 0 | 0 | 0 | 0 | 0 | 0 | 0 | 0 | 0 | 0 | 0 | 0 | 0 | 0 | 0 | 0 | 0 | 0 | 0 | 0 | 0 | 0
F4_Commercial_School (ID)_New_Space Heating_Natural Gas_Unit Heater_E6 | F4 | Commercial | School (ID) | New | Space Heating | Natural Gas | Unit Heater | E6 | RVT BC Ratio | 0 | 0 | 0 | 0 | 0 | 0 | 0 | 0 | 0 | 0 | 0 | 0 | 0 | 0 | 0 | 0 | 0 | 0 | 0 | 0 | 0 | 0 | 0 | 0 | 0 | 0 | 0
F4_Commercial_School (ID)_New_Space Heating_Natural Gas_Unit Heater_E7 | F4 | Commercial | School (ID) | New | Space Heating | Natural Gas | Unit Heater | E7 | RVT BC Ratio | 0 | 0 | 0 | 0 | 0 | 0 | 0 | 0 | 0 | 0 | 0 | 0 | 0 | 0 | 0 | 0 | 0 | 0 | 0 | 0 | 0 | 0 | 0 | 0 | 0 | 0 | 0
F4_Commercial_School (ID)_New_Space Heating_Natural Gas_Unit Heater_E8 | F4 | Commercial | School (ID) | New | Space Heating | Natural Gas | Unit Heater | E8 | RVT BC Ratio | 0 | 0 | 0 | 0 | 0 | 0 | 0 | 0 | 0 | 0 | 0 | 0 | 0 | 0 | 0 | 0 | 0 | 0 | 0 | 0 | 0 | 0 | 0 | 0 | 0 | 0 | 0
F4_Commercial_School (ID)_New_Space Heating_Natural Gas_Unit Heater_E9 | F4 | Commercial | School (ID) | New | Space Heating | Natural Gas | Unit Heater | E9 | RVT BC Ratio | 0 | 0 | 0 | 0 | 0 | 0 | 0 | 0 | 0 | 0 | 0 | 0 | 0 | 0 | 0 | 0 | 0 | 0 | 0 | 0 | 0 | 0 | 0 | 0 | 0 | 0 | 0
F4_Commercial_School (ID)_New_Space Heating_Natural Gas_Unit Heater_E10 | F4 | Commercial | School (ID) | New | Space Heating | Natural Gas | Unit Heater | E10 | RVT BC Ratio | 0 | 0 | 0 | 0 | 0 | 0 | 0 | 0 | 0 | 0 | 0 | 0 | 0 | 0 | 0 | 0 | 0 | 0 | 0 | 0 | 0 | 0 | 0 | 0 | 0 | 0 | 0
F5_Commercial_School (ID)_New_Space Heating_Natural Gas_Unit Heater_E1 | F5 | Commercial | School (ID) | New | Space Heating | Natural Gas | Unit Heater | E1 | RIM BC Ratio | [24 empty] | 1 | 1 | 1 | bar: 2019 to 2042
F5_Commercial_School (ID)_New_Space Heating_Natural Gas_Unit Heater_E2 | F5 | Commercial | School (ID) | New | Space Heating | Natural Gas | Unit Heater | E2 | RIM BC Ratio | 0.84983 | 0.85498 | 0.86044 | 0.86629 | 0.87251 | 0.87881 | 0.88551 | 0.89244 | 0.89983 | 0.90758 | 0.9099 | 0.9123 | 0.91478 | 0.91736 | 0.92005 | 0.92287 | 0.92584 | 0.92896 | 0.93222 | 0.93564 | 0.93923 | 0.9395 | 0.93981 | 0.94007 | 0.94032 | 0.94057 | 0.94081
F5_Commercial_School (ID)_New_Space Heating_Natural Gas_Unit Heater_E3 | F5 | Commercial | School (ID) | New | Space Heating | Natural Gas | Unit Heater | E3 | RIM BC Ratio | 0.92392 | 0.92699 | 0.9303 | 0.93381 | 0.93756 | 0.94169 | 0.94603 | 0.94947 | 0.9518 | 0.95292 | 0.95397 | 0.95361 | 0.95325 | 0.95287 | 0.95244 | 0.95198 | 0.95147 | 0.95094 | 0.95038 | 0.9498 | 0.94918 | 0.94924 | 0.94931 | 0.94937 | 0.94943 | 0.94949 | 0.94955
F5_Commercial_School (ID)_New_Space Heating_Natural Gas_Unit Heater_E4 | F5 | Commercial | School (ID) | New | Space Heating | Natural Gas | Unit Heater | E4 | RIM BC Ratio | 0 | 0 | 0 | 0 | 0 | 0 | 0 | 0 | 0 | 0 | 0 | 0 | 0 | 0 | 0 | 0 | 0 | 0 | 0 | 0 | 0 | 0 | 0 | 0 | 0 | 0 | 0
F5_Commercial_School (ID)_New_Space Heating_Natural Gas_Unit Heater_E5 | F5 | Commercial | School (ID) | New | Space Heating | Natural Gas | Unit Heater | E5 | RIM BC Ratio | 0 | 0 | 0 | 0 | 0 | 0 | 0 | 0 | 0 | 0 | 0 | 0 | 0 | 0 | 0 | 0 | 0 | 0 | 0 | 0 | 0 | 0 | 0 | 0 | 0 | 0 | 0
F5_Commercial_School (ID)_New_Space Heating_Natural Gas_Unit Heater_E6 | F5 | Commercial | School (ID) | New | Space Heating | Natural Gas | Unit Heater | E6 | RIM BC Ratio | 0 | 0 | 0 | 0 | 0 | 0 | 0 | 0 | 0 | 0 | 0 | 0 | 0 | 0 | 0 | 0 | 0 | 0 | 0 | 0 | 0 | 0 | 0 | 0 | 0 | 0 | 0
F5_Commercial_School (ID)_New_Space Heating_Natural Gas_Unit Heater_E7 | F5 | Commercial | School (ID) | New | Space Heating | Natural Gas | Unit Heater | E7 | RIM BC Ratio | 0 | 0 | 0 | 0 | 0 | 0 | 0 | 0 | 0 | 0 | 0 | 0 | 0 | 0 | 0 | 0 | 0 | 0 | 0 | 0 | 0 | 0 | 0 | 0 | 0 | 0 | 0
F5_Commercial_School (ID)_New_Space Heating_Natural Gas_Unit Heater_E8 | F5 | Commercial | School (ID) | New | Space Heating | Natural Gas | Unit Heater | E8 | RIM BC Ratio | 0 | 0 | 0 | 0 | 0 | 0 | 0 | 0 | 0 | 0 | 0 | 0 | 0 | 0 | 0 | 0 | 0 | 0 | 0 | 0 | 0 | 0 | 0 | 0 | 0 | 0 | 0
F5_Commercial_School (ID)_New_Space Heating_Natural Gas_Unit Heater_E9 | F5 | Commercial | School (ID) | New | Space Heating | Natural Gas | Unit Heater | E9 | RIM BC Ratio | 0 | 0 | 0 | 0 | 0 | 0 | 0 | 0 | 0 | 0 | 0 | 0 | 0 | 0 | 0 | 0 | 0 | 0 | 0 | 0 | 0 | 0 | 0 | 0 | 0 | 0 | 0
F5_Commercial_School (ID)_New_Space Heating_Natural Gas_Unit Heater_E10 | F5 | Commercial | School (ID) | New | Space Heating | Natural Gas | Unit Heater | E10 | RIM BC Ratio | 0 | 0 | 0 | 0 | 0 | 0 | 0 | 0 | 0 | 0 | 0 | 0 | 0 | 0 | 0 | 0 | 0 | 0 | 0 | 0 | 0 | 0 | 0 | 0 | 0 | 0 | 0
F0_Commercial_School (ID)_New_Water Heating_Natural Gas_Water Heater_E0 | F0 | Commercial | School (ID) | New | Water Heating | Natural Gas | Water Heater | E0 | Economic Unit | TE 0.94 | TE 0.94 | TE 0.94 | TE 0.94 | TE 0.94 | TE 0.94 | Instantaneous TE 0.94 | Gas-Fired Absorption HPWH | Gas-Fired Absorption HPWH | Gas-Fired Absorption HPWH | Gas-Fired Absorption HPWH | Gas-Fired Absorption HPWH | Gas-Fired Absorption HPWH | Gas-Fired Absorption HPWH | Gas-Fired Absorption HPWH | Gas-Fired Absorption HPWH | Gas-Fired Absorption HPWH | Gas-Fired Absorption HPWH | Gas-Fired Absorption HPWH | Gas-Fired Absorption HPWH | Gas-Fired Absorption HPWH | Gas-Fired Absorption HPWH | Gas-Fired Absorption HPWH | Gas-Fired Absorption HPWH | Gas-Fired Absorption HPWH | Gas-Fired Absorption HPWH | Gas-Fired Absorption HPWH
F1_Commercial_School (ID)_New_Water Heating_Natural Gas_Water Heater_E1 | F1 | Commercial | School (ID) | New | Water Heating | Natural Gas | Water Heater | E1 | CCE | 0 | 0 | 0 | 0 | 0 | 0 | 0 | 0 | 0 | 0 | 0 | 0 | 0 | 0 | 0 | 0 | 0 | 0 | 0 | 0 | 0 | 0 | 0 | 0 | 0 | 0 | 0
F1_Commercial_School (ID)_New_Water Heating_Natural Gas_Water Heater_E2 | F1 | Commercial | School (ID) | New | Water Heating | Natural Gas | Water Heater | E2 | CCE | 0.0017425 | 0.0017425 | 0.0017425 | 0.0017425 | 0.0017425 | 0.0017425 | 0.0017425 | 0.0017425 | 0.0017425 | 0.0017425 | 0.0017425 | 0.0017425 | 0.0017425 | 0.0017425 | 0.0017425 | 0.0017425 | 0.0017425 | 0.0017425 | 0.0017425 | 0.0017425 | 0.0017425 | 0.0017425 | 0.0017425 | 0.0017425 | 0.0017425 | 0.0017425 | 0.0017425
F1_Commercial_School (ID)_New_Water Heating_Natural Gas_Water Heater_E3 | F1 | Commercial | School (ID) | New | Water Heating | Natural Gas | Water Heater | E3 | CCE | 0.0030882 | 0.0030882 | 0.0030882 | 0.0030882 | 0.0030882 | 0.0030882 | 0.0030882 | 0.0030882 | 0.0030882 | 0.0030882 | 0.0030882 | 0.0030882 | 0.0030882 | 0.0030882 | 0.0030882 | 0.0030882 | 0.0030882 | 0.0030882 | 0.0030882 | 0.0030882 | 0.0030882 | 0.0030882 | 0.0030882 | 0.0030882 | 0.0030882 | 0.0030882 | 0.0030882
F1_Commercial_School (ID)_New_Water Heating_Natural Gas_Water Heater_E4 | F1 | Commercial | School (ID) | New | Water Heating | Natural Gas | Water Heater | E4 | CCE | 0.0031449 | 0.0031449 | 0.0031449 | 0.0031449 | 0.0031449 | 0.0031449 | 0.0031449 | 0.0031449 | 0.0031449 | 0.0031449 | 0.0031449 | 0.0031449 | 0.0031449 | 0.0031449 | 0.0031449 | 0.0031449 | 0.0031449 | 0.0031449 | 0.0031449 | 0.0031449 | 0.0031449 | 0.0031449 | 0.0031449 | 0.0031449 | 0.0031449 | 0.0031449 | 0.0031449
F1_Commercial_School (ID)_New_Water Heating_Natural Gas_Water Heater_E5 | F1 | Commercial | School (ID) | New | Water Heating | Natural Gas | Water Heater | E5 | CCE | 0.0045832 | 0.0045832 | 0.0045832 | 0.0045832 | 0.0045832 | 0.0045832 | 0.0045832 | 0.0045832 | 0.0045832 | 0.0045832 | 0.0045832 | 0.0045832 | 0.0045832 | 0.0045832 | 0.0045832 | 0.0045832 | 0.0045832 | 0.0045832 | 0.0045832 | 0.0045832 | 0.0045832 | 0.0045832 | 0.0045832 | 0.0045832 | 0.0045832 | 0.0045832 | 0.0045832
F1_Commercial_School (ID)_New_Water Heating_Natural Gas_Water Heater_E6 | F1 | Commercial | School (ID) | New | Water Heating | Natural Gas | Water Heater | E6 | CCE | 0 | 0 | 0 | 0 | 0 | 0 | 0 | 0 | 0 | 0 | 0 | 0 | 0 | 0 | 0 | 0 | 0 | 0 | 0 | 0 | 0 | 0 | 0 | 0 | 0 | 0 | 0
F1_Commercial_School (ID)_New_Water Heating_Natural Gas_Water Heater_E7 | F1 | Commercial | School (ID) | New | Water Heating | Natural Gas | Water Heater | E7 | CCE | 0 | 0 | 0 | 0 | 0 | 0 | 0 | 0 | 0 | 0 | 0 | 0 | 0 | 0 | 0 | 0 | 0 | 0 | 0 | 0 | 0 | 0 | 0 | 0 | 0 | 0 | 0
F1_Commercial_School (ID)_New_Water Heating_Natural Gas_Water Heater_E8 | F1 | Commercial | School (ID) | New | Water Heating | Natural Gas | Water Heater | E8 | CCE | 0 | 0 | 0 | 0 | 0 | 0 | 0 | 0 | 0 | 0 | 0 | 0 | 0 | 0 | 0 | 0 | 0 | 0 | 0 | 0 | 0 | 0 | 0 | 0 | 0 | 0 | 0
F1_Commercial_School (ID)_New_Water Heating_Natural Gas_Water Heater_E9 | F1 | Commercial | School (ID) | New | Water Heating | Natural Gas | Water Heater | E9 | CCE | 0 | 0 | 0 | 0 | 0 | 0 | 0 | 0 | 0 | 0 | 0 | 0 | 0 | 0 | 0 | 0 | 0 | 0 | 0 | 0 | 0 | 0 | 0 | 0 | 0 | 0 | 0
F1_Commercial_School (ID)_New_Water Heating_Natural Gas_Water Heater_E10 | F1 | Commercial | School (ID) | New | Water Heating | Natural Gas | Water Heater | E10 | CCE | 0 | 0 | 0 | 0 | 0 | 0 | 0 | 0 | 0 | 0 | 0 | 0 | 0 | 0 | 0 | 0 | 0 | 0 | 0 | 0 | 0 | 0 | 0 | 0 | 0 | 0 | 0
F2_Commercial_School (ID)_New_Water Heating_Natural Gas_Water Heater_E1 | F2 | Commercial | School (ID) | New | Water Heating | Natural Gas | Water Heater | E1 | TRC BC Ratio | [24 empty] | 1 | 1 | 1 | bar: 2019 to 2042
F2_Commercial_School (ID)_New_Water Heating_Natural Gas_Water Heater_E2 | F2 | Commercial | School (ID) | New | Water Heating | Natural Gas | Water Heater | E2 | TRC BC Ratio | 2.1278 | 2.1837 | 2.2464 | 2.3166 | 2.3949 | 2.4874 | 2.5817 | 2.6746 | 2.7639 | 2.8545 | 2.9283 | 2.9979 | 3.0724 | 3.1456 | 3.2121 | 3.2751 | 3.3325 | 3.3895 | 3.4499 | 3.5092 | 3.57 | 3.6331 | 3.6969 | 3.7626 | 3.8294 | 3.8975 | 3.9667
F2_Commercial_School (ID)_New_Water Heating_Natural Gas_Water Heater_E3 | F2 | Commercial | School (ID) | New | Water Heating | Natural Gas | Water Heater | E3 | TRC BC Ratio | 1.2006 | 1.2321 | 1.2675 | 1.3072 | 1.3513 | 1.4035 | 1.4567 | 1.5091 | 1.5595 | 1.6107 | 1.6523 | 1.6916 | 1.7336 | 1.7749 | 1.8124 | 1.8479 | 1.8804 | 1.9125 | 1.9466 | 1.9801 | 2.0144 | 2.05 | 2.086 | 2.123 | 2.1607 | 2.1991 | 2.2382
F2_Commercial_School (ID)_New_Water Heating_Natural Gas_Water Heater_E4 | F2 | Commercial | School (ID) | New | Water Heating | Natural Gas | Water Heater | E4 | TRC BC Ratio | 0.75776 | 0.78083 | 0.81204 | 0.85282 | 0.90327 | 0.96902 | 1.0369 | 1.1029 | 1.1647 | 1.2274 | 1.2726 | 1.3129 | 1.3575 | 1.4003 | 1.4357 | 1.4671 | 1.4924 | 1.5167 | 1.5439 | 1.5693 | 1.5957 | 1.6237 | 1.6518 | 1.6811 | 1.711 | 1.7414 | 1.7723
F2_Commercial_School (ID)_New_Water Heating_Natural Gas_Water Heater_E5 | F2 | Commercial | School (ID) | New | Water Heating | Natural Gas | Water Heater | E5 | TRC BC Ratio | 0.82996 | 0.85173 | 0.87572 | 0.90204 | 0.93087 | 0.96447 | 0.9986 | 1.0323 | 1.0648 | 1.0978 | 1.1252 | 1.1512 | 1.1788 | 1.2061 | 1.2312 | 1.2551 | 1.2771 | 1.299 | 1.3222 | 1.345 | 1.3684 | 1.3926 | 1.417 | 1.4422 | 1.4678 | 1.4939 | 1.5205
F2_Commercial_School (ID)_New_Water Heating_Natural Gas_Water Heater_E6 | F2 | Commercial | School (ID) | New | Water Heating | Natural Gas | Water Heater | E6 | TRC BC Ratio | 0 | 0 | 0 | 0 | 0 | 0 | 0 | 0 | 0 | 0 | 0 | 0 | 0 | 0 | 0 | 0 | 0 | 0 | 0 | 0 | 0 | 0 | 0 | 0 | 0 | 0 | 0
F2_Commercial_School (ID)_New_Water Heating_Natural Gas_Water Heater_E7 | F2 | Commercial | School (ID) | New | Water Heating | Natural Gas | Water Heater | E7 | TRC BC Ratio | 0 | 0 | 0 | 0 | 0 | 0 | 0 | 0 | 0 | 0 | 0 | 0 | 0 | 0 | 0 | 0 | 0 | 0 | 0 | 0 | 0 | 0 | 0 | 0 | 0 | 0 | 0
F2_Commercial_School (ID)_New_Water Heating_Natural Gas_Water Heater_E8 | F2 | Commercial | School (ID) | New | Water Heating | Natural Gas | Water Heater | E8 | TRC BC Ratio | 0 | 0 | 0 | 0 | 0 | 0 | 0 | 0 | 0 | 0 | 0 | 0 | 0 | 0 | 0 | 0 | 0 | 0 | 0 | 0 | 0 | 0 | 0 | 0 | 0 | 0 | 0
F2_Commercial_School (ID)_New_Water Heating_Natural Gas_Water Heater_E9 | F2 | Commercial | School (ID) | New | Water Heating | Natural Gas | Water Heater | E9 | TRC BC Ratio | 0 | 0 | 0 | 0 | 0 | 0 | 0 | 0 | 0 | 0 | 0 | 0 | 0 | 0 | 0 | 0 | 0 | 0 | 0 | 0 | 0 | 0 | 0 | 0 | 0 | 0 | 0
F2_Commercial_School (ID)_New_Water Heating_Natural Gas_Water Heater_E10 | F2 | Commercial | School (ID) | New | Water Heating | Natural Gas | Water Heater | E10 | TRC BC Ratio | 0 | 0 | 0 | 0 | 0 | 0 | 0 | 0 | 0 | 0 | 0 | 0 | 0 | 0 | 0 | 0 | 0 | 0 | 0 | 0 | 0 | 0 | 0 | 0 | 0 | 0 | 0
F3_Commercial_School (ID)_New_Water Heating_Natural Gas_Water Heater_E1 | F3 | Commercial | School (ID) | New | Water Heating | Natural Gas | Water Heater | E1 | PACT BC Ratio | [24 empty] | 1 | 1 | 1 | bar: 2019 to 2042
F3_Commercial_School (ID)_New_Water Heating_Natural Gas_Water Heater_E2 | F3 | Commercial | School (ID) | New | Water Heating | Natural Gas | Water Heater | E2 | PACT BC Ratio | 5.2793 | 5.418 | 5.5736 | 5.748 | 5.9421 | 6.1718 | 6.4056 | 6.636 | 6.8576 | 7.0825 | 7.2655 | 7.4382 | 7.623 | 7.8048 | 7.9698 | 8.1259 | 8.2685 | 8.4098 | 8.5597 | 8.7069 | 8.8579 | 9.0143 | 9.1726 | 9.3356 | 9.5014 | 9.6702 | 9.842
F3_Commercial_School (ID)_New_Water Heating_Natural Gas_Water Heater_E3 | F3 | Commercial | School (ID) | New | Water Heating | Natural Gas | Water Heater | E3 | PACT BC Ratio | 2.9789 | 3.0571 | 3.1449 | 3.2433 | 3.3528 | 3.4824 | 3.6144 | 3.7444 | 3.8694 | 3.9963 | 4.0996 | 4.197 | 4.3013 | 4.4038 | 4.4969 | 4.585 | 4.6655 | 4.7452 | 4.8298 | 4.9128 | 4.998 | 5.0863 | 5.1756 | 5.2676 | 5.3612 | 5.4564 | 5.5533
F3_Commercial_School (ID)_New_Water Heating_Natural Gas_Water Heater_E4 | F3 | Commercial | School (ID) | New | Water Heating | Natural Gas | Water Heater | E4 | PACT BC Ratio | 1.8801 | 1.9374 | 2.0148 | 2.116 | 2.2412 | 2.4043 | 2.5728 | 2.7366 | 2.8899 | 3.0455 | 3.1575 | 3.2575 | 3.3682 | 3.4743 | 3.5623 | 3.6402 | 3.703 | 3.7632 | 3.8306 | 3.8937 | 3.9592 | 4.0286 | 4.0984 | 4.1712 | 4.2453 | 4.3207 | 4.3975
F3_Commercial_School (ID)_New_Water Heating_Natural Gas_Water Heater_E5 | F3 | Commercial | School (ID) | New | Water Heating | Natural Gas | Water Heater | E5 | PACT BC Ratio | 2.0593 | 2.1133 | 2.1728 | 2.2381 | 2.3096 | 2.393 | 2.4777 | 2.5613 | 2.642 | 2.7239 | 2.7917 | 2.8562 | 2.9248 | 2.9926 | 3.0548 | 3.114 | 3.1687 | 3.2231 | 3.2805 | 3.3371 | 3.3952 | 3.4552 | 3.5159 | 3.5784 | 3.6419 | 3.7066 | 3.7725
F3_Commercial_School (ID)_New_Water Heating_Natural Gas_Water Heater_E6 | F3 | Commercial | School (ID) | New | Water Heating | Natural Gas | Water Heater | E6 | PACT BC Ratio | 0 | 0 | 0 | 0 | 0 | 0 | 0 | 0 | 0 | 0 | 0 | 0 | 0 | 0 | 0 | 0 | 0 | 0 | 0 | 0 | 0 | 0 | 0 | 0 | 0 | 0 | 0
F3_Commercial_School (ID)_New_Water Heating_Natural Gas_Water Heater_E7 | F3 | Commercial | School (ID) | New | Water Heating | Natural Gas | Water Heater | E7 | PACT BC Ratio | 0 | 0 | 0 | 0 | 0 | 0 | 0 | 0 | 0 | 0 | 0 | 0 | 0 | 0 | 0 | 0 | 0 | 0 | 0 | 0 | 0 | 0 | 0 | 0 | 0 | 0 | 0
F3_Commercial_School (ID)_New_Water Heating_Natural Gas_Water Heater_E8 | F3 | Commercial | School (ID) | New | Water Heating | Natural Gas | Water Heater | E8 | PACT BC Ratio | 0 | 0 | 0 | 0 | 0 | 0 | 0 | 0 | 0 | 0 | 0 | 0 | 0 | 0 | 0 | 0 | 0 | 0 | 0 | 0 | 0 | 0 | 0 | 0 | 0 | 0 | 0
F3_Commercial_School (ID)_New_Water Heating_Natural Gas_Water Heater_E9 | F3 | Commercial | School (ID) | New | Water Heating | Natural Gas | Water Heater | E9 | PACT BC Ratio | 0 | 0 | 0 | 0 | 0 | 0 | 0 | 0 | 0 | 0 | 0 | 0 | 0 | 0 | 0 | 0 | 0 | 0 | 0 | 0 | 0 | 0 | 0 | 0 | 0 | 0 | 0
F3_Commercial_School (ID)_New_Water Heating_Natural Gas_Water Heater_E10 | F3 | Commercial | School (ID) | New | Water Heating | Natural Gas | Water Heater | E10 | PACT BC Ratio | 0 | 0 | 0 | 0 | 0 | 0 | 0 | 0 | 0 | 0 | 0 | 0 | 0 | 0 | 0 | 0 | 0 | 0 | 0 | 0 | 0 | 0 | 0 | 0 | 0 | 0 | 0
F4_Commercial_School (ID)_New_Water Heating_Natural Gas_Water Heater_E1 | F4 | Commercial | School (ID) | New | Water Heating | Natural Gas | Water Heater | E1 | RVT BC Ratio | [24 empty] | 1 | 1 | 1 | bar: 2019 to 2042
F4_Commercial_School (ID)_New_Water Heating_Natural Gas_Water Heater_E2 | F4 | Commercial | School (ID) | New | Water Heating | Natural Gas | Water Heater | E2 | RVT BC Ratio | 3.2602 | 3.32 | 3.3873 | 3.463 | 3.5473 | 3.6492 | 3.7503 | 3.8459 | 3.9327 | 4.0171 | 4.1046 | 4.1848 | 4.2704 | 4.3534 | 4.4264 | 4.4934 | 4.552 | 4.6086 | 4.6683 | 4.7249 | 4.7819 | 4.8614 | 4.9417 | 5.0245 | 5.1087 | 5.1944 | 5.2817
F4_Commercial_School (ID)_New_Water Heating_Natural Gas_Water Heater_E3 | F4 | Commercial | School (ID) | New | Water Heating | Natural Gas | Water Heater | E3 | RVT BC Ratio | 1.9632 | 1.9969 | 2.0349 | 2.0776 | 2.1251 | 2.1826 | 2.2397 | 2.2937 | 2.3426 | 2.3902 | 2.4396 | 2.4848 | 2.5332 | 2.58 | 2.6212 | 2.659 | 2.6921 | 2.724 | 2.7577 | 2.7896 | 2.8218 | 2.8666 | 2.912 | 2.9587 | 3.0062 | 3.0546 | 3.1038
F4_Commercial_School (ID)_New_Water Heating_Natural Gas_Water Heater_E4 | F4 | Commercial | School (ID) | New | Water Heating | Natural Gas | Water Heater | E4 | RVT BC Ratio | 1.4696 | 1.4933 | 1.5269 | 1.572 | 1.6288 | 1.7053 | 1.7823 | 1.852 | 1.9105 | 1.9643 | 2.0182 | 2.0615 | 2.1095 | 2.1541 | 2.188 | 2.2153 | 2.2334 | 2.2489 | 2.2666 | 2.2806 | 2.2942 | 2.3295 | 2.3649 | 2.4019 | 2.4395 | 2.4778 | 2.5168
F4_Commercial_School (ID)_New_Water Heating_Natural Gas_Water Heater_E5 | F4 | Commercial | School (ID) | New | Water Heating | Natural Gas | Water Heater | E5 | RVT BC Ratio | 1.4364 | 1.4602 | 1.486 | 1.5141 | 1.5445 | 1.5808 | 1.6169 | 1.6512 | 1.6828 | 1.7138 | 1.7461 | 1.7763 | 1.8084 | 1.8396 | 1.8675 | 1.8934 | 1.9165 | 1.9389 | 1.9625 | 1.985 | 2.0078 | 2.0383 | 2.0691 | 2.1008 | 2.1331 | 2.166 | 2.1994
F4_Commercial_School (ID)_New_Water Heating_Natural Gas_Water Heater_E6 | F4 | Commercial | School (ID) | New | Water Heating | Natural Gas | Water Heater | E6 | RVT BC Ratio | 0 | 0 | 0 | 0 | 0 | 0 | 0 | 0 | 0 | 0 | 0 | 0 | 0 | 0 | 0 | 0 | 0 | 0 | 0 | 0 | 0 | 0 | 0 | 0 | 0 | 0 | 0
F4_Commercial_School (ID)_New_Water Heating_Natural Gas_Water Heater_E7 | F4 | Commercial | School (ID) | New | Water Heating | Natural Gas | Water Heater | E7 | RVT BC Ratio | 0 | 0 | 0 | 0 | 0 | 0 | 0 | 0 | 0 | 0 | 0 | 0 | 0 | 0 | 0 | 0 | 0 | 0 | 0 | 0 | 0 | 0 | 0 | 0 | 0 | 0 | 0
F4_Commercial_School (ID)_New_Water Heating_Natural Gas_Water Heater_E8 | F4 | Commercial | School (ID) | New | Water Heating | Natural Gas | Water Heater | E8 | RVT BC Ratio | 0 | 0 | 0 | 0 | 0 | 0 | 0 | 0 | 0 | 0 | 0 | 0 | 0 | 0 | 0 | 0 | 0 | 0 | 0 | 0 | 0 | 0 | 0 | 0 | 0 | 0 | 0
F4_Commercial_School (ID)_New_Water Heating_Natural Gas_Water Heater_E9 | F4 | Commercial | School (ID) | New | Water Heating | Natural Gas | Water Heater | E9 | RVT BC Ratio | 0 | 0 | 0 | 0 | 0 | 0 | 0 | 0 | 0 | 0 | 0 | 0 | 0 | 0 | 0 | 0 | 0 | 0 | 0 | 0 | 0 | 0 | 0 | 0 | 0 | 0 | 0
F4_Commercial_School (ID)_New_Water Heating_Natural Gas_Water Heater_E10 | F4 | Commercial | School (ID) | New | Water Heating | Natural Gas | Water Heater | E10 | RVT BC Ratio | 0 | 0 | 0 | 0 | 0 | 0 | 0 | 0 | 0 | 0 | 0 | 0 | 0 | 0 | 0 | 0 | 0 | 0 | 0 | 0 | 0 | 0 | 0 | 0 | 0 | 0 | 0
F5_Commercial_School (ID)_New_Water Heating_Natural Gas_Water Heater_E1 | F5 | Commercial | School (ID) | New | Water Heating | Natural Gas | Water Heater | E1 | RIM BC Ratio | [24 empty] | 1 | 1 | 1 | bar: 2019 to 2042
F5_Commercial_School (ID)_New_Water Heating_Natural Gas_Water Heater_E2 | F5 | Commercial | School (ID) | New | Water Heating | Natural Gas | Water Heater | E2 | RIM BC Ratio | 0.73791 | 0.74443 | 0.75144 | 0.75894 | 0.76692 | 0.77547 | 0.78425 | 0.79326 | 0.80255 | 0.81227 | 0.81632 | 0.82045 | 0.82472 | 0.829 | 0.83317 | 0.83735 | 0.84154 | 0.84586 | 0.85038 | 0.85505 | 0.85992 | 0.86137 | 0.8628 | 0.86422 | 0.86562 | 0.86699 | 0.86835
F5_Commercial_School (ID)_New_Water Heating_Natural Gas_Water Heater_E3 | F5 | Commercial | School (ID) | New | Water Heating | Natural Gas | Water Heater | E3 | RIM BC Ratio | 0.66602 | 0.67301 | 0.68058 | 0.68872 | 0.69741 | 0.70688 | 0.71651 | 0.72622 | 0.73603 | 0.74618 | 0.75115 | 0.75605 | 0.76113 | 0.76615 | 0.77093 | 0.77563 | 0.78022 | 0.78489 | 0.78979 | 0.79478 | 0.79995 | 0.80218 | 0.80437 | 0.80656 | 0.80872 | 0.81085 | 0.81296
F5_Commercial_School (ID)_New_Water Heating_Natural Gas_Water Heater_E4 | F5 | Commercial | School (ID) | New | Water Heating | Natural Gas | Water Heater | E4 | RIM BC Ratio | 0.54462 | 0.55334 | 0.56428 | 0.57751 | 0.59269 | 0.61032 | 0.62771 | 0.64499 | 0.66227 | 0.68055 | 0.68844 | 0.69665 | 0.70535 | 0.71379 | 0.72148 | 0.72891 | 0.73597 | 0.74324 | 0.75109 | 0.75916 | 0.76771 | 0.77028 | 0.7728 | 0.77535 | 0.77787 | 0.78037 | 0.78284
F5_Commercial_School (ID)_New_Water Heating_Natural Gas_Water Heater_E5 | F5 | Commercial | School (ID) | New | Water Heating | Natural Gas | Water Heater | E5 | RIM BC Ratio | 0.60861 | 0.61565 | 0.62327 | 0.6315 | 0.64033 | 0.64991 | 0.65955 | 0.66914 | 0.67867 | 0.68837 | 0.69379 | 0.69898 | 0.70435 | 0.70963 | 0.7146 | 0.71944 | 0.7241 | 0.7288 | 0.73371 | 0.73866 | 0.74375 | 0.74659 | 0.74939 | 0.75219 | 0.75496 | 0.7577 | 0.76041
F5_Commercial_School (ID)_New_Water Heating_Natural Gas_Water Heater_E6 | F5 | Commercial | School (ID) | New | Water Heating | Natural Gas | Water Heater | E6 | RIM BC Ratio | 0 | 0 | 0 | 0 | 0 | 0 | 0 | 0 | 0 | 0 | 0 | 0 | 0 | 0 | 0 | 0 | 0 | 0 | 0 | 0 | 0 | 0 | 0 | 0 | 0 | 0 | 0
F5_Commercial_School (ID)_New_Water Heating_Natural Gas_Water Heater_E7 | F5 | Commercial | School (ID) | New | Water Heating | Natural Gas | Water Heater | E7 | RIM BC Ratio | 0 | 0 | 0 | 0 | 0 | 0 | 0 | 0 | 0 | 0 | 0 | 0 | 0 | 0 | 0 | 0 | 0 | 0 | 0 | 0 | 0 | 0 | 0 | 0 | 0 | 0 | 0
F5_Commercial_School (ID)_New_Water Heating_Natural Gas_Water Heater_E8 | F5 | Commercial | School (ID) | New | Water Heating | Natural Gas | Water Heater | E8 | RIM BC Ratio | 0 | 0 | 0 | 0 | 0 | 0 | 0 | 0 | 0 | 0 | 0 | 0 | 0 | 0 | 0 | 0 | 0 | 0 | 0 | 0 | 0 | 0 | 0 | 0 | 0 | 0 | 0
F5_Commercial_School (ID)_New_Water Heating_Natural Gas_Water Heater_E9 | F5 | Commercial | School (ID) | New | Water Heating | Natural Gas | Water Heater | E9 | RIM BC Ratio | 0 | 0 | 0 | 0 | 0 | 0 | 0 | 0 | 0 | 0 | 0 | 0 | 0 | 0 | 0 | 0 | 0 | 0 | 0 | 0 | 0 | 0 | 0 | 0 | 0 | 0 | 0
F5_Commercial_School (ID)_New_Water Heating_Natural Gas_Water Heater_E10 | F5 | Commercial | School (ID) | New | Water Heating | Natural Gas | Water Heater | E10 | RIM BC Ratio | 0 | 0 | 0 | 0 | 0 | 0 | 0 | 0 | 0 | 0 | 0 | 0 | 0 | 0 | 0 | 0 | 0 | 0 | 0 | 0 | 0 | 0 | 0 | 0 | 0 | 0 | 0
F0_Commercial_School (ID)_New_Food Preparation_Natural Gas_Oven_E0 | F0 | Commercial | School (ID) | New | Food Preparation | Natural Gas | Oven | E0 | Economic Unit | ENERGY STAR (>42% Baking Efficiency) | ENERGY STAR (>42% Baking Efficiency) | ENERGY STAR (>42% Baking Efficiency) | ENERGY STAR (>42% Baking Efficiency) | ENERGY STAR (>42% Baking Efficiency) | ENERGY STAR (>42% Baking Efficiency) | ENERGY STAR (>42% Baking Efficiency) | ENERGY STAR (>42% Baking Efficiency) | ENERGY STAR (>42% Baking Efficiency) | ENERGY STAR (>42% Baking Efficiency) | ENERGY STAR (>42% Baking Efficiency) | ENERGY STAR (>42% Baking Efficiency) | ENERGY STAR (>42% Baking Efficiency) | ENERGY STAR (>42% Baking Efficiency) | ENERGY STAR (>42% Baking Efficiency) | ENERGY STAR (>42% Baking Efficiency) | ENERGY STAR (>42% Baking Efficiency) | ENERGY STAR (>42% Baking Efficiency) | ENERGY STAR (>42% Baking Efficiency) | ENERGY STAR (>42% Baking Efficiency) | ENERGY STAR (>42% Baking Efficiency) | ENERGY STAR (>42% Baking Efficiency) | ENERGY STAR (>42% Baking Efficiency) | ENERGY STAR (>42% Baking Efficiency) | ENERGY STAR (>42% Baking Efficiency) | ENERGY STAR (>42% Baking Efficiency) | ENERGY STAR (>42% Baking Efficiency)
F1_Commercial_School (ID)_New_Food Preparation_Natural Gas_Oven_E1 | F1 | Commercial | School (ID) | New | Food Preparation | Natural Gas | Oven | E1 | CCE | 0 | 0 | 0 | 0 | 0 | 0 | 0 | 0 | 0 | 0 | 0 | 0 | 0 | 0 | 0 | 0 | 0 | 0 | 0 | 0 | 0 | 0 | 0 | 0 | 0 | 0 | 0
F1_Commercial_School (ID)_New_Food Preparation_Natural Gas_Oven_E2 | F1 | Commercial | School (ID) | New | Food Preparation | Natural Gas | Oven | E2 | CCE | 8.799e-05 | 8.799e-05 | 8.799e-05 | 8.799e-05 | 8.799e-05 | 8.799e-05 | 8.799e-05 | 8.799e-05 | 8.799e-05 | 8.799e-05 | 8.799e-05 | 8.799e-05 | 8.799e-05 | 8.799e-05 | 8.799e-05 | 8.799e-05 | 8.799e-05 | 8.799e-05 | 8.799e-05 | 8.799e-05 | 8.799e-05 | 8.799e-05 | 8.799e-05 | 8.799e-05 | 8.799e-05 | 8.799e-05 | 8.799e-05
F1_Commercial_School (ID)_New_Food Preparation_Natural Gas_Oven_E3 | F1 | Commercial | School (ID) | New | Food Preparation | Natural Gas | Oven | E3 | CCE | 0 | 0 | 0 | 0 | 0 | 0 | 0 | 0 | 0 | 0 | 0 | 0 | 0 | 0 | 0 | 0 | 0 | 0 | 0 | 0 | 0 | 0 | 0 | 0 | 0 | 0 | 0
F1_Commercial_School (ID)_New_Food Preparation_Natural Gas_Oven_E4 | F1 | Commercial | School (ID) | New | Food Preparation | Natural Gas | Oven | E4 | CCE | 0 | 0 | 0 | 0 | 0 | 0 | 0 | 0 | 0 | 0 | 0 | 0 | 0 | 0 | 0 | 0 | 0 | 0 | 0 | 0 | 0 | 0 | 0 | 0 | 0 | 0 | 0
F1_Commercial_School (ID)_New_Food Preparation_Natural Gas_Oven_E5 | F1 | Commercial | School (ID) | New | Food Preparation | Natural Gas | Oven | E5 | CCE | 0 | 0 | 0 | 0 | 0 | 0 | 0 | 0 | 0 | 0 | 0 | 0 | 0 | 0 | 0 | 0 | 0 | 0 | 0 | 0 | 0 | 0 | 0 | 0 | 0 | 0 | 0
F1_Commercial_School (ID)_New_Food Preparation_Natural Gas_Oven_E6 | F1 | Commercial | School (ID) | New | Food Preparation | Natural Gas | Oven | E6 | CCE | 0 | 0 | 0 | 0 | 0 | 0 | 0 | 0 | 0 | 0 | 0 | 0 | 0 | 0 | 0 | 0 | 0 | 0 | 0 | 0 | 0 | 0 | 0 | 0 | 0 | 0 | 0
F1_Commercial_School (ID)_New_Food Preparation_Natural Gas_Oven_E7 | F1 | Commercial | School (ID) | New | Food Preparation | Natural Gas | Oven | E7 | CCE | 0 | 0 | 0 | 0 | 0 | 0 | 0 | 0 | 0 | 0 | 0 | 0 | 0 | 0 | 0 | 0 | 0 | 0 | 0 | 0 | 0 | 0 | 0 | 0 | 0 | 0 | 0
F1_Commercial_School (ID)_New_Food Preparation_Natural Gas_Oven_E8 | F1 | Commercial | School (ID) | New | Food Preparation | Natural Gas | Oven | E8 | CCE | 0 | 0 | 0 | 0 | 0 | 0 | 0 | 0 | 0 | 0 | 0 | 0 | 0 | 0 | 0 | 0 | 0 | 0 | 0 | 0 | 0 | 0 | 0 | 0 | 0 | 0 | 0
F1_Commercial_School (ID)_New_Food Preparation_Natural Gas_Oven_E9 | F1 | Commercial | School (ID) | New | Food Preparation | Natural Gas | Oven | E9 | CCE | 0 | 0 | 0 | 0 | 0 | 0 | 0 | 0 | 0 | 0 | 0 | 0 | 0 | 0 | 0 | 0 | 0 | 0 | 0 | 0 | 0 | 0 | 0 | 0 | 0 | 0 | 0
F1_Commercial_School (ID)_New_Food Preparation_Natural Gas_Oven_E10 | F1 | Commercial | School (ID) | New | Food Preparation | Natural Gas | Oven | E10 | CCE | 0 | 0 | 0 | 0 | 0 | 0 | 0 | 0 | 0 | 0 | 0 | 0 | 0 | 0 | 0 | 0 | 0 | 0 | 0 | 0 | 0 | 0 | 0 | 0 | 0 | 0 | 0
F2_Commercial_School (ID)_New_Food Preparation_Natural Gas_Oven_E1 | F2 | Commercial | School (ID) | New | Food Preparation | Natural Gas | Oven | E1 | TRC BC Ratio | [24 empty] | 1 | 1 | 1 | bar: 2019 to 2042
F2_Commercial_School (ID)_New_Food Preparation_Natural Gas_Oven_E2 | F2 | Commercial | School (ID) | New | Food Preparation | Natural Gas | Oven | E2 | TRC BC Ratio | 39.4147 | 40.3246 | 41.4692 | 42.8194 | 44.3896 | 46.3698 | 48.4324 | 50.489 | 52.4726 | 54.4835 | 56.053 | 57.5129 | 59.0869 | 60.6202 | 61.9724 | 63.2245 | 64.3287 | 65.4141 | 66.5815 | 67.7134 | 68.8778 | 70.0921 | 71.318 | 72.5851 | 73.8746 | 75.187 | 76.5228
F2_Commercial_School (ID)_New_Food Preparation_Natural Gas_Oven_E3 | F2 | Commercial | School (ID) | New | Food Preparation | Natural Gas | Oven | E3 | TRC BC Ratio | 0 | 0 | 0 | 0 | 0 | 0 | 0 | 0 | 0 | 0 | 0 | 0 | 0 | 0 | 0 | 0 | 0 | 0 | 0 | 0 | 0 | 0 | 0 | 0 | 0 | 0 | 0
F2_Commercial_School (ID)_New_Food Preparation_Natural Gas_Oven_E4 | F2 | Commercial | School (ID) | New | Food Preparation | Natural Gas | Oven | E4 | TRC BC Ratio | 0 | 0 | 0 | 0 | 0 | 0 | 0 | 0 | 0 | 0 | 0 | 0 | 0 | 0 | 0 | 0 | 0 | 0 | 0 | 0 | 0 | 0 | 0 | 0 | 0 | 0 | 0
F2_Commercial_School (ID)_New_Food Preparation_Natural Gas_Oven_E5 | F2 | Commercial | School (ID) | New | Food Preparation | Natural Gas | Oven | E5 | TRC BC Ratio | 0 | 0 | 0 | 0 | 0 | 0 | 0 | 0 | 0 | 0 | 0 | 0 | 0 | 0 | 0 | 0 | 0 | 0 | 0 | 0 | 0 | 0 | 0 | 0 | 0 | 0 | 0
F2_Commercial_School (ID)_New_Food Preparation_Natural Gas_Oven_E6 | F2 | Commercial | School (ID) | New | Food Preparation | Natural Gas | Oven | E6 | TRC BC Ratio | 0 | 0 | 0 | 0 | 0 | 0 | 0 | 0 | 0 | 0 | 0 | 0 | 0 | 0 | 0 | 0 | 0 | 0 | 0 | 0 | 0 | 0 | 0 | 0 | 0 | 0 | 0
F2_Commercial_School (ID)_New_Food Preparation_Natural Gas_Oven_E7 | F2 | Commercial | School (ID) | New | Food Preparation | Natural Gas | Oven | E7 | TRC BC Ratio | 0 | 0 | 0 | 0 | 0 | 0 | 0 | 0 | 0 | 0 | 0 | 0 | 0 | 0 | 0 | 0 | 0 | 0 | 0 | 0 | 0 | 0 | 0 | 0 | 0 | 0 | 0
F2_Commercial_School (ID)_New_Food Preparation_Natural Gas_Oven_E8 | F2 | Commercial | School (ID) | New | Food Preparation | Natural Gas | Oven | E8 | TRC BC Ratio | 0 | 0 | 0 | 0 | 0 | 0 | 0 | 0 | 0 | 0 | 0 | 0 | 0 | 0 | 0 | 0 | 0 | 0 | 0 | 0 | 0 | 0 | 0 | 0 | 0 | 0 | 0
F2_Commercial_School (ID)_New_Food Preparation_Natural Gas_Oven_E9 | F2 | Commercial | School (ID) | New | Food Preparation | Natural Gas | Oven | E9 | TRC BC Ratio | 0 | 0 | 0 | 0 | 0 | 0 | 0 | 0 | 0 | 0 | 0 | 0 | 0 | 0 | 0 | 0 | 0 | 0 | 0 | 0 | 0 | 0 | 0 | 0 | 0 | 0 | 0
F2_Commercial_School (ID)_New_Food Preparation_Natural Gas_Oven_E10 | F2 | Commercial | School (ID) | New | Food Preparation | Natural Gas | Oven | E10 | TRC BC Ratio | 0 | 0 | 0 | 0 | 0 | 0 | 0 | 0 | 0 | 0 | 0 | 0 | 0 | 0 | 0 | 0 | 0 | 0 | 0 | 0 | 0 | 0 | 0 | 0 | 0 | 0 | 0
F3_Commercial_School (ID)_New_Food Preparation_Natural Gas_Oven_E1 | F3 | Commercial | School (ID) | New | Food Preparation | Natural Gas | Oven | E1 | PACT BC Ratio | [24 empty] | 1 | 1 | 1 | bar: 2019 to 2042
F3_Commercial_School (ID)_New_Food Preparation_Natural Gas_Oven_E2 | F3 | Commercial | School (ID) | New | Food Preparation | Natural Gas | Oven | E2 | PACT BC Ratio | 78.0555 | 79.8575 | 82.1242 | 84.7981 | 87.9076 | 91.8292 | 95.9139 | 99.9867 | 103.915 | 107.8973 | 111.0054 | 113.8966 | 117.0136 | 120.0501 | 122.7281 | 125.2077 | 127.3945 | 129.544 | 131.8558 | 134.0974 | 136.4033 | 138.808 | 141.2358 | 143.745 | 146.2988 | 148.8979 | 151.5432
F3_Commercial_School (ID)_New_Food Preparation_Natural Gas_Oven_E3 | F3 | Commercial | School (ID) | New | Food Preparation | Natural Gas | Oven | E3 | PACT BC Ratio | 0 | 0 | 0 | 0 | 0 | 0 | 0 | 0 | 0 | 0 | 0 | 0 | 0 | 0 | 0 | 0 | 0 | 0 | 0 | 0 | 0 | 0 | 0 | 0 | 0 | 0 | 0
F3_Commercial_School (ID)_New_Food Preparation_Natural Gas_Oven_E4 | F3 | Commercial | School (ID) | New | Food Preparation | Natural Gas | Oven | E4 | PACT BC Ratio | 0 | 0 | 0 | 0 | 0 | 0 | 0 | 0 | 0 | 0 | 0 | 0 | 0 | 0 | 0 | 0 | 0 | 0 | 0 | 0 | 0 | 0 | 0 | 0 | 0 | 0 | 0
F3_Commercial_School (ID)_New_Food Preparation_Natural Gas_Oven_E5 | F3 | Commercial | School (ID) | New | Food Preparation | Natural Gas | Oven | E5 | PACT BC Ratio | 0 | 0 | 0 | 0 | 0 | 0 | 0 | 0 | 0 | 0 | 0 | 0 | 0 | 0 | 0 | 0 | 0 | 0 | 0 | 0 | 0 | 0 | 0 | 0 | 0 | 0 | 0
F3_Commercial_School (ID)_New_Food Preparation_Natural Gas_Oven_E6 | F3 | Commercial | School (ID) | New | Food Preparation | Natural Gas | Oven | E6 | PACT BC Ratio | 0 | 0 | 0 | 0 | 0 | 0 | 0 | 0 | 0 | 0 | 0 | 0 | 0 | 0 | 0 | 0 | 0 | 0 | 0 | 0 | 0 | 0 | 0 | 0 | 0 | 0 | 0
F3_Commercial_School (ID)_New_Food Preparation_Natural Gas_Oven_E7 | F3 | Commercial | School (ID) | New | Food Preparation | Natural Gas | Oven | E7 | PACT BC Ratio | 0 | 0 | 0 | 0 | 0 | 0 | 0 | 0 | 0 | 0 | 0 | 0 | 0 | 0 | 0 | 0 | 0 | 0 | 0 | 0 | 0 | 0 | 0 | 0 | 0 | 0 | 0
F3_Commercial_School (ID)_New_Food Preparation_Natural Gas_Oven_E8 | F3 | Commercial | School (ID) | New | Food Preparation | Natural Gas | Oven | E8 | PACT BC Ratio | 0 | 0 | 0 | 0 | 0 | 0 | 0 | 0 | 0 | 0 | 0 | 0 | 0 | 0 | 0 | 0 | 0 | 0 | 0 | 0 | 0 | 0 | 0 | 0 | 0 | 0 | 0
F3_Commercial_School (ID)_New_Food Preparation_Natural Gas_Oven_E9 | F3 | Commercial | School (ID) | New | Food Preparation | Natural Gas | Oven | E9 | PACT BC Ratio | 0 | 0 | 0 | 0 | 0 | 0 | 0 | 0 | 0 | 0 | 0 | 0 | 0 | 0 | 0 | 0 | 0 | 0 | 0 | 0 | 0 | 0 | 0 | 0 | 0 | 0 | 0
F3_Commercial_School (ID)_New_Food Preparation_Natural Gas_Oven_E10 | F3 | Commercial | School (ID) | New | Food Preparation | Natural Gas | Oven | E10 | PACT BC Ratio | 0 | 0 | 0 | 0 | 0 | 0 | 0 | 0 | 0 | 0 | 0 | 0 | 0 | 0 | 0 | 0 | 0 | 0 | 0 | 0 | 0 | 0 | 0 | 0 | 0 | 0 | 0
F4_Commercial_School (ID)_New_Food Preparation_Natural Gas_Oven_E1 | F4 | Commercial | School (ID) | New | Food Preparation | Natural Gas | Oven | E1 | RVT BC Ratio | [24 empty] | 1 | 1 | 1 | bar: 2019 to 2042
F4_Commercial_School (ID)_New_Food Preparation_Natural Gas_Oven_E2 | F4 | Commercial | School (ID) | New | Food Preparation | Natural Gas | Oven | E2 | RVT BC Ratio | 56.6702 | 57.6068 | 58.7481 | 60.1353 | 61.7856 | 63.9669 | 66.2045 | 68.369 | 70.3615 | 72.275 | 74.2405 | 75.9962 | 77.8277 | 79.5203 | 80.9459 | 82.2093 | 83.2453 | 84.2218 | 85.2695 | 86.2306 | 87.192 | 88.722 | 90.2667 | 91.8631 | 93.4879 | 95.1416 | 96.8247
F4_Commercial_School (ID)_New_Food Preparation_Natural Gas_Oven_E3 | F4 | Commercial | School (ID) | New | Food Preparation | Natural Gas | Oven | E3 | RVT BC Ratio | 0 | 0 | 0 | 0 | 0 | 0 | 0 | 0 | 0 | 0 | 0 | 0 | 0 | 0 | 0 | 0 | 0 | 0 | 0 | 0 | 0 | 0 | 0 | 0 | 0 | 0 | 0
F4_Commercial_School (ID)_New_Food Preparation_Natural Gas_Oven_E4 | F4 | Commercial | School (ID) | New | Food Preparation | Natural Gas | Oven | E4 | RVT BC Ratio | 0 | 0 | 0 | 0 | 0 | 0 | 0 | 0 | 0 | 0 | 0 | 0 | 0 | 0 | 0 | 0 | 0 | 0 | 0 | 0 | 0 | 0 | 0 | 0 | 0 | 0 | 0
F4_Commercial_School (ID)_New_Food Preparation_Natural Gas_Oven_E5 | F4 | Commercial | School (ID) | New | Food Preparation | Natural Gas | Oven | E5 | RVT BC Ratio | 0 | 0 | 0 | 0 | 0 | 0 | 0 | 0 | 0 | 0 | 0 | 0 | 0 | 0 | 0 | 0 | 0 | 0 | 0 | 0 | 0 | 0 | 0 | 0 | 0 | 0 | 0
F4_Commercial_School (ID)_New_Food Preparation_Natural Gas_Oven_E6 | F4 | Commercial | School (ID) | New | Food Preparation | Natural Gas | Oven | E6 | RVT BC Ratio | 0 | 0 | 0 | 0 | 0 | 0 | 0 | 0 | 0 | 0 | 0 | 0 | 0 | 0 | 0 | 0 | 0 | 0 | 0 | 0 | 0 | 0 | 0 | 0 | 0 | 0 | 0
F4_Commercial_School (ID)_New_Food Preparation_Natural Gas_Oven_E7 | F4 | Commercial | School (ID) | New | Food Preparation | Natural Gas | Oven | E7 | RVT BC Ratio | 0 | 0 | 0 | 0 | 0 | 0 | 0 | 0 | 0 | 0 | 0 | 0 | 0 | 0 | 0 | 0 | 0 | 0 | 0 | 0 | 0 | 0 | 0 | 0 | 0 | 0 | 0
F4_Commercial_School (ID)_New_Food Preparation_Natural Gas_Oven_E8 | F4 | Commercial | School (ID) | New | Food Preparation | Natural Gas | Oven | E8 | RVT BC Ratio | 0 | 0 | 0 | 0 | 0 | 0 | 0 | 0 | 0 | 0 | 0 | 0 | 0 | 0 | 0 | 0 | 0 | 0 | 0 | 0 | 0 | 0 | 0 | 0 | 0 | 0 | 0
F4_Commercial_School (ID)_New_Food Preparation_Natural Gas_Oven_E9 | F4 | Commercial | School (ID) | New | Food Preparation | Natural Gas | Oven | E9 | RVT BC Ratio | 0 | 0 | 0 | 0 | 0 | 0 | 0 | 0 | 0 | 0 | 0 | 0 | 0 | 0 | 0 | 0 | 0 | 0 | 0 | 0 | 0 | 0 | 0 | 0 | 0 | 0 | 0
F4_Commercial_School (ID)_New_Food Preparation_Natural Gas_Oven_E10 | F4 | Commercial | School (ID) | New | Food Preparation | Natural Gas | Oven | E10 | RVT BC Ratio | 0 | 0 | 0 | 0 | 0 | 0 | 0 | 0 | 0 | 0 | 0 | 0 | 0 | 0 | 0 | 0 | 0 | 0 | 0 | 0 | 0 | 0 | 0 | 0 | 0 | 0 | 0
F5_Commercial_School (ID)_New_Food Preparation_Natural Gas_Oven_E1 | F5 | Commercial | School (ID) | New | Food Preparation | Natural Gas | Oven | E1 | RIM BC Ratio | [24 empty] | 1 | 1 | 1 | bar: 2019 to 2042
F5_Commercial_School (ID)_New_Food Preparation_Natural Gas_Oven_E2 | F5 | Commercial | School (ID) | New | Food Preparation | Natural Gas | Oven | E2 | RIM BC Ratio | 0.83168 | 0.83709 | 0.84418 | 0.85163 | 0.85935 | 0.86717 | 0.87523 | 0.88359 | 0.89237 | 0.90211 | 0.90359 | 0.90576 | 0.90871 | 0.91249 | 0.91646 | 0.92064 | 0.92509 | 0.92982 | 0.93481 | 0.94013 | 0.94578 | 0.94589 | 0.946 | 0.94611 | 0.94622 | 0.94633 | 0.94643
F5_Commercial_School (ID)_New_Food Preparation_Natural Gas_Oven_E3 | F5 | Commercial | School (ID) | New | Food Preparation | Natural Gas | Oven | E3 | RIM BC Ratio | 0 | 0 | 0 | 0 | 0 | 0 | 0 | 0 | 0 | 0 | 0 | 0 | 0 | 0 | 0 | 0 | 0 | 0 | 0 | 0 | 0 | 0 | 0 | 0 | 0 | 0 | 0
F5_Commercial_School (ID)_New_Food Preparation_Natural Gas_Oven_E4 | F5 | Commercial | School (ID) | New | Food Preparation | Natural Gas | Oven | E4 | RIM BC Ratio | 0 | 0 | 0 | 0 | 0 | 0 | 0 | 0 | 0 | 0 | 0 | 0 | 0 | 0 | 0 | 0 | 0 | 0 | 0 | 0 | 0 | 0 | 0 | 0 | 0 | 0 | 0
F5_Commercial_School (ID)_New_Food Preparation_Natural Gas_Oven_E5 | F5 | Commercial | School (ID) | New | Food Preparation | Natural Gas | Oven | E5 | RIM BC Ratio | 0 | 0 | 0 | 0 | 0 | 0 | 0 | 0 | 0 | 0 | 0 | 0 | 0 | 0 | 0 | 0 | 0 | 0 | 0 | 0 | 0 | 0 | 0 | 0 | 0 | 0 | 0
F5_Commercial_School (ID)_New_Food Preparation_Natural Gas_Oven_E6 | F5 | Commercial | School (ID) | New | Food Preparation | Natural Gas | Oven | E6 | RIM BC Ratio | 0 | 0 | 0 | 0 | 0 | 0 | 0 | 0 | 0 | 0 | 0 | 0 | 0 | 0 | 0 | 0 | 0 | 0 | 0 | 0 | 0 | 0 | 0 | 0 | 0 | 0 | 0
F5_Commercial_School (ID)_New_Food Preparation_Natural Gas_Oven_E7 | F5 | Commercial | School (ID) | New | Food Preparation | Natural Gas | Oven | E7 | RIM BC Ratio | 0 | 0 | 0 | 0 | 0 | 0 | 0 | 0 | 0 | 0 | 0 | 0 | 0 | 0 | 0 | 0 | 0 | 0 | 0 | 0 | 0 | 0 | 0 | 0 | 0 | 0 | 0
F5_Commercial_School (ID)_New_Food Preparation_Natural Gas_Oven_E8 | F5 | Commercial | School (ID) | New | Food Preparation | Natural Gas | Oven | E8 | RIM BC Ratio | 0 | 0 | 0 | 0 | 0 | 0 | 0 | 0 | 0 | 0 | 0 | 0 | 0 | 0 | 0 | 0 | 0 | 0 | 0 | 0 | 0 | 0 | 0 | 0 | 0 | 0 | 0
F5_Commercial_School (ID)_New_Food Preparation_Natural Gas_Oven_E9 | F5 | Commercial | School (ID) | New | Food Preparation | Natural Gas | Oven | E9 | RIM BC Ratio | 0 | 0 | 0 | 0 | 0 | 0 | 0 | 0 | 0 | 0 | 0 | 0 | 0 | 0 | 0 | 0 | 0 | 0 | 0 | 0 | 0 | 0 | 0 | 0 | 0 | 0 | 0
F5_Commercial_School (ID)_New_Food Preparation_Natural Gas_Oven_E10 | F5 | Commercial | School (ID) | New | Food Preparation | Natural Gas | Oven | E10 | RIM BC Ratio | 0 | 0 | 0 | 0 | 0 | 0 | 0 | 0 | 0 | 0 | 0 | 0 | 0 | 0 | 0 | 0 | 0 | 0 | 0 | 0 | 0 | 0 | 0 | 0 | 0 | 0 | 0
F0_Commercial_School (ID)_New_Food Preparation_Natural Gas_Conveyor Oven_E0 | F0 | Commercial | School (ID) | New | Food Preparation | Natural Gas | Conveyor Oven | E0 | Economic Unit | ENERGY STAR (>42% Baking Efficiency) | ENERGY STAR (>42% Baking Efficiency) | ENERGY STAR (>42% Baking Efficiency) | ENERGY STAR (>42% Baking Efficiency) | ENERGY STAR (>42% Baking Efficiency) | ENERGY STAR (>42% Baking Efficiency) | ENERGY STAR (>42% Baking Efficiency) | ENERGY STAR (>42% Baking Efficiency) | ENERGY STAR (>42% Baking Efficiency) | ENERGY STAR (>42% Baking Efficiency) | ENERGY STAR (>42% Baking Efficiency) | ENERGY STAR (>42% Baking Efficiency) | ENERGY STAR (>42% Baking Efficiency) | ENERGY STAR (>42% Baking Efficiency) | ENERGY STAR (>42% Baking Efficiency) | ENERGY STAR (>42% Baking Efficiency) | ENERGY STAR (>42% Baking Efficiency) | ENERGY STAR (>42% Baking Efficiency) | ENERGY STAR (>42% Baking Efficiency) | ENERGY STAR (>42% Baking Efficiency) | ENERGY STAR (>42% Baking Efficiency) | ENERGY STAR (>42% Baking Efficiency) | ENERGY STAR (>42% Baking Efficiency) | ENERGY STAR (>42% Baking Efficiency) | ENERGY STAR (>42% Baking Efficiency) | ENERGY STAR (>42% Baking Efficiency) | ENERGY STAR (>42% Baking Efficiency)
F1_Commercial_School (ID)_New_Food Preparation_Natural Gas_Conveyor Oven_E1 | F1 | Commercial | School (ID) | New | Food Preparation | Natural Gas | Conveyor Oven | E1 | CCE | 0 | 0 | 0 | 0 | 0 | 0 | 0 | 0 | 0 | 0 | 0 | 0 | 0 | 0 | 0 | 0 | 0 | 0 | 0 | 0 | 0 | 0 | 0 | 0 | 0 | 0 | 0
F1_Commercial_School (ID)_New_Food Preparation_Natural Gas_Conveyor Oven_E2 | F1 | Commercial | School (ID) | New | Food Preparation | Natural Gas | Conveyor Oven | E2 | CCE | 0.00013761 | 0.00013761 | 0.00013761 | 0.00013761 | 0.00013761 | 0.00013761 | 0.00013761 | 0.00013761 | 0.00013761 | 0.00013761 | 0.00013761 | 0.00013761 | 0.00013761 | 0.00013761 | 0.00013761 | 0.00013761 | 0.00013761 | 0.00013761 | 0.00013761 | 0.00013761 | 0.00013761 | 0.00013761 | 0.00013761 | 0.00013761 | 0.00013761 | 0.00013761 | 0.00013761
F1_Commercial_School (ID)_New_Food Preparation_Natural Gas_Conveyor Oven_E3 | F1 | Commercial | School (ID) | New | Food Preparation | Natural Gas | Conveyor Oven | E3 | CCE | 0 | 0 | 0 | 0 | 0 | 0 | 0 | 0 | 0 | 0 | 0 | 0 | 0 | 0 | 0 | 0 | 0 | 0 | 0 | 0 | 0 | 0 | 0 | 0 | 0 | 0 | 0
F1_Commercial_School (ID)_New_Food Preparation_Natural Gas_Conveyor Oven_E4 | F1 | Commercial | School (ID) | New | Food Preparation | Natural Gas | Conveyor Oven | E4 | CCE | 0 | 0 | 0 | 0 | 0 | 0 | 0 | 0 | 0 | 0 | 0 | 0 | 0 | 0 | 0 | 0 | 0 | 0 | 0 | 0 | 0 | 0 | 0 | 0 | 0 | 0 | 0
F1_Commercial_School (ID)_New_Food Preparation_Natural Gas_Conveyor Oven_E5 | F1 | Commercial | School (ID) | New | Food Preparation | Natural Gas | Conveyor Oven | E5 | CCE | 0 | 0 | 0 | 0 | 0 | 0 | 0 | 0 | 0 | 0 | 0 | 0 | 0 | 0 | 0 | 0 | 0 | 0 | 0 | 0 | 0 | 0 | 0 | 0 | 0 | 0 | 0
F1_Commercial_School (ID)_New_Food Preparation_Natural Gas_Conveyor Oven_E6 | F1 | Commercial | School (ID) | New | Food Preparation | Natural Gas | Conveyor Oven | E6 | CCE | 0 | 0 | 0 | 0 | 0 | 0 | 0 | 0 | 0 | 0 | 0 | 0 | 0 | 0 | 0 | 0 | 0 | 0 | 0 | 0 | 0 | 0 | 0 | 0 | 0 | 0 | 0
F1_Commercial_School (ID)_New_Food Preparation_Natural Gas_Conveyor Oven_E7 | F1 | Commercial | School (ID) | New | Food Preparation | Natural Gas | Conveyor Oven | E7 | CCE | 0 | 0 | 0 | 0 | 0 | 0 | 0 | 0 | 0 | 0 | 0 | 0 | 0 | 0 | 0 | 0 | 0 | 0 | 0 | 0 | 0 | 0 | 0 | 0 | 0 | 0 | 0
F1_Commercial_School (ID)_New_Food Preparation_Natural Gas_Conveyor Oven_E8 | F1 | Commercial | School (ID) | New | Food Preparation | Natural Gas | Conveyor Oven | E8 | CCE | 0 | 0 | 0 | 0 | 0 | 0 | 0 | 0 | 0 | 0 | 0 | 0 | 0 | 0 | 0 | 0 | 0 | 0 | 0 | 0 | 0 | 0 | 0 | 0 | 0 | 0 | 0
F1_Commercial_School (ID)_New_Food Preparation_Natural Gas_Conveyor Oven_E9 | F1 | Commercial | School (ID) | New | Food Preparation | Natural Gas | Conveyor Oven | E9 | CCE | 0 | 0 | 0 | 0 | 0 | 0 | 0 | 0 | 0 | 0 | 0 | 0 | 0 | 0 | 0 | 0 | 0 | 0 | 0 | 0 | 0 | 0 | 0 | 0 | 0 | 0 | 0
F1_Commercial_School (ID)_New_Food Preparation_Natural Gas_Conveyor Oven_E10 | F1 | Commercial | School (ID) | New | Food Preparation | Natural Gas | Conveyor Oven | E10 | CCE | 0 | 0 | 0 | 0 | 0 | 0 | 0 | 0 | 0 | 0 | 0 | 0 | 0 | 0 | 0 | 0 | 0 | 0 | 0 | 0 | 0 | 0 | 0 | 0 | 0 | 0 | 0
F2_Commercial_School (ID)_New_Food Preparation_Natural Gas_Conveyor Oven_E1 | F2 | Commercial | School (ID) | New | Food Preparation | Natural Gas | Conveyor Oven | E1 | TRC BC Ratio | [24 empty] | 1 | 1 | 1 | bar: 2019 to 2042
F2_Commercial_School (ID)_New_Food Preparation_Natural Gas_Conveyor Oven_E2 | F2 | Commercial | School (ID) | New | Food Preparation | Natural Gas | Conveyor Oven | E2 | TRC BC Ratio | 27.8787 | 28.6268 | 29.4489 | 30.3496 | 31.3363 | 32.4857 | 33.6515 | 34.8016 | 35.9112 | 37.037 | 37.9658 | 38.8474 | 39.7876 | 40.7149 | 41.5636 | 42.3714 | 43.1154 | 43.855 | 44.6366 | 45.4062 | 46.1951 | 47.0115 | 47.8379 | 48.6877 | 49.5527 | 50.4331 | 51.3291
F2_Commercial_School (ID)_New_Food Preparation_Natural Gas_Conveyor Oven_E3 | F2 | Commercial | School (ID) | New | Food Preparation | Natural Gas | Conveyor Oven | E3 | TRC BC Ratio | 0 | 0 | 0 | 0 | 0 | 0 | 0 | 0 | 0 | 0 | 0 | 0 | 0 | 0 | 0 | 0 | 0 | 0 | 0 | 0 | 0 | 0 | 0 | 0 | 0 | 0 | 0
F2_Commercial_School (ID)_New_Food Preparation_Natural Gas_Conveyor Oven_E4 | F2 | Commercial | School (ID) | New | Food Preparation | Natural Gas | Conveyor Oven | E4 | TRC BC Ratio | 0 | 0 | 0 | 0 | 0 | 0 | 0 | 0 | 0 | 0 | 0 | 0 | 0 | 0 | 0 | 0 | 0 | 0 | 0 | 0 | 0 | 0 | 0 | 0 | 0 | 0 | 0
F2_Commercial_School (ID)_New_Food Preparation_Natural Gas_Conveyor Oven_E5 | F2 | Commercial | School (ID) | New | Food Preparation | Natural Gas | Conveyor Oven | E5 | TRC BC Ratio | 0 | 0 | 0 | 0 | 0 | 0 | 0 | 0 | 0 | 0 | 0 | 0 | 0 | 0 | 0 | 0 | 0 | 0 | 0 | 0 | 0 | 0 | 0 | 0 | 0 | 0 | 0
F2_Commercial_School (ID)_New_Food Preparation_Natural Gas_Conveyor Oven_E6 | F2 | Commercial | School (ID) | New | Food Preparation | Natural Gas | Conveyor Oven | E6 | TRC BC Ratio | 0 | 0 | 0 | 0 | 0 | 0 | 0 | 0 | 0 | 0 | 0 | 0 | 0 | 0 | 0 | 0 | 0 | 0 | 0 | 0 | 0 | 0 | 0 | 0 | 0 | 0 | 0
F2_Commercial_School (ID)_New_Food Preparation_Natural Gas_Conveyor Oven_E7 | F2 | Commercial | School (ID) | New | Food Preparation | Natural Gas | Conveyor Oven | E7 | TRC BC Ratio | 0 | 0 | 0 | 0 | 0 | 0 | 0 | 0 | 0 | 0 | 0 | 0 | 0 | 0 | 0 | 0 | 0 | 0 | 0 | 0 | 0 | 0 | 0 | 0 | 0 | 0 | 0
F2_Commercial_School (ID)_New_Food Preparation_Natural Gas_Conveyor Oven_E8 | F2 | Commercial | School (ID) | New | Food Preparation | Natural Gas | Conveyor Oven | E8 | TRC BC Ratio | 0 | 0 | 0 | 0 | 0 | 0 | 0 | 0 | 0 | 0 | 0 | 0 | 0 | 0 | 0 | 0 | 0 | 0 | 0 | 0 | 0 | 0 | 0 | 0 | 0 | 0 | 0
F2_Commercial_School (ID)_New_Food Preparation_Natural Gas_Conveyor Oven_E9 | F2 | Commercial | School (ID) | New | Food Preparation | Natural Gas | Conveyor Oven | E9 | TRC BC Ratio | 0 | 0 | 0 | 0 | 0 | 0 | 0 | 0 | 0 | 0 | 0 | 0 | 0 | 0 | 0 | 0 | 0 | 0 | 0 | 0 | 0 | 0 | 0 | 0 | 0 | 0 | 0
F2_Commercial_School (ID)_New_Food Preparation_Natural Gas_Conveyor Oven_E10 | F2 | Commercial | School (ID) | New | Food Preparation | Natural Gas | Conveyor Oven | E10 | TRC BC Ratio | 0 | 0 | 0 | 0 | 0 | 0 | 0 | 0 | 0 | 0 | 0 | 0 | 0 | 0 | 0 | 0 | 0 | 0 | 0 | 0 | 0 | 0 | 0 | 0 | 0 | 0 | 0
F3_Commercial_School (ID)_New_Food Preparation_Natural Gas_Conveyor Oven_E1 | F3 | Commercial | School (ID) | New | Food Preparation | Natural Gas | Conveyor Oven | E1 | PACT BC Ratio | [24 empty] | 1 | 1 | 1 | bar: 2019 to 2042
F3_Commercial_School (ID)_New_Food Preparation_Natural Gas_Conveyor Oven_E2 | F3 | Commercial | School (ID) | New | Food Preparation | Natural Gas | Conveyor Oven | E2 | PACT BC Ratio | 55.21 | 56.6915 | 58.3197 | 60.1033 | 62.0573 | 64.3335 | 66.6422 | 68.9199 | 71.1173 | 73.3469 | 75.1863 | 76.9321 | 78.794 | 80.6305 | 82.3112 | 83.9109 | 85.3843 | 86.849 | 88.3967 | 89.9208 | 91.4833 | 93.1 | 94.7365 | 96.4196 | 98.1325 | 99.876 | 101.6503
F3_Commercial_School (ID)_New_Food Preparation_Natural Gas_Conveyor Oven_E3 | F3 | Commercial | School (ID) | New | Food Preparation | Natural Gas | Conveyor Oven | E3 | PACT BC Ratio | 0 | 0 | 0 | 0 | 0 | 0 | 0 | 0 | 0 | 0 | 0 | 0 | 0 | 0 | 0 | 0 | 0 | 0 | 0 | 0 | 0 | 0 | 0 | 0 | 0 | 0 | 0
F3_Commercial_School (ID)_New_Food Preparation_Natural Gas_Conveyor Oven_E4 | F3 | Commercial | School (ID) | New | Food Preparation | Natural Gas | Conveyor Oven | E4 | PACT BC Ratio | 0 | 0 | 0 | 0 | 0 | 0 | 0 | 0 | 0 | 0 | 0 | 0 | 0 | 0 | 0 | 0 | 0 | 0 | 0 | 0 | 0 | 0 | 0 | 0 | 0 | 0 | 0
F3_Commercial_School (ID)_New_Food Preparation_Natural Gas_Conveyor Oven_E5 | F3 | Commercial | School (ID) | New | Food Preparation | Natural Gas | Conveyor Oven | E5 | PACT BC Ratio | 0 | 0 | 0 | 0 | 0 | 0 | 0 | 0 | 0 | 0 | 0 | 0 | 0 | 0 | 0 | 0 | 0 | 0 | 0 | 0 | 0 | 0 | 0 | 0 | 0 | 0 | 0
F3_Commercial_School (ID)_New_Food Preparation_Natural Gas_Conveyor Oven_E6 | F3 | Commercial | School (ID) | New | Food Preparation | Natural Gas | Conveyor Oven | E6 | PACT BC Ratio | 0 | 0 | 0 | 0 | 0 | 0 | 0 | 0 | 0 | 0 | 0 | 0 | 0 | 0 | 0 | 0 | 0 | 0 | 0 | 0 | 0 | 0 | 0 | 0 | 0 | 0 | 0
F3_Commercial_School (ID)_New_Food Preparation_Natural Gas_Conveyor Oven_E7 | F3 | Commercial | School (ID) | New | Food Preparation | Natural Gas | Conveyor Oven | E7 | PACT BC Ratio | 0 | 0 | 0 | 0 | 0 | 0 | 0 | 0 | 0 | 0 | 0 | 0 | 0 | 0 | 0 | 0 | 0 | 0 | 0 | 0 | 0 | 0 | 0 | 0 | 0 | 0 | 0
F3_Commercial_School (ID)_New_Food Preparation_Natural Gas_Conveyor Oven_E8 | F3 | Commercial | School (ID) | New | Food Preparation | Natural Gas | Conveyor Oven | E8 | PACT BC Ratio | 0 | 0 | 0 | 0 | 0 | 0 | 0 | 0 | 0 | 0 | 0 | 0 | 0 | 0 | 0 | 0 | 0 | 0 | 0 | 0 | 0 | 0 | 0 | 0 | 0 | 0 | 0
F3_Commercial_School (ID)_New_Food Preparation_Natural Gas_Conveyor Oven_E9 | F3 | Commercial | School (ID) | New | Food Preparation | Natural Gas | Conveyor Oven | E9 | PACT BC Ratio | 0 | 0 | 0 | 0 | 0 | 0 | 0 | 0 | 0 | 0 | 0 | 0 | 0 | 0 | 0 | 0 | 0 | 0 | 0 | 0 | 0 | 0 | 0 | 0 | 0 | 0 | 0
F3_Commercial_School (ID)_New_Food Preparation_Natural Gas_Conveyor Oven_E10 | F3 | Commercial | School (ID) | New | Food Preparation | Natural Gas | Conveyor Oven | E10 | PACT BC Ratio | 0 | 0 | 0 | 0 | 0 | 0 | 0 | 0 | 0 | 0 | 0 | 0 | 0 | 0 | 0 | 0 | 0 | 0 | 0 | 0 | 0 | 0 | 0 | 0 | 0 | 0 | 0
F4_Commercial_School (ID)_New_Food Preparation_Natural Gas_Conveyor Oven_E1 | F4 | Commercial | School (ID) | New | Food Preparation | Natural Gas | Conveyor Oven | E1 | RVT BC Ratio | [24 empty] | 1 | 1 | 1 | bar: 2019 to 2042
F4_Commercial_School (ID)_New_Food Preparation_Natural Gas_Conveyor Oven_E2 | F4 | Commercial | School (ID) | New | Food Preparation | Natural Gas | Conveyor Oven | E2 | RVT BC Ratio | 39.1879 | 40.0168 | 40.9182 | 41.8952 | 42.9545 | 44.2023 | 45.4232 | 46.5855 | 47.6509 | 48.6983 | 49.7931 | 50.8149 | 51.9027 | 52.9613 | 53.9029 | 54.7765 | 55.5508 | 56.3032 | 57.0937 | 57.8499 | 58.6118 | 59.6405 | 60.6816 | 61.7525 | 62.8424 | 63.9516 | 65.0806
F4_Commercial_School (ID)_New_Food Preparation_Natural Gas_Conveyor Oven_E3 | F4 | Commercial | School (ID) | New | Food Preparation | Natural Gas | Conveyor Oven | E3 | RVT BC Ratio | 0 | 0 | 0 | 0 | 0 | 0 | 0 | 0 | 0 | 0 | 0 | 0 | 0 | 0 | 0 | 0 | 0 | 0 | 0 | 0 | 0 | 0 | 0 | 0 | 0 | 0 | 0
F4_Commercial_School (ID)_New_Food Preparation_Natural Gas_Conveyor Oven_E4 | F4 | Commercial | School (ID) | New | Food Preparation | Natural Gas | Conveyor Oven | E4 | RVT BC Ratio | 0 | 0 | 0 | 0 | 0 | 0 | 0 | 0 | 0 | 0 | 0 | 0 | 0 | 0 | 0 | 0 | 0 | 0 | 0 | 0 | 0 | 0 | 0 | 0 | 0 | 0 | 0
F4_Commercial_School (ID)_New_Food Preparation_Natural Gas_Conveyor Oven_E5 | F4 | Commercial | School (ID) | New | Food Preparation | Natural Gas | Conveyor Oven | E5 | RVT BC Ratio | 0 | 0 | 0 | 0 | 0 | 0 | 0 | 0 | 0 | 0 | 0 | 0 | 0 | 0 | 0 | 0 | 0 | 0 | 0 | 0 | 0 | 0 | 0 | 0 | 0 | 0 | 0
F4_Commercial_School (ID)_New_Food Preparation_Natural Gas_Conveyor Oven_E6 | F4 | Commercial | School (ID) | New | Food Preparation | Natural Gas | Conveyor Oven | E6 | RVT BC Ratio | 0 | 0 | 0 | 0 | 0 | 0 | 0 | 0 | 0 | 0 | 0 | 0 | 0 | 0 | 0 | 0 | 0 | 0 | 0 | 0 | 0 | 0 | 0 | 0 | 0 | 0 | 0
F4_Commercial_School (ID)_New_Food Preparation_Natural Gas_Conveyor Oven_E7 | F4 | Commercial | School (ID) | New | Food Preparation | Natural Gas | Conveyor Oven | E7 | RVT BC Ratio | 0 | 0 | 0 | 0 | 0 | 0 | 0 | 0 | 0 | 0 | 0 | 0 | 0 | 0 | 0 | 0 | 0 | 0 | 0 | 0 | 0 | 0 | 0 | 0 | 0 | 0 | 0
F4_Commercial_School (ID)_New_Food Preparation_Natural Gas_Conveyor Oven_E8 | F4 | Commercial | School (ID) | New | Food Preparation | Natural Gas | Conveyor Oven | E8 | RVT BC Ratio | 0 | 0 | 0 | 0 | 0 | 0 | 0 | 0 | 0 | 0 | 0 | 0 | 0 | 0 | 0 | 0 | 0 | 0 | 0 | 0 | 0 | 0 | 0 | 0 | 0 | 0 | 0
F4_Commercial_School (ID)_New_Food Preparation_Natural Gas_Conveyor Oven_E9 | F4 | Commercial | School (ID) | New | Food Preparation | Natural Gas | Conveyor Oven | E9 | RVT BC Ratio | 0 | 0 | 0 | 0 | 0 | 0 | 0 | 0 | 0 | 0 | 0 | 0 | 0 | 0 | 0 | 0 | 0 | 0 | 0 | 0 | 0 | 0 | 0 | 0 | 0 | 0 | 0
F4_Commercial_School (ID)_New_Food Preparation_Natural Gas_Conveyor Oven_E10 | F4 | Commercial | School (ID) | New | Food Preparation | Natural Gas | Conveyor Oven | E10 | RVT BC Ratio | 0 | 0 | 0 | 0 | 0 | 0 | 0 | 0 | 0 | 0 | 0 | 0 | 0 | 0 | 0 | 0 | 0 | 0 | 0 | 0 | 0 | 0 | 0 | 0 | 0 | 0 | 0
F5_Commercial_School (ID)_New_Food Preparation_Natural Gas_Conveyor Oven_E1 | F5 | Commercial | School (ID) | New | Food Preparation | Natural Gas | Conveyor Oven | E1 | RIM BC Ratio | [24 empty] | 1 | 1 | 1 | bar: 2019 to 2042
F5_Commercial_School (ID)_New_Food Preparation_Natural Gas_Conveyor Oven_E2 | F5 | Commercial | School (ID) | New | Food Preparation | Natural Gas | Conveyor Oven | E2 | RIM BC Ratio | 0.84936 | 0.85417 | 0.85944 | 0.86517 | 0.87137 | 0.87795 | 0.88511 | 0.89262 | 0.90058 | 0.90892 | 0.91131 | 0.91379 | 0.91637 | 0.91905 | 0.92188 | 0.92486 | 0.92803 | 0.93138 | 0.9349 | 0.93863 | 0.94257 | 0.94274 | 0.9429 | 0.94307 | 0.94323 | 0.94339 | 0.94354
F5_Commercial_School (ID)_New_Food Preparation_Natural Gas_Conveyor Oven_E3 | F5 | Commercial | School (ID) | New | Food Preparation | Natural Gas | Conveyor Oven | E3 | RIM BC Ratio | 0 | 0 | 0 | 0 | 0 | 0 | 0 | 0 | 0 | 0 | 0 | 0 | 0 | 0 | 0 | 0 | 0 | 0 | 0 | 0 | 0 | 0 | 0 | 0 | 0 | 0 | 0
F5_Commercial_School (ID)_New_Food Preparation_Natural Gas_Conveyor Oven_E4 | F5 | Commercial | School (ID) | New | Food Preparation | Natural Gas | Conveyor Oven | E4 | RIM BC Ratio | 0 | 0 | 0 | 0 | 0 | 0 | 0 | 0 | 0 | 0 | 0 | 0 | 0 | 0 | 0 | 0 | 0 | 0 | 0 | 0 | 0 | 0 | 0 | 0 | 0 | 0 | 0
F5_Commercial_School (ID)_New_Food Preparation_Natural Gas_Conveyor Oven_E5 | F5 | Commercial | School (ID) | New | Food Preparation | Natural Gas | Conveyor Oven | E5 | RIM BC Ratio | 0 | 0 | 0 | 0 | 0 | 0 | 0 | 0 | 0 | 0 | 0 | 0 | 0 | 0 | 0 | 0 | 0 | 0 | 0 | 0 | 0 | 0 | 0 | 0 | 0 | 0 | 0
F5_Commercial_School (ID)_New_Food Preparation_Natural Gas_Conveyor Oven_E6 | F5 | Commercial | School (ID) | New | Food Preparation | Natural Gas | Conveyor Oven | E6 | RIM BC Ratio | 0 | 0 | 0 | 0 | 0 | 0 | 0 | 0 | 0 | 0 | 0 | 0 | 0 | 0 | 0 | 0 | 0 | 0 | 0 | 0 | 0 | 0 | 0 | 0 | 0 | 0 | 0
F5_Commercial_School (ID)_New_Food Preparation_Natural Gas_Conveyor Oven_E7 | F5 | Commercial | School (ID) | New | Food Preparation | Natural Gas | Conveyor Oven | E7 | RIM BC Ratio | 0 | 0 | 0 | 0 | 0 | 0 | 0 | 0 | 0 | 0 | 0 | 0 | 0 | 0 | 0 | 0 | 0 | 0 | 0 | 0 | 0 | 0 | 0 | 0 | 0 | 0 | 0
F5_Commercial_School (ID)_New_Food Preparation_Natural Gas_Conveyor Oven_E8 | F5 | Commercial | School (ID) | New | Food Preparation | Natural Gas | Conveyor Oven | E8 | RIM BC Ratio | 0 | 0 | 0 | 0 | 0 | 0 | 0 | 0 | 0 | 0 | 0 | 0 | 0 | 0 | 0 | 0 | 0 | 0 | 0 | 0 | 0 | 0 | 0 | 0 | 0 | 0 | 0
F5_Commercial_School (ID)_New_Food Preparation_Natural Gas_Conveyor Oven_E9 | F5 | Commercial | School (ID) | New | Food Preparation | Natural Gas | Conveyor Oven | E9 | RIM BC Ratio | 0 | 0 | 0 | 0 | 0 | 0 | 0 | 0 | 0 | 0 | 0 | 0 | 0 | 0 | 0 | 0 | 0 | 0 | 0 | 0 | 0 | 0 | 0 | 0 | 0 | 0 | 0
F5_Commercial_School (ID)_New_Food Preparation_Natural Gas_Conveyor Oven_E10 | F5 | Commercial | School (ID) | New | Food Preparation | Natural Gas | Conveyor Oven | E10 | RIM BC Ratio | 0 | 0 | 0 | 0 | 0 | 0 | 0 | 0 | 0 | 0 | 0 | 0 | 0 | 0 | 0 | 0 | 0 | 0 | 0 | 0 | 0 | 0 | 0 | 0 | 0 | 0 | 0
F0_Commercial_School (ID)_New_Food Preparation_Natural Gas_Double Rack Oven_E0 | F0 | Commercial | School (ID) | New | Food Preparation | Natural Gas | Double Rack Oven | E0 | Economic Unit | FTSC Qualified (>50% Cooking Efficiency) | FTSC Qualified (>50% Cooking Efficiency) | FTSC Qualified (>50% Cooking Efficiency) | FTSC Qualified (>50% Cooking Efficiency) | FTSC Qualified (>50% Cooking Efficiency) | FTSC Qualified (>50% Cooking Efficiency) | FTSC Qualified (>50% Cooking Efficiency) | FTSC Qualified (>50% Cooking Efficiency) | FTSC Qualified (>50% Cooking Efficiency) | FTSC Qualified (>50% Cooking Efficiency) | FTSC Qualified (>50% Cooking Efficiency) | FTSC Qualified (>50% Cooking Efficiency) | FTSC Qualified (>50% Cooking Efficiency) | FTSC Qualified (>50% Cooking Efficiency) | FTSC Qualified (>50% Cooking Efficiency) | FTSC Qualified (>50% Cooking Efficiency) | FTSC Qualified (>50% Cooking Efficiency) | FTSC Qualified (>50% Cooking Efficiency) | FTSC Qualified (>50% Cooking Efficiency) | FTSC Qualified (>50% Cooking Efficiency) | FTSC Qualified (>50% Cooking Efficiency) | FTSC Qualified (>50% Cooking Efficiency) | FTSC Qualified (>50% Cooking Efficiency) | FTSC Qualified (>50% Cooking Efficiency) | FTSC Qualified (>50% Cooking Efficiency) | FTSC Qualified (>50% Cooking Efficiency) | FTSC Qualified (>50% Cooking Efficiency)
F1_Commercial_School (ID)_New_Food Preparation_Natural Gas_Double Rack Oven_E1 | F1 | Commercial | School (ID) | New | Food Preparation | Natural Gas | Double Rack Oven | E1 | CCE | 0 | 0 | 0 | 0 | 0 | 0 | 0 | 0 | 0 | 0 | 0 | 0 | 0 | 0 | 0 | 0 | 0 | 0 | 0 | 0 | 0 | 0 | 0 | 0 | 0 | 0 | 0
F1_Commercial_School (ID)_New_Food Preparation_Natural Gas_Double Rack Oven_E2 | F1 | Commercial | School (ID) | New | Food Preparation | Natural Gas | Double Rack Oven | E2 | CCE | 0.00028896 | 0.00028896 | 0.00028896 | 0.00028896 | 0.00028896 | 0.00028896 | 0.00028896 | 0.00028896 | 0.00028896 | 0.00028896 | 0.00028896 | 0.00028896 | 0.00028896 | 0.00028896 | 0.00028896 | 0.00028896 | 0.00028896 | 0.00028896 | 0.00028896 | 0.00028896 | 0.00028896 | 0.00028896 | 0.00028896 | 0.00028896 | 0.00028896 | 0.00028896 | 0.00028896
F1_Commercial_School (ID)_New_Food Preparation_Natural Gas_Double Rack Oven_E3 | F1 | Commercial | School (ID) | New | Food Preparation | Natural Gas | Double Rack Oven | E3 | CCE | 0 | 0 | 0 | 0 | 0 | 0 | 0 | 0 | 0 | 0 | 0 | 0 | 0 | 0 | 0 | 0 | 0 | 0 | 0 | 0 | 0 | 0 | 0 | 0 | 0 | 0 | 0
F1_Commercial_School (ID)_New_Food Preparation_Natural Gas_Double Rack Oven_E4 | F1 | Commercial | School (ID) | New | Food Preparation | Natural Gas | Double Rack Oven | E4 | CCE | 0 | 0 | 0 | 0 | 0 | 0 | 0 | 0 | 0 | 0 | 0 | 0 | 0 | 0 | 0 | 0 | 0 | 0 | 0 | 0 | 0 | 0 | 0 | 0 | 0 | 0 | 0
F1_Commercial_School (ID)_New_Food Preparation_Natural Gas_Double Rack Oven_E5 | F1 | Commercial | School (ID) | New | Food Preparation | Natural Gas | Double Rack Oven | E5 | CCE | 0 | 0 | 0 | 0 | 0 | 0 | 0 | 0 | 0 | 0 | 0 | 0 | 0 | 0 | 0 | 0 | 0 | 0 | 0 | 0 | 0 | 0 | 0 | 0 | 0 | 0 | 0
F1_Commercial_School (ID)_New_Food Preparation_Natural Gas_Double Rack Oven_E6 | F1 | Commercial | School (ID) | New | Food Preparation | Natural Gas | Double Rack Oven | E6 | CCE | 0 | 0 | 0 | 0 | 0 | 0 | 0 | 0 | 0 | 0 | 0 | 0 | 0 | 0 | 0 | 0 | 0 | 0 | 0 | 0 | 0 | 0 | 0 | 0 | 0 | 0 | 0
F1_Commercial_School (ID)_New_Food Preparation_Natural Gas_Double Rack Oven_E7 | F1 | Commercial | School (ID) | New | Food Preparation | Natural Gas | Double Rack Oven | E7 | CCE | 0 | 0 | 0 | 0 | 0 | 0 | 0 | 0 | 0 | 0 | 0 | 0 | 0 | 0 | 0 | 0 | 0 | 0 | 0 | 0 | 0 | 0 | 0 | 0 | 0 | 0 | 0
F1_Commercial_School (ID)_New_Food Preparation_Natural Gas_Double Rack Oven_E8 | F1 | Commercial | School (ID) | New | Food Preparation | Natural Gas | Double Rack Oven | E8 | CCE | 0 | 0 | 0 | 0 | 0 | 0 | 0 | 0 | 0 | 0 | 0 | 0 | 0 | 0 | 0 | 0 | 0 | 0 | 0 | 0 | 0 | 0 | 0 | 0 | 0 | 0 | 0
F1_Commercial_School (ID)_New_Food Preparation_Natural Gas_Double Rack Oven_E9 | F1 | Commercial | School (ID) | New | Food Preparation | Natural Gas | Double Rack Oven | E9 | CCE | 0 | 0 | 0 | 0 | 0 | 0 | 0 | 0 | 0 | 0 | 0 | 0 | 0 | 0 | 0 | 0 | 0 | 0 | 0 | 0 | 0 | 0 | 0 | 0 | 0 | 0 | 0
F1_Commercial_School (ID)_New_Food Preparation_Natural Gas_Double Rack Oven_E10 | F1 | Commercial | School (ID) | New | Food Preparation | Natural Gas | Double Rack Oven | E10 | CCE | 0 | 0 | 0 | 0 | 0 | 0 | 0 | 0 | 0 | 0 | 0 | 0 | 0 | 0 | 0 | 0 | 0 | 0 | 0 | 0 | 0 | 0 | 0 | 0 | 0 | 0 | 0
F2_Commercial_School (ID)_New_Food Preparation_Natural Gas_Double Rack Oven_E1 | F2 | Commercial | School (ID) | New | Food Preparation | Natural Gas | Double Rack Oven | E1 | TRC BC Ratio | [24 empty] | 1 | 1 | 1 | bar: 2019 to 2042
F2_Commercial_School (ID)_New_Food Preparation_Natural Gas_Double Rack Oven_E2 | F2 | Commercial | School (ID) | New | Food Preparation | Natural Gas | Double Rack Oven | E2 | TRC BC Ratio | 12.3167 | 12.6271 | 12.9949 | 13.4163 | 13.8929 | 14.4728 | 15.0696 | 15.6607 | 16.2297 | 16.8067 | 17.2657 | 17.6958 | 18.1579 | 18.6102 | 19.0147 | 19.3931 | 19.7326 | 20.0677 | 20.4256 | 20.7748 | 21.1335 | 21.5064 | 21.8833 | 22.272 | 22.6677 | 23.0704 | 23.4803
F2_Commercial_School (ID)_New_Food Preparation_Natural Gas_Double Rack Oven_E3 | F2 | Commercial | School (ID) | New | Food Preparation | Natural Gas | Double Rack Oven | E3 | TRC BC Ratio | 0 | 0 | 0 | 0 | 0 | 0 | 0 | 0 | 0 | 0 | 0 | 0 | 0 | 0 | 0 | 0 | 0 | 0 | 0 | 0 | 0 | 0 | 0 | 0 | 0 | 0 | 0
F2_Commercial_School (ID)_New_Food Preparation_Natural Gas_Double Rack Oven_E4 | F2 | Commercial | School (ID) | New | Food Preparation | Natural Gas | Double Rack Oven | E4 | TRC BC Ratio | 0 | 0 | 0 | 0 | 0 | 0 | 0 | 0 | 0 | 0 | 0 | 0 | 0 | 0 | 0 | 0 | 0 | 0 | 0 | 0 | 0 | 0 | 0 | 0 | 0 | 0 | 0
F2_Commercial_School (ID)_New_Food Preparation_Natural Gas_Double Rack Oven_E5 | F2 | Commercial | School (ID) | New | Food Preparation | Natural Gas | Double Rack Oven | E5 | TRC BC Ratio | 0 | 0 | 0 | 0 | 0 | 0 | 0 | 0 | 0 | 0 | 0 | 0 | 0 | 0 | 0 | 0 | 0 | 0 | 0 | 0 | 0 | 0 | 0 | 0 | 0 | 0 | 0
F2_Commercial_School (ID)_New_Food Preparation_Natural Gas_Double Rack Oven_E6 | F2 | Commercial | School (ID) | New | Food Preparation | Natural Gas | Double Rack Oven | E6 | TRC BC Ratio | 0 | 0 | 0 | 0 | 0 | 0 | 0 | 0 | 0 | 0 | 0 | 0 | 0 | 0 | 0 | 0 | 0 | 0 | 0 | 0 | 0 | 0 | 0 | 0 | 0 | 0 | 0
F2_Commercial_School (ID)_New_Food Preparation_Natural Gas_Double Rack Oven_E7 | F2 | Commercial | School (ID) | New | Food Preparation | Natural Gas | Double Rack Oven | E7 | TRC BC Ratio | 0 | 0 | 0 | 0 | 0 | 0 | 0 | 0 | 0 | 0 | 0 | 0 | 0 | 0 | 0 | 0 | 0 | 0 | 0 | 0 | 0 | 0 | 0 | 0 | 0 | 0 | 0
F2_Commercial_School (ID)_New_Food Preparation_Natural Gas_Double Rack Oven_E8 | F2 | Commercial | School (ID) | New | Food Preparation | Natural Gas | Double Rack Oven | E8 | TRC BC Ratio | 0 | 0 | 0 | 0 | 0 | 0 | 0 | 0 | 0 | 0 | 0 | 0 | 0 | 0 | 0 | 0 | 0 | 0 | 0 | 0 | 0 | 0 | 0 | 0 | 0 | 0 | 0
F2_Commercial_School (ID)_New_Food Preparation_Natural Gas_Double Rack Oven_E9 | F2 | Commercial | School (ID) | New | Food Preparation | Natural Gas | Double Rack Oven | E9 | TRC BC Ratio | 0 | 0 | 0 | 0 | 0 | 0 | 0 | 0 | 0 | 0 | 0 | 0 | 0 | 0 | 0 | 0 | 0 | 0 | 0 | 0 | 0 | 0 | 0 | 0 | 0 | 0 | 0
F2_Commercial_School (ID)_New_Food Preparation_Natural Gas_Double Rack Oven_E10 | F2 | Commercial | School (ID) | New | Food Preparation | Natural Gas | Double Rack Oven | E10 | TRC BC Ratio | 0 | 0 | 0 | 0 | 0 | 0 | 0 | 0 | 0 | 0 | 0 | 0 | 0 | 0 | 0 | 0 | 0 | 0 | 0 | 0 | 0 | 0 | 0 | 0 | 0 | 0 | 0
F3_Commercial_School (ID)_New_Food Preparation_Natural Gas_Double Rack Oven_E1 | F3 | Commercial | School (ID) | New | Food Preparation | Natural Gas | Double Rack Oven | E1 | PACT BC Ratio | [24 empty] | 1 | 1 | 1 | bar: 2019 to 2042
F3_Commercial_School (ID)_New_Food Preparation_Natural Gas_Double Rack Oven_E2 | F3 | Commercial | School (ID) | New | Food Preparation | Natural Gas | Double Rack Oven | E2 | PACT BC Ratio | 24.3916 | 25.0063 | 25.7346 | 26.5692 | 27.513 | 28.6614 | 29.8434 | 31.0139 | 32.1408 | 33.2834 | 34.1925 | 35.0442 | 35.9593 | 36.8551 | 37.656 | 38.4055 | 39.0777 | 39.7413 | 40.4502 | 41.1416 | 41.852 | 42.5905 | 43.3369 | 44.1068 | 44.8904 | 45.6879 | 46.4996
F3_Commercial_School (ID)_New_Food Preparation_Natural Gas_Double Rack Oven_E3 | F3 | Commercial | School (ID) | New | Food Preparation | Natural Gas | Double Rack Oven | E3 | PACT BC Ratio | 0 | 0 | 0 | 0 | 0 | 0 | 0 | 0 | 0 | 0 | 0 | 0 | 0 | 0 | 0 | 0 | 0 | 0 | 0 | 0 | 0 | 0 | 0 | 0 | 0 | 0 | 0
F3_Commercial_School (ID)_New_Food Preparation_Natural Gas_Double Rack Oven_E4 | F3 | Commercial | School (ID) | New | Food Preparation | Natural Gas | Double Rack Oven | E4 | PACT BC Ratio | 0 | 0 | 0 | 0 | 0 | 0 | 0 | 0 | 0 | 0 | 0 | 0 | 0 | 0 | 0 | 0 | 0 | 0 | 0 | 0 | 0 | 0 | 0 | 0 | 0 | 0 | 0
F3_Commercial_School (ID)_New_Food Preparation_Natural Gas_Double Rack Oven_E5 | F3 | Commercial | School (ID) | New | Food Preparation | Natural Gas | Double Rack Oven | E5 | PACT BC Ratio | 0 | 0 | 0 | 0 | 0 | 0 | 0 | 0 | 0 | 0 | 0 | 0 | 0 | 0 | 0 | 0 | 0 | 0 | 0 | 0 | 0 | 0 | 0 | 0 | 0 | 0 | 0
F3_Commercial_School (ID)_New_Food Preparation_Natural Gas_Double Rack Oven_E6 | F3 | Commercial | School (ID) | New | Food Preparation | Natural Gas | Double Rack Oven | E6 | PACT BC Ratio | 0 | 0 | 0 | 0 | 0 | 0 | 0 | 0 | 0 | 0 | 0 | 0 | 0 | 0 | 0 | 0 | 0 | 0 | 0 | 0 | 0 | 0 | 0 | 0 | 0 | 0 | 0
F3_Commercial_School (ID)_New_Food Preparation_Natural Gas_Double Rack Oven_E7 | F3 | Commercial | School (ID) | New | Food Preparation | Natural Gas | Double Rack Oven | E7 | PACT BC Ratio | 0 | 0 | 0 | 0 | 0 | 0 | 0 | 0 | 0 | 0 | 0 | 0 | 0 | 0 | 0 | 0 | 0 | 0 | 0 | 0 | 0 | 0 | 0 | 0 | 0 | 0 | 0
F3_Commercial_School (ID)_New_Food Preparation_Natural Gas_Double Rack Oven_E8 | F3 | Commercial | School (ID) | New | Food Preparation | Natural Gas | Double Rack Oven | E8 | PACT BC Ratio | 0 | 0 | 0 | 0 | 0 | 0 | 0 | 0 | 0 | 0 | 0 | 0 | 0 | 0 | 0 | 0 | 0 | 0 | 0 | 0 | 0 | 0 | 0 | 0 | 0 | 0 | 0
F3_Commercial_School (ID)_New_Food Preparation_Natural Gas_Double Rack Oven_E9 | F3 | Commercial | School (ID) | New | Food Preparation | Natural Gas | Double Rack Oven | E9 | PACT BC Ratio | 0 | 0 | 0 | 0 | 0 | 0 | 0 | 0 | 0 | 0 | 0 | 0 | 0 | 0 | 0 | 0 | 0 | 0 | 0 | 0 | 0 | 0 | 0 | 0 | 0 | 0 | 0
F3_Commercial_School (ID)_New_Food Preparation_Natural Gas_Double Rack Oven_E10 | F3 | Commercial | School (ID) | New | Food Preparation | Natural Gas | Double Rack Oven | E10 | PACT BC Ratio | 0 | 0 | 0 | 0 | 0 | 0 | 0 | 0 | 0 | 0 | 0 | 0 | 0 | 0 | 0 | 0 | 0 | 0 | 0 | 0 | 0 | 0 | 0 | 0 | 0 | 0 | 0
F4_Commercial_School (ID)_New_Food Preparation_Natural Gas_Double Rack Oven_E1 | F4 | Commercial | School (ID) | New | Food Preparation | Natural Gas | Double Rack Oven | E1 | RVT BC Ratio | [24 empty] | 1 | 1 | 1 | bar: 2019 to 2042
F4_Commercial_School (ID)_New_Food Preparation_Natural Gas_Double Rack Oven_E2 | F4 | Commercial | School (ID) | New | Food Preparation | Natural Gas | Double Rack Oven | E2 | RVT BC Ratio | 17.8139 | 18.1427 | 18.5287 | 18.9787 | 19.4941 | 20.1375 | 20.7827 | 21.3953 | 21.9498 | 22.4873 | 23.0443 | 23.5504 | 24.0847 | 24.5903 | 25.025 | 25.4173 | 25.7494 | 26.0664 | 26.4035 | 26.7182 | 27.0341 | 27.504 | 27.9789 | 28.4687 | 28.9673 | 29.4747 | 29.9911
F4_Commercial_School (ID)_New_Food Preparation_Natural Gas_Double Rack Oven_E3 | F4 | Commercial | School (ID) | New | Food Preparation | Natural Gas | Double Rack Oven | E3 | RVT BC Ratio | 0 | 0 | 0 | 0 | 0 | 0 | 0 | 0 | 0 | 0 | 0 | 0 | 0 | 0 | 0 | 0 | 0 | 0 | 0 | 0 | 0 | 0 | 0 | 0 | 0 | 0 | 0
F4_Commercial_School (ID)_New_Food Preparation_Natural Gas_Double Rack Oven_E4 | F4 | Commercial | School (ID) | New | Food Preparation | Natural Gas | Double Rack Oven | E4 | RVT BC Ratio | 0 | 0 | 0 | 0 | 0 | 0 | 0 | 0 | 0 | 0 | 0 | 0 | 0 | 0 | 0 | 0 | 0 | 0 | 0 | 0 | 0 | 0 | 0 | 0 | 0 | 0 | 0
F4_Commercial_School (ID)_New_Food Preparation_Natural Gas_Double Rack Oven_E5 | F4 | Commercial | School (ID) | New | Food Preparation | Natural Gas | Double Rack Oven | E5 | RVT BC Ratio | 0 | 0 | 0 | 0 | 0 | 0 | 0 | 0 | 0 | 0 | 0 | 0 | 0 | 0 | 0 | 0 | 0 | 0 | 0 | 0 | 0 | 0 | 0 | 0 | 0 | 0 | 0
F4_Commercial_School (ID)_New_Food Preparation_Natural Gas_Double Rack Oven_E6 | F4 | Commercial | School (ID) | New | Food Preparation | Natural Gas | Double Rack Oven | E6 | RVT BC Ratio | 0 | 0 | 0 | 0 | 0 | 0 | 0 | 0 | 0 | 0 | 0 | 0 | 0 | 0 | 0 | 0 | 0 | 0 | 0 | 0 | 0 | 0 | 0 | 0 | 0 | 0 | 0
F4_Commercial_School (ID)_New_Food Preparation_Natural Gas_Double Rack Oven_E7 | F4 | Commercial | School (ID) | New | Food Preparation | Natural Gas | Double Rack Oven | E7 | RVT BC Ratio | 0 | 0 | 0 | 0 | 0 | 0 | 0 | 0 | 0 | 0 | 0 | 0 | 0 | 0 | 0 | 0 | 0 | 0 | 0 | 0 | 0 | 0 | 0 | 0 | 0 | 0 | 0
F4_Commercial_School (ID)_New_Food Preparation_Natural Gas_Double Rack Oven_E8 | F4 | Commercial | School (ID) | New | Food Preparation | Natural Gas | Double Rack Oven | E8 | RVT BC Ratio | 0 | 0 | 0 | 0 | 0 | 0 | 0 | 0 | 0 | 0 | 0 | 0 | 0 | 0 | 0 | 0 | 0 | 0 | 0 | 0 | 0 | 0 | 0 | 0 | 0 | 0 | 0
F4_Commercial_School (ID)_New_Food Preparation_Natural Gas_Double Rack Oven_E9 | F4 | Commercial | School (ID) | New | Food Preparation | Natural Gas | Double Rack Oven | E9 | RVT BC Ratio | 0 | 0 | 0 | 0 | 0 | 0 | 0 | 0 | 0 | 0 | 0 | 0 | 0 | 0 | 0 | 0 | 0 | 0 | 0 | 0 | 0 | 0 | 0 | 0 | 0 | 0 | 0
F4_Commercial_School (ID)_New_Food Preparation_Natural Gas_Double Rack Oven_E10 | F4 | Commercial | School (ID) | New | Food Preparation | Natural Gas | Double Rack Oven | E10 | RVT BC Ratio | 0 | 0 | 0 | 0 | 0 | 0 | 0 | 0 | 0 | 0 | 0 | 0 | 0 | 0 | 0 | 0 | 0 | 0 | 0 | 0 | 0 | 0 | 0 | 0 | 0 | 0 | 0
F5_Commercial_School (ID)_New_Food Preparation_Natural Gas_Double Rack Oven_E1 | F5 | Commercial | School (ID) | New | Food Preparation | Natural Gas | Double Rack Oven | E1 | RIM BC Ratio | [24 empty] | 1 | 1 | 1 | bar: 2019 to 2042
F5_Commercial_School (ID)_New_Food Preparation_Natural Gas_Double Rack Oven_E2 | F5 | Commercial | School (ID) | New | Food Preparation | Natural Gas | Double Rack Oven | E2 | RIM BC Ratio | 0.82048 | 0.82608 | 0.83262 | 0.83945 | 0.84652 | 0.85396 | 0.86183 | 0.87023 | 0.87927 | 0.88896 | 0.89136 | 0.89409 | 0.89725 | 0.90085 | 0.90456 | 0.90844 | 0.91251 | 0.91681 | 0.92134 | 0.92613 | 0.93119 | 0.93155 | 0.9319 | 0.93225 | 0.9326 | 0.93293 | 0.93327
F5_Commercial_School (ID)_New_Food Preparation_Natural Gas_Double Rack Oven_E3 | F5 | Commercial | School (ID) | New | Food Preparation | Natural Gas | Double Rack Oven | E3 | RIM BC Ratio | 0 | 0 | 0 | 0 | 0 | 0 | 0 | 0 | 0 | 0 | 0 | 0 | 0 | 0 | 0 | 0 | 0 | 0 | 0 | 0 | 0 | 0 | 0 | 0 | 0 | 0 | 0
F5_Commercial_School (ID)_New_Food Preparation_Natural Gas_Double Rack Oven_E4 | F5 | Commercial | School (ID) | New | Food Preparation | Natural Gas | Double Rack Oven | E4 | RIM BC Ratio | 0 | 0 | 0 | 0 | 0 | 0 | 0 | 0 | 0 | 0 | 0 | 0 | 0 | 0 | 0 | 0 | 0 | 0 | 0 | 0 | 0 | 0 | 0 | 0 | 0 | 0 | 0
F5_Commercial_School (ID)_New_Food Preparation_Natural Gas_Double Rack Oven_E5 | F5 | Commercial | School (ID) | New | Food Preparation | Natural Gas | Double Rack Oven | E5 | RIM BC Ratio | 0 | 0 | 0 | 0 | 0 | 0 | 0 | 0 | 0 | 0 | 0 | 0 | 0 | 0 | 0 | 0 | 0 | 0 | 0 | 0 | 0 | 0 | 0 | 0 | 0 | 0 | 0
F5_Commercial_School (ID)_New_Food Preparation_Natural Gas_Double Rack Oven_E6 | F5 | Commercial | School (ID) | New | Food Preparation | Natural Gas | Double Rack Oven | E6 | RIM BC Ratio | 0 | 0 | 0 | 0 | 0 | 0 | 0 | 0 | 0 | 0 | 0 | 0 | 0 | 0 | 0 | 0 | 0 | 0 | 0 | 0 | 0 | 0 | 0 | 0 | 0 | 0 | 0
F5_Commercial_School (ID)_New_Food Preparation_Natural Gas_Double Rack Oven_E7 | F5 | Commercial | School (ID) | New | Food Preparation | Natural Gas | Double Rack Oven | E7 | RIM BC Ratio | 0 | 0 | 0 | 0 | 0 | 0 | 0 | 0 | 0 | 0 | 0 | 0 | 0 | 0 | 0 | 0 | 0 | 0 | 0 | 0 | 0 | 0 | 0 | 0 | 0 | 0 | 0
F5_Commercial_School (ID)_New_Food Preparation_Natural Gas_Double Rack Oven_E8 | F5 | Commercial | School (ID) | New | Food Preparation | Natural Gas | Double Rack Oven | E8 | RIM BC Ratio | 0 | 0 | 0 | 0 | 0 | 0 | 0 | 0 | 0 | 0 | 0 | 0 | 0 | 0 | 0 | 0 | 0 | 0 | 0 | 0 | 0 | 0 | 0 | 0 | 0 | 0 | 0
F5_Commercial_School (ID)_New_Food Preparation_Natural Gas_Double Rack Oven_E9 | F5 | Commercial | School (ID) | New | Food Preparation | Natural Gas | Double Rack Oven | E9 | RIM BC Ratio | 0 | 0 | 0 | 0 | 0 | 0 | 0 | 0 | 0 | 0 | 0 | 0 | 0 | 0 | 0 | 0 | 0 | 0 | 0 | 0 | 0 | 0 | 0 | 0 | 0 | 0 | 0
F5_Commercial_School (ID)_New_Food Preparation_Natural Gas_Double Rack Oven_E10 | F5 | Commercial | School (ID) | New | Food Preparation | Natural Gas | Double Rack Oven | E10 | RIM BC Ratio | 0 | 0 | 0 | 0 | 0 | 0 | 0 | 0 | 0 | 0 | 0 | 0 | 0 | 0 | 0 | 0 | 0 | 0 | 0 | 0 | 0 | 0 | 0 | 0 | 0 | 0 | 0
F0_Commercial_School (ID)_New_Food Preparation_Natural Gas_Fryer_E0 | F0 | Commercial | School (ID) | New | Food Preparation | Natural Gas | Fryer | E0 | Economic Unit | ENERGY STAR | ENERGY STAR | ENERGY STAR | ENERGY STAR | ENERGY STAR | ENERGY STAR | ENERGY STAR | ENERGY STAR | ENERGY STAR | ENERGY STAR | ENERGY STAR | ENERGY STAR | ENERGY STAR | ENERGY STAR | ENERGY STAR | ENERGY STAR | ENERGY STAR | ENERGY STAR | ENERGY STAR | ENERGY STAR | ENERGY STAR | ENERGY STAR | ENERGY STAR | ENERGY STAR | ENERGY STAR | ENERGY STAR | ENERGY STAR
F1_Commercial_School (ID)_New_Food Preparation_Natural Gas_Fryer_E1 | F1 | Commercial | School (ID) | New | Food Preparation | Natural Gas | Fryer | E1 | CCE | 0 | 0 | 0 | 0 | 0 | 0 | 0 | 0 | 0 | 0 | 0 | 0 | 0 | 0 | 0 | 0 | 0 | 0 | 0 | 0 | 0 | 0 | 0 | 0 | 0 | 0 | 0
F1_Commercial_School (ID)_New_Food Preparation_Natural Gas_Fryer_E2 | F1 | Commercial | School (ID) | New | Food Preparation | Natural Gas | Fryer | E2 | CCE | 0.0003771 | 0.0003771 | 0.0003771 | 0.0003771 | 0.0003771 | 0.0003771 | 0.0003771 | 0.0003771 | 0.0003771 | 0.0003771 | 0.0003771 | 0.0003771 | 0.0003771 | 0.0003771 | 0.0003771 | 0.0003771 | 0.0003771 | 0.0003771 | 0.0003771 | 0.0003771 | 0.0003771 | 0.0003771 | 0.0003771 | 0.0003771 | 0.0003771 | 0.0003771 | 0.0003771
F1_Commercial_School (ID)_New_Food Preparation_Natural Gas_Fryer_E3 | F1 | Commercial | School (ID) | New | Food Preparation | Natural Gas | Fryer | E3 | CCE | 0 | 0 | 0 | 0 | 0 | 0 | 0 | 0 | 0 | 0 | 0 | 0 | 0 | 0 | 0 | 0 | 0 | 0 | 0 | 0 | 0 | 0 | 0 | 0 | 0 | 0 | 0
F1_Commercial_School (ID)_New_Food Preparation_Natural Gas_Fryer_E4 | F1 | Commercial | School (ID) | New | Food Preparation | Natural Gas | Fryer | E4 | CCE | 0 | 0 | 0 | 0 | 0 | 0 | 0 | 0 | 0 | 0 | 0 | 0 | 0 | 0 | 0 | 0 | 0 | 0 | 0 | 0 | 0 | 0 | 0 | 0 | 0 | 0 | 0
F1_Commercial_School (ID)_New_Food Preparation_Natural Gas_Fryer_E5 | F1 | Commercial | School (ID) | New | Food Preparation | Natural Gas | Fryer | E5 | CCE | 0 | 0 | 0 | 0 | 0 | 0 | 0 | 0 | 0 | 0 | 0 | 0 | 0 | 0 | 0 | 0 | 0 | 0 | 0 | 0 | 0 | 0 | 0 | 0 | 0 | 0 | 0
F1_Commercial_School (ID)_New_Food Preparation_Natural Gas_Fryer_E6 | F1 | Commercial | School (ID) | New | Food Preparation | Natural Gas | Fryer | E6 | CCE | 0 | 0 | 0 | 0 | 0 | 0 | 0 | 0 | 0 | 0 | 0 | 0 | 0 | 0 | 0 | 0 | 0 | 0 | 0 | 0 | 0 | 0 | 0 | 0 | 0 | 0 | 0
F1_Commercial_School (ID)_New_Food Preparation_Natural Gas_Fryer_E7 | F1 | Commercial | School (ID) | New | Food Preparation | Natural Gas | Fryer | E7 | CCE | 0 | 0 | 0 | 0 | 0 | 0 | 0 | 0 | 0 | 0 | 0 | 0 | 0 | 0 | 0 | 0 | 0 | 0 | 0 | 0 | 0 | 0 | 0 | 0 | 0 | 0 | 0
F1_Commercial_School (ID)_New_Food Preparation_Natural Gas_Fryer_E8 | F1 | Commercial | School (ID) | New | Food Preparation | Natural Gas | Fryer | E8 | CCE | 0 | 0 | 0 | 0 | 0 | 0 | 0 | 0 | 0 | 0 | 0 | 0 | 0 | 0 | 0 | 0 | 0 | 0 | 0 | 0 | 0 | 0 | 0 | 0 | 0 | 0 | 0
F1_Commercial_School (ID)_New_Food Preparation_Natural Gas_Fryer_E9 | F1 | Commercial | School (ID) | New | Food Preparation | Natural Gas | Fryer | E9 | CCE | 0 | 0 | 0 | 0 | 0 | 0 | 0 | 0 | 0 | 0 | 0 | 0 | 0 | 0 | 0 | 0 | 0 | 0 | 0 | 0 | 0 | 0 | 0 | 0 | 0 | 0 | 0
F1_Commercial_School (ID)_New_Food Preparation_Natural Gas_Fryer_E10 | F1 | Commercial | School (ID) | New | Food Preparation | Natural Gas | Fryer | E10 | CCE | 0 | 0 | 0 | 0 | 0 | 0 | 0 | 0 | 0 | 0 | 0 | 0 | 0 | 0 | 0 | 0 | 0 | 0 | 0 | 0 | 0 | 0 | 0 | 0 | 0 | 0 | 0
F2_Commercial_School (ID)_New_Food Preparation_Natural Gas_Fryer_E1 | F2 | Commercial | School (ID) | New | Food Preparation | Natural Gas | Fryer | E1 | TRC BC Ratio | [24 empty] | 1 | 1 | 1 | bar: 2019 to 2042
F2_Commercial_School (ID)_New_Food Preparation_Natural Gas_Fryer_E2 | F2 | Commercial | School (ID) | New | Food Preparation | Natural Gas | Fryer | E2 | TRC BC Ratio | 9.832 | 10.0902 | 10.3801 | 10.7048 | 11.0663 | 11.494 | 11.9296 | 12.3587 | 12.7713 | 13.1901 | 13.531 | 13.8526 | 14.1967 | 14.5353 | 14.8426 | 15.1334 | 15.3988 | 15.6621 | 15.9413 | 16.2153 | 16.4965 | 16.7879 | 17.0826 | 17.3861 | 17.695 | 18.0094 | 18.3293
F2_Commercial_School (ID)_New_Food Preparation_Natural Gas_Fryer_E3 | F2 | Commercial | School (ID) | New | Food Preparation | Natural Gas | Fryer | E3 | TRC BC Ratio | 0 | 0 | 0 | 0 | 0 | 0 | 0 | 0 | 0 | 0 | 0 | 0 | 0 | 0 | 0 | 0 | 0 | 0 | 0 | 0 | 0 | 0 | 0 | 0 | 0 | 0 | 0
F2_Commercial_School (ID)_New_Food Preparation_Natural Gas_Fryer_E4 | F2 | Commercial | School (ID) | New | Food Preparation | Natural Gas | Fryer | E4 | TRC BC Ratio | 0 | 0 | 0 | 0 | 0 | 0 | 0 | 0 | 0 | 0 | 0 | 0 | 0 | 0 | 0 | 0 | 0 | 0 | 0 | 0 | 0 | 0 | 0 | 0 | 0 | 0 | 0
F2_Commercial_School (ID)_New_Food Preparation_Natural Gas_Fryer_E5 | F2 | Commercial | School (ID) | New | Food Preparation | Natural Gas | Fryer | E5 | TRC BC Ratio | 0 | 0 | 0 | 0 | 0 | 0 | 0 | 0 | 0 | 0 | 0 | 0 | 0 | 0 | 0 | 0 | 0 | 0 | 0 | 0 | 0 | 0 | 0 | 0 | 0 | 0 | 0
F2_Commercial_School (ID)_New_Food Preparation_Natural Gas_Fryer_E6 | F2 | Commercial | School (ID) | New | Food Preparation | Natural Gas | Fryer | E6 | TRC BC Ratio | 0 | 0 | 0 | 0 | 0 | 0 | 0 | 0 | 0 | 0 | 0 | 0 | 0 | 0 | 0 | 0 | 0 | 0 | 0 | 0 | 0 | 0 | 0 | 0 | 0 | 0 | 0
F2_Commercial_School (ID)_New_Food Preparation_Natural Gas_Fryer_E7 | F2 | Commercial | School (ID) | New | Food Preparation | Natural Gas | Fryer | E7 | TRC BC Ratio | 0 | 0 | 0 | 0 | 0 | 0 | 0 | 0 | 0 | 0 | 0 | 0 | 0 | 0 | 0 | 0 | 0 | 0 | 0 | 0 | 0 | 0 | 0 | 0 | 0 | 0 | 0
F2_Commercial_School (ID)_New_Food Preparation_Natural Gas_Fryer_E8 | F2 | Commercial | School (ID) | New | Food Preparation | Natural Gas | Fryer | E8 | TRC BC Ratio | 0 | 0 | 0 | 0 | 0 | 0 | 0 | 0 | 0 | 0 | 0 | 0 | 0 | 0 | 0 | 0 | 0 | 0 | 0 | 0 | 0 | 0 | 0 | 0 | 0 | 0 | 0
F2_Commercial_School (ID)_New_Food Preparation_Natural Gas_Fryer_E9 | F2 | Commercial | School (ID) | New | Food Preparation | Natural Gas | Fryer | E9 | TRC BC Ratio | 0 | 0 | 0 | 0 | 0 | 0 | 0 | 0 | 0 | 0 | 0 | 0 | 0 | 0 | 0 | 0 | 0 | 0 | 0 | 0 | 0 | 0 | 0 | 0 | 0 | 0 | 0
F2_Commercial_School (ID)_New_Food Preparation_Natural Gas_Fryer_E10 | F2 | Commercial | School (ID) | New | Food Preparation | Natural Gas | Fryer | E10 | TRC BC Ratio | 0 | 0 | 0 | 0 | 0 | 0 | 0 | 0 | 0 | 0 | 0 | 0 | 0 | 0 | 0 | 0 | 0 | 0 | 0 | 0 | 0 | 0 | 0 | 0 | 0 | 0 | 0
F3_Commercial_School (ID)_New_Food Preparation_Natural Gas_Fryer_E1 | F3 | Commercial | School (ID) | New | Food Preparation | Natural Gas | Fryer | E1 | PACT BC Ratio | [24 empty] | 1 | 1 | 1 | bar: 2019 to 2042
F3_Commercial_School (ID)_New_Food Preparation_Natural Gas_Fryer_E2 | F3 | Commercial | School (ID) | New | Food Preparation | Natural Gas | Fryer | E2 | PACT BC Ratio | 19.4709 | 19.9824 | 20.5564 | 21.1993 | 21.9153 | 22.7623 | 23.6249 | 24.4747 | 25.2919 | 26.1212 | 26.7963 | 27.4333 | 28.1148 | 28.7852 | 29.3937 | 29.9697 | 30.4953 | 31.0167 | 31.5696 | 32.1123 | 32.6691 | 33.2461 | 33.8299 | 34.4309 | 35.0426 | 35.6652 | 36.2988
F3_Commercial_School (ID)_New_Food Preparation_Natural Gas_Fryer_E3 | F3 | Commercial | School (ID) | New | Food Preparation | Natural Gas | Fryer | E3 | PACT BC Ratio | 0 | 0 | 0 | 0 | 0 | 0 | 0 | 0 | 0 | 0 | 0 | 0 | 0 | 0 | 0 | 0 | 0 | 0 | 0 | 0 | 0 | 0 | 0 | 0 | 0 | 0 | 0
F3_Commercial_School (ID)_New_Food Preparation_Natural Gas_Fryer_E4 | F3 | Commercial | School (ID) | New | Food Preparation | Natural Gas | Fryer | E4 | PACT BC Ratio | 0 | 0 | 0 | 0 | 0 | 0 | 0 | 0 | 0 | 0 | 0 | 0 | 0 | 0 | 0 | 0 | 0 | 0 | 0 | 0 | 0 | 0 | 0 | 0 | 0 | 0 | 0
F3_Commercial_School (ID)_New_Food Preparation_Natural Gas_Fryer_E5 | F3 | Commercial | School (ID) | New | Food Preparation | Natural Gas | Fryer | E5 | PACT BC Ratio | 0 | 0 | 0 | 0 | 0 | 0 | 0 | 0 | 0 | 0 | 0 | 0 | 0 | 0 | 0 | 0 | 0 | 0 | 0 | 0 | 0 | 0 | 0 | 0 | 0 | 0 | 0
F3_Commercial_School (ID)_New_Food Preparation_Natural Gas_Fryer_E6 | F3 | Commercial | School (ID) | New | Food Preparation | Natural Gas | Fryer | E6 | PACT BC Ratio | 0 | 0 | 0 | 0 | 0 | 0 | 0 | 0 | 0 | 0 | 0 | 0 | 0 | 0 | 0 | 0 | 0 | 0 | 0 | 0 | 0 | 0 | 0 | 0 | 0 | 0 | 0
F3_Commercial_School (ID)_New_Food Preparation_Natural Gas_Fryer_E7 | F3 | Commercial | School (ID) | New | Food Preparation | Natural Gas | Fryer | E7 | PACT BC Ratio | 0 | 0 | 0 | 0 | 0 | 0 | 0 | 0 | 0 | 0 | 0 | 0 | 0 | 0 | 0 | 0 | 0 | 0 | 0 | 0 | 0 | 0 | 0 | 0 | 0 | 0 | 0
F3_Commercial_School (ID)_New_Food Preparation_Natural Gas_Fryer_E8 | F3 | Commercial | School (ID) | New | Food Preparation | Natural Gas | Fryer | E8 | PACT BC Ratio | 0 | 0 | 0 | 0 | 0 | 0 | 0 | 0 | 0 | 0 | 0 | 0 | 0 | 0 | 0 | 0 | 0 | 0 | 0 | 0 | 0 | 0 | 0 | 0 | 0 | 0 | 0
F3_Commercial_School (ID)_New_Food Preparation_Natural Gas_Fryer_E9 | F3 | Commercial | School (ID) | New | Food Preparation | Natural Gas | Fryer | E9 | PACT BC Ratio | 0 | 0 | 0 | 0 | 0 | 0 | 0 | 0 | 0 | 0 | 0 | 0 | 0 | 0 | 0 | 0 | 0 | 0 | 0 | 0 | 0 | 0 | 0 | 0 | 0 | 0 | 0
F3_Commercial_School (ID)_New_Food Preparation_Natural Gas_Fryer_E10 | F3 | Commercial | School (ID) | New | Food Preparation | Natural Gas | Fryer | E10 | PACT BC Ratio | 0 | 0 | 0 | 0 | 0 | 0 | 0 | 0 | 0 | 0 | 0 | 0 | 0 | 0 | 0 | 0 | 0 | 0 | 0 | 0 | 0 | 0 | 0 | 0 | 0 | 0 | 0
F4_Commercial_School (ID)_New_Food Preparation_Natural Gas_Fryer_E1 | F4 | Commercial | School (ID) | New | Food Preparation | Natural Gas | Fryer | E1 | RVT BC Ratio | [24 empty] | 1 | 1 | 1 | bar: 2019 to 2042
F4_Commercial_School (ID)_New_Food Preparation_Natural Gas_Fryer_E2 | F4 | Commercial | School (ID) | New | Food Preparation | Natural Gas | Fryer | E2 | RVT BC Ratio | 14.1599 | 14.4364 | 14.7475 | 15.0969 | 15.4865 | 15.9575 | 16.4248 | 16.8666 | 17.2673 | 17.6575 | 18.0617 | 18.4322 | 18.8279 | 19.2114 | 19.5486 | 19.8586 | 20.1292 | 20.3906 | 20.6664 | 20.9281 | 21.1915 | 21.5586 | 21.9301 | 22.3125 | 22.7017 | 23.0978 | 23.5009
F4_Commercial_School (ID)_New_Food Preparation_Natural Gas_Fryer_E3 | F4 | Commercial | School (ID) | New | Food Preparation | Natural Gas | Fryer | E3 | RVT BC Ratio | 0 | 0 | 0 | 0 | 0 | 0 | 0 | 0 | 0 | 0 | 0 | 0 | 0 | 0 | 0 | 0 | 0 | 0 | 0 | 0 | 0 | 0 | 0 | 0 | 0 | 0 | 0
F4_Commercial_School (ID)_New_Food Preparation_Natural Gas_Fryer_E4 | F4 | Commercial | School (ID) | New | Food Preparation | Natural Gas | Fryer | E4 | RVT BC Ratio | 0 | 0 | 0 | 0 | 0 | 0 | 0 | 0 | 0 | 0 | 0 | 0 | 0 | 0 | 0 | 0 | 0 | 0 | 0 | 0 | 0 | 0 | 0 | 0 | 0 | 0 | 0
F4_Commercial_School (ID)_New_Food Preparation_Natural Gas_Fryer_E5 | F4 | Commercial | School (ID) | New | Food Preparation | Natural Gas | Fryer | E5 | RVT BC Ratio | 0 | 0 | 0 | 0 | 0 | 0 | 0 | 0 | 0 | 0 | 0 | 0 | 0 | 0 | 0 | 0 | 0 | 0 | 0 | 0 | 0 | 0 | 0 | 0 | 0 | 0 | 0
F4_Commercial_School (ID)_New_Food Preparation_Natural Gas_Fryer_E6 | F4 | Commercial | School (ID) | New | Food Preparation | Natural Gas | Fryer | E6 | RVT BC Ratio | 0 | 0 | 0 | 0 | 0 | 0 | 0 | 0 | 0 | 0 | 0 | 0 | 0 | 0 | 0 | 0 | 0 | 0 | 0 | 0 | 0 | 0 | 0 | 0 | 0 | 0 | 0
F4_Commercial_School (ID)_New_Food Preparation_Natural Gas_Fryer_E7 | F4 | Commercial | School (ID) | New | Food Preparation | Natural Gas | Fryer | E7 | RVT BC Ratio | 0 | 0 | 0 | 0 | 0 | 0 | 0 | 0 | 0 | 0 | 0 | 0 | 0 | 0 | 0 | 0 | 0 | 0 | 0 | 0 | 0 | 0 | 0 | 0 | 0 | 0 | 0
F4_Commercial_School (ID)_New_Food Preparation_Natural Gas_Fryer_E8 | F4 | Commercial | School (ID) | New | Food Preparation | Natural Gas | Fryer | E8 | RVT BC Ratio | 0 | 0 | 0 | 0 | 0 | 0 | 0 | 0 | 0 | 0 | 0 | 0 | 0 | 0 | 0 | 0 | 0 | 0 | 0 | 0 | 0 | 0 | 0 | 0 | 0 | 0 | 0
F4_Commercial_School (ID)_New_Food Preparation_Natural Gas_Fryer_E9 | F4 | Commercial | School (ID) | New | Food Preparation | Natural Gas | Fryer | E9 | RVT BC Ratio | 0 | 0 | 0 | 0 | 0 | 0 | 0 | 0 | 0 | 0 | 0 | 0 | 0 | 0 | 0 | 0 | 0 | 0 | 0 | 0 | 0 | 0 | 0 | 0 | 0 | 0 | 0
F4_Commercial_School (ID)_New_Food Preparation_Natural Gas_Fryer_E10 | F4 | Commercial | School (ID) | New | Food Preparation | Natural Gas | Fryer | E10 | RVT BC Ratio | 0 | 0 | 0 | 0 | 0 | 0 | 0 | 0 | 0 | 0 | 0 | 0 | 0 | 0 | 0 | 0 | 0 | 0 | 0 | 0 | 0 | 0 | 0 | 0 | 0 | 0 | 0
F5_Commercial_School (ID)_New_Food Preparation_Natural Gas_Fryer_E1 | F5 | Commercial | School (ID) | New | Food Preparation | Natural Gas | Fryer | E1 | RIM BC Ratio | [24 empty] | 1 | 1 | 1 | bar: 2019 to 2042
F5_Commercial_School (ID)_New_Food Preparation_Natural Gas_Fryer_E2 | F5 | Commercial | School (ID) | New | Food Preparation | Natural Gas | Fryer | E2 | RIM BC Ratio | 0.82162 | 0.82727 | 0.83332 | 0.83976 | 0.84656 | 0.85365 | 0.86109 | 0.86897 | 0.87739 | 0.88636 | 0.88914 | 0.89217 | 0.89532 | 0.89856 | 0.90189 | 0.90535 | 0.90897 | 0.91277 | 0.91676 | 0.92097 | 0.9254 | 0.92586 | 0.9263 | 0.92675 | 0.92718 | 0.92761 | 0.92803
F5_Commercial_School (ID)_New_Food Preparation_Natural Gas_Fryer_E3 | F5 | Commercial | School (ID) | New | Food Preparation | Natural Gas | Fryer | E3 | RIM BC Ratio | 0 | 0 | 0 | 0 | 0 | 0 | 0 | 0 | 0 | 0 | 0 | 0 | 0 | 0 | 0 | 0 | 0 | 0 | 0 | 0 | 0 | 0 | 0 | 0 | 0 | 0 | 0
F5_Commercial_School (ID)_New_Food Preparation_Natural Gas_Fryer_E4 | F5 | Commercial | School (ID) | New | Food Preparation | Natural Gas | Fryer | E4 | RIM BC Ratio | 0 | 0 | 0 | 0 | 0 | 0 | 0 | 0 | 0 | 0 | 0 | 0 | 0 | 0 | 0 | 0 | 0 | 0 | 0 | 0 | 0 | 0 | 0 | 0 | 0 | 0 | 0
F5_Commercial_School (ID)_New_Food Preparation_Natural Gas_Fryer_E5 | F5 | Commercial | School (ID) | New | Food Preparation | Natural Gas | Fryer | E5 | RIM BC Ratio | 0 | 0 | 0 | 0 | 0 | 0 | 0 | 0 | 0 | 0 | 0 | 0 | 0 | 0 | 0 | 0 | 0 | 0 | 0 | 0 | 0 | 0 | 0 | 0 | 0 | 0 | 0
F5_Commercial_School (ID)_New_Food Preparation_Natural Gas_Fryer_E6 | F5 | Commercial | School (ID) | New | Food Preparation | Natural Gas | Fryer | E6 | RIM BC Ratio | 0 | 0 | 0 | 0 | 0 | 0 | 0 | 0 | 0 | 0 | 0 | 0 | 0 | 0 | 0 | 0 | 0 | 0 | 0 | 0 | 0 | 0 | 0 | 0 | 0 | 0 | 0
F5_Commercial_School (ID)_New_Food Preparation_Natural Gas_Fryer_E7 | F5 | Commercial | School (ID) | New | Food Preparation | Natural Gas | Fryer | E7 | RIM BC Ratio | 0 | 0 | 0 | 0 | 0 | 0 | 0 | 0 | 0 | 0 | 0 | 0 | 0 | 0 | 0 | 0 | 0 | 0 | 0 | 0 | 0 | 0 | 0 | 0 | 0 | 0 | 0
F5_Commercial_School (ID)_New_Food Preparation_Natural Gas_Fryer_E8 | F5 | Commercial | School (ID) | New | Food Preparation | Natural Gas | Fryer | E8 | RIM BC Ratio | 0 | 0 | 0 | 0 | 0 | 0 | 0 | 0 | 0 | 0 | 0 | 0 | 0 | 0 | 0 | 0 | 0 | 0 | 0 | 0 | 0 | 0 | 0 | 0 | 0 | 0 | 0
F5_Commercial_School (ID)_New_Food Preparation_Natural Gas_Fryer_E9 | F5 | Commercial | School (ID) | New | Food Preparation | Natural Gas | Fryer | E9 | RIM BC Ratio | 0 | 0 | 0 | 0 | 0 | 0 | 0 | 0 | 0 | 0 | 0 | 0 | 0 | 0 | 0 | 0 | 0 | 0 | 0 | 0 | 0 | 0 | 0 | 0 | 0 | 0 | 0
F5_Commercial_School (ID)_New_Food Preparation_Natural Gas_Fryer_E10 | F5 | Commercial | School (ID) | New | Food Preparation | Natural Gas | Fryer | E10 | RIM BC Ratio | 0 | 0 | 0 | 0 | 0 | 0 | 0 | 0 | 0 | 0 | 0 | 0 | 0 | 0 | 0 | 0 | 0 | 0 | 0 | 0 | 0 | 0 | 0 | 0 | 0 | 0 | 0
F0_Commercial_School (ID)_New_Food Preparation_Natural Gas_Broiler_E0 | F0 | Commercial | School (ID) | New | Food Preparation | Natural Gas | Broiler | E0 | Economic Unit | Infrared Burners | Infrared Burners | Infrared Burners | Infrared Burners | Infrared Burners | Infrared Burners | Infrared Burners | Infrared Burners | Infrared Burners | Infrared Burners | Infrared Burners | Infrared Burners | Infrared Burners | Infrared Burners | Infrared Burners | Infrared Burners | Infrared Burners | Infrared Burners | Infrared Burners | Infrared Burners | Infrared Burners | Infrared Burners | Infrared Burners | Infrared Burners | Infrared Burners | Infrared Burners | Infrared Burners
F1_Commercial_School (ID)_New_Food Preparation_Natural Gas_Broiler_E1 | F1 | Commercial | School (ID) | New | Food Preparation | Natural Gas | Broiler | E1 | CCE | 0 | 0 | 0 | 0 | 0 | 0 | 0 | 0 | 0 | 0 | 0 | 0 | 0 | 0 | 0 | 0 | 0 | 0 | 0 | 0 | 0 | 0 | 0 | 0 | 0 | 0 | 0
F1_Commercial_School (ID)_New_Food Preparation_Natural Gas_Broiler_E2 | F1 | Commercial | School (ID) | New | Food Preparation | Natural Gas | Broiler | E2 | CCE | 0.0011545 | 0.0011545 | 0.0011545 | 0.0011545 | 0.0011545 | 0.0011545 | 0.0011545 | 0.0011545 | 0.0011545 | 0.0011545 | 0.0011545 | 0.0011545 | 0.0011545 | 0.0011545 | 0.0011545 | 0.0011545 | 0.0011545 | 0.0011545 | 0.0011545 | 0.0011545 | 0.0011545 | 0.0011545 | 0.0011545 | 0.0011545 | 0.0011545 | 0.0011545 | 0.0011545
F1_Commercial_School (ID)_New_Food Preparation_Natural Gas_Broiler_E3 | F1 | Commercial | School (ID) | New | Food Preparation | Natural Gas | Broiler | E3 | CCE | 0 | 0 | 0 | 0 | 0 | 0 | 0 | 0 | 0 | 0 | 0 | 0 | 0 | 0 | 0 | 0 | 0 | 0 | 0 | 0 | 0 | 0 | 0 | 0 | 0 | 0 | 0
F1_Commercial_School (ID)_New_Food Preparation_Natural Gas_Broiler_E4 | F1 | Commercial | School (ID) | New | Food Preparation | Natural Gas | Broiler | E4 | CCE | 0 | 0 | 0 | 0 | 0 | 0 | 0 | 0 | 0 | 0 | 0 | 0 | 0 | 0 | 0 | 0 | 0 | 0 | 0 | 0 | 0 | 0 | 0 | 0 | 0 | 0 | 0
F1_Commercial_School (ID)_New_Food Preparation_Natural Gas_Broiler_E5 | F1 | Commercial | School (ID) | New | Food Preparation | Natural Gas | Broiler | E5 | CCE | 0 | 0 | 0 | 0 | 0 | 0 | 0 | 0 | 0 | 0 | 0 | 0 | 0 | 0 | 0 | 0 | 0 | 0 | 0 | 0 | 0 | 0 | 0 | 0 | 0 | 0 | 0
F1_Commercial_School (ID)_New_Food Preparation_Natural Gas_Broiler_E6 | F1 | Commercial | School (ID) | New | Food Preparation | Natural Gas | Broiler | E6 | CCE | 0 | 0 | 0 | 0 | 0 | 0 | 0 | 0 | 0 | 0 | 0 | 0 | 0 | 0 | 0 | 0 | 0 | 0 | 0 | 0 | 0 | 0 | 0 | 0 | 0 | 0 | 0
F1_Commercial_School (ID)_New_Food Preparation_Natural Gas_Broiler_E7 | F1 | Commercial | School (ID) | New | Food Preparation | Natural Gas | Broiler | E7 | CCE | 0 | 0 | 0 | 0 | 0 | 0 | 0 | 0 | 0 | 0 | 0 | 0 | 0 | 0 | 0 | 0 | 0 | 0 | 0 | 0 | 0 | 0 | 0 | 0 | 0 | 0 | 0
F1_Commercial_School (ID)_New_Food Preparation_Natural Gas_Broiler_E8 | F1 | Commercial | School (ID) | New | Food Preparation | Natural Gas | Broiler | E8 | CCE | 0 | 0 | 0 | 0 | 0 | 0 | 0 | 0 | 0 | 0 | 0 | 0 | 0 | 0 | 0 | 0 | 0 | 0 | 0 | 0 | 0 | 0 | 0 | 0 | 0 | 0 | 0
F1_Commercial_School (ID)_New_Food Preparation_Natural Gas_Broiler_E9 | F1 | Commercial | School (ID) | New | Food Preparation | Natural Gas | Broiler | E9 | CCE | 0 | 0 | 0 | 0 | 0 | 0 | 0 | 0 | 0 | 0 | 0 | 0 | 0 | 0 | 0 | 0 | 0 | 0 | 0 | 0 | 0 | 0 | 0 | 0 | 0 | 0 | 0
F1_Commercial_School (ID)_New_Food Preparation_Natural Gas_Broiler_E10 | F1 | Commercial | School (ID) | New | Food Preparation | Natural Gas | Broiler | E10 | CCE | 0 | 0 | 0 | 0 | 0 | 0 | 0 | 0 | 0 | 0 | 0 | 0 | 0 | 0 | 0 | 0 | 0 | 0 | 0 | 0 | 0 | 0 | 0 | 0 | 0 | 0 | 0
F2_Commercial_School (ID)_New_Food Preparation_Natural Gas_Broiler_E1 | F2 | Commercial | School (ID) | New | Food Preparation | Natural Gas | Broiler | E1 | TRC BC Ratio | [24 empty] | 1 | 1 | 1 | bar: 2019 to 2042
F2_Commercial_School (ID)_New_Food Preparation_Natural Gas_Broiler_E2 | F2 | Commercial | School (ID) | New | Food Preparation | Natural Gas | Broiler | E2 | TRC BC Ratio | 3.0827 | 3.1604 | 3.2525 | 3.358 | 3.4773 | 3.6224 | 3.7718 | 3.9197 | 4.0621 | 4.2065 | 4.3214 | 4.4291 | 4.5447 | 4.658 | 4.7592 | 4.8539 | 4.9389 | 5.0227 | 5.1123 | 5.1997 | 5.2895 | 5.3828 | 5.4772 | 5.5745 | 5.6735 | 5.7743 | 5.8769
F2_Commercial_School (ID)_New_Food Preparation_Natural Gas_Broiler_E3 | F2 | Commercial | School (ID) | New | Food Preparation | Natural Gas | Broiler | E3 | TRC BC Ratio | 0 | 0 | 0 | 0 | 0 | 0 | 0 | 0 | 0 | 0 | 0 | 0 | 0 | 0 | 0 | 0 | 0 | 0 | 0 | 0 | 0 | 0 | 0 | 0 | 0 | 0 | 0
F2_Commercial_School (ID)_New_Food Preparation_Natural Gas_Broiler_E4 | F2 | Commercial | School (ID) | New | Food Preparation | Natural Gas | Broiler | E4 | TRC BC Ratio | 0 | 0 | 0 | 0 | 0 | 0 | 0 | 0 | 0 | 0 | 0 | 0 | 0 | 0 | 0 | 0 | 0 | 0 | 0 | 0 | 0 | 0 | 0 | 0 | 0 | 0 | 0
F2_Commercial_School (ID)_New_Food Preparation_Natural Gas_Broiler_E5 | F2 | Commercial | School (ID) | New | Food Preparation | Natural Gas | Broiler | E5 | TRC BC Ratio | 0 | 0 | 0 | 0 | 0 | 0 | 0 | 0 | 0 | 0 | 0 | 0 | 0 | 0 | 0 | 0 | 0 | 0 | 0 | 0 | 0 | 0 | 0 | 0 | 0 | 0 | 0
F2_Commercial_School (ID)_New_Food Preparation_Natural Gas_Broiler_E6 | F2 | Commercial | School (ID) | New | Food Preparation | Natural Gas | Broiler | E6 | TRC BC Ratio | 0 | 0 | 0 | 0 | 0 | 0 | 0 | 0 | 0 | 0 | 0 | 0 | 0 | 0 | 0 | 0 | 0 | 0 | 0 | 0 | 0 | 0 | 0 | 0 | 0 | 0 | 0
F2_Commercial_School (ID)_New_Food Preparation_Natural Gas_Broiler_E7 | F2 | Commercial | School (ID) | New | Food Preparation | Natural Gas | Broiler | E7 | TRC BC Ratio | 0 | 0 | 0 | 0 | 0 | 0 | 0 | 0 | 0 | 0 | 0 | 0 | 0 | 0 | 0 | 0 | 0 | 0 | 0 | 0 | 0 | 0 | 0 | 0 | 0 | 0 | 0
F2_Commercial_School (ID)_New_Food Preparation_Natural Gas_Broiler_E8 | F2 | Commercial | School (ID) | New | Food Preparation | Natural Gas | Broiler | E8 | TRC BC Ratio | 0 | 0 | 0 | 0 | 0 | 0 | 0 | 0 | 0 | 0 | 0 | 0 | 0 | 0 | 0 | 0 | 0 | 0 | 0 | 0 | 0 | 0 | 0 | 0 | 0 | 0 | 0
F2_Commercial_School (ID)_New_Food Preparation_Natural Gas_Broiler_E9 | F2 | Commercial | School (ID) | New | Food Preparation | Natural Gas | Broiler | E9 | TRC BC Ratio | 0 | 0 | 0 | 0 | 0 | 0 | 0 | 0 | 0 | 0 | 0 | 0 | 0 | 0 | 0 | 0 | 0 | 0 | 0 | 0 | 0 | 0 | 0 | 0 | 0 | 0 | 0
F2_Commercial_School (ID)_New_Food Preparation_Natural Gas_Broiler_E10 | F2 | Commercial | School (ID) | New | Food Preparation | Natural Gas | Broiler | E10 | TRC BC Ratio | 0 | 0 | 0 | 0 | 0 | 0 | 0 | 0 | 0 | 0 | 0 | 0 | 0 | 0 | 0 | 0 | 0 | 0 | 0 | 0 | 0 | 0 | 0 | 0 | 0 | 0 | 0
F3_Commercial_School (ID)_New_Food Preparation_Natural Gas_Broiler_E1 | F3 | Commercial | School (ID) | New | Food Preparation | Natural Gas | Broiler | E1 | PACT BC Ratio | [24 empty] | 1 | 1 | 1 | bar: 2019 to 2042
F3_Commercial_School (ID)_New_Food Preparation_Natural Gas_Broiler_E2 | F3 | Commercial | School (ID) | New | Food Preparation | Natural Gas | Broiler | E2 | PACT BC Ratio | 6.105 | 6.2588 | 6.4411 | 6.65 | 6.8862 | 7.1737 | 7.4695 | 7.7625 | 8.0445 | 8.3305 | 8.558 | 8.7712 | 9.0003 | 9.2245 | 9.4249 | 9.6125 | 9.7808 | 9.9469 | 10.1243 | 10.2973 | 10.4751 | 10.66 | 10.8468 | 11.0395 | 11.2356 | 11.4352 | 11.6384
F3_Commercial_School (ID)_New_Food Preparation_Natural Gas_Broiler_E3 | F3 | Commercial | School (ID) | New | Food Preparation | Natural Gas | Broiler | E3 | PACT BC Ratio | 0 | 0 | 0 | 0 | 0 | 0 | 0 | 0 | 0 | 0 | 0 | 0 | 0 | 0 | 0 | 0 | 0 | 0 | 0 | 0 | 0 | 0 | 0 | 0 | 0 | 0 | 0
F3_Commercial_School (ID)_New_Food Preparation_Natural Gas_Broiler_E4 | F3 | Commercial | School (ID) | New | Food Preparation | Natural Gas | Broiler | E4 | PACT BC Ratio | 0 | 0 | 0 | 0 | 0 | 0 | 0 | 0 | 0 | 0 | 0 | 0 | 0 | 0 | 0 | 0 | 0 | 0 | 0 | 0 | 0 | 0 | 0 | 0 | 0 | 0 | 0
F3_Commercial_School (ID)_New_Food Preparation_Natural Gas_Broiler_E5 | F3 | Commercial | School (ID) | New | Food Preparation | Natural Gas | Broiler | E5 | PACT BC Ratio | 0 | 0 | 0 | 0 | 0 | 0 | 0 | 0 | 0 | 0 | 0 | 0 | 0 | 0 | 0 | 0 | 0 | 0 | 0 | 0 | 0 | 0 | 0 | 0 | 0 | 0 | 0
F3_Commercial_School (ID)_New_Food Preparation_Natural Gas_Broiler_E6 | F3 | Commercial | School (ID) | New | Food Preparation | Natural Gas | Broiler | E6 | PACT BC Ratio | 0 | 0 | 0 | 0 | 0 | 0 | 0 | 0 | 0 | 0 | 0 | 0 | 0 | 0 | 0 | 0 | 0 | 0 | 0 | 0 | 0 | 0 | 0 | 0 | 0 | 0 | 0
F3_Commercial_School (ID)_New_Food Preparation_Natural Gas_Broiler_E7 | F3 | Commercial | School (ID) | New | Food Preparation | Natural Gas | Broiler | E7 | PACT BC Ratio | 0 | 0 | 0 | 0 | 0 | 0 | 0 | 0 | 0 | 0 | 0 | 0 | 0 | 0 | 0 | 0 | 0 | 0 | 0 | 0 | 0 | 0 | 0 | 0 | 0 | 0 | 0
F3_Commercial_School (ID)_New_Food Preparation_Natural Gas_Broiler_E8 | F3 | Commercial | School (ID) | New | Food Preparation | Natural Gas | Broiler | E8 | PACT BC Ratio | 0 | 0 | 0 | 0 | 0 | 0 | 0 | 0 | 0 | 0 | 0 | 0 | 0 | 0 | 0 | 0 | 0 | 0 | 0 | 0 | 0 | 0 | 0 | 0 | 0 | 0 | 0
F3_Commercial_School (ID)_New_Food Preparation_Natural Gas_Broiler_E9 | F3 | Commercial | School (ID) | New | Food Preparation | Natural Gas | Broiler | E9 | PACT BC Ratio | 0 | 0 | 0 | 0 | 0 | 0 | 0 | 0 | 0 | 0 | 0 | 0 | 0 | 0 | 0 | 0 | 0 | 0 | 0 | 0 | 0 | 0 | 0 | 0 | 0 | 0 | 0
F3_Commercial_School (ID)_New_Food Preparation_Natural Gas_Broiler_E10 | F3 | Commercial | School (ID) | New | Food Preparation | Natural Gas | Broiler | E10 | PACT BC Ratio | 0 | 0 | 0 | 0 | 0 | 0 | 0 | 0 | 0 | 0 | 0 | 0 | 0 | 0 | 0 | 0 | 0 | 0 | 0 | 0 | 0 | 0 | 0 | 0 | 0 | 0 | 0
F4_Commercial_School (ID)_New_Food Preparation_Natural Gas_Broiler_E1 | F4 | Commercial | School (ID) | New | Food Preparation | Natural Gas | Broiler | E1 | RVT BC Ratio | [24 empty] | 1 | 1 | 1 | bar: 2019 to 2042
F4_Commercial_School (ID)_New_Food Preparation_Natural Gas_Broiler_E2 | F4 | Commercial | School (ID) | New | Food Preparation | Natural Gas | Broiler | E2 | RVT BC Ratio | 4.763 | 4.8453 | 4.9419 | 5.0545 | 5.1835 | 5.3446 | 5.506 | 5.6594 | 5.7982 | 5.9327 | 6.0721 | 6.1988 | 6.3325 | 6.459 | 6.5678 | 6.666 | 6.7492 | 6.8285 | 6.9129 | 6.9917 | 7.0707 | 7.1883 | 7.3072 | 7.4298 | 7.5546 | 7.6816 | 7.8108
F4_Commercial_School (ID)_New_Food Preparation_Natural Gas_Broiler_E3 | F4 | Commercial | School (ID) | New | Food Preparation | Natural Gas | Broiler | E3 | RVT BC Ratio | 0 | 0 | 0 | 0 | 0 | 0 | 0 | 0 | 0 | 0 | 0 | 0 | 0 | 0 | 0 | 0 | 0 | 0 | 0 | 0 | 0 | 0 | 0 | 0 | 0 | 0 | 0
F4_Commercial_School (ID)_New_Food Preparation_Natural Gas_Broiler_E4 | F4 | Commercial | School (ID) | New | Food Preparation | Natural Gas | Broiler | E4 | RVT BC Ratio | 0 | 0 | 0 | 0 | 0 | 0 | 0 | 0 | 0 | 0 | 0 | 0 | 0 | 0 | 0 | 0 | 0 | 0 | 0 | 0 | 0 | 0 | 0 | 0 | 0 | 0 | 0
F4_Commercial_School (ID)_New_Food Preparation_Natural Gas_Broiler_E5 | F4 | Commercial | School (ID) | New | Food Preparation | Natural Gas | Broiler | E5 | RVT BC Ratio | 0 | 0 | 0 | 0 | 0 | 0 | 0 | 0 | 0 | 0 | 0 | 0 | 0 | 0 | 0 | 0 | 0 | 0 | 0 | 0 | 0 | 0 | 0 | 0 | 0 | 0 | 0
F4_Commercial_School (ID)_New_Food Preparation_Natural Gas_Broiler_E6 | F4 | Commercial | School (ID) | New | Food Preparation | Natural Gas | Broiler | E6 | RVT BC Ratio | 0 | 0 | 0 | 0 | 0 | 0 | 0 | 0 | 0 | 0 | 0 | 0 | 0 | 0 | 0 | 0 | 0 | 0 | 0 | 0 | 0 | 0 | 0 | 0 | 0 | 0 | 0
F4_Commercial_School (ID)_New_Food Preparation_Natural Gas_Broiler_E7 | F4 | Commercial | School (ID) | New | Food Preparation | Natural Gas | Broiler | E7 | RVT BC Ratio | 0 | 0 | 0 | 0 | 0 | 0 | 0 | 0 | 0 | 0 | 0 | 0 | 0 | 0 | 0 | 0 | 0 | 0 | 0 | 0 | 0 | 0 | 0 | 0 | 0 | 0 | 0
F4_Commercial_School (ID)_New_Food Preparation_Natural Gas_Broiler_E8 | F4 | Commercial | School (ID) | New | Food Preparation | Natural Gas | Broiler | E8 | RVT BC Ratio | 0 | 0 | 0 | 0 | 0 | 0 | 0 | 0 | 0 | 0 | 0 | 0 | 0 | 0 | 0 | 0 | 0 | 0 | 0 | 0 | 0 | 0 | 0 | 0 | 0 | 0 | 0
F4_Commercial_School (ID)_New_Food Preparation_Natural Gas_Broiler_E9 | F4 | Commercial | School (ID) | New | Food Preparation | Natural Gas | Broiler | E9 | RVT BC Ratio | 0 | 0 | 0 | 0 | 0 | 0 | 0 | 0 | 0 | 0 | 0 | 0 | 0 | 0 | 0 | 0 | 0 | 0 | 0 | 0 | 0 | 0 | 0 | 0 | 0 | 0 | 0
F4_Commercial_School (ID)_New_Food Preparation_Natural Gas_Broiler_E10 | F4 | Commercial | School (ID) | New | Food Preparation | Natural Gas | Broiler | E10 | RVT BC Ratio | 0 | 0 | 0 | 0 | 0 | 0 | 0 | 0 | 0 | 0 | 0 | 0 | 0 | 0 | 0 | 0 | 0 | 0 | 0 | 0 | 0 | 0 | 0 | 0 | 0 | 0 | 0
F5_Commercial_School (ID)_New_Food Preparation_Natural Gas_Broiler_E1 | F5 | Commercial | School (ID) | New | Food Preparation | Natural Gas | Broiler | E1 | RIM BC Ratio | [24 empty] | 1 | 1 | 1 | bar: 2019 to 2042
F5_Commercial_School (ID)_New_Food Preparation_Natural Gas_Broiler_E2 | F5 | Commercial | School (ID) | New | Food Preparation | Natural Gas | Broiler | E2 | RIM BC Ratio | 0.74538 | 0.7517 | 0.75906 | 0.76688 | 0.77509 | 0.78399 | 0.79322 | 0.80276 | 0.81268 | 0.82311 | 0.82679 | 0.83061 | 0.83485 | 0.83939 | 0.84385 | 0.84833 | 0.85286 | 0.85755 | 0.86249 | 0.86763 | 0.87301 | 0.87427 | 0.87551 | 0.87674 | 0.87796 | 0.87916 | 0.88034
F5_Commercial_School (ID)_New_Food Preparation_Natural Gas_Broiler_E3 | F5 | Commercial | School (ID) | New | Food Preparation | Natural Gas | Broiler | E3 | RIM BC Ratio | 0 | 0 | 0 | 0 | 0 | 0 | 0 | 0 | 0 | 0 | 0 | 0 | 0 | 0 | 0 | 0 | 0 | 0 | 0 | 0 | 0 | 0 | 0 | 0 | 0 | 0 | 0
F5_Commercial_School (ID)_New_Food Preparation_Natural Gas_Broiler_E4 | F5 | Commercial | School (ID) | New | Food Preparation | Natural Gas | Broiler | E4 | RIM BC Ratio | 0 | 0 | 0 | 0 | 0 | 0 | 0 | 0 | 0 | 0 | 0 | 0 | 0 | 0 | 0 | 0 | 0 | 0 | 0 | 0 | 0 | 0 | 0 | 0 | 0 | 0 | 0
F5_Commercial_School (ID)_New_Food Preparation_Natural Gas_Broiler_E5 | F5 | Commercial | School (ID) | New | Food Preparation | Natural Gas | Broiler | E5 | RIM BC Ratio | 0 | 0 | 0 | 0 | 0 | 0 | 0 | 0 | 0 | 0 | 0 | 0 | 0 | 0 | 0 | 0 | 0 | 0 | 0 | 0 | 0 | 0 | 0 | 0 | 0 | 0 | 0
F5_Commercial_School (ID)_New_Food Preparation_Natural Gas_Broiler_E6 | F5 | Commercial | School (ID) | New | Food Preparation | Natural Gas | Broiler | E6 | RIM BC Ratio | 0 | 0 | 0 | 0 | 0 | 0 | 0 | 0 | 0 | 0 | 0 | 0 | 0 | 0 | 0 | 0 | 0 | 0 | 0 | 0 | 0 | 0 | 0 | 0 | 0 | 0 | 0
F5_Commercial_School (ID)_New_Food Preparation_Natural Gas_Broiler_E7 | F5 | Commercial | School (ID) | New | Food Preparation | Natural Gas | Broiler | E7 | RIM BC Ratio | 0 | 0 | 0 | 0 | 0 | 0 | 0 | 0 | 0 | 0 | 0 | 0 | 0 | 0 | 0 | 0 | 0 | 0 | 0 | 0 | 0 | 0 | 0 | 0 | 0 | 0 | 0
F5_Commercial_School (ID)_New_Food Preparation_Natural Gas_Broiler_E8 | F5 | Commercial | School (ID) | New | Food Preparation | Natural Gas | Broiler | E8 | RIM BC Ratio | 0 | 0 | 0 | 0 | 0 | 0 | 0 | 0 | 0 | 0 | 0 | 0 | 0 | 0 | 0 | 0 | 0 | 0 | 0 | 0 | 0 | 0 | 0 | 0 | 0 | 0 | 0
F5_Commercial_School (ID)_New_Food Preparation_Natural Gas_Broiler_E9 | F5 | Commercial | School (ID) | New | Food Preparation | Natural Gas | Broiler | E9 | RIM BC Ratio | 0 | 0 | 0 | 0 | 0 | 0 | 0 | 0 | 0 | 0 | 0 | 0 | 0 | 0 | 0 | 0 | 0 | 0 | 0 | 0 | 0 | 0 | 0 | 0 | 0 | 0 | 0
F5_Commercial_School (ID)_New_Food Preparation_Natural Gas_Broiler_E10 | F5 | Commercial | School (ID) | New | Food Preparation | Natural Gas | Broiler | E10 | RIM BC Ratio | 0 | 0 | 0 | 0 | 0 | 0 | 0 | 0 | 0 | 0 | 0 | 0 | 0 | 0 | 0 | 0 | 0 | 0 | 0 | 0 | 0 | 0 | 0 | 0 | 0 | 0 | 0
F0_Commercial_School (ID)_New_Food Preparation_Natural Gas_Griddle_E0 | F0 | Commercial | School (ID) | New | Food Preparation | Natural Gas | Griddle | E0 | Economic Unit | ENERGY STAR | ENERGY STAR | ENERGY STAR | ENERGY STAR | ENERGY STAR | ENERGY STAR | ENERGY STAR | ENERGY STAR | ENERGY STAR | ENERGY STAR | ENERGY STAR | ENERGY STAR | ENERGY STAR | ENERGY STAR | ENERGY STAR | ENERGY STAR | ENERGY STAR | ENERGY STAR | ENERGY STAR | ENERGY STAR | ENERGY STAR | ENERGY STAR | ENERGY STAR | ENERGY STAR | ENERGY STAR | ENERGY STAR | ENERGY STAR
F1_Commercial_School (ID)_New_Food Preparation_Natural Gas_Griddle_E1 | F1 | Commercial | School (ID) | New | Food Preparation | Natural Gas | Griddle | E1 | CCE | 0 | 0 | 0 | 0 | 0 | 0 | 0 | 0 | 0 | 0 | 0 | 0 | 0 | 0 | 0 | 0 | 0 | 0 | 0 | 0 | 0 | 0 | 0 | 0 | 0 | 0 | 0
F1_Commercial_School (ID)_New_Food Preparation_Natural Gas_Griddle_E2 | F1 | Commercial | School (ID) | New | Food Preparation | Natural Gas | Griddle | E2 | CCE | 0.00091307 | 0.00091307 | 0.00091307 | 0.00091307 | 0.00091307 | 0.00091307 | 0.00091307 | 0.00091307 | 0.00091307 | 0.00091307 | 0.00091307 | 0.00091307 | 0.00091307 | 0.00091307 | 0.00091307 | 0.00091307 | 0.00091307 | 0.00091307 | 0.00091307 | 0.00091307 | 0.00091307 | 0.00091307 | 0.00091307 | 0.00091307 | 0.00091307 | 0.00091307 | 0.00091307
F1_Commercial_School (ID)_New_Food Preparation_Natural Gas_Griddle_E3 | F1 | Commercial | School (ID) | New | Food Preparation | Natural Gas | Griddle | E3 | CCE | 0 | 0 | 0 | 0 | 0 | 0 | 0 | 0 | 0 | 0 | 0 | 0 | 0 | 0 | 0 | 0 | 0 | 0 | 0 | 0 | 0 | 0 | 0 | 0 | 0 | 0 | 0
F1_Commercial_School (ID)_New_Food Preparation_Natural Gas_Griddle_E4 | F1 | Commercial | School (ID) | New | Food Preparation | Natural Gas | Griddle | E4 | CCE | 0 | 0 | 0 | 0 | 0 | 0 | 0 | 0 | 0 | 0 | 0 | 0 | 0 | 0 | 0 | 0 | 0 | 0 | 0 | 0 | 0 | 0 | 0 | 0 | 0 | 0 | 0
F1_Commercial_School (ID)_New_Food Preparation_Natural Gas_Griddle_E5 | F1 | Commercial | School (ID) | New | Food Preparation | Natural Gas | Griddle | E5 | CCE | 0 | 0 | 0 | 0 | 0 | 0 | 0 | 0 | 0 | 0 | 0 | 0 | 0 | 0 | 0 | 0 | 0 | 0 | 0 | 0 | 0 | 0 | 0 | 0 | 0 | 0 | 0
F1_Commercial_School (ID)_New_Food Preparation_Natural Gas_Griddle_E6 | F1 | Commercial | School (ID) | New | Food Preparation | Natural Gas | Griddle | E6 | CCE | 0 | 0 | 0 | 0 | 0 | 0 | 0 | 0 | 0 | 0 | 0 | 0 | 0 | 0 | 0 | 0 | 0 | 0 | 0 | 0 | 0 | 0 | 0 | 0 | 0 | 0 | 0
F1_Commercial_School (ID)_New_Food Preparation_Natural Gas_Griddle_E7 | F1 | Commercial | School (ID) | New | Food Preparation | Natural Gas | Griddle | E7 | CCE | 0 | 0 | 0 | 0 | 0 | 0 | 0 | 0 | 0 | 0 | 0 | 0 | 0 | 0 | 0 | 0 | 0 | 0 | 0 | 0 | 0 | 0 | 0 | 0 | 0 | 0 | 0
F1_Commercial_School (ID)_New_Food Preparation_Natural Gas_Griddle_E8 | F1 | Commercial | School (ID) | New | Food Preparation | Natural Gas | Griddle | E8 | CCE | 0 | 0 | 0 | 0 | 0 | 0 | 0 | 0 | 0 | 0 | 0 | 0 | 0 | 0 | 0 | 0 | 0 | 0 | 0 | 0 | 0 | 0 | 0 | 0 | 0 | 0 | 0
F1_Commercial_School (ID)_New_Food Preparation_Natural Gas_Griddle_E9 | F1 | Commercial | School (ID) | New | Food Preparation | Natural Gas | Griddle | E9 | CCE | 0 | 0 | 0 | 0 | 0 | 0 | 0 | 0 | 0 | 0 | 0 | 0 | 0 | 0 | 0 | 0 | 0 | 0 | 0 | 0 | 0 | 0 | 0 | 0 | 0 | 0 | 0
F1_Commercial_School (ID)_New_Food Preparation_Natural Gas_Griddle_E10 | F1 | Commercial | School (ID) | New | Food Preparation | Natural Gas | Griddle | E10 | CCE | 0 | 0 | 0 | 0 | 0 | 0 | 0 | 0 | 0 | 0 | 0 | 0 | 0 | 0 | 0 | 0 | 0 | 0 | 0 | 0 | 0 | 0 | 0 | 0 | 0 | 0 | 0
F2_Commercial_School (ID)_New_Food Preparation_Natural Gas_Griddle_E1 | F2 | Commercial | School (ID) | New | Food Preparation | Natural Gas | Griddle | E1 | TRC BC Ratio | [24 empty] | 1 | 1 | 1 | bar: 2019 to 2042
F2_Commercial_School (ID)_New_Food Preparation_Natural Gas_Griddle_E2 | F2 | Commercial | School (ID) | New | Food Preparation | Natural Gas | Griddle | E2 | TRC BC Ratio | 3.8979 | 3.9961 | 4.1125 | 4.2458 | 4.3967 | 4.5802 | 4.7691 | 4.9561 | 5.1362 | 5.3188 | 5.4641 | 5.6002 | 5.7464 | 5.8896 | 6.0176 | 6.1373 | 6.2447 | 6.3508 | 6.4641 | 6.5746 | 6.6881 | 6.8061 | 6.9254 | 7.0484 | 7.1736 | 7.3011 | 7.4308
F2_Commercial_School (ID)_New_Food Preparation_Natural Gas_Griddle_E3 | F2 | Commercial | School (ID) | New | Food Preparation | Natural Gas | Griddle | E3 | TRC BC Ratio | 0 | 0 | 0 | 0 | 0 | 0 | 0 | 0 | 0 | 0 | 0 | 0 | 0 | 0 | 0 | 0 | 0 | 0 | 0 | 0 | 0 | 0 | 0 | 0 | 0 | 0 | 0
F2_Commercial_School (ID)_New_Food Preparation_Natural Gas_Griddle_E4 | F2 | Commercial | School (ID) | New | Food Preparation | Natural Gas | Griddle | E4 | TRC BC Ratio | 0 | 0 | 0 | 0 | 0 | 0 | 0 | 0 | 0 | 0 | 0 | 0 | 0 | 0 | 0 | 0 | 0 | 0 | 0 | 0 | 0 | 0 | 0 | 0 | 0 | 0 | 0
F2_Commercial_School (ID)_New_Food Preparation_Natural Gas_Griddle_E5 | F2 | Commercial | School (ID) | New | Food Preparation | Natural Gas | Griddle | E5 | TRC BC Ratio | 0 | 0 | 0 | 0 | 0 | 0 | 0 | 0 | 0 | 0 | 0 | 0 | 0 | 0 | 0 | 0 | 0 | 0 | 0 | 0 | 0 | 0 | 0 | 0 | 0 | 0 | 0
F2_Commercial_School (ID)_New_Food Preparation_Natural Gas_Griddle_E6 | F2 | Commercial | School (ID) | New | Food Preparation | Natural Gas | Griddle | E6 | TRC BC Ratio | 0 | 0 | 0 | 0 | 0 | 0 | 0 | 0 | 0 | 0 | 0 | 0 | 0 | 0 | 0 | 0 | 0 | 0 | 0 | 0 | 0 | 0 | 0 | 0 | 0 | 0 | 0
F2_Commercial_School (ID)_New_Food Preparation_Natural Gas_Griddle_E7 | F2 | Commercial | School (ID) | New | Food Preparation | Natural Gas | Griddle | E7 | TRC BC Ratio | 0 | 0 | 0 | 0 | 0 | 0 | 0 | 0 | 0 | 0 | 0 | 0 | 0 | 0 | 0 | 0 | 0 | 0 | 0 | 0 | 0 | 0 | 0 | 0 | 0 | 0 | 0
F2_Commercial_School (ID)_New_Food Preparation_Natural Gas_Griddle_E8 | F2 | Commercial | School (ID) | New | Food Preparation | Natural Gas | Griddle | E8 | TRC BC Ratio | 0 | 0 | 0 | 0 | 0 | 0 | 0 | 0 | 0 | 0 | 0 | 0 | 0 | 0 | 0 | 0 | 0 | 0 | 0 | 0 | 0 | 0 | 0 | 0 | 0 | 0 | 0
F2_Commercial_School (ID)_New_Food Preparation_Natural Gas_Griddle_E9 | F2 | Commercial | School (ID) | New | Food Preparation | Natural Gas | Griddle | E9 | TRC BC Ratio | 0 | 0 | 0 | 0 | 0 | 0 | 0 | 0 | 0 | 0 | 0 | 0 | 0 | 0 | 0 | 0 | 0 | 0 | 0 | 0 | 0 | 0 | 0 | 0 | 0 | 0 | 0
F2_Commercial_School (ID)_New_Food Preparation_Natural Gas_Griddle_E10 | F2 | Commercial | School (ID) | New | Food Preparation | Natural Gas | Griddle | E10 | TRC BC Ratio | 0 | 0 | 0 | 0 | 0 | 0 | 0 | 0 | 0 | 0 | 0 | 0 | 0 | 0 | 0 | 0 | 0 | 0 | 0 | 0 | 0 | 0 | 0 | 0 | 0 | 0 | 0
F3_Commercial_School (ID)_New_Food Preparation_Natural Gas_Griddle_E1 | F3 | Commercial | School (ID) | New | Food Preparation | Natural Gas | Griddle | E1 | PACT BC Ratio | [24 empty] | 1 | 1 | 1 | bar: 2019 to 2042
F3_Commercial_School (ID)_New_Food Preparation_Natural Gas_Griddle_E2 | F3 | Commercial | School (ID) | New | Food Preparation | Natural Gas | Griddle | E2 | PACT BC Ratio | 7.7192 | 7.9137 | 8.1442 | 8.4083 | 8.707 | 9.0704 | 9.4445 | 9.8149 | 10.1716 | 10.5332 | 10.8209 | 11.0904 | 11.38 | 11.6635 | 11.917 | 12.1542 | 12.3669 | 12.5769 | 12.8012 | 13.02 | 13.2448 | 13.4786 | 13.7148 | 13.9584 | 14.2064 | 14.4588 | 14.7157
F3_Commercial_School (ID)_New_Food Preparation_Natural Gas_Griddle_E3 | F3 | Commercial | School (ID) | New | Food Preparation | Natural Gas | Griddle | E3 | PACT BC Ratio | 0 | 0 | 0 | 0 | 0 | 0 | 0 | 0 | 0 | 0 | 0 | 0 | 0 | 0 | 0 | 0 | 0 | 0 | 0 | 0 | 0 | 0 | 0 | 0 | 0 | 0 | 0
F3_Commercial_School (ID)_New_Food Preparation_Natural Gas_Griddle_E4 | F3 | Commercial | School (ID) | New | Food Preparation | Natural Gas | Griddle | E4 | PACT BC Ratio | 0 | 0 | 0 | 0 | 0 | 0 | 0 | 0 | 0 | 0 | 0 | 0 | 0 | 0 | 0 | 0 | 0 | 0 | 0 | 0 | 0 | 0 | 0 | 0 | 0 | 0 | 0
F3_Commercial_School (ID)_New_Food Preparation_Natural Gas_Griddle_E5 | F3 | Commercial | School (ID) | New | Food Preparation | Natural Gas | Griddle | E5 | PACT BC Ratio | 0 | 0 | 0 | 0 | 0 | 0 | 0 | 0 | 0 | 0 | 0 | 0 | 0 | 0 | 0 | 0 | 0 | 0 | 0 | 0 | 0 | 0 | 0 | 0 | 0 | 0 | 0
F3_Commercial_School (ID)_New_Food Preparation_Natural Gas_Griddle_E6 | F3 | Commercial | School (ID) | New | Food Preparation | Natural Gas | Griddle | E6 | PACT BC Ratio | 0 | 0 | 0 | 0 | 0 | 0 | 0 | 0 | 0 | 0 | 0 | 0 | 0 | 0 | 0 | 0 | 0 | 0 | 0 | 0 | 0 | 0 | 0 | 0 | 0 | 0 | 0
F3_Commercial_School (ID)_New_Food Preparation_Natural Gas_Griddle_E7 | F3 | Commercial | School (ID) | New | Food Preparation | Natural Gas | Griddle | E7 | PACT BC Ratio | 0 | 0 | 0 | 0 | 0 | 0 | 0 | 0 | 0 | 0 | 0 | 0 | 0 | 0 | 0 | 0 | 0 | 0 | 0 | 0 | 0 | 0 | 0 | 0 | 0 | 0 | 0
F3_Commercial_School (ID)_New_Food Preparation_Natural Gas_Griddle_E8 | F3 | Commercial | School (ID) | New | Food Preparation | Natural Gas | Griddle | E8 | PACT BC Ratio | 0 | 0 | 0 | 0 | 0 | 0 | 0 | 0 | 0 | 0 | 0 | 0 | 0 | 0 | 0 | 0 | 0 | 0 | 0 | 0 | 0 | 0 | 0 | 0 | 0 | 0 | 0
F3_Commercial_School (ID)_New_Food Preparation_Natural Gas_Griddle_E9 | F3 | Commercial | School (ID) | New | Food Preparation | Natural Gas | Griddle | E9 | PACT BC Ratio | 0 | 0 | 0 | 0 | 0 | 0 | 0 | 0 | 0 | 0 | 0 | 0 | 0 | 0 | 0 | 0 | 0 | 0 | 0 | 0 | 0 | 0 | 0 | 0 | 0 | 0 | 0
F3_Commercial_School (ID)_New_Food Preparation_Natural Gas_Griddle_E10 | F3 | Commercial | School (ID) | New | Food Preparation | Natural Gas | Griddle | E10 | PACT BC Ratio | 0 | 0 | 0 | 0 | 0 | 0 | 0 | 0 | 0 | 0 | 0 | 0 | 0 | 0 | 0 | 0 | 0 | 0 | 0 | 0 | 0 | 0 | 0 | 0 | 0 | 0 | 0
F4_Commercial_School (ID)_New_Food Preparation_Natural Gas_Griddle_E1 | F4 | Commercial | School (ID) | New | Food Preparation | Natural Gas | Griddle | E1 | RVT BC Ratio | [24 empty] | 1 | 1 | 1 | bar: 2019 to 2042
F4_Commercial_School (ID)_New_Food Preparation_Natural Gas_Griddle_E2 | F4 | Commercial | School (ID) | New | Food Preparation | Natural Gas | Griddle | E2 | RVT BC Ratio | 5.915 | 6.0191 | 6.1412 | 6.2836 | 6.4468 | 6.6504 | 6.8545 | 7.0484 | 7.2239 | 7.394 | 7.5703 | 7.7305 | 7.8995 | 8.0595 | 8.1971 | 8.3213 | 8.4263 | 8.5267 | 8.6333 | 8.733 | 8.8329 | 8.9816 | 9.1319 | 9.2869 | 9.4447 | 9.6053 | 9.7687
F4_Commercial_School (ID)_New_Food Preparation_Natural Gas_Griddle_E3 | F4 | Commercial | School (ID) | New | Food Preparation | Natural Gas | Griddle | E3 | RVT BC Ratio | 0 | 0 | 0 | 0 | 0 | 0 | 0 | 0 | 0 | 0 | 0 | 0 | 0 | 0 | 0 | 0 | 0 | 0 | 0 | 0 | 0 | 0 | 0 | 0 | 0 | 0 | 0
F4_Commercial_School (ID)_New_Food Preparation_Natural Gas_Griddle_E4 | F4 | Commercial | School (ID) | New | Food Preparation | Natural Gas | Griddle | E4 | RVT BC Ratio | 0 | 0 | 0 | 0 | 0 | 0 | 0 | 0 | 0 | 0 | 0 | 0 | 0 | 0 | 0 | 0 | 0 | 0 | 0 | 0 | 0 | 0 | 0 | 0 | 0 | 0 | 0
F4_Commercial_School (ID)_New_Food Preparation_Natural Gas_Griddle_E5 | F4 | Commercial | School (ID) | New | Food Preparation | Natural Gas | Griddle | E5 | RVT BC Ratio | 0 | 0 | 0 | 0 | 0 | 0 | 0 | 0 | 0 | 0 | 0 | 0 | 0 | 0 | 0 | 0 | 0 | 0 | 0 | 0 | 0 | 0 | 0 | 0 | 0 | 0 | 0
F4_Commercial_School (ID)_New_Food Preparation_Natural Gas_Griddle_E6 | F4 | Commercial | School (ID) | New | Food Preparation | Natural Gas | Griddle | E6 | RVT BC Ratio | 0 | 0 | 0 | 0 | 0 | 0 | 0 | 0 | 0 | 0 | 0 | 0 | 0 | 0 | 0 | 0 | 0 | 0 | 0 | 0 | 0 | 0 | 0 | 0 | 0 | 0 | 0
F4_Commercial_School (ID)_New_Food Preparation_Natural Gas_Griddle_E7 | F4 | Commercial | School (ID) | New | Food Preparation | Natural Gas | Griddle | E7 | RVT BC Ratio | 0 | 0 | 0 | 0 | 0 | 0 | 0 | 0 | 0 | 0 | 0 | 0 | 0 | 0 | 0 | 0 | 0 | 0 | 0 | 0 | 0 | 0 | 0 | 0 | 0 | 0 | 0
F4_Commercial_School (ID)_New_Food Preparation_Natural Gas_Griddle_E8 | F4 | Commercial | School (ID) | New | Food Preparation | Natural Gas | Griddle | E8 | RVT BC Ratio | 0 | 0 | 0 | 0 | 0 | 0 | 0 | 0 | 0 | 0 | 0 | 0 | 0 | 0 | 0 | 0 | 0 | 0 | 0 | 0 | 0 | 0 | 0 | 0 | 0 | 0 | 0
F4_Commercial_School (ID)_New_Food Preparation_Natural Gas_Griddle_E9 | F4 | Commercial | School (ID) | New | Food Preparation | Natural Gas | Griddle | E9 | RVT BC Ratio | 0 | 0 | 0 | 0 | 0 | 0 | 0 | 0 | 0 | 0 | 0 | 0 | 0 | 0 | 0 | 0 | 0 | 0 | 0 | 0 | 0 | 0 | 0 | 0 | 0 | 0 | 0
F4_Commercial_School (ID)_New_Food Preparation_Natural Gas_Griddle_E10 | F4 | Commercial | School (ID) | New | Food Preparation | Natural Gas | Griddle | E10 | RVT BC Ratio | 0 | 0 | 0 | 0 | 0 | 0 | 0 | 0 | 0 | 0 | 0 | 0 | 0 | 0 | 0 | 0 | 0 | 0 | 0 | 0 | 0 | 0 | 0 | 0 | 0 | 0 | 0
F5_Commercial_School (ID)_New_Food Preparation_Natural Gas_Griddle_E1 | F5 | Commercial | School (ID) | New | Food Preparation | Natural Gas | Griddle | E1 | RIM BC Ratio | [24 empty] | 1 | 1 | 1 | bar: 2019 to 2042
F5_Commercial_School (ID)_New_Food Preparation_Natural Gas_Griddle_E2 | F5 | Commercial | School (ID) | New | Food Preparation | Natural Gas | Griddle | E2 | RIM BC Ratio | 0.76491 | 0.77106 | 0.77823 | 0.78583 | 0.79377 | 0.80232 | 0.81123 | 0.8205 | 0.83022 | 0.84047 | 0.84384 | 0.84739 | 0.85137 | 0.85567 | 0.85995 | 0.86428 | 0.8687 | 0.87329 | 0.87814 | 0.88319 | 0.88849 | 0.88953 | 0.89054 | 0.89155 | 0.89255 | 0.89353 | 0.89449
F5_Commercial_School (ID)_New_Food Preparation_Natural Gas_Griddle_E3 | F5 | Commercial | School (ID) | New | Food Preparation | Natural Gas | Griddle | E3 | RIM BC Ratio | 0 | 0 | 0 | 0 | 0 | 0 | 0 | 0 | 0 | 0 | 0 | 0 | 0 | 0 | 0 | 0 | 0 | 0 | 0 | 0 | 0 | 0 | 0 | 0 | 0 | 0 | 0
F5_Commercial_School (ID)_New_Food Preparation_Natural Gas_Griddle_E4 | F5 | Commercial | School (ID) | New | Food Preparation | Natural Gas | Griddle | E4 | RIM BC Ratio | 0 | 0 | 0 | 0 | 0 | 0 | 0 | 0 | 0 | 0 | 0 | 0 | 0 | 0 | 0 | 0 | 0 | 0 | 0 | 0 | 0 | 0 | 0 | 0 | 0 | 0 | 0
F5_Commercial_School (ID)_New_Food Preparation_Natural Gas_Griddle_E5 | F5 | Commercial | School (ID) | New | Food Preparation | Natural Gas | Griddle | E5 | RIM BC Ratio | 0 | 0 | 0 | 0 | 0 | 0 | 0 | 0 | 0 | 0 | 0 | 0 | 0 | 0 | 0 | 0 | 0 | 0 | 0 | 0 | 0 | 0 | 0 | 0 | 0 | 0 | 0
F5_Commercial_School (ID)_New_Food Preparation_Natural Gas_Griddle_E6 | F5 | Commercial | School (ID) | New | Food Preparation | Natural Gas | Griddle | E6 | RIM BC Ratio | 0 | 0 | 0 | 0 | 0 | 0 | 0 | 0 | 0 | 0 | 0 | 0 | 0 | 0 | 0 | 0 | 0 | 0 | 0 | 0 | 0 | 0 | 0 | 0 | 0 | 0 | 0
F5_Commercial_School (ID)_New_Food Preparation_Natural Gas_Griddle_E7 | F5 | Commercial | School (ID) | New | Food Preparation | Natural Gas | Griddle | E7 | RIM BC Ratio | 0 | 0 | 0 | 0 | 0 | 0 | 0 | 0 | 0 | 0 | 0 | 0 | 0 | 0 | 0 | 0 | 0 | 0 | 0 | 0 | 0 | 0 | 0 | 0 | 0 | 0 | 0
F5_Commercial_School (ID)_New_Food Preparation_Natural Gas_Griddle_E8 | F5 | Commercial | School (ID) | New | Food Preparation | Natural Gas | Griddle | E8 | RIM BC Ratio | 0 | 0 | 0 | 0 | 0 | 0 | 0 | 0 | 0 | 0 | 0 | 0 | 0 | 0 | 0 | 0 | 0 | 0 | 0 | 0 | 0 | 0 | 0 | 0 | 0 | 0 | 0
F5_Commercial_School (ID)_New_Food Preparation_Natural Gas_Griddle_E9 | F5 | Commercial | School (ID) | New | Food Preparation | Natural Gas | Griddle | E9 | RIM BC Ratio | 0 | 0 | 0 | 0 | 0 | 0 | 0 | 0 | 0 | 0 | 0 | 0 | 0 | 0 | 0 | 0 | 0 | 0 | 0 | 0 | 0 | 0 | 0 | 0 | 0 | 0 | 0
F5_Commercial_School (ID)_New_Food Preparation_Natural Gas_Griddle_E10 | F5 | Commercial | School (ID) | New | Food Preparation | Natural Gas | Griddle | E10 | RIM BC Ratio | 0 | 0 | 0 | 0 | 0 | 0 | 0 | 0 | 0 | 0 | 0 | 0 | 0 | 0 | 0 | 0 | 0 | 0 | 0 | 0 | 0 | 0 | 0 | 0 | 0 | 0 | 0
F0_Commercial_School (ID)_New_Food Preparation_Natural Gas_Range_E0 | F0 | Commercial | School (ID) | New | Food Preparation | Natural Gas | Range | E0 | Economic Unit | High Efficiency | High Efficiency | High Efficiency | High Efficiency | High Efficiency | High Efficiency | High Efficiency | High Efficiency | High Efficiency | High Efficiency | High Efficiency | High Efficiency | High Efficiency | High Efficiency | High Efficiency | High Efficiency | High Efficiency | High Efficiency | High Efficiency | High Efficiency | High Efficiency | High Efficiency | High Efficiency | High Efficiency | High Efficiency | High Efficiency | High Efficiency
F1_Commercial_School (ID)_New_Food Preparation_Natural Gas_Range_E1 | F1 | Commercial | School (ID) | New | Food Preparation | Natural Gas | Range | E1 | CCE | 0 | 0 | 0 | 0 | 0 | 0 | 0 | 0 | 0 | 0 | 0 | 0 | 0 | 0 | 0 | 0 | 0 | 0 | 0 | 0 | 0 | 0 | 0 | 0 | 0 | 0 | 0
F1_Commercial_School (ID)_New_Food Preparation_Natural Gas_Range_E2 | F1 | Commercial | School (ID) | New | Food Preparation | Natural Gas | Range | E2 | CCE | 0.00030265 | 0.00030265 | 0.00030265 | 0.00030265 | 0.00030265 | 0.00030265 | 0.00030265 | 0.00030265 | 0.00030265 | 0.00030265 | 0.00030265 | 0.00030265 | 0.00030265 | 0.00030265 | 0.00030265 | 0.00030265 | 0.00030265 | 0.00030265 | 0.00030265 | 0.00030265 | 0.00030265 | 0.00030265 | 0.00030265 | 0.00030265 | 0.00030265 | 0.00030265 | 0.00030265
F1_Commercial_School (ID)_New_Food Preparation_Natural Gas_Range_E3 | F1 | Commercial | School (ID) | New | Food Preparation | Natural Gas | Range | E3 | CCE | 0 | 0 | 0 | 0 | 0 | 0 | 0 | 0 | 0 | 0 | 0 | 0 | 0 | 0 | 0 | 0 | 0 | 0 | 0 | 0 | 0 | 0 | 0 | 0 | 0 | 0 | 0
F1_Commercial_School (ID)_New_Food Preparation_Natural Gas_Range_E4 | F1 | Commercial | School (ID) | New | Food Preparation | Natural Gas | Range | E4 | CCE | 0 | 0 | 0 | 0 | 0 | 0 | 0 | 0 | 0 | 0 | 0 | 0 | 0 | 0 | 0 | 0 | 0 | 0 | 0 | 0 | 0 | 0 | 0 | 0 | 0 | 0 | 0
F1_Commercial_School (ID)_New_Food Preparation_Natural Gas_Range_E5 | F1 | Commercial | School (ID) | New | Food Preparation | Natural Gas | Range | E5 | CCE | 0 | 0 | 0 | 0 | 0 | 0 | 0 | 0 | 0 | 0 | 0 | 0 | 0 | 0 | 0 | 0 | 0 | 0 | 0 | 0 | 0 | 0 | 0 | 0 | 0 | 0 | 0
F1_Commercial_School (ID)_New_Food Preparation_Natural Gas_Range_E6 | F1 | Commercial | School (ID) | New | Food Preparation | Natural Gas | Range | E6 | CCE | 0 | 0 | 0 | 0 | 0 | 0 | 0 | 0 | 0 | 0 | 0 | 0 | 0 | 0 | 0 | 0 | 0 | 0 | 0 | 0 | 0 | 0 | 0 | 0 | 0 | 0 | 0
F1_Commercial_School (ID)_New_Food Preparation_Natural Gas_Range_E7 | F1 | Commercial | School (ID) | New | Food Preparation | Natural Gas | Range | E7 | CCE | 0 | 0 | 0 | 0 | 0 | 0 | 0 | 0 | 0 | 0 | 0 | 0 | 0 | 0 | 0 | 0 | 0 | 0 | 0 | 0 | 0 | 0 | 0 | 0 | 0 | 0 | 0
F1_Commercial_School (ID)_New_Food Preparation_Natural Gas_Range_E8 | F1 | Commercial | School (ID) | New | Food Preparation | Natural Gas | Range | E8 | CCE | 0 | 0 | 0 | 0 | 0 | 0 | 0 | 0 | 0 | 0 | 0 | 0 | 0 | 0 | 0 | 0 | 0 | 0 | 0 | 0 | 0 | 0 | 0 | 0 | 0 | 0 | 0
F1_Commercial_School (ID)_New_Food Preparation_Natural Gas_Range_E9 | F1 | Commercial | School (ID) | New | Food Preparation | Natural Gas | Range | E9 | CCE | 0 | 0 | 0 | 0 | 0 | 0 | 0 | 0 | 0 | 0 | 0 | 0 | 0 | 0 | 0 | 0 | 0 | 0 | 0 | 0 | 0 | 0 | 0 | 0 | 0 | 0 | 0
F1_Commercial_School (ID)_New_Food Preparation_Natural Gas_Range_E10 | F1 | Commercial | School (ID) | New | Food Preparation | Natural Gas | Range | E10 | CCE | 0 | 0 | 0 | 0 | 0 | 0 | 0 | 0 | 0 | 0 | 0 | 0 | 0 | 0 | 0 | 0 | 0 | 0 | 0 | 0 | 0 | 0 | 0 | 0 | 0 | 0 | 0
F2_Commercial_School (ID)_New_Food Preparation_Natural Gas_Range_E1 | F2 | Commercial | School (ID) | New | Food Preparation | Natural Gas | Range | E1 | TRC BC Ratio | [24 empty] | 1 | 1 | 1 | bar: 2019 to 2042
F2_Commercial_School (ID)_New_Food Preparation_Natural Gas_Range_E2 | F2 | Commercial | School (ID) | New | Food Preparation | Natural Gas | Range | E2 | TRC BC Ratio | 11.459 | 11.7236 | 12.0563 | 12.4489 | 12.9054 | 13.4811 | 14.0807 | 14.6786 | 15.2553 | 15.84 | 16.2963 | 16.7207 | 17.1783 | 17.6241 | 18.0172 | 18.3812 | 18.7023 | 19.0178 | 19.3572 | 19.6863 | 20.0248 | 20.3779 | 20.7343 | 21.1026 | 21.4775 | 21.8591 | 22.2474
F2_Commercial_School (ID)_New_Food Preparation_Natural Gas_Range_E3 | F2 | Commercial | School (ID) | New | Food Preparation | Natural Gas | Range | E3 | TRC BC Ratio | 0 | 0 | 0 | 0 | 0 | 0 | 0 | 0 | 0 | 0 | 0 | 0 | 0 | 0 | 0 | 0 | 0 | 0 | 0 | 0 | 0 | 0 | 0 | 0 | 0 | 0 | 0
F2_Commercial_School (ID)_New_Food Preparation_Natural Gas_Range_E4 | F2 | Commercial | School (ID) | New | Food Preparation | Natural Gas | Range | E4 | TRC BC Ratio | 0 | 0 | 0 | 0 | 0 | 0 | 0 | 0 | 0 | 0 | 0 | 0 | 0 | 0 | 0 | 0 | 0 | 0 | 0 | 0 | 0 | 0 | 0 | 0 | 0 | 0 | 0
F2_Commercial_School (ID)_New_Food Preparation_Natural Gas_Range_E5 | F2 | Commercial | School (ID) | New | Food Preparation | Natural Gas | Range | E5 | TRC BC Ratio | 0 | 0 | 0 | 0 | 0 | 0 | 0 | 0 | 0 | 0 | 0 | 0 | 0 | 0 | 0 | 0 | 0 | 0 | 0 | 0 | 0 | 0 | 0 | 0 | 0 | 0 | 0
F2_Commercial_School (ID)_New_Food Preparation_Natural Gas_Range_E6 | F2 | Commercial | School (ID) | New | Food Preparation | Natural Gas | Range | E6 | TRC BC Ratio | 0 | 0 | 0 | 0 | 0 | 0 | 0 | 0 | 0 | 0 | 0 | 0 | 0 | 0 | 0 | 0 | 0 | 0 | 0 | 0 | 0 | 0 | 0 | 0 | 0 | 0 | 0
F2_Commercial_School (ID)_New_Food Preparation_Natural Gas_Range_E7 | F2 | Commercial | School (ID) | New | Food Preparation | Natural Gas | Range | E7 | TRC BC Ratio | 0 | 0 | 0 | 0 | 0 | 0 | 0 | 0 | 0 | 0 | 0 | 0 | 0 | 0 | 0 | 0 | 0 | 0 | 0 | 0 | 0 | 0 | 0 | 0 | 0 | 0 | 0
F2_Commercial_School (ID)_New_Food Preparation_Natural Gas_Range_E8 | F2 | Commercial | School (ID) | New | Food Preparation | Natural Gas | Range | E8 | TRC BC Ratio | 0 | 0 | 0 | 0 | 0 | 0 | 0 | 0 | 0 | 0 | 0 | 0 | 0 | 0 | 0 | 0 | 0 | 0 | 0 | 0 | 0 | 0 | 0 | 0 | 0 | 0 | 0
F2_Commercial_School (ID)_New_Food Preparation_Natural Gas_Range_E9 | F2 | Commercial | School (ID) | New | Food Preparation | Natural Gas | Range | E9 | TRC BC Ratio | 0 | 0 | 0 | 0 | 0 | 0 | 0 | 0 | 0 | 0 | 0 | 0 | 0 | 0 | 0 | 0 | 0 | 0 | 0 | 0 | 0 | 0 | 0 | 0 | 0 | 0 | 0
F2_Commercial_School (ID)_New_Food Preparation_Natural Gas_Range_E10 | F2 | Commercial | School (ID) | New | Food Preparation | Natural Gas | Range | E10 | TRC BC Ratio | 0 | 0 | 0 | 0 | 0 | 0 | 0 | 0 | 0 | 0 | 0 | 0 | 0 | 0 | 0 | 0 | 0 | 0 | 0 | 0 | 0 | 0 | 0 | 0 | 0 | 0 | 0
F3_Commercial_School (ID)_New_Food Preparation_Natural Gas_Range_E1 | F3 | Commercial | School (ID) | New | Food Preparation | Natural Gas | Range | E1 | PACT BC Ratio | [24 empty] | 1 | 1 | 1 | bar: 2019 to 2042
F3_Commercial_School (ID)_New_Food Preparation_Natural Gas_Range_E2 | F3 | Commercial | School (ID) | New | Food Preparation | Natural Gas | Range | E2 | PACT BC Ratio | 22.693 | 23.2169 | 23.8759 | 24.6533 | 25.5573 | 26.6975 | 27.885 | 29.0691 | 30.2112 | 31.3689 | 32.2726 | 33.1131 | 34.0193 | 34.9021 | 35.6807 | 36.4016 | 37.0373 | 37.6623 | 38.3344 | 38.9861 | 39.6565 | 40.3556 | 41.0614 | 41.7909 | 42.5334 | 43.289 | 44.0581
F3_Commercial_School (ID)_New_Food Preparation_Natural Gas_Range_E3 | F3 | Commercial | School (ID) | New | Food Preparation | Natural Gas | Range | E3 | PACT BC Ratio | 0 | 0 | 0 | 0 | 0 | 0 | 0 | 0 | 0 | 0 | 0 | 0 | 0 | 0 | 0 | 0 | 0 | 0 | 0 | 0 | 0 | 0 | 0 | 0 | 0 | 0 | 0
F3_Commercial_School (ID)_New_Food Preparation_Natural Gas_Range_E4 | F3 | Commercial | School (ID) | New | Food Preparation | Natural Gas | Range | E4 | PACT BC Ratio | 0 | 0 | 0 | 0 | 0 | 0 | 0 | 0 | 0 | 0 | 0 | 0 | 0 | 0 | 0 | 0 | 0 | 0 | 0 | 0 | 0 | 0 | 0 | 0 | 0 | 0 | 0
F3_Commercial_School (ID)_New_Food Preparation_Natural Gas_Range_E5 | F3 | Commercial | School (ID) | New | Food Preparation | Natural Gas | Range | E5 | PACT BC Ratio | 0 | 0 | 0 | 0 | 0 | 0 | 0 | 0 | 0 | 0 | 0 | 0 | 0 | 0 | 0 | 0 | 0 | 0 | 0 | 0 | 0 | 0 | 0 | 0 | 0 | 0 | 0
F3_Commercial_School (ID)_New_Food Preparation_Natural Gas_Range_E6 | F3 | Commercial | School (ID) | New | Food Preparation | Natural Gas | Range | E6 | PACT BC Ratio | 0 | 0 | 0 | 0 | 0 | 0 | 0 | 0 | 0 | 0 | 0 | 0 | 0 | 0 | 0 | 0 | 0 | 0 | 0 | 0 | 0 | 0 | 0 | 0 | 0 | 0 | 0
F3_Commercial_School (ID)_New_Food Preparation_Natural Gas_Range_E7 | F3 | Commercial | School (ID) | New | Food Preparation | Natural Gas | Range | E7 | PACT BC Ratio | 0 | 0 | 0 | 0 | 0 | 0 | 0 | 0 | 0 | 0 | 0 | 0 | 0 | 0 | 0 | 0 | 0 | 0 | 0 | 0 | 0 | 0 | 0 | 0 | 0 | 0 | 0
F3_Commercial_School (ID)_New_Food Preparation_Natural Gas_Range_E8 | F3 | Commercial | School (ID) | New | Food Preparation | Natural Gas | Range | E8 | PACT BC Ratio | 0 | 0 | 0 | 0 | 0 | 0 | 0 | 0 | 0 | 0 | 0 | 0 | 0 | 0 | 0 | 0 | 0 | 0 | 0 | 0 | 0 | 0 | 0 | 0 | 0 | 0 | 0
F3_Commercial_School (ID)_New_Food Preparation_Natural Gas_Range_E9 | F3 | Commercial | School (ID) | New | Food Preparation | Natural Gas | Range | E9 | PACT BC Ratio | 0 | 0 | 0 | 0 | 0 | 0 | 0 | 0 | 0 | 0 | 0 | 0 | 0 | 0 | 0 | 0 | 0 | 0 | 0 | 0 | 0 | 0 | 0 | 0 | 0 | 0 | 0
F3_Commercial_School (ID)_New_Food Preparation_Natural Gas_Range_E10 | F3 | Commercial | School (ID) | New | Food Preparation | Natural Gas | Range | E10 | PACT BC Ratio | 0 | 0 | 0 | 0 | 0 | 0 | 0 | 0 | 0 | 0 | 0 | 0 | 0 | 0 | 0 | 0 | 0 | 0 | 0 | 0 | 0 | 0 | 0 | 0 | 0 | 0 | 0
F4_Commercial_School (ID)_New_Food Preparation_Natural Gas_Range_E1 | F4 | Commercial | School (ID) | New | Food Preparation | Natural Gas | Range | E1 | RVT BC Ratio | [24 empty] | 1 | 1 | 1 | bar: 2019 to 2042
F4_Commercial_School (ID)_New_Food Preparation_Natural Gas_Range_E2 | F4 | Commercial | School (ID) | New | Food Preparation | Natural Gas | Range | E2 | RVT BC Ratio | 16.7636 | 17.0359 | 17.3677 | 17.771 | 18.2508 | 18.885 | 19.5355 | 20.1648 | 20.7441 | 21.3004 | 21.8719 | 22.3823 | 22.9147 | 23.4068 | 23.8213 | 24.1886 | 24.4898 | 24.7737 | 25.0783 | 25.3577 | 25.6372 | 26.082 | 26.5311 | 26.9953 | 27.4676 | 27.9484 | 28.4377
F4_Commercial_School (ID)_New_Food Preparation_Natural Gas_Range_E3 | F4 | Commercial | School (ID) | New | Food Preparation | Natural Gas | Range | E3 | RVT BC Ratio | 0 | 0 | 0 | 0 | 0 | 0 | 0 | 0 | 0 | 0 | 0 | 0 | 0 | 0 | 0 | 0 | 0 | 0 | 0 | 0 | 0 | 0 | 0 | 0 | 0 | 0 | 0
F4_Commercial_School (ID)_New_Food Preparation_Natural Gas_Range_E4 | F4 | Commercial | School (ID) | New | Food Preparation | Natural Gas | Range | E4 | RVT BC Ratio | 0 | 0 | 0 | 0 | 0 | 0 | 0 | 0 | 0 | 0 | 0 | 0 | 0 | 0 | 0 | 0 | 0 | 0 | 0 | 0 | 0 | 0 | 0 | 0 | 0 | 0 | 0
F4_Commercial_School (ID)_New_Food Preparation_Natural Gas_Range_E5 | F4 | Commercial | School (ID) | New | Food Preparation | Natural Gas | Range | E5 | RVT BC Ratio | 0 | 0 | 0 | 0 | 0 | 0 | 0 | 0 | 0 | 0 | 0 | 0 | 0 | 0 | 0 | 0 | 0 | 0 | 0 | 0 | 0 | 0 | 0 | 0 | 0 | 0 | 0
F4_Commercial_School (ID)_New_Food Preparation_Natural Gas_Range_E6 | F4 | Commercial | School (ID) | New | Food Preparation | Natural Gas | Range | E6 | RVT BC Ratio | 0 | 0 | 0 | 0 | 0 | 0 | 0 | 0 | 0 | 0 | 0 | 0 | 0 | 0 | 0 | 0 | 0 | 0 | 0 | 0 | 0 | 0 | 0 | 0 | 0 | 0 | 0
F4_Commercial_School (ID)_New_Food Preparation_Natural Gas_Range_E7 | F4 | Commercial | School (ID) | New | Food Preparation | Natural Gas | Range | E7 | RVT BC Ratio | 0 | 0 | 0 | 0 | 0 | 0 | 0 | 0 | 0 | 0 | 0 | 0 | 0 | 0 | 0 | 0 | 0 | 0 | 0 | 0 | 0 | 0 | 0 | 0 | 0 | 0 | 0
F4_Commercial_School (ID)_New_Food Preparation_Natural Gas_Range_E8 | F4 | Commercial | School (ID) | New | Food Preparation | Natural Gas | Range | E8 | RVT BC Ratio | 0 | 0 | 0 | 0 | 0 | 0 | 0 | 0 | 0 | 0 | 0 | 0 | 0 | 0 | 0 | 0 | 0 | 0 | 0 | 0 | 0 | 0 | 0 | 0 | 0 | 0 | 0
F4_Commercial_School (ID)_New_Food Preparation_Natural Gas_Range_E9 | F4 | Commercial | School (ID) | New | Food Preparation | Natural Gas | Range | E9 | RVT BC Ratio | 0 | 0 | 0 | 0 | 0 | 0 | 0 | 0 | 0 | 0 | 0 | 0 | 0 | 0 | 0 | 0 | 0 | 0 | 0 | 0 | 0 | 0 | 0 | 0 | 0 | 0 | 0
F4_Commercial_School (ID)_New_Food Preparation_Natural Gas_Range_E10 | F4 | Commercial | School (ID) | New | Food Preparation | Natural Gas | Range | E10 | RVT BC Ratio | 0 | 0 | 0 | 0 | 0 | 0 | 0 | 0 | 0 | 0 | 0 | 0 | 0 | 0 | 0 | 0 | 0 | 0 | 0 | 0 | 0 | 0 | 0 | 0 | 0 | 0 | 0
F5_Commercial_School (ID)_New_Food Preparation_Natural Gas_Range_E1 | F5 | Commercial | School (ID) | New | Food Preparation | Natural Gas | Range | E1 | RIM BC Ratio | [24 empty] | 1 | 1 | 1 | bar: 2019 to 2042
F5_Commercial_School (ID)_New_Food Preparation_Natural Gas_Range_E2 | F5 | Commercial | School (ID) | New | Food Preparation | Natural Gas | Range | E2 | RIM BC Ratio | 0.8106 | 0.81622 | 0.82353 | 0.83126 | 0.83934 | 0.84765 | 0.85617 | 0.86494 | 0.87406 | 0.88407 | 0.88599 | 0.88852 | 0.89181 | 0.89588 | 0.90006 | 0.90442 | 0.90899 | 0.91382 | 0.91892 | 0.92432 | 0.93005 | 0.93042 | 0.93079 | 0.93116 | 0.93152 | 0.93188 | 0.93223
F5_Commercial_School (ID)_New_Food Preparation_Natural Gas_Range_E3 | F5 | Commercial | School (ID) | New | Food Preparation | Natural Gas | Range | E3 | RIM BC Ratio | 0 | 0 | 0 | 0 | 0 | 0 | 0 | 0 | 0 | 0 | 0 | 0 | 0 | 0 | 0 | 0 | 0 | 0 | 0 | 0 | 0 | 0 | 0 | 0 | 0 | 0 | 0
F5_Commercial_School (ID)_New_Food Preparation_Natural Gas_Range_E4 | F5 | Commercial | School (ID) | New | Food Preparation | Natural Gas | Range | E4 | RIM BC Ratio | 0 | 0 | 0 | 0 | 0 | 0 | 0 | 0 | 0 | 0 | 0 | 0 | 0 | 0 | 0 | 0 | 0 | 0 | 0 | 0 | 0 | 0 | 0 | 0 | 0 | 0 | 0
F5_Commercial_School (ID)_New_Food Preparation_Natural Gas_Range_E5 | F5 | Commercial | School (ID) | New | Food Preparation | Natural Gas | Range | E5 | RIM BC Ratio | 0 | 0 | 0 | 0 | 0 | 0 | 0 | 0 | 0 | 0 | 0 | 0 | 0 | 0 | 0 | 0 | 0 | 0 | 0 | 0 | 0 | 0 | 0 | 0 | 0 | 0 | 0
F5_Commercial_School (ID)_New_Food Preparation_Natural Gas_Range_E6 | F5 | Commercial | School (ID) | New | Food Preparation | Natural Gas | Range | E6 | RIM BC Ratio | 0 | 0 | 0 | 0 | 0 | 0 | 0 | 0 | 0 | 0 | 0 | 0 | 0 | 0 | 0 | 0 | 0 | 0 | 0 | 0 | 0 | 0 | 0 | 0 | 0 | 0 | 0
F5_Commercial_School (ID)_New_Food Preparation_Natural Gas_Range_E7 | F5 | Commercial | School (ID) | New | Food Preparation | Natural Gas | Range | E7 | RIM BC Ratio | 0 | 0 | 0 | 0 | 0 | 0 | 0 | 0 | 0 | 0 | 0 | 0 | 0 | 0 | 0 | 0 | 0 | 0 | 0 | 0 | 0 | 0 | 0 | 0 | 0 | 0 | 0
F5_Commercial_School (ID)_New_Food Preparation_Natural Gas_Range_E8 | F5 | Commercial | School (ID) | New | Food Preparation | Natural Gas | Range | E8 | RIM BC Ratio | 0 | 0 | 0 | 0 | 0 | 0 | 0 | 0 | 0 | 0 | 0 | 0 | 0 | 0 | 0 | 0 | 0 | 0 | 0 | 0 | 0 | 0 | 0 | 0 | 0 | 0 | 0
F5_Commercial_School (ID)_New_Food Preparation_Natural Gas_Range_E9 | F5 | Commercial | School (ID) | New | Food Preparation | Natural Gas | Range | E9 | RIM BC Ratio | 0 | 0 | 0 | 0 | 0 | 0 | 0 | 0 | 0 | 0 | 0 | 0 | 0 | 0 | 0 | 0 | 0 | 0 | 0 | 0 | 0 | 0 | 0 | 0 | 0 | 0 | 0
F5_Commercial_School (ID)_New_Food Preparation_Natural Gas_Range_E10 | F5 | Commercial | School (ID) | New | Food Preparation | Natural Gas | Range | E10 | RIM BC Ratio | 0 | 0 | 0 | 0 | 0 | 0 | 0 | 0 | 0 | 0 | 0 | 0 | 0 | 0 | 0 | 0 | 0 | 0 | 0 | 0 | 0 | 0 | 0 | 0 | 0 | 0 | 0
F0_Commercial_School (ID)_New_Food Preparation_Natural Gas_Steamer_E0 | F0 | Commercial | School (ID) | New | Food Preparation | Natural Gas | Steamer | E0 | Economic Unit | ENERGY STAR | ENERGY STAR | ENERGY STAR | ENERGY STAR | ENERGY STAR | ENERGY STAR | ENERGY STAR | ENERGY STAR | ENERGY STAR | ENERGY STAR | ENERGY STAR | ENERGY STAR | ENERGY STAR | ENERGY STAR | ENERGY STAR | ENERGY STAR | ENERGY STAR | ENERGY STAR | ENERGY STAR | ENERGY STAR | ENERGY STAR | ENERGY STAR | ENERGY STAR | ENERGY STAR | ENERGY STAR | ENERGY STAR | ENERGY STAR
F1_Commercial_School (ID)_New_Food Preparation_Natural Gas_Steamer_E1 | F1 | Commercial | School (ID) | New | Food Preparation | Natural Gas | Steamer | E1 | CCE | 0 | 0 | 0 | 0 | 0 | 0 | 0 | 0 | 0 | 0 | 0 | 0 | 0 | 0 | 0 | 0 | 0 | 0 | 0 | 0 | 0 | 0 | 0 | 0 | 0 | 0 | 0
F1_Commercial_School (ID)_New_Food Preparation_Natural Gas_Steamer_E2 | F1 | Commercial | School (ID) | New | Food Preparation | Natural Gas | Steamer | E2 | CCE | 0.00016469 | 0.00016469 | 0.00016469 | 0.00016469 | 0.00016469 | 0.00016469 | 0.00016469 | 0.00016469 | 0.00016469 | 0.00016469 | 0.00016469 | 0.00016469 | 0.00016469 | 0.00016469 | 0.00016469 | 0.00016469 | 0.00016469 | 0.00016469 | 0.00016469 | 0.00016469 | 0.00016469 | 0.00016469 | 0.00016469 | 0.00016469 | 0.00016469 | 0.00016469 | 0.00016469
F1_Commercial_School (ID)_New_Food Preparation_Natural Gas_Steamer_E3 | F1 | Commercial | School (ID) | New | Food Preparation | Natural Gas | Steamer | E3 | CCE | 0 | 0 | 0 | 0 | 0 | 0 | 0 | 0 | 0 | 0 | 0 | 0 | 0 | 0 | 0 | 0 | 0 | 0 | 0 | 0 | 0 | 0 | 0 | 0 | 0 | 0 | 0
F1_Commercial_School (ID)_New_Food Preparation_Natural Gas_Steamer_E4 | F1 | Commercial | School (ID) | New | Food Preparation | Natural Gas | Steamer | E4 | CCE | 0 | 0 | 0 | 0 | 0 | 0 | 0 | 0 | 0 | 0 | 0 | 0 | 0 | 0 | 0 | 0 | 0 | 0 | 0 | 0 | 0 | 0 | 0 | 0 | 0 | 0 | 0
F1_Commercial_School (ID)_New_Food Preparation_Natural Gas_Steamer_E5 | F1 | Commercial | School (ID) | New | Food Preparation | Natural Gas | Steamer | E5 | CCE | 0 | 0 | 0 | 0 | 0 | 0 | 0 | 0 | 0 | 0 | 0 | 0 | 0 | 0 | 0 | 0 | 0 | 0 | 0 | 0 | 0 | 0 | 0 | 0 | 0 | 0 | 0
F1_Commercial_School (ID)_New_Food Preparation_Natural Gas_Steamer_E6 | F1 | Commercial | School (ID) | New | Food Preparation | Natural Gas | Steamer | E6 | CCE | 0 | 0 | 0 | 0 | 0 | 0 | 0 | 0 | 0 | 0 | 0 | 0 | 0 | 0 | 0 | 0 | 0 | 0 | 0 | 0 | 0 | 0 | 0 | 0 | 0 | 0 | 0
F1_Commercial_School (ID)_New_Food Preparation_Natural Gas_Steamer_E7 | F1 | Commercial | School (ID) | New | Food Preparation | Natural Gas | Steamer | E7 | CCE | 0 | 0 | 0 | 0 | 0 | 0 | 0 | 0 | 0 | 0 | 0 | 0 | 0 | 0 | 0 | 0 | 0 | 0 | 0 | 0 | 0 | 0 | 0 | 0 | 0 | 0 | 0
F1_Commercial_School (ID)_New_Food Preparation_Natural Gas_Steamer_E8 | F1 | Commercial | School (ID) | New | Food Preparation | Natural Gas | Steamer | E8 | CCE | 0 | 0 | 0 | 0 | 0 | 0 | 0 | 0 | 0 | 0 | 0 | 0 | 0 | 0 | 0 | 0 | 0 | 0 | 0 | 0 | 0 | 0 | 0 | 0 | 0 | 0 | 0
F1_Commercial_School (ID)_New_Food Preparation_Natural Gas_Steamer_E9 | F1 | Commercial | School (ID) | New | Food Preparation | Natural Gas | Steamer | E9 | CCE | 0 | 0 | 0 | 0 | 0 | 0 | 0 | 0 | 0 | 0 | 0 | 0 | 0 | 0 | 0 | 0 | 0 | 0 | 0 | 0 | 0 | 0 | 0 | 0 | 0 | 0 | 0
F1_Commercial_School (ID)_New_Food Preparation_Natural Gas_Steamer_E10 | F1 | Commercial | School (ID) | New | Food Preparation | Natural Gas | Steamer | E10 | CCE | 0 | 0 | 0 | 0 | 0 | 0 | 0 | 0 | 0 | 0 | 0 | 0 | 0 | 0 | 0 | 0 | 0 | 0 | 0 | 0 | 0 | 0 | 0 | 0 | 0 | 0 | 0
F2_Commercial_School (ID)_New_Food Preparation_Natural Gas_Steamer_E1 | F2 | Commercial | School (ID) | New | Food Preparation | Natural Gas | Steamer | E1 | TRC BC Ratio | [24 empty] | 1 | 1 | 1 | bar: 2019 to 2042
F2_Commercial_School (ID)_New_Food Preparation_Natural Gas_Steamer_E2 | F2 | Commercial | School (ID) | New | Food Preparation | Natural Gas | Steamer | E2 | TRC BC Ratio | 21.6106 | 22.1553 | 22.8005 | 23.54 | 24.3762 | 25.3936 | 26.4408 | 27.4779 | 28.4763 | 29.4886 | 30.2941 | 31.0487 | 31.8595 | 32.6531 | 33.3627 | 34.0268 | 34.6223 | 35.2103 | 35.8383 | 36.4509 | 37.0803 | 37.7346 | 38.3959 | 39.078 | 39.7723 | 40.4789 | 41.198
F2_Commercial_School (ID)_New_Food Preparation_Natural Gas_Steamer_E3 | F2 | Commercial | School (ID) | New | Food Preparation | Natural Gas | Steamer | E3 | TRC BC Ratio | 0 | 0 | 0 | 0 | 0 | 0 | 0 | 0 | 0 | 0 | 0 | 0 | 0 | 0 | 0 | 0 | 0 | 0 | 0 | 0 | 0 | 0 | 0 | 0 | 0 | 0 | 0
F2_Commercial_School (ID)_New_Food Preparation_Natural Gas_Steamer_E4 | F2 | Commercial | School (ID) | New | Food Preparation | Natural Gas | Steamer | E4 | TRC BC Ratio | 0 | 0 | 0 | 0 | 0 | 0 | 0 | 0 | 0 | 0 | 0 | 0 | 0 | 0 | 0 | 0 | 0 | 0 | 0 | 0 | 0 | 0 | 0 | 0 | 0 | 0 | 0
F2_Commercial_School (ID)_New_Food Preparation_Natural Gas_Steamer_E5 | F2 | Commercial | School (ID) | New | Food Preparation | Natural Gas | Steamer | E5 | TRC BC Ratio | 0 | 0 | 0 | 0 | 0 | 0 | 0 | 0 | 0 | 0 | 0 | 0 | 0 | 0 | 0 | 0 | 0 | 0 | 0 | 0 | 0 | 0 | 0 | 0 | 0 | 0 | 0
F2_Commercial_School (ID)_New_Food Preparation_Natural Gas_Steamer_E6 | F2 | Commercial | School (ID) | New | Food Preparation | Natural Gas | Steamer | E6 | TRC BC Ratio | 0 | 0 | 0 | 0 | 0 | 0 | 0 | 0 | 0 | 0 | 0 | 0 | 0 | 0 | 0 | 0 | 0 | 0 | 0 | 0 | 0 | 0 | 0 | 0 | 0 | 0 | 0
F2_Commercial_School (ID)_New_Food Preparation_Natural Gas_Steamer_E7 | F2 | Commercial | School (ID) | New | Food Preparation | Natural Gas | Steamer | E7 | TRC BC Ratio | 0 | 0 | 0 | 0 | 0 | 0 | 0 | 0 | 0 | 0 | 0 | 0 | 0 | 0 | 0 | 0 | 0 | 0 | 0 | 0 | 0 | 0 | 0 | 0 | 0 | 0 | 0
F2_Commercial_School (ID)_New_Food Preparation_Natural Gas_Steamer_E8 | F2 | Commercial | School (ID) | New | Food Preparation | Natural Gas | Steamer | E8 | TRC BC Ratio | 0 | 0 | 0 | 0 | 0 | 0 | 0 | 0 | 0 | 0 | 0 | 0 | 0 | 0 | 0 | 0 | 0 | 0 | 0 | 0 | 0 | 0 | 0 | 0 | 0 | 0 | 0
F2_Commercial_School (ID)_New_Food Preparation_Natural Gas_Steamer_E9 | F2 | Commercial | School (ID) | New | Food Preparation | Natural Gas | Steamer | E9 | TRC BC Ratio | 0 | 0 | 0 | 0 | 0 | 0 | 0 | 0 | 0 | 0 | 0 | 0 | 0 | 0 | 0 | 0 | 0 | 0 | 0 | 0 | 0 | 0 | 0 | 0 | 0 | 0 | 0
F2_Commercial_School (ID)_New_Food Preparation_Natural Gas_Steamer_E10 | F2 | Commercial | School (ID) | New | Food Preparation | Natural Gas | Steamer | E10 | TRC BC Ratio | 0 | 0 | 0 | 0 | 0 | 0 | 0 | 0 | 0 | 0 | 0 | 0 | 0 | 0 | 0 | 0 | 0 | 0 | 0 | 0 | 0 | 0 | 0 | 0 | 0 | 0 | 0
F3_Commercial_School (ID)_New_Food Preparation_Natural Gas_Steamer_E1 | F3 | Commercial | School (ID) | New | Food Preparation | Natural Gas | Steamer | E1 | PACT BC Ratio | [24 empty] | 1 | 1 | 1 | bar: 2019 to 2042
F3_Commercial_School (ID)_New_Food Preparation_Natural Gas_Steamer_E2 | F3 | Commercial | School (ID) | New | Food Preparation | Natural Gas | Steamer | E2 | PACT BC Ratio | 42.797 | 43.8755 | 45.1534 | 46.6178 | 48.2738 | 50.2887 | 52.3625 | 54.4164 | 56.3936 | 58.3983 | 59.9934 | 61.4878 | 63.0934 | 64.6651 | 66.0704 | 67.3855 | 68.5649 | 69.7293 | 70.973 | 72.1862 | 73.4326 | 74.7284 | 76.0379 | 77.3888 | 78.7637 | 80.163 | 81.5872
F3_Commercial_School (ID)_New_Food Preparation_Natural Gas_Steamer_E3 | F3 | Commercial | School (ID) | New | Food Preparation | Natural Gas | Steamer | E3 | PACT BC Ratio | 0 | 0 | 0 | 0 | 0 | 0 | 0 | 0 | 0 | 0 | 0 | 0 | 0 | 0 | 0 | 0 | 0 | 0 | 0 | 0 | 0 | 0 | 0 | 0 | 0 | 0 | 0
F3_Commercial_School (ID)_New_Food Preparation_Natural Gas_Steamer_E4 | F3 | Commercial | School (ID) | New | Food Preparation | Natural Gas | Steamer | E4 | PACT BC Ratio | 0 | 0 | 0 | 0 | 0 | 0 | 0 | 0 | 0 | 0 | 0 | 0 | 0 | 0 | 0 | 0 | 0 | 0 | 0 | 0 | 0 | 0 | 0 | 0 | 0 | 0 | 0
F3_Commercial_School (ID)_New_Food Preparation_Natural Gas_Steamer_E5 | F3 | Commercial | School (ID) | New | Food Preparation | Natural Gas | Steamer | E5 | PACT BC Ratio | 0 | 0 | 0 | 0 | 0 | 0 | 0 | 0 | 0 | 0 | 0 | 0 | 0 | 0 | 0 | 0 | 0 | 0 | 0 | 0 | 0 | 0 | 0 | 0 | 0 | 0 | 0
F3_Commercial_School (ID)_New_Food Preparation_Natural Gas_Steamer_E6 | F3 | Commercial | School (ID) | New | Food Preparation | Natural Gas | Steamer | E6 | PACT BC Ratio | 0 | 0 | 0 | 0 | 0 | 0 | 0 | 0 | 0 | 0 | 0 | 0 | 0 | 0 | 0 | 0 | 0 | 0 | 0 | 0 | 0 | 0 | 0 | 0 | 0 | 0 | 0
F3_Commercial_School (ID)_New_Food Preparation_Natural Gas_Steamer_E7 | F3 | Commercial | School (ID) | New | Food Preparation | Natural Gas | Steamer | E7 | PACT BC Ratio | 0 | 0 | 0 | 0 | 0 | 0 | 0 | 0 | 0 | 0 | 0 | 0 | 0 | 0 | 0 | 0 | 0 | 0 | 0 | 0 | 0 | 0 | 0 | 0 | 0 | 0 | 0
F3_Commercial_School (ID)_New_Food Preparation_Natural Gas_Steamer_E8 | F3 | Commercial | School (ID) | New | Food Preparation | Natural Gas | Steamer | E8 | PACT BC Ratio | 0 | 0 | 0 | 0 | 0 | 0 | 0 | 0 | 0 | 0 | 0 | 0 | 0 | 0 | 0 | 0 | 0 | 0 | 0 | 0 | 0 | 0 | 0 | 0 | 0 | 0 | 0
F3_Commercial_School (ID)_New_Food Preparation_Natural Gas_Steamer_E9 | F3 | Commercial | School (ID) | New | Food Preparation | Natural Gas | Steamer | E9 | PACT BC Ratio | 0 | 0 | 0 | 0 | 0 | 0 | 0 | 0 | 0 | 0 | 0 | 0 | 0 | 0 | 0 | 0 | 0 | 0 | 0 | 0 | 0 | 0 | 0 | 0 | 0 | 0 | 0
F3_Commercial_School (ID)_New_Food Preparation_Natural Gas_Steamer_E10 | F3 | Commercial | School (ID) | New | Food Preparation | Natural Gas | Steamer | E10 | PACT BC Ratio | 0 | 0 | 0 | 0 | 0 | 0 | 0 | 0 | 0 | 0 | 0 | 0 | 0 | 0 | 0 | 0 | 0 | 0 | 0 | 0 | 0 | 0 | 0 | 0 | 0 | 0 | 0
F4_Commercial_School (ID)_New_Food Preparation_Natural Gas_Steamer_E1 | F4 | Commercial | School (ID) | New | Food Preparation | Natural Gas | Steamer | E1 | RVT BC Ratio | [24 empty] | 1 | 1 | 1 | bar: 2019 to 2042
F4_Commercial_School (ID)_New_Food Preparation_Natural Gas_Steamer_E2 | F4 | Commercial | School (ID) | New | Food Preparation | Natural Gas | Steamer | E2 | RVT BC Ratio | 30.9495 | 31.5265 | 32.2037 | 32.9933 | 33.8977 | 35.0265 | 36.1585 | 37.2333 | 38.2063 | 39.1494 | 40.1266 | 41.0148 | 41.9523 | 42.8392 | 43.602 | 44.2904 | 44.8729 | 45.4291 | 46.0206 | 46.5729 | 47.1271 | 47.9516 | 48.7848 | 49.6443 | 50.519 | 51.4093 | 52.3155
F4_Commercial_School (ID)_New_Food Preparation_Natural Gas_Steamer_E3 | F4 | Commercial | School (ID) | New | Food Preparation | Natural Gas | Steamer | E3 | RVT BC Ratio | 0 | 0 | 0 | 0 | 0 | 0 | 0 | 0 | 0 | 0 | 0 | 0 | 0 | 0 | 0 | 0 | 0 | 0 | 0 | 0 | 0 | 0 | 0 | 0 | 0 | 0 | 0
F4_Commercial_School (ID)_New_Food Preparation_Natural Gas_Steamer_E4 | F4 | Commercial | School (ID) | New | Food Preparation | Natural Gas | Steamer | E4 | RVT BC Ratio | 0 | 0 | 0 | 0 | 0 | 0 | 0 | 0 | 0 | 0 | 0 | 0 | 0 | 0 | 0 | 0 | 0 | 0 | 0 | 0 | 0 | 0 | 0 | 0 | 0 | 0 | 0
F4_Commercial_School (ID)_New_Food Preparation_Natural Gas_Steamer_E5 | F4 | Commercial | School (ID) | New | Food Preparation | Natural Gas | Steamer | E5 | RVT BC Ratio | 0 | 0 | 0 | 0 | 0 | 0 | 0 | 0 | 0 | 0 | 0 | 0 | 0 | 0 | 0 | 0 | 0 | 0 | 0 | 0 | 0 | 0 | 0 | 0 | 0 | 0 | 0
F4_Commercial_School (ID)_New_Food Preparation_Natural Gas_Steamer_E6 | F4 | Commercial | School (ID) | New | Food Preparation | Natural Gas | Steamer | E6 | RVT BC Ratio | 0 | 0 | 0 | 0 | 0 | 0 | 0 | 0 | 0 | 0 | 0 | 0 | 0 | 0 | 0 | 0 | 0 | 0 | 0 | 0 | 0 | 0 | 0 | 0 | 0 | 0 | 0
F4_Commercial_School (ID)_New_Food Preparation_Natural Gas_Steamer_E7 | F4 | Commercial | School (ID) | New | Food Preparation | Natural Gas | Steamer | E7 | RVT BC Ratio | 0 | 0 | 0 | 0 | 0 | 0 | 0 | 0 | 0 | 0 | 0 | 0 | 0 | 0 | 0 | 0 | 0 | 0 | 0 | 0 | 0 | 0 | 0 | 0 | 0 | 0 | 0
F4_Commercial_School (ID)_New_Food Preparation_Natural Gas_Steamer_E8 | F4 | Commercial | School (ID) | New | Food Preparation | Natural Gas | Steamer | E8 | RVT BC Ratio | 0 | 0 | 0 | 0 | 0 | 0 | 0 | 0 | 0 | 0 | 0 | 0 | 0 | 0 | 0 | 0 | 0 | 0 | 0 | 0 | 0 | 0 | 0 | 0 | 0 | 0 | 0
F4_Commercial_School (ID)_New_Food Preparation_Natural Gas_Steamer_E9 | F4 | Commercial | School (ID) | New | Food Preparation | Natural Gas | Steamer | E9 | RVT BC Ratio | 0 | 0 | 0 | 0 | 0 | 0 | 0 | 0 | 0 | 0 | 0 | 0 | 0 | 0 | 0 | 0 | 0 | 0 | 0 | 0 | 0 | 0 | 0 | 0 | 0 | 0 | 0
F4_Commercial_School (ID)_New_Food Preparation_Natural Gas_Steamer_E10 | F4 | Commercial | School (ID) | New | Food Preparation | Natural Gas | Steamer | E10 | RVT BC Ratio | 0 | 0 | 0 | 0 | 0 | 0 | 0 | 0 | 0 | 0 | 0 | 0 | 0 | 0 | 0 | 0 | 0 | 0 | 0 | 0 | 0 | 0 | 0 | 0 | 0 | 0 | 0
F5_Commercial_School (ID)_New_Food Preparation_Natural Gas_Steamer_E1 | F5 | Commercial | School (ID) | New | Food Preparation | Natural Gas | Steamer | E1 | RIM BC Ratio | [24 empty] | 1 | 1 | 1 | bar: 2019 to 2042
F5_Commercial_School (ID)_New_Food Preparation_Natural Gas_Steamer_E2 | F5 | Commercial | School (ID) | New | Food Preparation | Natural Gas | Steamer | E2 | RIM BC Ratio | 0.83253 | 0.83799 | 0.84437 | 0.85101 | 0.85787 | 0.86504 | 0.87267 | 0.88086 | 0.88974 | 0.89929 | 0.90146 | 0.90401 | 0.90698 | 0.91042 | 0.91401 | 0.91778 | 0.92177 | 0.92599 | 0.93045 | 0.93518 | 0.94019 | 0.9404 | 0.9406 | 0.9408 | 0.941 | 0.9412 | 0.94139
F5_Commercial_School (ID)_New_Food Preparation_Natural Gas_Steamer_E3 | F5 | Commercial | School (ID) | New | Food Preparation | Natural Gas | Steamer | E3 | RIM BC Ratio | 0 | 0 | 0 | 0 | 0 | 0 | 0 | 0 | 0 | 0 | 0 | 0 | 0 | 0 | 0 | 0 | 0 | 0 | 0 | 0 | 0 | 0 | 0 | 0 | 0 | 0 | 0
F5_Commercial_School (ID)_New_Food Preparation_Natural Gas_Steamer_E4 | F5 | Commercial | School (ID) | New | Food Preparation | Natural Gas | Steamer | E4 | RIM BC Ratio | 0 | 0 | 0 | 0 | 0 | 0 | 0 | 0 | 0 | 0 | 0 | 0 | 0 | 0 | 0 | 0 | 0 | 0 | 0 | 0 | 0 | 0 | 0 | 0 | 0 | 0 | 0
F5_Commercial_School (ID)_New_Food Preparation_Natural Gas_Steamer_E5 | F5 | Commercial | School (ID) | New | Food Preparation | Natural Gas | Steamer | E5 | RIM BC Ratio | 0 | 0 | 0 | 0 | 0 | 0 | 0 | 0 | 0 | 0 | 0 | 0 | 0 | 0 | 0 | 0 | 0 | 0 | 0 | 0 | 0 | 0 | 0 | 0 | 0 | 0 | 0
F5_Commercial_School (ID)_New_Food Preparation_Natural Gas_Steamer_E6 | F5 | Commercial | School (ID) | New | Food Preparation | Natural Gas | Steamer | E6 | RIM BC Ratio | 0 | 0 | 0 | 0 | 0 | 0 | 0 | 0 | 0 | 0 | 0 | 0 | 0 | 0 | 0 | 0 | 0 | 0 | 0 | 0 | 0 | 0 | 0 | 0 | 0 | 0 | 0
F5_Commercial_School (ID)_New_Food Preparation_Natural Gas_Steamer_E7 | F5 | Commercial | School (ID) | New | Food Preparation | Natural Gas | Steamer | E7 | RIM BC Ratio | 0 | 0 | 0 | 0 | 0 | 0 | 0 | 0 | 0 | 0 | 0 | 0 | 0 | 0 | 0 | 0 | 0 | 0 | 0 | 0 | 0 | 0 | 0 | 0 | 0 | 0 | 0
F5_Commercial_School (ID)_New_Food Preparation_Natural Gas_Steamer_E8 | F5 | Commercial | School (ID) | New | Food Preparation | Natural Gas | Steamer | E8 | RIM BC Ratio | 0 | 0 | 0 | 0 | 0 | 0 | 0 | 0 | 0 | 0 | 0 | 0 | 0 | 0 | 0 | 0 | 0 | 0 | 0 | 0 | 0 | 0 | 0 | 0 | 0 | 0 | 0
F5_Commercial_School (ID)_New_Food Preparation_Natural Gas_Steamer_E9 | F5 | Commercial | School (ID) | New | Food Preparation | Natural Gas | Steamer | E9 | RIM BC Ratio | 0 | 0 | 0 | 0 | 0 | 0 | 0 | 0 | 0 | 0 | 0 | 0 | 0 | 0 | 0 | 0 | 0 | 0 | 0 | 0 | 0 | 0 | 0 | 0 | 0 | 0 | 0
F5_Commercial_School (ID)_New_Food Preparation_Natural Gas_Steamer_E10 | F5 | Commercial | School (ID) | New | Food Preparation | Natural Gas | Steamer | E10 | RIM BC Ratio | 0 | 0 | 0 | 0 | 0 | 0 | 0 | 0 | 0 | 0 | 0 | 0 | 0 | 0 | 0 | 0 | 0 | 0 | 0 | 0 | 0 | 0 | 0 | 0 | 0 | 0 | 0
F0_Commercial_School (ID)_New_Food Preparation_Natural Gas_Food Prep Other_E0 | F0 | Commercial | School (ID) | New | Food Preparation | Natural Gas | Food Prep Other | E0 | Economic Unit | ENERGY STAR | ENERGY STAR | ENERGY STAR | ENERGY STAR | ENERGY STAR | ENERGY STAR | ENERGY STAR | ENERGY STAR | ENERGY STAR | ENERGY STAR | ENERGY STAR | ENERGY STAR | ENERGY STAR | ENERGY STAR | ENERGY STAR | ENERGY STAR | ENERGY STAR | ENERGY STAR | ENERGY STAR | ENERGY STAR | ENERGY STAR | ENERGY STAR | ENERGY STAR | ENERGY STAR | ENERGY STAR | ENERGY STAR | ENERGY STAR
F1_Commercial_School (ID)_New_Food Preparation_Natural Gas_Food Prep Other_E1 | F1 | Commercial | School (ID) | New | Food Preparation | Natural Gas | Food Prep Other | E1 | CCE | 0 | 0 | 0 | 0 | 0 | 0 | 0 | 0 | 0 | 0 | 0 | 0 | 0 | 0 | 0 | 0 | 0 | 0 | 0 | 0 | 0 | 0 | 0 | 0 | 0 | 0 | 0
F1_Commercial_School (ID)_New_Food Preparation_Natural Gas_Food Prep Other_E2 | F1 | Commercial | School (ID) | New | Food Preparation | Natural Gas | Food Prep Other | E2 | CCE | 0.0024994 | 0.0024994 | 0.0024994 | 0.0024994 | 0.0024994 | 0.0024994 | 0.0024994 | 0.0024994 | 0.0024994 | 0.0024994 | 0.0024994 | 0.0024994 | 0.0024994 | 0.0024994 | 0.0024994 | 0.0024994 | 0.0024994 | 0.0024994 | 0.0024994 | 0.0024994 | 0.0024994 | 0.0024994 | 0.0024994 | 0.0024994 | 0.0024994 | 0.0024994 | 0.0024994
F1_Commercial_School (ID)_New_Food Preparation_Natural Gas_Food Prep Other_E3 | F1 | Commercial | School (ID) | New | Food Preparation | Natural Gas | Food Prep Other | E3 | CCE | 0 | 0 | 0 | 0 | 0 | 0 | 0 | 0 | 0 | 0 | 0 | 0 | 0 | 0 | 0 | 0 | 0 | 0 | 0 | 0 | 0 | 0 | 0 | 0 | 0 | 0 | 0
F1_Commercial_School (ID)_New_Food Preparation_Natural Gas_Food Prep Other_E4 | F1 | Commercial | School (ID) | New | Food Preparation | Natural Gas | Food Prep Other | E4 | CCE | 0 | 0 | 0 | 0 | 0 | 0 | 0 | 0 | 0 | 0 | 0 | 0 | 0 | 0 | 0 | 0 | 0 | 0 | 0 | 0 | 0 | 0 | 0 | 0 | 0 | 0 | 0
F1_Commercial_School (ID)_New_Food Preparation_Natural Gas_Food Prep Other_E5 | F1 | Commercial | School (ID) | New | Food Preparation | Natural Gas | Food Prep Other | E5 | CCE | 0 | 0 | 0 | 0 | 0 | 0 | 0 | 0 | 0 | 0 | 0 | 0 | 0 | 0 | 0 | 0 | 0 | 0 | 0 | 0 | 0 | 0 | 0 | 0 | 0 | 0 | 0
F1_Commercial_School (ID)_New_Food Preparation_Natural Gas_Food Prep Other_E6 | F1 | Commercial | School (ID) | New | Food Preparation | Natural Gas | Food Prep Other | E6 | CCE | 0 | 0 | 0 | 0 | 0 | 0 | 0 | 0 | 0 | 0 | 0 | 0 | 0 | 0 | 0 | 0 | 0 | 0 | 0 | 0 | 0 | 0 | 0 | 0 | 0 | 0 | 0
F1_Commercial_School (ID)_New_Food Preparation_Natural Gas_Food Prep Other_E7 | F1 | Commercial | School (ID) | New | Food Preparation | Natural Gas | Food Prep Other | E7 | CCE | 0 | 0 | 0 | 0 | 0 | 0 | 0 | 0 | 0 | 0 | 0 | 0 | 0 | 0 | 0 | 0 | 0 | 0 | 0 | 0 | 0 | 0 | 0 | 0 | 0 | 0 | 0
F1_Commercial_School (ID)_New_Food Preparation_Natural Gas_Food Prep Other_E8 | F1 | Commercial | School (ID) | New | Food Preparation | Natural Gas | Food Prep Other | E8 | CCE | 0 | 0 | 0 | 0 | 0 | 0 | 0 | 0 | 0 | 0 | 0 | 0 | 0 | 0 | 0 | 0 | 0 | 0 | 0 | 0 | 0 | 0 | 0 | 0 | 0 | 0 | 0
F1_Commercial_School (ID)_New_Food Preparation_Natural Gas_Food Prep Other_E9 | F1 | Commercial | School (ID) | New | Food Preparation | Natural Gas | Food Prep Other | E9 | CCE | 0 | 0 | 0 | 0 | 0 | 0 | 0 | 0 | 0 | 0 | 0 | 0 | 0 | 0 | 0 | 0 | 0 | 0 | 0 | 0 | 0 | 0 | 0 | 0 | 0 | 0 | 0
F1_Commercial_School (ID)_New_Food Preparation_Natural Gas_Food Prep Other_E10 | F1 | Commercial | School (ID) | New | Food Preparation | Natural Gas | Food Prep Other | E10 | CCE | 0 | 0 | 0 | 0 | 0 | 0 | 0 | 0 | 0 | 0 | 0 | 0 | 0 | 0 | 0 | 0 | 0 | 0 | 0 | 0 | 0 | 0 | 0 | 0 | 0 | 0 | 0
F2_Commercial_School (ID)_New_Food Preparation_Natural Gas_Food Prep Other_E1 | F2 | Commercial | School (ID) | New | Food Preparation | Natural Gas | Food Prep Other | E1 | TRC BC Ratio | [24 empty] | 1 | 1 | 1 | bar: 2019 to 2042
F2_Commercial_School (ID)_New_Food Preparation_Natural Gas_Food Prep Other_E2 | F2 | Commercial | School (ID) | New | Food Preparation | Natural Gas | Food Prep Other | E2 | TRC BC Ratio | 1.3876 | 1.4196 | 1.4599 | 1.5074 | 1.5627 | 1.6324 | 1.705 | 1.7774 | 1.8472 | 1.918 | 1.9733 | 2.0247 | 2.0801 | 2.1341 | 2.1817 | 2.2258 | 2.2646 | 2.3028 | 2.3439 | 2.3838 | 2.4248 | 2.4675 | 2.5107 | 2.5553 | 2.6007 | 2.6469 | 2.6939
F2_Commercial_School (ID)_New_Food Preparation_Natural Gas_Food Prep Other_E3 | F2 | Commercial | School (ID) | New | Food Preparation | Natural Gas | Food Prep Other | E3 | TRC BC Ratio | 0 | 0 | 0 | 0 | 0 | 0 | 0 | 0 | 0 | 0 | 0 | 0 | 0 | 0 | 0 | 0 | 0 | 0 | 0 | 0 | 0 | 0 | 0 | 0 | 0 | 0 | 0
F2_Commercial_School (ID)_New_Food Preparation_Natural Gas_Food Prep Other_E4 | F2 | Commercial | School (ID) | New | Food Preparation | Natural Gas | Food Prep Other | E4 | TRC BC Ratio | 0 | 0 | 0 | 0 | 0 | 0 | 0 | 0 | 0 | 0 | 0 | 0 | 0 | 0 | 0 | 0 | 0 | 0 | 0 | 0 | 0 | 0 | 0 | 0 | 0 | 0 | 0
F2_Commercial_School (ID)_New_Food Preparation_Natural Gas_Food Prep Other_E5 | F2 | Commercial | School (ID) | New | Food Preparation | Natural Gas | Food Prep Other | E5 | TRC BC Ratio | 0 | 0 | 0 | 0 | 0 | 0 | 0 | 0 | 0 | 0 | 0 | 0 | 0 | 0 | 0 | 0 | 0 | 0 | 0 | 0 | 0 | 0 | 0 | 0 | 0 | 0 | 0
F2_Commercial_School (ID)_New_Food Preparation_Natural Gas_Food Prep Other_E6 | F2 | Commercial | School (ID) | New | Food Preparation | Natural Gas | Food Prep Other | E6 | TRC BC Ratio | 0 | 0 | 0 | 0 | 0 | 0 | 0 | 0 | 0 | 0 | 0 | 0 | 0 | 0 | 0 | 0 | 0 | 0 | 0 | 0 | 0 | 0 | 0 | 0 | 0 | 0 | 0
F2_Commercial_School (ID)_New_Food Preparation_Natural Gas_Food Prep Other_E7 | F2 | Commercial | School (ID) | New | Food Preparation | Natural Gas | Food Prep Other | E7 | TRC BC Ratio | 0 | 0 | 0 | 0 | 0 | 0 | 0 | 0 | 0 | 0 | 0 | 0 | 0 | 0 | 0 | 0 | 0 | 0 | 0 | 0 | 0 | 0 | 0 | 0 | 0 | 0 | 0
F2_Commercial_School (ID)_New_Food Preparation_Natural Gas_Food Prep Other_E8 | F2 | Commercial | School (ID) | New | Food Preparation | Natural Gas | Food Prep Other | E8 | TRC BC Ratio | 0 | 0 | 0 | 0 | 0 | 0 | 0 | 0 | 0 | 0 | 0 | 0 | 0 | 0 | 0 | 0 | 0 | 0 | 0 | 0 | 0 | 0 | 0 | 0 | 0 | 0 | 0
F2_Commercial_School (ID)_New_Food Preparation_Natural Gas_Food Prep Other_E9 | F2 | Commercial | School (ID) | New | Food Preparation | Natural Gas | Food Prep Other | E9 | TRC BC Ratio | 0 | 0 | 0 | 0 | 0 | 0 | 0 | 0 | 0 | 0 | 0 | 0 | 0 | 0 | 0 | 0 | 0 | 0 | 0 | 0 | 0 | 0 | 0 | 0 | 0 | 0 | 0
F2_Commercial_School (ID)_New_Food Preparation_Natural Gas_Food Prep Other_E10 | F2 | Commercial | School (ID) | New | Food Preparation | Natural Gas | Food Prep Other | E10 | TRC BC Ratio | 0 | 0 | 0 | 0 | 0 | 0 | 0 | 0 | 0 | 0 | 0 | 0 | 0 | 0 | 0 | 0 | 0 | 0 | 0 | 0 | 0 | 0 | 0 | 0 | 0 | 0 | 0
F3_Commercial_School (ID)_New_Food Preparation_Natural Gas_Food Prep Other_E1 | F3 | Commercial | School (ID) | New | Food Preparation | Natural Gas | Food Prep Other | E1 | PACT BC Ratio | [24 empty] | 1 | 1 | 1 | bar: 2019 to 2042
F3_Commercial_School (ID)_New_Food Preparation_Natural Gas_Food Prep Other_E2 | F3 | Commercial | School (ID) | New | Food Preparation | Natural Gas | Food Prep Other | E2 | PACT BC Ratio | 2.7479 | 2.8113 | 2.8911 | 2.9852 | 3.0947 | 3.2328 | 3.3766 | 3.5199 | 3.6582 | 3.7984 | 3.9078 | 4.0096 | 4.1193 | 4.2262 | 4.3205 | 4.4078 | 4.4848 | 4.5605 | 4.6419 | 4.7208 | 4.8019 | 4.8866 | 4.9721 | 5.0604 | 5.1503 | 5.2418 | 5.3349
F3_Commercial_School (ID)_New_Food Preparation_Natural Gas_Food Prep Other_E3 | F3 | Commercial | School (ID) | New | Food Preparation | Natural Gas | Food Prep Other | E3 | PACT BC Ratio | 0 | 0 | 0 | 0 | 0 | 0 | 0 | 0 | 0 | 0 | 0 | 0 | 0 | 0 | 0 | 0 | 0 | 0 | 0 | 0 | 0 | 0 | 0 | 0 | 0 | 0 | 0
F3_Commercial_School (ID)_New_Food Preparation_Natural Gas_Food Prep Other_E4 | F3 | Commercial | School (ID) | New | Food Preparation | Natural Gas | Food Prep Other | E4 | PACT BC Ratio | 0 | 0 | 0 | 0 | 0 | 0 | 0 | 0 | 0 | 0 | 0 | 0 | 0 | 0 | 0 | 0 | 0 | 0 | 0 | 0 | 0 | 0 | 0 | 0 | 0 | 0 | 0
F3_Commercial_School (ID)_New_Food Preparation_Natural Gas_Food Prep Other_E5 | F3 | Commercial | School (ID) | New | Food Preparation | Natural Gas | Food Prep Other | E5 | PACT BC Ratio | 0 | 0 | 0 | 0 | 0 | 0 | 0 | 0 | 0 | 0 | 0 | 0 | 0 | 0 | 0 | 0 | 0 | 0 | 0 | 0 | 0 | 0 | 0 | 0 | 0 | 0 | 0
F3_Commercial_School (ID)_New_Food Preparation_Natural Gas_Food Prep Other_E6 | F3 | Commercial | School (ID) | New | Food Preparation | Natural Gas | Food Prep Other | E6 | PACT BC Ratio | 0 | 0 | 0 | 0 | 0 | 0 | 0 | 0 | 0 | 0 | 0 | 0 | 0 | 0 | 0 | 0 | 0 | 0 | 0 | 0 | 0 | 0 | 0 | 0 | 0 | 0 | 0
F3_Commercial_School (ID)_New_Food Preparation_Natural Gas_Food Prep Other_E7 | F3 | Commercial | School (ID) | New | Food Preparation | Natural Gas | Food Prep Other | E7 | PACT BC Ratio | 0 | 0 | 0 | 0 | 0 | 0 | 0 | 0 | 0 | 0 | 0 | 0 | 0 | 0 | 0 | 0 | 0 | 0 | 0 | 0 | 0 | 0 | 0 | 0 | 0 | 0 | 0
F3_Commercial_School (ID)_New_Food Preparation_Natural Gas_Food Prep Other_E8 | F3 | Commercial | School (ID) | New | Food Preparation | Natural Gas | Food Prep Other | E8 | PACT BC Ratio | 0 | 0 | 0 | 0 | 0 | 0 | 0 | 0 | 0 | 0 | 0 | 0 | 0 | 0 | 0 | 0 | 0 | 0 | 0 | 0 | 0 | 0 | 0 | 0 | 0 | 0 | 0
F3_Commercial_School (ID)_New_Food Preparation_Natural Gas_Food Prep Other_E9 | F3 | Commercial | School (ID) | New | Food Preparation | Natural Gas | Food Prep Other | E9 | PACT BC Ratio | 0 | 0 | 0 | 0 | 0 | 0 | 0 | 0 | 0 | 0 | 0 | 0 | 0 | 0 | 0 | 0 | 0 | 0 | 0 | 0 | 0 | 0 | 0 | 0 | 0 | 0 | 0
F3_Commercial_School (ID)_New_Food Preparation_Natural Gas_Food Prep Other_E10 | F3 | Commercial | School (ID) | New | Food Preparation | Natural Gas | Food Prep Other | E10 | PACT BC Ratio | 0 | 0 | 0 | 0 | 0 | 0 | 0 | 0 | 0 | 0 | 0 | 0 | 0 | 0 | 0 | 0 | 0 | 0 | 0 | 0 | 0 | 0 | 0 | 0 | 0 | 0 | 0
F4_Commercial_School (ID)_New_Food Preparation_Natural Gas_Food Prep Other_E1 | F4 | Commercial | School (ID) | New | Food Preparation | Natural Gas | Food Prep Other | E1 | RVT BC Ratio | [24 empty] | 1 | 1 | 1 | bar: 2019 to 2042
F4_Commercial_School (ID)_New_Food Preparation_Natural Gas_Food Prep Other_E2 | F4 | Commercial | School (ID) | New | Food Preparation | Natural Gas | Food Prep Other | E2 | RVT BC Ratio | 2.3867 | 2.4196 | 2.4598 | 2.5087 | 2.5668 | 2.6435 | 2.7223 | 2.7985 | 2.8687 | 2.936 | 3.0052 | 3.067 | 3.1315 | 3.1911 | 3.2413 | 3.2858 | 3.3222 | 3.3566 | 3.3935 | 3.4273 | 3.4612 | 3.515 | 3.5694 | 3.6256 | 3.6828 | 3.741 | 3.8003
F4_Commercial_School (ID)_New_Food Preparation_Natural Gas_Food Prep Other_E3 | F4 | Commercial | School (ID) | New | Food Preparation | Natural Gas | Food Prep Other | E3 | RVT BC Ratio | 0 | 0 | 0 | 0 | 0 | 0 | 0 | 0 | 0 | 0 | 0 | 0 | 0 | 0 | 0 | 0 | 0 | 0 | 0 | 0 | 0 | 0 | 0 | 0 | 0 | 0 | 0
F4_Commercial_School (ID)_New_Food Preparation_Natural Gas_Food Prep Other_E4 | F4 | Commercial | School (ID) | New | Food Preparation | Natural Gas | Food Prep Other | E4 | RVT BC Ratio | 0 | 0 | 0 | 0 | 0 | 0 | 0 | 0 | 0 | 0 | 0 | 0 | 0 | 0 | 0 | 0 | 0 | 0 | 0 | 0 | 0 | 0 | 0 | 0 | 0 | 0 | 0
F4_Commercial_School (ID)_New_Food Preparation_Natural Gas_Food Prep Other_E5 | F4 | Commercial | School (ID) | New | Food Preparation | Natural Gas | Food Prep Other | E5 | RVT BC Ratio | 0 | 0 | 0 | 0 | 0 | 0 | 0 | 0 | 0 | 0 | 0 | 0 | 0 | 0 | 0 | 0 | 0 | 0 | 0 | 0 | 0 | 0 | 0 | 0 | 0 | 0 | 0
F4_Commercial_School (ID)_New_Food Preparation_Natural Gas_Food Prep Other_E6 | F4 | Commercial | School (ID) | New | Food Preparation | Natural Gas | Food Prep Other | E6 | RVT BC Ratio | 0 | 0 | 0 | 0 | 0 | 0 | 0 | 0 | 0 | 0 | 0 | 0 | 0 | 0 | 0 | 0 | 0 | 0 | 0 | 0 | 0 | 0 | 0 | 0 | 0 | 0 | 0
F4_Commercial_School (ID)_New_Food Preparation_Natural Gas_Food Prep Other_E7 | F4 | Commercial | School (ID) | New | Food Preparation | Natural Gas | Food Prep Other | E7 | RVT BC Ratio | 0 | 0 | 0 | 0 | 0 | 0 | 0 | 0 | 0 | 0 | 0 | 0 | 0 | 0 | 0 | 0 | 0 | 0 | 0 | 0 | 0 | 0 | 0 | 0 | 0 | 0 | 0
F4_Commercial_School (ID)_New_Food Preparation_Natural Gas_Food Prep Other_E8 | F4 | Commercial | School (ID) | New | Food Preparation | Natural Gas | Food Prep Other | E8 | RVT BC Ratio | 0 | 0 | 0 | 0 | 0 | 0 | 0 | 0 | 0 | 0 | 0 | 0 | 0 | 0 | 0 | 0 | 0 | 0 | 0 | 0 | 0 | 0 | 0 | 0 | 0 | 0 | 0
F4_Commercial_School (ID)_New_Food Preparation_Natural Gas_Food Prep Other_E9 | F4 | Commercial | School (ID) | New | Food Preparation | Natural Gas | Food Prep Other | E9 | RVT BC Ratio | 0 | 0 | 0 | 0 | 0 | 0 | 0 | 0 | 0 | 0 | 0 | 0 | 0 | 0 | 0 | 0 | 0 | 0 | 0 | 0 | 0 | 0 | 0 | 0 | 0 | 0 | 0
F4_Commercial_School (ID)_New_Food Preparation_Natural Gas_Food Prep Other_E10 | F4 | Commercial | School (ID) | New | Food Preparation | Natural Gas | Food Prep Other | E10 | RVT BC Ratio | 0 | 0 | 0 | 0 | 0 | 0 | 0 | 0 | 0 | 0 | 0 | 0 | 0 | 0 | 0 | 0 | 0 | 0 | 0 | 0 | 0 | 0 | 0 | 0 | 0 | 0 | 0
F5_Commercial_School (ID)_New_Food Preparation_Natural Gas_Food Prep Other_E1 | F5 | Commercial | School (ID) | New | Food Preparation | Natural Gas | Food Prep Other | E1 | RIM BC Ratio | [24 empty] | 1 | 1 | 1 | bar: 2019 to 2042
F5_Commercial_School (ID)_New_Food Preparation_Natural Gas_Food Prep Other_E2 | F5 | Commercial | School (ID) | New | Food Preparation | Natural Gas | Food Prep Other | E2 | RIM BC Ratio | 0.64371 | 0.65028 | 0.65864 | 0.66782 | 0.67777 | 0.68889 | 0.70014 | 0.71132 | 0.72236 | 0.73394 | 0.73878 | 0.74368 | 0.74925 | 0.75518 | 0.76077 | 0.76623 | 0.77154 | 0.77698 | 0.78273 | 0.78861 | 0.79476 | 0.79704 | 0.79928 | 0.80153 | 0.80375 | 0.80595 | 0.80812
F5_Commercial_School (ID)_New_Food Preparation_Natural Gas_Food Prep Other_E3 | F5 | Commercial | School (ID) | New | Food Preparation | Natural Gas | Food Prep Other | E3 | RIM BC Ratio | 0 | 0 | 0 | 0 | 0 | 0 | 0 | 0 | 0 | 0 | 0 | 0 | 0 | 0 | 0 | 0 | 0 | 0 | 0 | 0 | 0 | 0 | 0 | 0 | 0 | 0 | 0
F5_Commercial_School (ID)_New_Food Preparation_Natural Gas_Food Prep Other_E4 | F5 | Commercial | School (ID) | New | Food Preparation | Natural Gas | Food Prep Other | E4 | RIM BC Ratio | 0 | 0 | 0 | 0 | 0 | 0 | 0 | 0 | 0 | 0 | 0 | 0 | 0 | 0 | 0 | 0 | 0 | 0 | 0 | 0 | 0 | 0 | 0 | 0 | 0 | 0 | 0
F5_Commercial_School (ID)_New_Food Preparation_Natural Gas_Food Prep Other_E5 | F5 | Commercial | School (ID) | New | Food Preparation | Natural Gas | Food Prep Other | E5 | RIM BC Ratio | 0 | 0 | 0 | 0 | 0 | 0 | 0 | 0 | 0 | 0 | 0 | 0 | 0 | 0 | 0 | 0 | 0 | 0 | 0 | 0 | 0 | 0 | 0 | 0 | 0 | 0 | 0
F5_Commercial_School (ID)_New_Food Preparation_Natural Gas_Food Prep Other_E6 | F5 | Commercial | School (ID) | New | Food Preparation | Natural Gas | Food Prep Other | E6 | RIM BC Ratio | 0 | 0 | 0 | 0 | 0 | 0 | 0 | 0 | 0 | 0 | 0 | 0 | 0 | 0 | 0 | 0 | 0 | 0 | 0 | 0 | 0 | 0 | 0 | 0 | 0 | 0 | 0
F5_Commercial_School (ID)_New_Food Preparation_Natural Gas_Food Prep Other_E7 | F5 | Commercial | School (ID) | New | Food Preparation | Natural Gas | Food Prep Other | E7 | RIM BC Ratio | 0 | 0 | 0 | 0 | 0 | 0 | 0 | 0 | 0 | 0 | 0 | 0 | 0 | 0 | 0 | 0 | 0 | 0 | 0 | 0 | 0 | 0 | 0 | 0 | 0 | 0 | 0
F5_Commercial_School (ID)_New_Food Preparation_Natural Gas_Food Prep Other_E8 | F5 | Commercial | School (ID) | New | Food Preparation | Natural Gas | Food Prep Other | E8 | RIM BC Ratio | 0 | 0 | 0 | 0 | 0 | 0 | 0 | 0 | 0 | 0 | 0 | 0 | 0 | 0 | 0 | 0 | 0 | 0 | 0 | 0 | 0 | 0 | 0 | 0 | 0 | 0 | 0
F5_Commercial_School (ID)_New_Food Preparation_Natural Gas_Food Prep Other_E9 | F5 | Commercial | School (ID) | New | Food Preparation | Natural Gas | Food Prep Other | E9 | RIM BC Ratio | 0 | 0 | 0 | 0 | 0 | 0 | 0 | 0 | 0 | 0 | 0 | 0 | 0 | 0 | 0 | 0 | 0 | 0 | 0 | 0 | 0 | 0 | 0 | 0 | 0 | 0 | 0
F5_Commercial_School (ID)_New_Food Preparation_Natural Gas_Food Prep Other_E10 | F5 | Commercial | School (ID) | New | Food Preparation | Natural Gas | Food Prep Other | E10 | RIM BC Ratio | 0 | 0 | 0 | 0 | 0 | 0 | 0 | 0 | 0 | 0 | 0 | 0 | 0 | 0 | 0 | 0 | 0 | 0 | 0 | 0 | 0 | 0 | 0 | 0 | 0 | 0 | 0
F0_Commercial_School (ID)_New_Miscellaneous_Natural Gas_Pool Heater_E0 | F0 | Commercial | School (ID) | New | Miscellaneous | Natural Gas | Pool Heater | E0 | Economic Unit | Condensing (EF .90) | Condensing (EF .90) | Condensing (EF .90) | Condensing (EF .90) | Condensing (EF .90) | Condensing (EF .90) | Condensing (EF .90) | Condensing (EF .90) | Condensing (EF .90) | Condensing (EF .90) | Condensing (EF .90) | Condensing (EF .90) | Condensing (EF .90) | Condensing (EF .90) | Condensing (EF .90) | Condensing (EF .90) | Condensing (EF .90) | Condensing (EF .90) | Condensing (EF .90) | Condensing (EF .90) | Condensing (EF .90) | Condensing (EF .90) | Condensing (EF .90) | Condensing (EF .90) | Condensing (EF .90) | Condensing (EF .90) | Condensing (EF .90)
F1_Commercial_School (ID)_New_Miscellaneous_Natural Gas_Pool Heater_E1 | F1 | Commercial | School (ID) | New | Miscellaneous | Natural Gas | Pool Heater | E1 | CCE | 0 | 0 | 0 | 0 | 0 | 0 | 0 | 0 | 0 | 0 | 0 | 0 | 0 | 0 | 0 | 0 | 0 | 0 | 0 | 0 | 0 | 0 | 0 | 0 | 0 | 0 | 0
F1_Commercial_School (ID)_New_Miscellaneous_Natural Gas_Pool Heater_E2 | F1 | Commercial | School (ID) | New | Miscellaneous | Natural Gas | Pool Heater | E2 | CCE | 4.0925e-05 | 4.0925e-05 | 4.0925e-05 | 4.0925e-05 | 4.0925e-05 | 4.0925e-05 | 4.0925e-05 | 4.0925e-05 | 4.0925e-05 | 4.0925e-05 | 4.0925e-05 | 4.0925e-05 | 4.0925e-05 | 4.0925e-05 | 4.0925e-05 | 4.0925e-05 | 4.0925e-05 | 4.0925e-05 | 4.0925e-05 | 4.0925e-05 | 4.0925e-05 | 4.0925e-05 | 4.0925e-05 | 4.0925e-05 | 4.0925e-05 | 4.0925e-05 | 4.0925e-05
F1_Commercial_School (ID)_New_Miscellaneous_Natural Gas_Pool Heater_E3 | F1 | Commercial | School (ID) | New | Miscellaneous | Natural Gas | Pool Heater | E3 | CCE | 0 | 0 | 0 | 0 | 0 | 0 | 0 | 0 | 0 | 0 | 0 | 0 | 0 | 0 | 0 | 0 | 0 | 0 | 0 | 0 | 0 | 0 | 0 | 0 | 0 | 0 | 0
F1_Commercial_School (ID)_New_Miscellaneous_Natural Gas_Pool Heater_E4 | F1 | Commercial | School (ID) | New | Miscellaneous | Natural Gas | Pool Heater | E4 | CCE | 0 | 0 | 0 | 0 | 0 | 0 | 0 | 0 | 0 | 0 | 0 | 0 | 0 | 0 | 0 | 0 | 0 | 0 | 0 | 0 | 0 | 0 | 0 | 0 | 0 | 0 | 0
F1_Commercial_School (ID)_New_Miscellaneous_Natural Gas_Pool Heater_E5 | F1 | Commercial | School (ID) | New | Miscellaneous | Natural Gas | Pool Heater | E5 | CCE | 0 | 0 | 0 | 0 | 0 | 0 | 0 | 0 | 0 | 0 | 0 | 0 | 0 | 0 | 0 | 0 | 0 | 0 | 0 | 0 | 0 | 0 | 0 | 0 | 0 | 0 | 0
F1_Commercial_School (ID)_New_Miscellaneous_Natural Gas_Pool Heater_E6 | F1 | Commercial | School (ID) | New | Miscellaneous | Natural Gas | Pool Heater | E6 | CCE | 0 | 0 | 0 | 0 | 0 | 0 | 0 | 0 | 0 | 0 | 0 | 0 | 0 | 0 | 0 | 0 | 0 | 0 | 0 | 0 | 0 | 0 | 0 | 0 | 0 | 0 | 0
F1_Commercial_School (ID)_New_Miscellaneous_Natural Gas_Pool Heater_E7 | F1 | Commercial | School (ID) | New | Miscellaneous | Natural Gas | Pool Heater | E7 | CCE | 0 | 0 | 0 | 0 | 0 | 0 | 0 | 0 | 0 | 0 | 0 | 0 | 0 | 0 | 0 | 0 | 0 | 0 | 0 | 0 | 0 | 0 | 0 | 0 | 0 | 0 | 0
F1_Commercial_School (ID)_New_Miscellaneous_Natural Gas_Pool Heater_E8 | F1 | Commercial | School (ID) | New | Miscellaneous | Natural Gas | Pool Heater | E8 | CCE | 0 | 0 | 0 | 0 | 0 | 0 | 0 | 0 | 0 | 0 | 0 | 0 | 0 | 0 | 0 | 0 | 0 | 0 | 0 | 0 | 0 | 0 | 0 | 0 | 0 | 0 | 0
F1_Commercial_School (ID)_New_Miscellaneous_Natural Gas_Pool Heater_E9 | F1 | Commercial | School (ID) | New | Miscellaneous | Natural Gas | Pool Heater | E9 | CCE | 0 | 0 | 0 | 0 | 0 | 0 | 0 | 0 | 0 | 0 | 0 | 0 | 0 | 0 | 0 | 0 | 0 | 0 | 0 | 0 | 0 | 0 | 0 | 0 | 0 | 0 | 0
F1_Commercial_School (ID)_New_Miscellaneous_Natural Gas_Pool Heater_E10 | F1 | Commercial | School (ID) | New | Miscellaneous | Natural Gas | Pool Heater | E10 | CCE | 0 | 0 | 0 | 0 | 0 | 0 | 0 | 0 | 0 | 0 | 0 | 0 | 0 | 0 | 0 | 0 | 0 | 0 | 0 | 0 | 0 | 0 | 0 | 0 | 0 | 0 | 0
F2_Commercial_School (ID)_New_Miscellaneous_Natural Gas_Pool Heater_E1 | F2 | Commercial | School (ID) | New | Miscellaneous | Natural Gas | Pool Heater | E1 | TRC BC Ratio | [24 empty] | 1 | 1 | 1 | bar: 2019 to 2042
F2_Commercial_School (ID)_New_Miscellaneous_Natural Gas_Pool Heater_E2 | F2 | Commercial | School (ID) | New | Miscellaneous | Natural Gas | Pool Heater | E2 | TRC BC Ratio | 80.8559 | 81.4694 | 82.788 | 84.9208 | 87.8612 | 92.1322 | 96.8157 | 101.513 | 106.0602 | 110.9235 | 114.5935 | 118.0369 | 121.9297 | 125.6858 | 128.8329 | 131.6551 | 133.9649 | 136.1759 | 138.6212 | 140.9222 | 143.3034 | 145.8195 | 148.3488 | 150.9844 | 153.6668 | 156.3968 | 159.1753
F2_Commercial_School (ID)_New_Miscellaneous_Natural Gas_Pool Heater_E3 | F2 | Commercial | School (ID) | New | Miscellaneous | Natural Gas | Pool Heater | E3 | TRC BC Ratio | 0 | 0 | 0 | 0 | 0 | 0 | 0 | 0 | 0 | 0 | 0 | 0 | 0 | 0 | 0 | 0 | 0 | 0 | 0 | 0 | 0 | 0 | 0 | 0 | 0 | 0 | 0
F2_Commercial_School (ID)_New_Miscellaneous_Natural Gas_Pool Heater_E4 | F2 | Commercial | School (ID) | New | Miscellaneous | Natural Gas | Pool Heater | E4 | TRC BC Ratio | 0 | 0 | 0 | 0 | 0 | 0 | 0 | 0 | 0 | 0 | 0 | 0 | 0 | 0 | 0 | 0 | 0 | 0 | 0 | 0 | 0 | 0 | 0 | 0 | 0 | 0 | 0
F2_Commercial_School (ID)_New_Miscellaneous_Natural Gas_Pool Heater_E5 | F2 | Commercial | School (ID) | New | Miscellaneous | Natural Gas | Pool Heater | E5 | TRC BC Ratio | 0 | 0 | 0 | 0 | 0 | 0 | 0 | 0 | 0 | 0 | 0 | 0 | 0 | 0 | 0 | 0 | 0 | 0 | 0 | 0 | 0 | 0 | 0 | 0 | 0 | 0 | 0
F2_Commercial_School (ID)_New_Miscellaneous_Natural Gas_Pool Heater_E6 | F2 | Commercial | School (ID) | New | Miscellaneous | Natural Gas | Pool Heater | E6 | TRC BC Ratio | 0 | 0 | 0 | 0 | 0 | 0 | 0 | 0 | 0 | 0 | 0 | 0 | 0 | 0 | 0 | 0 | 0 | 0 | 0 | 0 | 0 | 0 | 0 | 0 | 0 | 0 | 0
F2_Commercial_School (ID)_New_Miscellaneous_Natural Gas_Pool Heater_E7 | F2 | Commercial | School (ID) | New | Miscellaneous | Natural Gas | Pool Heater | E7 | TRC BC Ratio | 0 | 0 | 0 | 0 | 0 | 0 | 0 | 0 | 0 | 0 | 0 | 0 | 0 | 0 | 0 | 0 | 0 | 0 | 0 | 0 | 0 | 0 | 0 | 0 | 0 | 0 | 0
F2_Commercial_School (ID)_New_Miscellaneous_Natural Gas_Pool Heater_E8 | F2 | Commercial | School (ID) | New | Miscellaneous | Natural Gas | Pool Heater | E8 | TRC BC Ratio | 0 | 0 | 0 | 0 | 0 | 0 | 0 | 0 | 0 | 0 | 0 | 0 | 0 | 0 | 0 | 0 | 0 | 0 | 0 | 0 | 0 | 0 | 0 | 0 | 0 | 0 | 0
F2_Commercial_School (ID)_New_Miscellaneous_Natural Gas_Pool Heater_E9 | F2 | Commercial | School (ID) | New | Miscellaneous | Natural Gas | Pool Heater | E9 | TRC BC Ratio | 0 | 0 | 0 | 0 | 0 | 0 | 0 | 0 | 0 | 0 | 0 | 0 | 0 | 0 | 0 | 0 | 0 | 0 | 0 | 0 | 0 | 0 | 0 | 0 | 0 | 0 | 0
F2_Commercial_School (ID)_New_Miscellaneous_Natural Gas_Pool Heater_E10 | F2 | Commercial | School (ID) | New | Miscellaneous | Natural Gas | Pool Heater | E10 | TRC BC Ratio | 0 | 0 | 0 | 0 | 0 | 0 | 0 | 0 | 0 | 0 | 0 | 0 | 0 | 0 | 0 | 0 | 0 | 0 | 0 | 0 | 0 | 0 | 0 | 0 | 0 | 0 | 0
F3_Commercial_School (ID)_New_Miscellaneous_Natural Gas_Pool Heater_E1 | F3 | Commercial | School (ID) | New | Miscellaneous | Natural Gas | Pool Heater | E1 | PACT BC Ratio | [24 empty] | 1 | 1 | 1 | bar: 2019 to 2042
F3_Commercial_School (ID)_New_Miscellaneous_Natural Gas_Pool Heater_E2 | F3 | Commercial | School (ID) | New | Miscellaneous | Natural Gas | Pool Heater | E2 | PACT BC Ratio | 200.6162 | 202.1383 | 205.4101 | 210.7019 | 217.9975 | 228.5947 | 240.2151 | 251.8698 | 263.1522 | 275.2187 | 284.3245 | 292.8683 | 302.5269 | 311.8465 | 319.6548 | 326.657 | 332.388 | 337.8741 | 343.9411 | 349.6503 | 355.5584 | 361.8013 | 368.0769 | 374.6162 | 381.2715 | 388.0452 | 394.9391
F3_Commercial_School (ID)_New_Miscellaneous_Natural Gas_Pool Heater_E3 | F3 | Commercial | School (ID) | New | Miscellaneous | Natural Gas | Pool Heater | E3 | PACT BC Ratio | 0 | 0 | 0 | 0 | 0 | 0 | 0 | 0 | 0 | 0 | 0 | 0 | 0 | 0 | 0 | 0 | 0 | 0 | 0 | 0 | 0 | 0 | 0 | 0 | 0 | 0 | 0
F3_Commercial_School (ID)_New_Miscellaneous_Natural Gas_Pool Heater_E4 | F3 | Commercial | School (ID) | New | Miscellaneous | Natural Gas | Pool Heater | E4 | PACT BC Ratio | 0 | 0 | 0 | 0 | 0 | 0 | 0 | 0 | 0 | 0 | 0 | 0 | 0 | 0 | 0 | 0 | 0 | 0 | 0 | 0 | 0 | 0 | 0 | 0 | 0 | 0 | 0
F3_Commercial_School (ID)_New_Miscellaneous_Natural Gas_Pool Heater_E5 | F3 | Commercial | School (ID) | New | Miscellaneous | Natural Gas | Pool Heater | E5 | PACT BC Ratio | 0 | 0 | 0 | 0 | 0 | 0 | 0 | 0 | 0 | 0 | 0 | 0 | 0 | 0 | 0 | 0 | 0 | 0 | 0 | 0 | 0 | 0 | 0 | 0 | 0 | 0 | 0
F3_Commercial_School (ID)_New_Miscellaneous_Natural Gas_Pool Heater_E6 | F3 | Commercial | School (ID) | New | Miscellaneous | Natural Gas | Pool Heater | E6 | PACT BC Ratio | 0 | 0 | 0 | 0 | 0 | 0 | 0 | 0 | 0 | 0 | 0 | 0 | 0 | 0 | 0 | 0 | 0 | 0 | 0 | 0 | 0 | 0 | 0 | 0 | 0 | 0 | 0
F3_Commercial_School (ID)_New_Miscellaneous_Natural Gas_Pool Heater_E7 | F3 | Commercial | School (ID) | New | Miscellaneous | Natural Gas | Pool Heater | E7 | PACT BC Ratio | 0 | 0 | 0 | 0 | 0 | 0 | 0 | 0 | 0 | 0 | 0 | 0 | 0 | 0 | 0 | 0 | 0 | 0 | 0 | 0 | 0 | 0 | 0 | 0 | 0 | 0 | 0
F3_Commercial_School (ID)_New_Miscellaneous_Natural Gas_Pool Heater_E8 | F3 | Commercial | School (ID) | New | Miscellaneous | Natural Gas | Pool Heater | E8 | PACT BC Ratio | 0 | 0 | 0 | 0 | 0 | 0 | 0 | 0 | 0 | 0 | 0 | 0 | 0 | 0 | 0 | 0 | 0 | 0 | 0 | 0 | 0 | 0 | 0 | 0 | 0 | 0 | 0
F3_Commercial_School (ID)_New_Miscellaneous_Natural Gas_Pool Heater_E9 | F3 | Commercial | School (ID) | New | Miscellaneous | Natural Gas | Pool Heater | E9 | PACT BC Ratio | 0 | 0 | 0 | 0 | 0 | 0 | 0 | 0 | 0 | 0 | 0 | 0 | 0 | 0 | 0 | 0 | 0 | 0 | 0 | 0 | 0 | 0 | 0 | 0 | 0 | 0 | 0
F3_Commercial_School (ID)_New_Miscellaneous_Natural Gas_Pool Heater_E10 | F3 | Commercial | School (ID) | New | Miscellaneous | Natural Gas | Pool Heater | E10 | PACT BC Ratio | 0 | 0 | 0 | 0 | 0 | 0 | 0 | 0 | 0 | 0 | 0 | 0 | 0 | 0 | 0 | 0 | 0 | 0 | 0 | 0 | 0 | 0 | 0 | 0 | 0 | 0 | 0
F4_Commercial_School (ID)_New_Miscellaneous_Natural Gas_Pool Heater_E1 | F4 | Commercial | School (ID) | New | Miscellaneous | Natural Gas | Pool Heater | E1 | RVT BC Ratio | [24 empty] | 1 | 1 | 1 | bar: 2019 to 2042
F4_Commercial_School (ID)_New_Miscellaneous_Natural Gas_Pool Heater_E2 | F4 | Commercial | School (ID) | New | Miscellaneous | Natural Gas | Pool Heater | E2 | RVT BC Ratio | 116.7161 | 117.5995 | 119.1942 | 121.6015 | 124.7612 | 129.3624 | 134.0058 | 138.461 | 142.4776 | 146.7027 | 151.547 | 156.0924 | 161.2309 | 165.9851 | 169.6994 | 172.7142 | 174.7428 | 176.2881 | 178.0264 | 179.4501 | 180.8459 | 184.0162 | 187.2032 | 190.524 | 193.9038 | 197.3436 | 200.8445
F4_Commercial_School (ID)_New_Miscellaneous_Natural Gas_Pool Heater_E3 | F4 | Commercial | School (ID) | New | Miscellaneous | Natural Gas | Pool Heater | E3 | RVT BC Ratio | 0 | 0 | 0 | 0 | 0 | 0 | 0 | 0 | 0 | 0 | 0 | 0 | 0 | 0 | 0 | 0 | 0 | 0 | 0 | 0 | 0 | 0 | 0 | 0 | 0 | 0 | 0
F4_Commercial_School (ID)_New_Miscellaneous_Natural Gas_Pool Heater_E4 | F4 | Commercial | School (ID) | New | Miscellaneous | Natural Gas | Pool Heater | E4 | RVT BC Ratio | 0 | 0 | 0 | 0 | 0 | 0 | 0 | 0 | 0 | 0 | 0 | 0 | 0 | 0 | 0 | 0 | 0 | 0 | 0 | 0 | 0 | 0 | 0 | 0 | 0 | 0 | 0
F4_Commercial_School (ID)_New_Miscellaneous_Natural Gas_Pool Heater_E5 | F4 | Commercial | School (ID) | New | Miscellaneous | Natural Gas | Pool Heater | E5 | RVT BC Ratio | 0 | 0 | 0 | 0 | 0 | 0 | 0 | 0 | 0 | 0 | 0 | 0 | 0 | 0 | 0 | 0 | 0 | 0 | 0 | 0 | 0 | 0 | 0 | 0 | 0 | 0 | 0
F4_Commercial_School (ID)_New_Miscellaneous_Natural Gas_Pool Heater_E6 | F4 | Commercial | School (ID) | New | Miscellaneous | Natural Gas | Pool Heater | E6 | RVT BC Ratio | 0 | 0 | 0 | 0 | 0 | 0 | 0 | 0 | 0 | 0 | 0 | 0 | 0 | 0 | 0 | 0 | 0 | 0 | 0 | 0 | 0 | 0 | 0 | 0 | 0 | 0 | 0
F4_Commercial_School (ID)_New_Miscellaneous_Natural Gas_Pool Heater_E7 | F4 | Commercial | School (ID) | New | Miscellaneous | Natural Gas | Pool Heater | E7 | RVT BC Ratio | 0 | 0 | 0 | 0 | 0 | 0 | 0 | 0 | 0 | 0 | 0 | 0 | 0 | 0 | 0 | 0 | 0 | 0 | 0 | 0 | 0 | 0 | 0 | 0 | 0 | 0 | 0
F4_Commercial_School (ID)_New_Miscellaneous_Natural Gas_Pool Heater_E8 | F4 | Commercial | School (ID) | New | Miscellaneous | Natural Gas | Pool Heater | E8 | RVT BC Ratio | 0 | 0 | 0 | 0 | 0 | 0 | 0 | 0 | 0 | 0 | 0 | 0 | 0 | 0 | 0 | 0 | 0 | 0 | 0 | 0 | 0 | 0 | 0 | 0 | 0 | 0 | 0
F4_Commercial_School (ID)_New_Miscellaneous_Natural Gas_Pool Heater_E9 | F4 | Commercial | School (ID) | New | Miscellaneous | Natural Gas | Pool Heater | E9 | RVT BC Ratio | 0 | 0 | 0 | 0 | 0 | 0 | 0 | 0 | 0 | 0 | 0 | 0 | 0 | 0 | 0 | 0 | 0 | 0 | 0 | 0 | 0 | 0 | 0 | 0 | 0 | 0 | 0
F4_Commercial_School (ID)_New_Miscellaneous_Natural Gas_Pool Heater_E10 | F4 | Commercial | School (ID) | New | Miscellaneous | Natural Gas | Pool Heater | E10 | RVT BC Ratio | 0 | 0 | 0 | 0 | 0 | 0 | 0 | 0 | 0 | 0 | 0 | 0 | 0 | 0 | 0 | 0 | 0 | 0 | 0 | 0 | 0 | 0 | 0 | 0 | 0 | 0 | 0
F5_Commercial_School (ID)_New_Miscellaneous_Natural Gas_Pool Heater_E1 | F5 | Commercial | School (ID) | New | Miscellaneous | Natural Gas | Pool Heater | E1 | RIM BC Ratio | [24 empty] | 1 | 1 | 1 | bar: 2019 to 2042
F5_Commercial_School (ID)_New_Miscellaneous_Natural Gas_Pool Heater_E2 | F5 | Commercial | School (ID) | New | Miscellaneous | Natural Gas | Pool Heater | E2 | RIM BC Ratio | 0.82989 | 0.82991 | 0.83208 | 0.83665 | 0.84373 | 0.85332 | 0.86568 | 0.87851 | 0.89203 | 0.9061 | 0.90619 | 0.90628 | 0.90637 | 0.90756 | 0.90995 | 0.91367 | 0.91892 | 0.9259 | 0.93334 | 0.94131 | 0.94984 | 0.94988 | 0.94992 | 0.94997 | 0.95001 | 0.95005 | 0.95009
F5_Commercial_School (ID)_New_Miscellaneous_Natural Gas_Pool Heater_E3 | F5 | Commercial | School (ID) | New | Miscellaneous | Natural Gas | Pool Heater | E3 | RIM BC Ratio | 0 | 0 | 0 | 0 | 0 | 0 | 0 | 0 | 0 | 0 | 0 | 0 | 0 | 0 | 0 | 0 | 0 | 0 | 0 | 0 | 0 | 0 | 0 | 0 | 0 | 0 | 0
F5_Commercial_School (ID)_New_Miscellaneous_Natural Gas_Pool Heater_E4 | F5 | Commercial | School (ID) | New | Miscellaneous | Natural Gas | Pool Heater | E4 | RIM BC Ratio | 0 | 0 | 0 | 0 | 0 | 0 | 0 | 0 | 0 | 0 | 0 | 0 | 0 | 0 | 0 | 0 | 0 | 0 | 0 | 0 | 0 | 0 | 0 | 0 | 0 | 0 | 0
F5_Commercial_School (ID)_New_Miscellaneous_Natural Gas_Pool Heater_E5 | F5 | Commercial | School (ID) | New | Miscellaneous | Natural Gas | Pool Heater | E5 | RIM BC Ratio | 0 | 0 | 0 | 0 | 0 | 0 | 0 | 0 | 0 | 0 | 0 | 0 | 0 | 0 | 0 | 0 | 0 | 0 | 0 | 0 | 0 | 0 | 0 | 0 | 0 | 0 | 0
F5_Commercial_School (ID)_New_Miscellaneous_Natural Gas_Pool Heater_E6 | F5 | Commercial | School (ID) | New | Miscellaneous | Natural Gas | Pool Heater | E6 | RIM BC Ratio | 0 | 0 | 0 | 0 | 0 | 0 | 0 | 0 | 0 | 0 | 0 | 0 | 0 | 0 | 0 | 0 | 0 | 0 | 0 | 0 | 0 | 0 | 0 | 0 | 0 | 0 | 0
F5_Commercial_School (ID)_New_Miscellaneous_Natural Gas_Pool Heater_E7 | F5 | Commercial | School (ID) | New | Miscellaneous | Natural Gas | Pool Heater | E7 | RIM BC Ratio | 0 | 0 | 0 | 0 | 0 | 0 | 0 | 0 | 0 | 0 | 0 | 0 | 0 | 0 | 0 | 0 | 0 | 0 | 0 | 0 | 0 | 0 | 0 | 0 | 0 | 0 | 0
F5_Commercial_School (ID)_New_Miscellaneous_Natural Gas_Pool Heater_E8 | F5 | Commercial | School (ID) | New | Miscellaneous | Natural Gas | Pool Heater | E8 | RIM BC Ratio | 0 | 0 | 0 | 0 | 0 | 0 | 0 | 0 | 0 | 0 | 0 | 0 | 0 | 0 | 0 | 0 | 0 | 0 | 0 | 0 | 0 | 0 | 0 | 0 | 0 | 0 | 0
F5_Commercial_School (ID)_New_Miscellaneous_Natural Gas_Pool Heater_E9 | F5 | Commercial | School (ID) | New | Miscellaneous | Natural Gas | Pool Heater | E9 | RIM BC Ratio | 0 | 0 | 0 | 0 | 0 | 0 | 0 | 0 | 0 | 0 | 0 | 0 | 0 | 0 | 0 | 0 | 0 | 0 | 0 | 0 | 0 | 0 | 0 | 0 | 0 | 0 | 0
F5_Commercial_School (ID)_New_Miscellaneous_Natural Gas_Pool Heater_E10 | F5 | Commercial | School (ID) | New | Miscellaneous | Natural Gas | Pool Heater | E10 | RIM BC Ratio | 0 | 0 | 0 | 0 | 0 | 0 | 0 | 0 | 0 | 0 | 0 | 0 | 0 | 0 | 0 | 0 | 0 | 0 | 0 | 0 | 0 | 0 | 0 | 0 | 0 | 0 | 0
F0_Commercial_School (ID)_New_Miscellaneous_Natural Gas_Miscellaneous_E0 | F0 | Commercial | School (ID) | New | Miscellaneous | Natural Gas | Miscellaneous | E0 | Economic Unit | Standard | Standard | Standard | Standard | Standard | Standard | Standard | Standard | Standard | Standard | Standard | Standard | Standard | Standard | Standard | Standard | Standard | Standard | Standard | Standard | Standard | Standard | Standard | Standard | Standard | Standard | Standard
F1_Commercial_School (ID)_New_Miscellaneous_Natural Gas_Miscellaneous_E1 | F1 | Commercial | School (ID) | New | Miscellaneous | Natural Gas | Miscellaneous | E1 | CCE | 0 | 0 | 0 | 0 | 0 | 0 | 0 | 0 | 0 | 0 | 0 | 0 | 0 | 0 | 0 | 0 | 0 | 0 | 0 | 0 | 0 | 0 | 0 | 0 | 0 | 0 | 0
F1_Commercial_School (ID)_New_Miscellaneous_Natural Gas_Miscellaneous_E2 | F1 | Commercial | School (ID) | New | Miscellaneous | Natural Gas | Miscellaneous | E2 | CCE | 0 | 0 | 0 | 0 | 0 | 0 | 0 | 0 | 0 | 0 | 0 | 0 | 0 | 0 | 0 | 0 | 0 | 0 | 0 | 0 | 0 | 0 | 0 | 0 | 0 | 0 | 0
F1_Commercial_School (ID)_New_Miscellaneous_Natural Gas_Miscellaneous_E3 | F1 | Commercial | School (ID) | New | Miscellaneous | Natural Gas | Miscellaneous | E3 | CCE | 0 | 0 | 0 | 0 | 0 | 0 | 0 | 0 | 0 | 0 | 0 | 0 | 0 | 0 | 0 | 0 | 0 | 0 | 0 | 0 | 0 | 0 | 0 | 0 | 0 | 0 | 0
F1_Commercial_School (ID)_New_Miscellaneous_Natural Gas_Miscellaneous_E4 | F1 | Commercial | School (ID) | New | Miscellaneous | Natural Gas | Miscellaneous | E4 | CCE | 0 | 0 | 0 | 0 | 0 | 0 | 0 | 0 | 0 | 0 | 0 | 0 | 0 | 0 | 0 | 0 | 0 | 0 | 0 | 0 | 0 | 0 | 0 | 0 | 0 | 0 | 0
F1_Commercial_School (ID)_New_Miscellaneous_Natural Gas_Miscellaneous_E5 | F1 | Commercial | School (ID) | New | Miscellaneous | Natural Gas | Miscellaneous | E5 | CCE | 0 | 0 | 0 | 0 | 0 | 0 | 0 | 0 | 0 | 0 | 0 | 0 | 0 | 0 | 0 | 0 | 0 | 0 | 0 | 0 | 0 | 0 | 0 | 0 | 0 | 0 | 0
F1_Commercial_School (ID)_New_Miscellaneous_Natural Gas_Miscellaneous_E6 | F1 | Commercial | School (ID) | New | Miscellaneous | Natural Gas | Miscellaneous | E6 | CCE | 0 | 0 | 0 | 0 | 0 | 0 | 0 | 0 | 0 | 0 | 0 | 0 | 0 | 0 | 0 | 0 | 0 | 0 | 0 | 0 | 0 | 0 | 0 | 0 | 0 | 0 | 0
F1_Commercial_School (ID)_New_Miscellaneous_Natural Gas_Miscellaneous_E7 | F1 | Commercial | School (ID) | New | Miscellaneous | Natural Gas | Miscellaneous | E7 | CCE | 0 | 0 | 0 | 0 | 0 | 0 | 0 | 0 | 0 | 0 | 0 | 0 | 0 | 0 | 0 | 0 | 0 | 0 | 0 | 0 | 0 | 0 | 0 | 0 | 0 | 0 | 0
F1_Commercial_School (ID)_New_Miscellaneous_Natural Gas_Miscellaneous_E8 | F1 | Commercial | School (ID) | New | Miscellaneous | Natural Gas | Miscellaneous | E8 | CCE | 0 | 0 | 0 | 0 | 0 | 0 | 0 | 0 | 0 | 0 | 0 | 0 | 0 | 0 | 0 | 0 | 0 | 0 | 0 | 0 | 0 | 0 | 0 | 0 | 0 | 0 | 0
F1_Commercial_School (ID)_New_Miscellaneous_Natural Gas_Miscellaneous_E9 | F1 | Commercial | School (ID) | New | Miscellaneous | Natural Gas | Miscellaneous | E9 | CCE | 0 | 0 | 0 | 0 | 0 | 0 | 0 | 0 | 0 | 0 | 0 | 0 | 0 | 0 | 0 | 0 | 0 | 0 | 0 | 0 | 0 | 0 | 0 | 0 | 0 | 0 | 0
F1_Commercial_School (ID)_New_Miscellaneous_Natural Gas_Miscellaneous_E10 | F1 | Commercial | School (ID) | New | Miscellaneous | Natural Gas | Miscellaneous | E10 | CCE | 0 | 0 | 0 | 0 | 0 | 0 | 0 | 0 | 0 | 0 | 0 | 0 | 0 | 0 | 0 | 0 | 0 | 0 | 0 | 0 | 0 | 0 | 0 | 0 | 0 | 0 | 0
F2_Commercial_School (ID)_New_Miscellaneous_Natural Gas_Miscellaneous_E1 | F2 | Commercial | School (ID) | New | Miscellaneous | Natural Gas | Miscellaneous | E1 | TRC BC Ratio | [24 empty] | 1 | 1 | 1 | bar: 2019 to 2042
F2_Commercial_School (ID)_New_Miscellaneous_Natural Gas_Miscellaneous_E2 | F2 | Commercial | School (ID) | New | Miscellaneous | Natural Gas | Miscellaneous | E2 | TRC BC Ratio | 0 | 0 | 0 | 0 | 0 | 0 | 0 | 0 | 0 | 0 | 0 | 0 | 0 | 0 | 0 | 0 | 0 | 0 | 0 | 0 | 0 | 0 | 0 | 0 | 0 | 0 | 0
F2_Commercial_School (ID)_New_Miscellaneous_Natural Gas_Miscellaneous_E3 | F2 | Commercial | School (ID) | New | Miscellaneous | Natural Gas | Miscellaneous | E3 | TRC BC Ratio | 0 | 0 | 0 | 0 | 0 | 0 | 0 | 0 | 0 | 0 | 0 | 0 | 0 | 0 | 0 | 0 | 0 | 0 | 0 | 0 | 0 | 0 | 0 | 0 | 0 | 0 | 0
F2_Commercial_School (ID)_New_Miscellaneous_Natural Gas_Miscellaneous_E4 | F2 | Commercial | School (ID) | New | Miscellaneous | Natural Gas | Miscellaneous | E4 | TRC BC Ratio | 0 | 0 | 0 | 0 | 0 | 0 | 0 | 0 | 0 | 0 | 0 | 0 | 0 | 0 | 0 | 0 | 0 | 0 | 0 | 0 | 0 | 0 | 0 | 0 | 0 | 0 | 0
F2_Commercial_School (ID)_New_Miscellaneous_Natural Gas_Miscellaneous_E5 | F2 | Commercial | School (ID) | New | Miscellaneous | Natural Gas | Miscellaneous | E5 | TRC BC Ratio | 0 | 0 | 0 | 0 | 0 | 0 | 0 | 0 | 0 | 0 | 0 | 0 | 0 | 0 | 0 | 0 | 0 | 0 | 0 | 0 | 0 | 0 | 0 | 0 | 0 | 0 | 0
F2_Commercial_School (ID)_New_Miscellaneous_Natural Gas_Miscellaneous_E6 | F2 | Commercial | School (ID) | New | Miscellaneous | Natural Gas | Miscellaneous | E6 | TRC BC Ratio | 0 | 0 | 0 | 0 | 0 | 0 | 0 | 0 | 0 | 0 | 0 | 0 | 0 | 0 | 0 | 0 | 0 | 0 | 0 | 0 | 0 | 0 | 0 | 0 | 0 | 0 | 0
F2_Commercial_School (ID)_New_Miscellaneous_Natural Gas_Miscellaneous_E7 | F2 | Commercial | School (ID) | New | Miscellaneous | Natural Gas | Miscellaneous | E7 | TRC BC Ratio | 0 | 0 | 0 | 0 | 0 | 0 | 0 | 0 | 0 | 0 | 0 | 0 | 0 | 0 | 0 | 0 | 0 | 0 | 0 | 0 | 0 | 0 | 0 | 0 | 0 | 0 | 0
F2_Commercial_School (ID)_New_Miscellaneous_Natural Gas_Miscellaneous_E8 | F2 | Commercial | School (ID) | New | Miscellaneous | Natural Gas | Miscellaneous | E8 | TRC BC Ratio | 0 | 0 | 0 | 0 | 0 | 0 | 0 | 0 | 0 | 0 | 0 | 0 | 0 | 0 | 0 | 0 | 0 | 0 | 0 | 0 | 0 | 0 | 0 | 0 | 0 | 0 | 0
F2_Commercial_School (ID)_New_Miscellaneous_Natural Gas_Miscellaneous_E9 | F2 | Commercial | School (ID) | New | Miscellaneous | Natural Gas | Miscellaneous | E9 | TRC BC Ratio | 0 | 0 | 0 | 0 | 0 | 0 | 0 | 0 | 0 | 0 | 0 | 0 | 0 | 0 | 0 | 0 | 0 | 0 | 0 | 0 | 0 | 0 | 0 | 0 | 0 | 0 | 0
F2_Commercial_School (ID)_New_Miscellaneous_Natural Gas_Miscellaneous_E10 | F2 | Commercial | School (ID) | New | Miscellaneous | Natural Gas | Miscellaneous | E10 | TRC BC Ratio | 0 | 0 | 0 | 0 | 0 | 0 | 0 | 0 | 0 | 0 | 0 | 0 | 0 | 0 | 0 | 0 | 0 | 0 | 0 | 0 | 0 | 0 | 0 | 0 | 0 | 0 | 0
F3_Commercial_School (ID)_New_Miscellaneous_Natural Gas_Miscellaneous_E1 | F3 | Commercial | School (ID) | New | Miscellaneous | Natural Gas | Miscellaneous | E1 | PACT BC Ratio | [24 empty] | 1 | 1 | 1 | bar: 2019 to 2042
F3_Commercial_School (ID)_New_Miscellaneous_Natural Gas_Miscellaneous_E2 | F3 | Commercial | School (ID) | New | Miscellaneous | Natural Gas | Miscellaneous | E2 | PACT BC Ratio | 0 | 0 | 0 | 0 | 0 | 0 | 0 | 0 | 0 | 0 | 0 | 0 | 0 | 0 | 0 | 0 | 0 | 0 | 0 | 0 | 0 | 0 | 0 | 0 | 0 | 0 | 0
F3_Commercial_School (ID)_New_Miscellaneous_Natural Gas_Miscellaneous_E3 | F3 | Commercial | School (ID) | New | Miscellaneous | Natural Gas | Miscellaneous | E3 | PACT BC Ratio | 0 | 0 | 0 | 0 | 0 | 0 | 0 | 0 | 0 | 0 | 0 | 0 | 0 | 0 | 0 | 0 | 0 | 0 | 0 | 0 | 0 | 0 | 0 | 0 | 0 | 0 | 0
F3_Commercial_School (ID)_New_Miscellaneous_Natural Gas_Miscellaneous_E4 | F3 | Commercial | School (ID) | New | Miscellaneous | Natural Gas | Miscellaneous | E4 | PACT BC Ratio | 0 | 0 | 0 | 0 | 0 | 0 | 0 | 0 | 0 | 0 | 0 | 0 | 0 | 0 | 0 | 0 | 0 | 0 | 0 | 0 | 0 | 0 | 0 | 0 | 0 | 0 | 0
F3_Commercial_School (ID)_New_Miscellaneous_Natural Gas_Miscellaneous_E5 | F3 | Commercial | School (ID) | New | Miscellaneous | Natural Gas | Miscellaneous | E5 | PACT BC Ratio | 0 | 0 | 0 | 0 | 0 | 0 | 0 | 0 | 0 | 0 | 0 | 0 | 0 | 0 | 0 | 0 | 0 | 0 | 0 | 0 | 0 | 0 | 0 | 0 | 0 | 0 | 0
F3_Commercial_School (ID)_New_Miscellaneous_Natural Gas_Miscellaneous_E6 | F3 | Commercial | School (ID) | New | Miscellaneous | Natural Gas | Miscellaneous | E6 | PACT BC Ratio | 0 | 0 | 0 | 0 | 0 | 0 | 0 | 0 | 0 | 0 | 0 | 0 | 0 | 0 | 0 | 0 | 0 | 0 | 0 | 0 | 0 | 0 | 0 | 0 | 0 | 0 | 0
F3_Commercial_School (ID)_New_Miscellaneous_Natural Gas_Miscellaneous_E7 | F3 | Commercial | School (ID) | New | Miscellaneous | Natural Gas | Miscellaneous | E7 | PACT BC Ratio | 0 | 0 | 0 | 0 | 0 | 0 | 0 | 0 | 0 | 0 | 0 | 0 | 0 | 0 | 0 | 0 | 0 | 0 | 0 | 0 | 0 | 0 | 0 | 0 | 0 | 0 | 0
F3_Commercial_School (ID)_New_Miscellaneous_Natural Gas_Miscellaneous_E8 | F3 | Commercial | School (ID) | New | Miscellaneous | Natural Gas | Miscellaneous | E8 | PACT BC Ratio | 0 | 0 | 0 | 0 | 0 | 0 | 0 | 0 | 0 | 0 | 0 | 0 | 0 | 0 | 0 | 0 | 0 | 0 | 0 | 0 | 0 | 0 | 0 | 0 | 0 | 0 | 0
F3_Commercial_School (ID)_New_Miscellaneous_Natural Gas_Miscellaneous_E9 | F3 | Commercial | School (ID) | New | Miscellaneous | Natural Gas | Miscellaneous | E9 | PACT BC Ratio | 0 | 0 | 0 | 0 | 0 | 0 | 0 | 0 | 0 | 0 | 0 | 0 | 0 | 0 | 0 | 0 | 0 | 0 | 0 | 0 | 0 | 0 | 0 | 0 | 0 | 0 | 0
F3_Commercial_School (ID)_New_Miscellaneous_Natural Gas_Miscellaneous_E10 | F3 | Commercial | School (ID) | New | Miscellaneous | Natural Gas | Miscellaneous | E10 | PACT BC Ratio | 0 | 0 | 0 | 0 | 0 | 0 | 0 | 0 | 0 | 0 | 0 | 0 | 0 | 0 | 0 | 0 | 0 | 0 | 0 | 0 | 0 | 0 | 0 | 0 | 0 | 0 | 0
F4_Commercial_School (ID)_New_Miscellaneous_Natural Gas_Miscellaneous_E1 | F4 | Commercial | School (ID) | New | Miscellaneous | Natural Gas | Miscellaneous | E1 | RVT BC Ratio | [24 empty] | 1 | 1 | 1 | bar: 2019 to 2042
F4_Commercial_School (ID)_New_Miscellaneous_Natural Gas_Miscellaneous_E2 | F4 | Commercial | School (ID) | New | Miscellaneous | Natural Gas | Miscellaneous | E2 | RVT BC Ratio | 0 | 0 | 0 | 0 | 0 | 0 | 0 | 0 | 0 | 0 | 0 | 0 | 0 | 0 | 0 | 0 | 0 | 0 | 0 | 0 | 0 | 0 | 0 | 0 | 0 | 0 | 0
F4_Commercial_School (ID)_New_Miscellaneous_Natural Gas_Miscellaneous_E3 | F4 | Commercial | School (ID) | New | Miscellaneous | Natural Gas | Miscellaneous | E3 | RVT BC Ratio | 0 | 0 | 0 | 0 | 0 | 0 | 0 | 0 | 0 | 0 | 0 | 0 | 0 | 0 | 0 | 0 | 0 | 0 | 0 | 0 | 0 | 0 | 0 | 0 | 0 | 0 | 0
F4_Commercial_School (ID)_New_Miscellaneous_Natural Gas_Miscellaneous_E4 | F4 | Commercial | School (ID) | New | Miscellaneous | Natural Gas | Miscellaneous | E4 | RVT BC Ratio | 0 | 0 | 0 | 0 | 0 | 0 | 0 | 0 | 0 | 0 | 0 | 0 | 0 | 0 | 0 | 0 | 0 | 0 | 0 | 0 | 0 | 0 | 0 | 0 | 0 | 0 | 0
F4_Commercial_School (ID)_New_Miscellaneous_Natural Gas_Miscellaneous_E5 | F4 | Commercial | School (ID) | New | Miscellaneous | Natural Gas | Miscellaneous | E5 | RVT BC Ratio | 0 | 0 | 0 | 0 | 0 | 0 | 0 | 0 | 0 | 0 | 0 | 0 | 0 | 0 | 0 | 0 | 0 | 0 | 0 | 0 | 0 | 0 | 0 | 0 | 0 | 0 | 0
F4_Commercial_School (ID)_New_Miscellaneous_Natural Gas_Miscellaneous_E6 | F4 | Commercial | School (ID) | New | Miscellaneous | Natural Gas | Miscellaneous | E6 | RVT BC Ratio | 0 | 0 | 0 | 0 | 0 | 0 | 0 | 0 | 0 | 0 | 0 | 0 | 0 | 0 | 0 | 0 | 0 | 0 | 0 | 0 | 0 | 0 | 0 | 0 | 0 | 0 | 0
F4_Commercial_School (ID)_New_Miscellaneous_Natural Gas_Miscellaneous_E7 | F4 | Commercial | School (ID) | New | Miscellaneous | Natural Gas | Miscellaneous | E7 | RVT BC Ratio | 0 | 0 | 0 | 0 | 0 | 0 | 0 | 0 | 0 | 0 | 0 | 0 | 0 | 0 | 0 | 0 | 0 | 0 | 0 | 0 | 0 | 0 | 0 | 0 | 0 | 0 | 0
F4_Commercial_School (ID)_New_Miscellaneous_Natural Gas_Miscellaneous_E8 | F4 | Commercial | School (ID) | New | Miscellaneous | Natural Gas | Miscellaneous | E8 | RVT BC Ratio | 0 | 0 | 0 | 0 | 0 | 0 | 0 | 0 | 0 | 0 | 0 | 0 | 0 | 0 | 0 | 0 | 0 | 0 | 0 | 0 | 0 | 0 | 0 | 0 | 0 | 0 | 0
F4_Commercial_School (ID)_New_Miscellaneous_Natural Gas_Miscellaneous_E9 | F4 | Commercial | School (ID) | New | Miscellaneous | Natural Gas | Miscellaneous | E9 | RVT BC Ratio | 0 | 0 | 0 | 0 | 0 | 0 | 0 | 0 | 0 | 0 | 0 | 0 | 0 | 0 | 0 | 0 | 0 | 0 | 0 | 0 | 0 | 0 | 0 | 0 | 0 | 0 | 0
F4_Commercial_School (ID)_New_Miscellaneous_Natural Gas_Miscellaneous_E10 | F4 | Commercial | School (ID) | New | Miscellaneous | Natural Gas | Miscellaneous | E10 | RVT BC Ratio | 0 | 0 | 0 | 0 | 0 | 0 | 0 | 0 | 0 | 0 | 0 | 0 | 0 | 0 | 0 | 0 | 0 | 0 | 0 | 0 | 0 | 0 | 0 | 0 | 0 | 0 | 0
F5_Commercial_School (ID)_New_Miscellaneous_Natural Gas_Miscellaneous_E1 | F5 | Commercial | School (ID) | New | Miscellaneous | Natural Gas | Miscellaneous | E1 | RIM BC Ratio | [24 empty] | 1 | 1 | 1 | bar: 2019 to 2042
F5_Commercial_School (ID)_New_Miscellaneous_Natural Gas_Miscellaneous_E2 | F5 | Commercial | School (ID) | New | Miscellaneous | Natural Gas | Miscellaneous | E2 | RIM BC Ratio | 0 | 0 | 0 | 0 | 0 | 0 | 0 | 0 | 0 | 0 | 0 | 0 | 0 | 0 | 0 | 0 | 0 | 0 | 0 | 0 | 0 | 0 | 0 | 0 | 0 | 0 | 0
F5_Commercial_School (ID)_New_Miscellaneous_Natural Gas_Miscellaneous_E3 | F5 | Commercial | School (ID) | New | Miscellaneous | Natural Gas | Miscellaneous | E3 | RIM BC Ratio | 0 | 0 | 0 | 0 | 0 | 0 | 0 | 0 | 0 | 0 | 0 | 0 | 0 | 0 | 0 | 0 | 0 | 0 | 0 | 0 | 0 | 0 | 0 | 0 | 0 | 0 | 0
F5_Commercial_School (ID)_New_Miscellaneous_Natural Gas_Miscellaneous_E4 | F5 | Commercial | School (ID) | New | Miscellaneous | Natural Gas | Miscellaneous | E4 | RIM BC Ratio | 0 | 0 | 0 | 0 | 0 | 0 | 0 | 0 | 0 | 0 | 0 | 0 | 0 | 0 | 0 | 0 | 0 | 0 | 0 | 0 | 0 | 0 | 0 | 0 | 0 | 0 | 0
F5_Commercial_School (ID)_New_Miscellaneous_Natural Gas_Miscellaneous_E5 | F5 | Commercial | School (ID) | New | Miscellaneous | Natural Gas | Miscellaneous | E5 | RIM BC Ratio | 0 | 0 | 0 | 0 | 0 | 0 | 0 | 0 | 0 | 0 | 0 | 0 | 0 | 0 | 0 | 0 | 0 | 0 | 0 | 0 | 0 | 0 | 0 | 0 | 0 | 0 | 0
F5_Commercial_School (ID)_New_Miscellaneous_Natural Gas_Miscellaneous_E6 | F5 | Commercial | School (ID) | New | Miscellaneous | Natural Gas | Miscellaneous | E6 | RIM BC Ratio | 0 | 0 | 0 | 0 | 0 | 0 | 0 | 0 | 0 | 0 | 0 | 0 | 0 | 0 | 0 | 0 | 0 | 0 | 0 | 0 | 0 | 0 | 0 | 0 | 0 | 0 | 0
F5_Commercial_School (ID)_New_Miscellaneous_Natural Gas_Miscellaneous_E7 | F5 | Commercial | School (ID) | New | Miscellaneous | Natural Gas | Miscellaneous | E7 | RIM BC Ratio | 0 | 0 | 0 | 0 | 0 | 0 | 0 | 0 | 0 | 0 | 0 | 0 | 0 | 0 | 0 | 0 | 0 | 0 | 0 | 0 | 0 | 0 | 0 | 0 | 0 | 0 | 0
F5_Commercial_School (ID)_New_Miscellaneous_Natural Gas_Miscellaneous_E8 | F5 | Commercial | School (ID) | New | Miscellaneous | Natural Gas | Miscellaneous | E8 | RIM BC Ratio | 0 | 0 | 0 | 0 | 0 | 0 | 0 | 0 | 0 | 0 | 0 | 0 | 0 | 0 | 0 | 0 | 0 | 0 | 0 | 0 | 0 | 0 | 0 | 0 | 0 | 0 | 0
F5_Commercial_School (ID)_New_Miscellaneous_Natural Gas_Miscellaneous_E9 | F5 | Commercial | School (ID) | New | Miscellaneous | Natural Gas | Miscellaneous | E9 | RIM BC Ratio | 0 | 0 | 0 | 0 | 0 | 0 | 0 | 0 | 0 | 0 | 0 | 0 | 0 | 0 | 0 | 0 | 0 | 0 | 0 | 0 | 0 | 0 | 0 | 0 | 0 | 0 | 0
F5_Commercial_School (ID)_New_Miscellaneous_Natural Gas_Miscellaneous_E10 | F5 | Commercial | School (ID) | New | Miscellaneous | Natural Gas | Miscellaneous | E10 | RIM BC Ratio | 0 | 0 | 0 | 0 | 0 | 0 | 0 | 0 | 0 | 0 | 0 | 0 | 0 | 0 | 0 | 0 | 0 | 0 | 0 | 0 | 0 | 0 | 0 | 0 | 0 | 0 | 0
F0_Commercial_College (ID)_Existing_Space Heating_Natural Gas_Furnace_E0 | F0 | Commercial | College (ID) | Existing | Space Heating | Natural Gas | Furnace | E0 | Economic Unit | AFUE 80% (Standard) | AFUE 80% (Standard) | AFUE 80% (Standard) | AFUE 80% (Standard) | AFUE 80% (Standard) | AFUE 80% (Standard) | AFUE 80% (Standard) | AFUE 80% (Standard) | AFUE 80% (Standard) | AFUE 80% (Standard) | AFUE 80% (Standard) | AFUE 80% (Standard) | AFUE 80% (Standard) | AFUE 80% (Standard) | AFUE 80% (Standard) | AFUE 80% (Standard) | AFUE 80% (Standard) | AFUE 80% (Standard) | AFUE 80% (Standard) | AFUE 80% (Standard) | AFUE 80% (Standard) | AFUE 80% (Standard) | AFUE 80% (Standard) | AFUE 80% (Standard) | AFUE 80% (Standard) | AFUE 80% (Standard) | AFUE 80% (Standard)
F1_Commercial_College (ID)_Existing_Space Heating_Natural Gas_Furnace_E1 | F1 | Commercial | College (ID) | Existing | Space Heating | Natural Gas | Furnace | E1 | CCE | 0 | 0 | 0 | 0 | 0 | 0 | 0 | 0 | 0 | 0 | 0 | 0 | 0 | 0 | 0 | 0 | 0 | 0 | 0 | 0 | 0 | 0 | 0 | 0 | 0 | 0 | 0
F1_Commercial_College (ID)_Existing_Space Heating_Natural Gas_Furnace_E2 | F1 | Commercial | College (ID) | Existing | Space Heating | Natural Gas | Furnace | E2 | CCE | 0.048076 | 0.049891 | 0.049891 | 0.049891 | 0.049891 | 0.049891 | 0.049891 | 0.049891 | 0.049891 | 0.049891 | 0.049891 | 0.049891 | 0.049891 | 0.049891 | 0.049891 | 0.049891 | 0.049891 | 0.049891 | 0.049891 | 0.049891 | 0.049891 | 0.049891 | 0.049891 | 0.049891 | 0.049891 | 0.049891 | 0.049891
F1_Commercial_College (ID)_Existing_Space Heating_Natural Gas_Furnace_E3 | F1 | Commercial | College (ID) | Existing | Space Heating | Natural Gas | Furnace | E3 | CCE | 0.0071765 | 0.0074475 | 0.0074475 | 0.0074475 | 0.0074475 | 0.0074475 | 0.0074475 | 0.0074475 | 0.0074475 | 0.0074475 | 0.0074475 | 0.0074475 | 0.0074475 | 0.0074475 | 0.0074475 | 0.0074475 | 0.0074475 | 0.0074475 | 0.0074475 | 0.0074475 | 0.0074475 | 0.0074475 | 0.0074475 | 0.0074475 | 0.0074475 | 0.0074475 | 0.0074475
F1_Commercial_College (ID)_Existing_Space Heating_Natural Gas_Furnace_E4 | F1 | Commercial | College (ID) | Existing | Space Heating | Natural Gas | Furnace | E4 | CCE | 0 | 0 | 0 | 0 | 0 | 0 | 0 | 0 | 0 | 0 | 0 | 0 | 0 | 0 | 0 | 0 | 0 | 0 | 0 | 0 | 0 | 0 | 0 | 0 | 0 | 0 | 0
F1_Commercial_College (ID)_Existing_Space Heating_Natural Gas_Furnace_E5 | F1 | Commercial | College (ID) | Existing | Space Heating | Natural Gas | Furnace | E5 | CCE | 0 | 0 | 0 | 0 | 0 | 0 | 0 | 0 | 0 | 0 | 0 | 0 | 0 | 0 | 0 | 0 | 0 | 0 | 0 | 0 | 0 | 0 | 0 | 0 | 0 | 0 | 0
F1_Commercial_College (ID)_Existing_Space Heating_Natural Gas_Furnace_E6 | F1 | Commercial | College (ID) | Existing | Space Heating | Natural Gas | Furnace | E6 | CCE | 0 | 0 | 0 | 0 | 0 | 0 | 0 | 0 | 0 | 0 | 0 | 0 | 0 | 0 | 0 | 0 | 0 | 0 | 0 | 0 | 0 | 0 | 0 | 0 | 0 | 0 | 0
F1_Commercial_College (ID)_Existing_Space Heating_Natural Gas_Furnace_E7 | F1 | Commercial | College (ID) | Existing | Space Heating | Natural Gas | Furnace | E7 | CCE | 0 | 0 | 0 | 0 | 0 | 0 | 0 | 0 | 0 | 0 | 0 | 0 | 0 | 0 | 0 | 0 | 0 | 0 | 0 | 0 | 0 | 0 | 0 | 0 | 0 | 0 | 0
F1_Commercial_College (ID)_Existing_Space Heating_Natural Gas_Furnace_E8 | F1 | Commercial | College (ID) | Existing | Space Heating | Natural Gas | Furnace | E8 | CCE | 0 | 0 | 0 | 0 | 0 | 0 | 0 | 0 | 0 | 0 | 0 | 0 | 0 | 0 | 0 | 0 | 0 | 0 | 0 | 0 | 0 | 0 | 0 | 0 | 0 | 0 | 0
F1_Commercial_College (ID)_Existing_Space Heating_Natural Gas_Furnace_E9 | F1 | Commercial | College (ID) | Existing | Space Heating | Natural Gas | Furnace | E9 | CCE | 0 | 0 | 0 | 0 | 0 | 0 | 0 | 0 | 0 | 0 | 0 | 0 | 0 | 0 | 0 | 0 | 0 | 0 | 0 | 0 | 0 | 0 | 0 | 0 | 0 | 0 | 0
F1_Commercial_College (ID)_Existing_Space Heating_Natural Gas_Furnace_E10 | F1 | Commercial | College (ID) | Existing | Space Heating | Natural Gas | Furnace | E10 | CCE | 0 | 0 | 0 | 0 | 0 | 0 | 0 | 0 | 0 | 0 | 0 | 0 | 0 | 0 | 0 | 0 | 0 | 0 | 0 | 0 | 0 | 0 | 0 | 0 | 0 | 0 | 0
F2_Commercial_College (ID)_Existing_Space Heating_Natural Gas_Furnace_E1 | F2 | Commercial | College (ID) | Existing | Space Heating | Natural Gas | Furnace | E1 | TRC BC Ratio | [24 empty] | 1 | 1 | 1 | bar: 2019 to 2042
F2_Commercial_College (ID)_Existing_Space Heating_Natural Gas_Furnace_E2 | F2 | Commercial | College (ID) | Existing | Space Heating | Natural Gas | Furnace | E2 | TRC BC Ratio | 0.078227 | 0.079364 | 0.080976 | 0.082816 | 0.084903 | 0.087939 | 0.091038 | 0.094328 | 0.097424 | 0.10056 | 0.10331 | 0.10579 | 0.10855 | 0.11141 | 0.11403 | 0.11659 | 0.11893 | 0.12135 | 0.12389 | 0.12649 | 0.12914 | 0.13196 | 0.1353 | 0.13817 | 0.1411 | 0.14409 | 0.14715
F2_Commercial_College (ID)_Existing_Space Heating_Natural Gas_Furnace_E3 | F2 | Commercial | College (ID) | Existing | Space Heating | Natural Gas | Furnace | E3 | TRC BC Ratio | 0.52404 | 0.53166 | 0.54246 | 0.55479 | 0.56877 | 0.58911 | 0.60987 | 0.63191 | 0.65265 | 0.67368 | 0.69208 | 0.70872 | 0.72718 | 0.74633 | 0.76386 | 0.78102 | 0.79673 | 0.81296 | 0.82993 | 0.84736 | 0.86511 | 0.88398 | 0.90635 | 0.92559 | 0.94523 | 0.9653 | 0.98578
F2_Commercial_College (ID)_Existing_Space Heating_Natural Gas_Furnace_E4 | F2 | Commercial | College (ID) | Existing | Space Heating | Natural Gas | Furnace | E4 | TRC BC Ratio | 0 | 0 | 0 | 0 | 0 | 0 | 0 | 0 | 0 | 0 | 0 | 0 | 0 | 0 | 0 | 0 | 0 | 0 | 0 | 0 | 0 | 0 | 0 | 0 | 0 | 0 | 0
F2_Commercial_College (ID)_Existing_Space Heating_Natural Gas_Furnace_E5 | F2 | Commercial | College (ID) | Existing | Space Heating | Natural Gas | Furnace | E5 | TRC BC Ratio | 0 | 0 | 0 | 0 | 0 | 0 | 0 | 0 | 0 | 0 | 0 | 0 | 0 | 0 | 0 | 0 | 0 | 0 | 0 | 0 | 0 | 0 | 0 | 0 | 0 | 0 | 0
F2_Commercial_College (ID)_Existing_Space Heating_Natural Gas_Furnace_E6 | F2 | Commercial | College (ID) | Existing | Space Heating | Natural Gas | Furnace | E6 | TRC BC Ratio | 0 | 0 | 0 | 0 | 0 | 0 | 0 | 0 | 0 | 0 | 0 | 0 | 0 | 0 | 0 | 0 | 0 | 0 | 0 | 0 | 0 | 0 | 0 | 0 | 0 | 0 | 0
F2_Commercial_College (ID)_Existing_Space Heating_Natural Gas_Furnace_E7 | F2 | Commercial | College (ID) | Existing | Space Heating | Natural Gas | Furnace | E7 | TRC BC Ratio | 0 | 0 | 0 | 0 | 0 | 0 | 0 | 0 | 0 | 0 | 0 | 0 | 0 | 0 | 0 | 0 | 0 | 0 | 0 | 0 | 0 | 0 | 0 | 0 | 0 | 0 | 0
F2_Commercial_College (ID)_Existing_Space Heating_Natural Gas_Furnace_E8 | F2 | Commercial | College (ID) | Existing | Space Heating | Natural Gas | Furnace | E8 | TRC BC Ratio | 0 | 0 | 0 | 0 | 0 | 0 | 0 | 0 | 0 | 0 | 0 | 0 | 0 | 0 | 0 | 0 | 0 | 0 | 0 | 0 | 0 | 0 | 0 | 0 | 0 | 0 | 0
F2_Commercial_College (ID)_Existing_Space Heating_Natural Gas_Furnace_E9 | F2 | Commercial | College (ID) | Existing | Space Heating | Natural Gas | Furnace | E9 | TRC BC Ratio | 0 | 0 | 0 | 0 | 0 | 0 | 0 | 0 | 0 | 0 | 0 | 0 | 0 | 0 | 0 | 0 | 0 | 0 | 0 | 0 | 0 | 0 | 0 | 0 | 0 | 0 | 0
F2_Commercial_College (ID)_Existing_Space Heating_Natural Gas_Furnace_E10 | F2 | Commercial | College (ID) | Existing | Space Heating | Natural Gas | Furnace | E10 | TRC BC Ratio | 0 | 0 | 0 | 0 | 0 | 0 | 0 | 0 | 0 | 0 | 0 | 0 | 0 | 0 | 0 | 0 | 0 | 0 | 0 | 0 | 0 | 0 | 0 | 0 | 0 | 0 | 0
F3_Commercial_College (ID)_Existing_Space Heating_Natural Gas_Furnace_E1 | F3 | Commercial | College (ID) | Existing | Space Heating | Natural Gas | Furnace | E1 | PACT BC Ratio | [24 empty] | 1 | 1 | 1 | bar: 2019 to 2042
F3_Commercial_College (ID)_Existing_Space Heating_Natural Gas_Furnace_E2 | F3 | Commercial | College (ID) | Existing | Space Heating | Natural Gas | Furnace | E2 | PACT BC Ratio | 0.21911 | 0.22229 | 0.22681 | 0.23196 | 0.2378 | 0.24631 | 0.25499 | 0.2642 | 0.27288 | 0.28167 | 0.28937 | 0.29632 | 0.30404 | 0.31205 | 0.31938 | 0.32655 | 0.33312 | 0.3399 | 0.347 | 0.35429 | 0.36171 | 0.3696 | 0.37895 | 0.38699 | 0.39521 | 0.4036 | 0.41216
F3_Commercial_College (ID)_Existing_Space Heating_Natural Gas_Furnace_E3 | F3 | Commercial | College (ID) | Existing | Space Heating | Natural Gas | Furnace | E3 | PACT BC Ratio | 1.4678 | 1.4891 | 1.5194 | 1.5539 | 1.5931 | 1.65 | 1.7082 | 1.7699 | 1.828 | 1.8869 | 1.9385 | 1.9851 | 2.0368 | 2.0904 | 2.1395 | 2.1876 | 2.2316 | 2.277 | 2.3246 | 2.3734 | 2.4231 | 2.4759 | 2.5386 | 2.5925 | 2.6475 | 2.7037 | 2.7611
F3_Commercial_College (ID)_Existing_Space Heating_Natural Gas_Furnace_E4 | F3 | Commercial | College (ID) | Existing | Space Heating | Natural Gas | Furnace | E4 | PACT BC Ratio | 0 | 0 | 0 | 0 | 0 | 0 | 0 | 0 | 0 | 0 | 0 | 0 | 0 | 0 | 0 | 0 | 0 | 0 | 0 | 0 | 0 | 0 | 0 | 0 | 0 | 0 | 0
F3_Commercial_College (ID)_Existing_Space Heating_Natural Gas_Furnace_E5 | F3 | Commercial | College (ID) | Existing | Space Heating | Natural Gas | Furnace | E5 | PACT BC Ratio | 0 | 0 | 0 | 0 | 0 | 0 | 0 | 0 | 0 | 0 | 0 | 0 | 0 | 0 | 0 | 0 | 0 | 0 | 0 | 0 | 0 | 0 | 0 | 0 | 0 | 0 | 0
F3_Commercial_College (ID)_Existing_Space Heating_Natural Gas_Furnace_E6 | F3 | Commercial | College (ID) | Existing | Space Heating | Natural Gas | Furnace | E6 | PACT BC Ratio | 0 | 0 | 0 | 0 | 0 | 0 | 0 | 0 | 0 | 0 | 0 | 0 | 0 | 0 | 0 | 0 | 0 | 0 | 0 | 0 | 0 | 0 | 0 | 0 | 0 | 0 | 0
F3_Commercial_College (ID)_Existing_Space Heating_Natural Gas_Furnace_E7 | F3 | Commercial | College (ID) | Existing | Space Heating | Natural Gas | Furnace | E7 | PACT BC Ratio | 0 | 0 | 0 | 0 | 0 | 0 | 0 | 0 | 0 | 0 | 0 | 0 | 0 | 0 | 0 | 0 | 0 | 0 | 0 | 0 | 0 | 0 | 0 | 0 | 0 | 0 | 0
F3_Commercial_College (ID)_Existing_Space Heating_Natural Gas_Furnace_E8 | F3 | Commercial | College (ID) | Existing | Space Heating | Natural Gas | Furnace | E8 | PACT BC Ratio | 0 | 0 | 0 | 0 | 0 | 0 | 0 | 0 | 0 | 0 | 0 | 0 | 0 | 0 | 0 | 0 | 0 | 0 | 0 | 0 | 0 | 0 | 0 | 0 | 0 | 0 | 0
F3_Commercial_College (ID)_Existing_Space Heating_Natural Gas_Furnace_E9 | F3 | Commercial | College (ID) | Existing | Space Heating | Natural Gas | Furnace | E9 | PACT BC Ratio | 0 | 0 | 0 | 0 | 0 | 0 | 0 | 0 | 0 | 0 | 0 | 0 | 0 | 0 | 0 | 0 | 0 | 0 | 0 | 0 | 0 | 0 | 0 | 0 | 0 | 0 | 0
F3_Commercial_College (ID)_Existing_Space Heating_Natural Gas_Furnace_E10 | F3 | Commercial | College (ID) | Existing | Space Heating | Natural Gas | Furnace | E10 | PACT BC Ratio | 0 | 0 | 0 | 0 | 0 | 0 | 0 | 0 | 0 | 0 | 0 | 0 | 0 | 0 | 0 | 0 | 0 | 0 | 0 | 0 | 0 | 0 | 0 | 0 | 0 | 0 | 0
F4_Commercial_College (ID)_Existing_Space Heating_Natural Gas_Furnace_E1 | F4 | Commercial | College (ID) | Existing | Space Heating | Natural Gas | Furnace | E1 | RVT BC Ratio | [24 empty] | 1 | 1 | 1 | bar: 2019 to 2042
F4_Commercial_College (ID)_Existing_Space Heating_Natural Gas_Furnace_E2 | F4 | Commercial | College (ID) | Existing | Space Heating | Natural Gas | Furnace | E2 | RVT BC Ratio | 0.338 | 0.33892 | 0.34043 | 0.34218 | 0.34419 | 0.34746 | 0.3507 | 0.35409 | 0.35706 | 0.35995 | 0.36322 | 0.36608 | 0.36927 | 0.37254 | 0.37546 | 0.37826 | 0.38073 | 0.38325 | 0.38586 | 0.3885 | 0.39115 | 0.3947 | 0.3989 | 0.40252 | 0.40622 | 0.40999 | 0.41385
F4_Commercial_College (ID)_Existing_Space Heating_Natural Gas_Furnace_E3 | F4 | Commercial | College (ID) | Existing | Space Heating | Natural Gas | Furnace | E3 | RVT BC Ratio | 0.96246 | 0.96856 | 0.97871 | 0.99044 | 1.0039 | 1.0258 | 1.0475 | 1.0702 | 1.0901 | 1.1095 | 1.1314 | 1.1506 | 1.1719 | 1.1938 | 1.2134 | 1.2322 | 1.2487 | 1.2656 | 1.2831 | 1.3008 | 1.3185 | 1.3422 | 1.3704 | 1.3947 | 1.4194 | 1.4447 | 1.4705
F4_Commercial_College (ID)_Existing_Space Heating_Natural Gas_Furnace_E4 | F4 | Commercial | College (ID) | Existing | Space Heating | Natural Gas | Furnace | E4 | RVT BC Ratio | 0 | 0 | 0 | 0 | 0 | 0 | 0 | 0 | 0 | 0 | 0 | 0 | 0 | 0 | 0 | 0 | 0 | 0 | 0 | 0 | 0 | 0 | 0 | 0 | 0 | 0 | 0
F4_Commercial_College (ID)_Existing_Space Heating_Natural Gas_Furnace_E5 | F4 | Commercial | College (ID) | Existing | Space Heating | Natural Gas | Furnace | E5 | RVT BC Ratio | 0 | 0 | 0 | 0 | 0 | 0 | 0 | 0 | 0 | 0 | 0 | 0 | 0 | 0 | 0 | 0 | 0 | 0 | 0 | 0 | 0 | 0 | 0 | 0 | 0 | 0 | 0
F4_Commercial_College (ID)_Existing_Space Heating_Natural Gas_Furnace_E6 | F4 | Commercial | College (ID) | Existing | Space Heating | Natural Gas | Furnace | E6 | RVT BC Ratio | 0 | 0 | 0 | 0 | 0 | 0 | 0 | 0 | 0 | 0 | 0 | 0 | 0 | 0 | 0 | 0 | 0 | 0 | 0 | 0 | 0 | 0 | 0 | 0 | 0 | 0 | 0
F4_Commercial_College (ID)_Existing_Space Heating_Natural Gas_Furnace_E7 | F4 | Commercial | College (ID) | Existing | Space Heating | Natural Gas | Furnace | E7 | RVT BC Ratio | 0 | 0 | 0 | 0 | 0 | 0 | 0 | 0 | 0 | 0 | 0 | 0 | 0 | 0 | 0 | 0 | 0 | 0 | 0 | 0 | 0 | 0 | 0 | 0 | 0 | 0 | 0
F4_Commercial_College (ID)_Existing_Space Heating_Natural Gas_Furnace_E8 | F4 | Commercial | College (ID) | Existing | Space Heating | Natural Gas | Furnace | E8 | RVT BC Ratio | 0 | 0 | 0 | 0 | 0 | 0 | 0 | 0 | 0 | 0 | 0 | 0 | 0 | 0 | 0 | 0 | 0 | 0 | 0 | 0 | 0 | 0 | 0 | 0 | 0 | 0 | 0
F4_Commercial_College (ID)_Existing_Space Heating_Natural Gas_Furnace_E9 | F4 | Commercial | College (ID) | Existing | Space Heating | Natural Gas | Furnace | E9 | RVT BC Ratio | 0 | 0 | 0 | 0 | 0 | 0 | 0 | 0 | 0 | 0 | 0 | 0 | 0 | 0 | 0 | 0 | 0 | 0 | 0 | 0 | 0 | 0 | 0 | 0 | 0 | 0 | 0
F4_Commercial_College (ID)_Existing_Space Heating_Natural Gas_Furnace_E10 | F4 | Commercial | College (ID) | Existing | Space Heating | Natural Gas | Furnace | E10 | RVT BC Ratio | 0 | 0 | 0 | 0 | 0 | 0 | 0 | 0 | 0 | 0 | 0 | 0 | 0 | 0 | 0 | 0 | 0 | 0 | 0 | 0 | 0 | 0 | 0 | 0 | 0 | 0 | 0
F5_Commercial_College (ID)_Existing_Space Heating_Natural Gas_Furnace_E1 | F5 | Commercial | College (ID) | Existing | Space Heating | Natural Gas | Furnace | E1 | RIM BC Ratio | [24 empty] | 1 | 1 | 1 | bar: 2019 to 2042
F5_Commercial_College (ID)_Existing_Space Heating_Natural Gas_Furnace_E2 | F5 | Commercial | College (ID) | Existing | Space Heating | Natural Gas | Furnace | E2 | RIM BC Ratio | 0.17448 | 0.17672 | 0.1798 | 0.18329 | 0.18722 | 0.19276 | 0.19838 | 0.20429 | 0.20987 | 0.21551 | 0.22011 | 0.22427 | 0.22882 | 0.2335 | 0.23778 | 0.24194 | 0.24576 | 0.24968 | 0.25376 | 0.25792 | 0.26215 | 0.26627 | 0.27109 | 0.27518 | 0.27931 | 0.28347 | 0.28767
F5_Commercial_College (ID)_Existing_Space Heating_Natural Gas_Furnace_E3 | F5 | Commercial | College (ID) | Existing | Space Heating | Natural Gas | Furnace | E3 | RIM BC Ratio | 0.54097 | 0.54596 | 0.55226 | 0.55924 | 0.56693 | 0.57672 | 0.58665 | 0.59698 | 0.60705 | 0.61735 | 0.62378 | 0.62971 | 0.63608 | 0.64254 | 0.64854 | 0.65442 | 0.65996 | 0.66565 | 0.67153 | 0.67755 | 0.68367 | 0.68781 | 0.69256 | 0.69651 | 0.70042 | 0.70429 | 0.70813
F5_Commercial_College (ID)_Existing_Space Heating_Natural Gas_Furnace_E4 | F5 | Commercial | College (ID) | Existing | Space Heating | Natural Gas | Furnace | E4 | RIM BC Ratio | 0 | 0 | 0 | 0 | 0 | 0 | 0 | 0 | 0 | 0 | 0 | 0 | 0 | 0 | 0 | 0 | 0 | 0 | 0 | 0 | 0 | 0 | 0 | 0 | 0 | 0 | 0
F5_Commercial_College (ID)_Existing_Space Heating_Natural Gas_Furnace_E5 | F5 | Commercial | College (ID) | Existing | Space Heating | Natural Gas | Furnace | E5 | RIM BC Ratio | 0 | 0 | 0 | 0 | 0 | 0 | 0 | 0 | 0 | 0 | 0 | 0 | 0 | 0 | 0 | 0 | 0 | 0 | 0 | 0 | 0 | 0 | 0 | 0 | 0 | 0 | 0
F5_Commercial_College (ID)_Existing_Space Heating_Natural Gas_Furnace_E6 | F5 | Commercial | College (ID) | Existing | Space Heating | Natural Gas | Furnace | E6 | RIM BC Ratio | 0 | 0 | 0 | 0 | 0 | 0 | 0 | 0 | 0 | 0 | 0 | 0 | 0 | 0 | 0 | 0 | 0 | 0 | 0 | 0 | 0 | 0 | 0 | 0 | 0 | 0 | 0
F5_Commercial_College (ID)_Existing_Space Heating_Natural Gas_Furnace_E7 | F5 | Commercial | College (ID) | Existing | Space Heating | Natural Gas | Furnace | E7 | RIM BC Ratio | 0 | 0 | 0 | 0 | 0 | 0 | 0 | 0 | 0 | 0 | 0 | 0 | 0 | 0 | 0 | 0 | 0 | 0 | 0 | 0 | 0 | 0 | 0 | 0 | 0 | 0 | 0
F5_Commercial_College (ID)_Existing_Space Heating_Natural Gas_Furnace_E8 | F5 | Commercial | College (ID) | Existing | Space Heating | Natural Gas | Furnace | E8 | RIM BC Ratio | 0 | 0 | 0 | 0 | 0 | 0 | 0 | 0 | 0 | 0 | 0 | 0 | 0 | 0 | 0 | 0 | 0 | 0 | 0 | 0 | 0 | 0 | 0 | 0 | 0 | 0 | 0
F5_Commercial_College (ID)_Existing_Space Heating_Natural Gas_Furnace_E9 | F5 | Commercial | College (ID) | Existing | Space Heating | Natural Gas | Furnace | E9 | RIM BC Ratio | 0 | 0 | 0 | 0 | 0 | 0 | 0 | 0 | 0 | 0 | 0 | 0 | 0 | 0 | 0 | 0 | 0 | 0 | 0 | 0 | 0 | 0 | 0 | 0 | 0 | 0 | 0
F5_Commercial_College (ID)_Existing_Space Heating_Natural Gas_Furnace_E10 | F5 | Commercial | College (ID) | Existing | Space Heating | Natural Gas | Furnace | E10 | RIM BC Ratio | 0 | 0 | 0 | 0 | 0 | 0 | 0 | 0 | 0 | 0 | 0 | 0 | 0 | 0 | 0 | 0 | 0 | 0 | 0 | 0 | 0 | 0 | 0 | 0 | 0 | 0 | 0
F0_Commercial_College (ID)_Existing_Space Heating_Natural Gas_Boiler_E0 | F0 | Commercial | College (ID) | Existing | Space Heating | Natural Gas | Boiler | E0 | Economic Unit | AFUE 97% | AFUE 97% | AFUE 97% | AFUE 97% | AFUE 97% | AFUE 97% | AFUE 97% | AFUE 97% | AFUE 97% | AFUE 97% | AFUE 97% | AFUE 97% | AFUE 97% | AFUE 97% | AFUE 97% | AFUE 97% | AFUE 97% | AFUE 97% | AFUE 97% | AFUE 97% | AFUE 97% | AFUE 97% | AFUE 97% | AFUE 97% | AFUE 97% | AFUE 97% | AFUE 97%
F1_Commercial_College (ID)_Existing_Space Heating_Natural Gas_Boiler_E1 | F1 | Commercial | College (ID) | Existing | Space Heating | Natural Gas | Boiler | E1 | CCE | 0 | 0 | 0 | 0 | 0 | 0 | 0 | 0 | 0 | 0 | 0 | 0 | 0 | 0 | 0 | 0 | 0 | 0 | 0 | 0 | 0 | 0 | 0 | 0 | 0 | 0 | 0
F1_Commercial_College (ID)_Existing_Space Heating_Natural Gas_Boiler_E2 | F1 | Commercial | College (ID) | Existing | Space Heating | Natural Gas | Boiler | E2 | CCE | 0.0030567 | 0.0031721 | 0.0031721 | 0.0031721 | 0.0031721 | 0.0031721 | 0.0031721 | 0.0031721 | 0.0031721 | 0.0031721 | 0.0031721 | 0.0031721 | 0.0031721 | 0.0031721 | 0.0031721 | 0.0031721 | 0.0031721 | 0.0031721 | 0.0031721 | 0.0031721 | 0.0031721 | 0.0031721 | 0.0031721 | 0.0031721 | 0.0031721 | 0.0031721 | 0.0031721
F1_Commercial_College (ID)_Existing_Space Heating_Natural Gas_Boiler_E3 | F1 | Commercial | College (ID) | Existing | Space Heating | Natural Gas | Boiler | E3 | CCE | -0.00066818 | -0.00069341 | -0.00069341 | -0.00069341 | -0.00069341 | -0.00069341 | -0.00069341 | -0.00069341 | -0.00069341 | -0.00069341 | -0.00069341 | -0.00069341 | -0.00069341 | -0.00069341 | -0.00069341 | -0.00069341 | -0.00069341 | -0.00069341 | -0.00069341 | -0.00069341 | -0.00069341 | -0.00069341 | -0.00069341 | -0.00069341 | -0.00069341 | -0.00069341 | -0.00069341
F1_Commercial_College (ID)_Existing_Space Heating_Natural Gas_Boiler_E4 | F1 | Commercial | College (ID) | Existing | Space Heating | Natural Gas | Boiler | E4 | CCE | 0.07028 | 0.072934 | 0.072934 | 0.072934 | 0.072934 | 0.072934 | 0.072934 | 0.072934 | 0.072934 | 0.072934 | 0.072934 | 0.072934 | 0.072934 | 0.072934 | 0.072934 | 0.072934 | 0.072934 | 0.072934 | 0.072934 | 0.072934 | 0.072934 | 0.072934 | 0.072934 | 0.072934 | 0.072934 | 0.072934 | 0.072934
F1_Commercial_College (ID)_Existing_Space Heating_Natural Gas_Boiler_E5 | F1 | Commercial | College (ID) | Existing | Space Heating | Natural Gas | Boiler | E5 | CCE | 0 | 0 | 0 | 0 | 0 | 0 | 0 | 0 | 0 | 0 | 0 | 0 | 0 | 0 | 0 | 0 | 0 | 0 | 0 | 0 | 0 | 0 | 0 | 0 | 0 | 0 | 0
F1_Commercial_College (ID)_Existing_Space Heating_Natural Gas_Boiler_E6 | F1 | Commercial | College (ID) | Existing | Space Heating | Natural Gas | Boiler | E6 | CCE | 0 | 0 | 0 | 0 | 0 | 0 | 0 | 0 | 0 | 0 | 0 | 0 | 0 | 0 | 0 | 0 | 0 | 0 | 0 | 0 | 0 | 0 | 0 | 0 | 0 | 0 | 0
F1_Commercial_College (ID)_Existing_Space Heating_Natural Gas_Boiler_E7 | F1 | Commercial | College (ID) | Existing | Space Heating | Natural Gas | Boiler | E7 | CCE | 0 | 0 | 0 | 0 | 0 | 0 | 0 | 0 | 0 | 0 | 0 | 0 | 0 | 0 | 0 | 0 | 0 | 0 | 0 | 0 | 0 | 0 | 0 | 0 | 0 | 0 | 0
F1_Commercial_College (ID)_Existing_Space Heating_Natural Gas_Boiler_E8 | F1 | Commercial | College (ID) | Existing | Space Heating | Natural Gas | Boiler | E8 | CCE | 0 | 0 | 0 | 0 | 0 | 0 | 0 | 0 | 0 | 0 | 0 | 0 | 0 | 0 | 0 | 0 | 0 | 0 | 0 | 0 | 0 | 0 | 0 | 0 | 0 | 0 | 0
F1_Commercial_College (ID)_Existing_Space Heating_Natural Gas_Boiler_E9 | F1 | Commercial | College (ID) | Existing | Space Heating | Natural Gas | Boiler | E9 | CCE | 0 | 0 | 0 | 0 | 0 | 0 | 0 | 0 | 0 | 0 | 0 | 0 | 0 | 0 | 0 | 0 | 0 | 0 | 0 | 0 | 0 | 0 | 0 | 0 | 0 | 0 | 0
F1_Commercial_College (ID)_Existing_Space Heating_Natural Gas_Boiler_E10 | F1 | Commercial | College (ID) | Existing | Space Heating | Natural Gas | Boiler | E10 | CCE | 0 | 0 | 0 | 0 | 0 | 0 | 0 | 0 | 0 | 0 | 0 | 0 | 0 | 0 | 0 | 0 | 0 | 0 | 0 | 0 | 0 | 0 | 0 | 0 | 0 | 0 | 0
F2_Commercial_College (ID)_Existing_Space Heating_Natural Gas_Boiler_E1 | F2 | Commercial | College (ID) | Existing | Space Heating | Natural Gas | Boiler | E1 | TRC BC Ratio | [24 empty] | 1 | 1 | 1 | bar: 2019 to 2042
F2_Commercial_College (ID)_Existing_Space Heating_Natural Gas_Boiler_E2 | F2 | Commercial | College (ID) | Existing | Space Heating | Natural Gas | Boiler | E2 | TRC BC Ratio | 1.3893 | 1.4136 | 1.4435 | 1.4761 | 1.5115 | 1.5579 | 1.6052 | 1.655 | 1.7029 | 1.7516 | 1.7961 | 1.8379 | 1.8831 | 1.9294 | 1.9733 | 2.0168 | 2.0581 | 2.1006 | 2.1447 | 2.1899 | 2.236 | 2.2841 | 2.3381 | 2.3867 | 2.4358 | 2.4734 | 2.5071
F2_Commercial_College (ID)_Existing_Space Heating_Natural Gas_Boiler_E3 | F2 | Commercial | College (ID) | Existing | Space Heating | Natural Gas | Boiler | E3 | TRC BC Ratio | [24 empty] | 1 | 1 | 1 | bar: 2019 to 2042
F2_Commercial_College (ID)_Existing_Space Heating_Natural Gas_Boiler_E4 | F2 | Commercial | College (ID) | Existing | Space Heating | Natural Gas | Boiler | E4 | TRC BC Ratio | 0.069642 | 0.071065 | 0.072635 | 0.074262 | 0.075948 | 0.077888 | 0.079862 | 0.081917 | 0.083956 | 0.086036 | 0.088047 | 0.090021 | 0.092092 | 0.094188 | 0.096251 | 0.09833 | 0.10038 | 0.10249 | 0.10465 | 0.10687 | 0.10913 | 0.11144 | 0.11388 | 0.11619 | 0.1185 | 0.11958 | 0.12021
F2_Commercial_College (ID)_Existing_Space Heating_Natural Gas_Boiler_E5 | F2 | Commercial | College (ID) | Existing | Space Heating | Natural Gas | Boiler | E5 | TRC BC Ratio | 0 | 0 | 0 | 0 | 0 | 0 | 0 | 0 | 0 | 0 | 0 | 0 | 0 | 0 | 0 | 0 | 0 | 0 | 0 | 0 | 0 | 0 | 0 | 0 | 0 | 0 | 0
F2_Commercial_College (ID)_Existing_Space Heating_Natural Gas_Boiler_E6 | F2 | Commercial | College (ID) | Existing | Space Heating | Natural Gas | Boiler | E6 | TRC BC Ratio | 0 | 0 | 0 | 0 | 0 | 0 | 0 | 0 | 0 | 0 | 0 | 0 | 0 | 0 | 0 | 0 | 0 | 0 | 0 | 0 | 0 | 0 | 0 | 0 | 0 | 0 | 0
F2_Commercial_College (ID)_Existing_Space Heating_Natural Gas_Boiler_E7 | F2 | Commercial | College (ID) | Existing | Space Heating | Natural Gas | Boiler | E7 | TRC BC Ratio | 0 | 0 | 0 | 0 | 0 | 0 | 0 | 0 | 0 | 0 | 0 | 0 | 0 | 0 | 0 | 0 | 0 | 0 | 0 | 0 | 0 | 0 | 0 | 0 | 0 | 0 | 0
F2_Commercial_College (ID)_Existing_Space Heating_Natural Gas_Boiler_E8 | F2 | Commercial | College (ID) | Existing | Space Heating | Natural Gas | Boiler | E8 | TRC BC Ratio | 0 | 0 | 0 | 0 | 0 | 0 | 0 | 0 | 0 | 0 | 0 | 0 | 0 | 0 | 0 | 0 | 0 | 0 | 0 | 0 | 0 | 0 | 0 | 0 | 0 | 0 | 0
F2_Commercial_College (ID)_Existing_Space Heating_Natural Gas_Boiler_E9 | F2 | Commercial | College (ID) | Existing | Space Heating | Natural Gas | Boiler | E9 | TRC BC Ratio | 0 | 0 | 0 | 0 | 0 | 0 | 0 | 0 | 0 | 0 | 0 | 0 | 0 | 0 | 0 | 0 | 0 | 0 | 0 | 0 | 0 | 0 | 0 | 0 | 0 | 0 | 0
F2_Commercial_College (ID)_Existing_Space Heating_Natural Gas_Boiler_E10 | F2 | Commercial | College (ID) | Existing | Space Heating | Natural Gas | Boiler | E10 | TRC BC Ratio | 0 | 0 | 0 | 0 | 0 | 0 | 0 | 0 | 0 | 0 | 0 | 0 | 0 | 0 | 0 | 0 | 0 | 0 | 0 | 0 | 0 | 0 | 0 | 0 | 0 | 0 | 0
F3_Commercial_College (ID)_Existing_Space Heating_Natural Gas_Boiler_E1 | F3 | Commercial | College (ID) | Existing | Space Heating | Natural Gas | Boiler | E1 | PACT BC Ratio | [24 empty] | 1 | 1 | 1 | bar: 2019 to 2042
F3_Commercial_College (ID)_Existing_Space Heating_Natural Gas_Boiler_E2 | F3 | Commercial | College (ID) | Existing | Space Heating | Natural Gas | Boiler | E2 | PACT BC Ratio | 3.8913 | 3.9592 | 4.0431 | 4.1344 | 4.2334 | 4.3634 | 4.4959 | 4.6355 | 4.7697 | 4.9061 | 5.0308 | 5.1478 | 5.2743 | 5.4041 | 5.5269 | 5.6488 | 5.7645 | 5.8836 | 6.0071 | 6.1337 | 6.2628 | 6.3974 | 6.5489 | 6.685 | 6.8225 | 6.9276 | 7.0222
F3_Commercial_College (ID)_Existing_Space Heating_Natural Gas_Boiler_E3 | F3 | Commercial | College (ID) | Existing | Space Heating | Natural Gas | Boiler | E3 | PACT BC Ratio | [24 empty] | 1 | 1 | 1 | bar: 2019 to 2042
F3_Commercial_College (ID)_Existing_Space Heating_Natural Gas_Boiler_E4 | F3 | Commercial | College (ID) | Existing | Space Heating | Natural Gas | Boiler | E4 | PACT BC Ratio | 0.19506 | 0.19905 | 0.20344 | 0.208 | 0.21272 | 0.21816 | 0.22369 | 0.22944 | 0.23515 | 0.24098 | 0.24661 | 0.25214 | 0.25794 | 0.26381 | 0.26959 | 0.27541 | 0.28117 | 0.28706 | 0.29313 | 0.29933 | 0.30566 | 0.31213 | 0.31897 | 0.32545 | 0.33191 | 0.33492 | 0.33671
F3_Commercial_College (ID)_Existing_Space Heating_Natural Gas_Boiler_E5 | F3 | Commercial | College (ID) | Existing | Space Heating | Natural Gas | Boiler | E5 | PACT BC Ratio | 0 | 0 | 0 | 0 | 0 | 0 | 0 | 0 | 0 | 0 | 0 | 0 | 0 | 0 | 0 | 0 | 0 | 0 | 0 | 0 | 0 | 0 | 0 | 0 | 0 | 0 | 0
F3_Commercial_College (ID)_Existing_Space Heating_Natural Gas_Boiler_E6 | F3 | Commercial | College (ID) | Existing | Space Heating | Natural Gas | Boiler | E6 | PACT BC Ratio | 0 | 0 | 0 | 0 | 0 | 0 | 0 | 0 | 0 | 0 | 0 | 0 | 0 | 0 | 0 | 0 | 0 | 0 | 0 | 0 | 0 | 0 | 0 | 0 | 0 | 0 | 0
F3_Commercial_College (ID)_Existing_Space Heating_Natural Gas_Boiler_E7 | F3 | Commercial | College (ID) | Existing | Space Heating | Natural Gas | Boiler | E7 | PACT BC Ratio | 0 | 0 | 0 | 0 | 0 | 0 | 0 | 0 | 0 | 0 | 0 | 0 | 0 | 0 | 0 | 0 | 0 | 0 | 0 | 0 | 0 | 0 | 0 | 0 | 0 | 0 | 0
F3_Commercial_College (ID)_Existing_Space Heating_Natural Gas_Boiler_E8 | F3 | Commercial | College (ID) | Existing | Space Heating | Natural Gas | Boiler | E8 | PACT BC Ratio | 0 | 0 | 0 | 0 | 0 | 0 | 0 | 0 | 0 | 0 | 0 | 0 | 0 | 0 | 0 | 0 | 0 | 0 | 0 | 0 | 0 | 0 | 0 | 0 | 0 | 0 | 0
F3_Commercial_College (ID)_Existing_Space Heating_Natural Gas_Boiler_E9 | F3 | Commercial | College (ID) | Existing | Space Heating | Natural Gas | Boiler | E9 | PACT BC Ratio | 0 | 0 | 0 | 0 | 0 | 0 | 0 | 0 | 0 | 0 | 0 | 0 | 0 | 0 | 0 | 0 | 0 | 0 | 0 | 0 | 0 | 0 | 0 | 0 | 0 | 0 | 0
F3_Commercial_College (ID)_Existing_Space Heating_Natural Gas_Boiler_E10 | F3 | Commercial | College (ID) | Existing | Space Heating | Natural Gas | Boiler | E10 | PACT BC Ratio | 0 | 0 | 0 | 0 | 0 | 0 | 0 | 0 | 0 | 0 | 0 | 0 | 0 | 0 | 0 | 0 | 0 | 0 | 0 | 0 | 0 | 0 | 0 | 0 | 0 | 0 | 0
F4_Commercial_College (ID)_Existing_Space Heating_Natural Gas_Boiler_E1 | F4 | Commercial | College (ID) | Existing | Space Heating | Natural Gas | Boiler | E1 | RVT BC Ratio | [24 empty] | 1 | 1 | 1 | bar: 2019 to 2042
F4_Commercial_College (ID)_Existing_Space Heating_Natural Gas_Boiler_E2 | F4 | Commercial | College (ID) | Existing | Space Heating | Natural Gas | Boiler | E2 | RVT BC Ratio | 2.1185 | 2.1412 | 2.1713 | 2.2041 | 2.2399 | 2.2905 | 2.3411 | 2.394 | 2.4428 | 2.4912 | 2.5447 | 2.5942 | 2.6478 | 2.7025 | 2.7534 | 2.8033 | 2.8497 | 2.8972 | 2.9461 | 2.9957 | 3.0458 | 3.1063 | 3.1745 | 3.2357 | 3.2976 | 3.3449 | 3.3874
F4_Commercial_College (ID)_Existing_Space Heating_Natural Gas_Boiler_E3 | F4 | Commercial | College (ID) | Existing | Space Heating | Natural Gas | Boiler | E3 | RVT BC Ratio | [24 empty] | 1 | 1 | 1 | bar: 2019 to 2042
F4_Commercial_College (ID)_Existing_Space Heating_Natural Gas_Boiler_E4 | F4 | Commercial | College (ID) | Existing | Space Heating | Natural Gas | Boiler | E4 | RVT BC Ratio | 0.3203 | 0.32178 | 0.32345 | 0.32518 | 0.32699 | 0.32913 | 0.33131 | 0.33359 | 0.33583 | 0.3381 | 0.34055 | 0.34297 | 0.3455 | 0.34806 | 0.35057 | 0.35308 | 0.35554 | 0.35806 | 0.36064 | 0.36326 | 0.36593 | 0.36884 | 0.37192 | 0.37484 | 0.37774 | 0.3791 | 0.3799
F4_Commercial_College (ID)_Existing_Space Heating_Natural Gas_Boiler_E5 | F4 | Commercial | College (ID) | Existing | Space Heating | Natural Gas | Boiler | E5 | RVT BC Ratio | 0 | 0 | 0 | 0 | 0 | 0 | 0 | 0 | 0 | 0 | 0 | 0 | 0 | 0 | 0 | 0 | 0 | 0 | 0 | 0 | 0 | 0 | 0 | 0 | 0 | 0 | 0
F4_Commercial_College (ID)_Existing_Space Heating_Natural Gas_Boiler_E6 | F4 | Commercial | College (ID) | Existing | Space Heating | Natural Gas | Boiler | E6 | RVT BC Ratio | 0 | 0 | 0 | 0 | 0 | 0 | 0 | 0 | 0 | 0 | 0 | 0 | 0 | 0 | 0 | 0 | 0 | 0 | 0 | 0 | 0 | 0 | 0 | 0 | 0 | 0 | 0
F4_Commercial_College (ID)_Existing_Space Heating_Natural Gas_Boiler_E7 | F4 | Commercial | College (ID) | Existing | Space Heating | Natural Gas | Boiler | E7 | RVT BC Ratio | 0 | 0 | 0 | 0 | 0 | 0 | 0 | 0 | 0 | 0 | 0 | 0 | 0 | 0 | 0 | 0 | 0 | 0 | 0 | 0 | 0 | 0 | 0 | 0 | 0 | 0 | 0
F4_Commercial_College (ID)_Existing_Space Heating_Natural Gas_Boiler_E8 | F4 | Commercial | College (ID) | Existing | Space Heating | Natural Gas | Boiler | E8 | RVT BC Ratio | 0 | 0 | 0 | 0 | 0 | 0 | 0 | 0 | 0 | 0 | 0 | 0 | 0 | 0 | 0 | 0 | 0 | 0 | 0 | 0 | 0 | 0 | 0 | 0 | 0 | 0 | 0
F4_Commercial_College (ID)_Existing_Space Heating_Natural Gas_Boiler_E9 | F4 | Commercial | College (ID) | Existing | Space Heating | Natural Gas | Boiler | E9 | RVT BC Ratio | 0 | 0 | 0 | 0 | 0 | 0 | 0 | 0 | 0 | 0 | 0 | 0 | 0 | 0 | 0 | 0 | 0 | 0 | 0 | 0 | 0 | 0 | 0 | 0 | 0 | 0 | 0
F4_Commercial_College (ID)_Existing_Space Heating_Natural Gas_Boiler_E10 | F4 | Commercial | College (ID) | Existing | Space Heating | Natural Gas | Boiler | E10 | RVT BC Ratio | 0 | 0 | 0 | 0 | 0 | 0 | 0 | 0 | 0 | 0 | 0 | 0 | 0 | 0 | 0 | 0 | 0 | 0 | 0 | 0 | 0 | 0 | 0 | 0 | 0 | 0 | 0
F5_Commercial_College (ID)_Existing_Space Heating_Natural Gas_Boiler_E1 | F5 | Commercial | College (ID) | Existing | Space Heating | Natural Gas | Boiler | E1 | RIM BC Ratio | [24 empty] | 1 | 1 | 1 | bar: 2019 to 2042
F5_Commercial_College (ID)_Existing_Space Heating_Natural Gas_Boiler_E2 | F5 | Commercial | College (ID) | Existing | Space Heating | Natural Gas | Boiler | E2 | RIM BC Ratio | 0.71909 | 0.72452 | 0.73049 | 0.73677 | 0.74336 | 0.75063 | 0.75802 | 0.7656 | 0.77323 | 0.78105 | 0.78527 | 0.7893 | 0.79348 | 0.7977 | 0.80177 | 0.80583 | 0.80981 | 0.81388 | 0.81805 | 0.82232 | 0.82667 | 0.82897 | 0.83146 | 0.83362 | 0.83572 | 0.83728 | 0.83864
F5_Commercial_College (ID)_Existing_Space Heating_Natural Gas_Boiler_E3 | F5 | Commercial | College (ID) | Existing | Space Heating | Natural Gas | Boiler | E3 | RIM BC Ratio | [24 empty] | 1 | 1 | 1 | bar: 2019 to 2042
F5_Commercial_College (ID)_Existing_Space Heating_Natural Gas_Boiler_E4 | F5 | Commercial | College (ID) | Existing | Space Heating | Natural Gas | Boiler | E4 | RIM BC Ratio | 0.16062 | 0.16344 | 0.16651 | 0.16968 | 0.17294 | 0.17664 | 0.18037 | 0.18423 | 0.18802 | 0.19186 | 0.19546 | 0.19895 | 0.20258 | 0.20623 | 0.20979 | 0.21335 | 0.21684 | 0.22038 | 0.224 | 0.22768 | 0.23139 | 0.23508 | 0.23894 | 0.24256 | 0.24613 | 0.24778 | 0.24876
F5_Commercial_College (ID)_Existing_Space Heating_Natural Gas_Boiler_E5 | F5 | Commercial | College (ID) | Existing | Space Heating | Natural Gas | Boiler | E5 | RIM BC Ratio | 0 | 0 | 0 | 0 | 0 | 0 | 0 | 0 | 0 | 0 | 0 | 0 | 0 | 0 | 0 | 0 | 0 | 0 | 0 | 0 | 0 | 0 | 0 | 0 | 0 | 0 | 0
F5_Commercial_College (ID)_Existing_Space Heating_Natural Gas_Boiler_E6 | F5 | Commercial | College (ID) | Existing | Space Heating | Natural Gas | Boiler | E6 | RIM BC Ratio | 0 | 0 | 0 | 0 | 0 | 0 | 0 | 0 | 0 | 0 | 0 | 0 | 0 | 0 | 0 | 0 | 0 | 0 | 0 | 0 | 0 | 0 | 0 | 0 | 0 | 0 | 0
F5_Commercial_College (ID)_Existing_Space Heating_Natural Gas_Boiler_E7 | F5 | Commercial | College (ID) | Existing | Space Heating | Natural Gas | Boiler | E7 | RIM BC Ratio | 0 | 0 | 0 | 0 | 0 | 0 | 0 | 0 | 0 | 0 | 0 | 0 | 0 | 0 | 0 | 0 | 0 | 0 | 0 | 0 | 0 | 0 | 0 | 0 | 0 | 0 | 0
F5_Commercial_College (ID)_Existing_Space Heating_Natural Gas_Boiler_E8 | F5 | Commercial | College (ID) | Existing | Space Heating | Natural Gas | Boiler | E8 | RIM BC Ratio | 0 | 0 | 0 | 0 | 0 | 0 | 0 | 0 | 0 | 0 | 0 | 0 | 0 | 0 | 0 | 0 | 0 | 0 | 0 | 0 | 0 | 0 | 0 | 0 | 0 | 0 | 0
F5_Commercial_College (ID)_Existing_Space Heating_Natural Gas_Boiler_E9 | F5 | Commercial | College (ID) | Existing | Space Heating | Natural Gas | Boiler | E9 | RIM BC Ratio | 0 | 0 | 0 | 0 | 0 | 0 | 0 | 0 | 0 | 0 | 0 | 0 | 0 | 0 | 0 | 0 | 0 | 0 | 0 | 0 | 0 | 0 | 0 | 0 | 0 | 0 | 0
F5_Commercial_College (ID)_Existing_Space Heating_Natural Gas_Boiler_E10 | F5 | Commercial | College (ID) | Existing | Space Heating | Natural Gas | Boiler | E10 | RIM BC Ratio | 0 | 0 | 0 | 0 | 0 | 0 | 0 | 0 | 0 | 0 | 0 | 0 | 0 | 0 | 0 | 0 | 0 | 0 | 0 | 0 | 0 | 0 | 0 | 0 | 0 | 0 | 0
F0_Commercial_College (ID)_Existing_Space Heating_Natural Gas_Unit Heater_E0 | F0 | Commercial | College (ID) | Existing | Space Heating | Natural Gas | Unit Heater | E0 | Economic Unit | Infrared Radiant | Infrared Radiant | Infrared Radiant | Infrared Radiant | Infrared Radiant | Infrared Radiant | Infrared Radiant | Infrared Radiant | Infrared Radiant | Infrared Radiant | Infrared Radiant | Infrared Radiant | Infrared Radiant | Infrared Radiant | Infrared Radiant | Infrared Radiant | Infrared Radiant | Infrared Radiant | Infrared Radiant | Infrared Radiant | Infrared Radiant | Infrared Radiant | Infrared Radiant | Infrared Radiant | Infrared Radiant | Infrared Radiant | Infrared Radiant
F1_Commercial_College (ID)_Existing_Space Heating_Natural Gas_Unit Heater_E1 | F1 | Commercial | College (ID) | Existing | Space Heating | Natural Gas | Unit Heater | E1 | CCE | 0 | 0 | 0 | 0 | 0 | 0 | 0 | 0 | 0 | 0 | 0 | 0 | 0 | 0 | 0 | 0 | 0 | 0 | 0 | 0 | 0 | 0 | 0 | 0 | 0 | 0 | 0
F1_Commercial_College (ID)_Existing_Space Heating_Natural Gas_Unit Heater_E2 | F1 | Commercial | College (ID) | Existing | Space Heating | Natural Gas | Unit Heater | E2 | CCE | 0.00010423 | 0.00010816 | 0.00010816 | 0.00010816 | 0.00010816 | 0.00010816 | 0.00010816 | 0.00010816 | 0.00010816 | 0.00010816 | 0.00010816 | 0.00010816 | 0.00010816 | 0.00010816 | 0.00010816 | 0.00010816 | 0.00010816 | 0.00010816 | 0.00010816 | 0.00010816 | 0.00010816 | 0.00010816 | 0.00010816 | 0.00010816 | 0.00010816 | 0.00010816 | 0.00010816
F1_Commercial_College (ID)_Existing_Space Heating_Natural Gas_Unit Heater_E3 | F1 | Commercial | College (ID) | Existing | Space Heating | Natural Gas | Unit Heater | E3 | CCE | 3.2713e-05 | 3.3948e-05 | 3.3948e-05 | 3.3948e-05 | 3.3948e-05 | 3.3948e-05 | 3.3948e-05 | 3.3948e-05 | 3.3948e-05 | 3.3948e-05 | 3.3948e-05 | 3.3948e-05 | 3.3948e-05 | 3.3948e-05 | 3.3948e-05 | 3.3948e-05 | 3.3948e-05 | 3.3948e-05 | 3.3948e-05 | 3.3948e-05 | 3.3948e-05 | 3.3948e-05 | 3.3948e-05 | 3.3948e-05 | 3.3948e-05 | 3.3948e-05 | 3.3948e-05
F1_Commercial_College (ID)_Existing_Space Heating_Natural Gas_Unit Heater_E4 | F1 | Commercial | College (ID) | Existing | Space Heating | Natural Gas | Unit Heater | E4 | CCE | 0 | 0 | 0 | 0 | 0 | 0 | 0 | 0 | 0 | 0 | 0 | 0 | 0 | 0 | 0 | 0 | 0 | 0 | 0 | 0 | 0 | 0 | 0 | 0 | 0 | 0 | 0
F1_Commercial_College (ID)_Existing_Space Heating_Natural Gas_Unit Heater_E5 | F1 | Commercial | College (ID) | Existing | Space Heating | Natural Gas | Unit Heater | E5 | CCE | 0 | 0 | 0 | 0 | 0 | 0 | 0 | 0 | 0 | 0 | 0 | 0 | 0 | 0 | 0 | 0 | 0 | 0 | 0 | 0 | 0 | 0 | 0 | 0 | 0 | 0 | 0
F1_Commercial_College (ID)_Existing_Space Heating_Natural Gas_Unit Heater_E6 | F1 | Commercial | College (ID) | Existing | Space Heating | Natural Gas | Unit Heater | E6 | CCE | 0 | 0 | 0 | 0 | 0 | 0 | 0 | 0 | 0 | 0 | 0 | 0 | 0 | 0 | 0 | 0 | 0 | 0 | 0 | 0 | 0 | 0 | 0 | 0 | 0 | 0 | 0
F1_Commercial_College (ID)_Existing_Space Heating_Natural Gas_Unit Heater_E7 | F1 | Commercial | College (ID) | Existing | Space Heating | Natural Gas | Unit Heater | E7 | CCE | 0 | 0 | 0 | 0 | 0 | 0 | 0 | 0 | 0 | 0 | 0 | 0 | 0 | 0 | 0 | 0 | 0 | 0 | 0 | 0 | 0 | 0 | 0 | 0 | 0 | 0 | 0
F1_Commercial_College (ID)_Existing_Space Heating_Natural Gas_Unit Heater_E8 | F1 | Commercial | College (ID) | Existing | Space Heating | Natural Gas | Unit Heater | E8 | CCE | 0 | 0 | 0 | 0 | 0 | 0 | 0 | 0 | 0 | 0 | 0 | 0 | 0 | 0 | 0 | 0 | 0 | 0 | 0 | 0 | 0 | 0 | 0 | 0 | 0 | 0 | 0
F1_Commercial_College (ID)_Existing_Space Heating_Natural Gas_Unit Heater_E9 | F1 | Commercial | College (ID) | Existing | Space Heating | Natural Gas | Unit Heater | E9 | CCE | 0 | 0 | 0 | 0 | 0 | 0 | 0 | 0 | 0 | 0 | 0 | 0 | 0 | 0 | 0 | 0 | 0 | 0 | 0 | 0 | 0 | 0 | 0 | 0 | 0 | 0 | 0
F1_Commercial_College (ID)_Existing_Space Heating_Natural Gas_Unit Heater_E10 | F1 | Commercial | College (ID) | Existing | Space Heating | Natural Gas | Unit Heater | E10 | CCE | 0 | 0 | 0 | 0 | 0 | 0 | 0 | 0 | 0 | 0 | 0 | 0 | 0 | 0 | 0 | 0 | 0 | 0 | 0 | 0 | 0 | 0 | 0 | 0 | 0 | 0 | 0
F2_Commercial_College (ID)_Existing_Space Heating_Natural Gas_Unit Heater_E1 | F2 | Commercial | College (ID) | Existing | Space Heating | Natural Gas | Unit Heater | E1 | TRC BC Ratio | [24 empty] | 1 | 1 | 1 | bar: 2019 to 2042
F2_Commercial_College (ID)_Existing_Space Heating_Natural Gas_Unit Heater_E2 | F2 | Commercial | College (ID) | Existing | Space Heating | Natural Gas | Unit Heater | E2 | TRC BC Ratio | 38.0341 | 38.6592 | 39.4749 | 40.3743 | 41.3644 | 42.7288 | 44.1184 | 45.5898 | 46.9978 | 48.4277 | 49.7079 | 50.8885 | 52.1808 | 53.508 | 54.7436 | 55.9615 | 57.098 | 58.2695 | 59.4896 | 60.7412 | 62.0168 | 63.3628 | 64.9211 | 66.299 | 67.7062 | 69.1433 | 70.6109
F2_Commercial_College (ID)_Existing_Space Heating_Natural Gas_Unit Heater_E3 | F2 | Commercial | College (ID) | Existing | Space Heating | Natural Gas | Unit Heater | E3 | TRC BC Ratio | 168.8361 | 173.2861 | 177.6465 | 181.7489 | 185.5767 | 189.0428 | 192.488 | 196.054 | 200.0439 | 204.1623 | 208.5508 | 213.1762 | 217.8061 | 222.2453 | 226.8789 | 231.6476 | 236.6073 | 241.6632 | 246.8065 | 252.0543 | 257.4157 | 262.8545 | 268.2551 | 273.9489 | 279.7636 | 285.7016 | 291.7657
F2_Commercial_College (ID)_Existing_Space Heating_Natural Gas_Unit Heater_E4 | F2 | Commercial | College (ID) | Existing | Space Heating | Natural Gas | Unit Heater | E4 | TRC BC Ratio | 0 | 0 | 0 | 0 | 0 | 0 | 0 | 0 | 0 | 0 | 0 | 0 | 0 | 0 | 0 | 0 | 0 | 0 | 0 | 0 | 0 | 0 | 0 | 0 | 0 | 0 | 0
F2_Commercial_College (ID)_Existing_Space Heating_Natural Gas_Unit Heater_E5 | F2 | Commercial | College (ID) | Existing | Space Heating | Natural Gas | Unit Heater | E5 | TRC BC Ratio | 0 | 0 | 0 | 0 | 0 | 0 | 0 | 0 | 0 | 0 | 0 | 0 | 0 | 0 | 0 | 0 | 0 | 0 | 0 | 0 | 0 | 0 | 0 | 0 | 0 | 0 | 0
F2_Commercial_College (ID)_Existing_Space Heating_Natural Gas_Unit Heater_E6 | F2 | Commercial | College (ID) | Existing | Space Heating | Natural Gas | Unit Heater | E6 | TRC BC Ratio | 0 | 0 | 0 | 0 | 0 | 0 | 0 | 0 | 0 | 0 | 0 | 0 | 0 | 0 | 0 | 0 | 0 | 0 | 0 | 0 | 0 | 0 | 0 | 0 | 0 | 0 | 0
F2_Commercial_College (ID)_Existing_Space Heating_Natural Gas_Unit Heater_E7 | F2 | Commercial | College (ID) | Existing | Space Heating | Natural Gas | Unit Heater | E7 | TRC BC Ratio | 0 | 0 | 0 | 0 | 0 | 0 | 0 | 0 | 0 | 0 | 0 | 0 | 0 | 0 | 0 | 0 | 0 | 0 | 0 | 0 | 0 | 0 | 0 | 0 | 0 | 0 | 0
F2_Commercial_College (ID)_Existing_Space Heating_Natural Gas_Unit Heater_E8 | F2 | Commercial | College (ID) | Existing | Space Heating | Natural Gas | Unit Heater | E8 | TRC BC Ratio | 0 | 0 | 0 | 0 | 0 | 0 | 0 | 0 | 0 | 0 | 0 | 0 | 0 | 0 | 0 | 0 | 0 | 0 | 0 | 0 | 0 | 0 | 0 | 0 | 0 | 0 | 0
F2_Commercial_College (ID)_Existing_Space Heating_Natural Gas_Unit Heater_E9 | F2 | Commercial | College (ID) | Existing | Space Heating | Natural Gas | Unit Heater | E9 | TRC BC Ratio | 0 | 0 | 0 | 0 | 0 | 0 | 0 | 0 | 0 | 0 | 0 | 0 | 0 | 0 | 0 | 0 | 0 | 0 | 0 | 0 | 0 | 0 | 0 | 0 | 0 | 0 | 0
F2_Commercial_College (ID)_Existing_Space Heating_Natural Gas_Unit Heater_E10 | F2 | Commercial | College (ID) | Existing | Space Heating | Natural Gas | Unit Heater | E10 | TRC BC Ratio | 0 | 0 | 0 | 0 | 0 | 0 | 0 | 0 | 0 | 0 | 0 | 0 | 0 | 0 | 0 | 0 | 0 | 0 | 0 | 0 | 0 | 0 | 0 | 0 | 0 | 0 | 0
F3_Commercial_College (ID)_Existing_Space Heating_Natural Gas_Unit Heater_E1 | F3 | Commercial | College (ID) | Existing | Space Heating | Natural Gas | Unit Heater | E1 | PACT BC Ratio | [24 empty] | 1 | 1 | 1 | bar: 2019 to 2042
F3_Commercial_College (ID)_Existing_Space Heating_Natural Gas_Unit Heater_E2 | F3 | Commercial | College (ID) | Existing | Space Heating | Natural Gas | Unit Heater | E2 | PACT BC Ratio | 106.53 | 108.2809 | 110.5657 | 113.0847 | 115.858 | 119.6796 | 123.5715 | 127.693 | 131.6364 | 135.6416 | 139.2272 | 142.5339 | 146.1538 | 149.8711 | 153.332 | 156.743 | 159.9264 | 163.2076 | 166.6251 | 170.1306 | 173.7035 | 177.4736 | 181.838 | 185.6975 | 189.639 | 193.6641 | 197.7747
F3_Commercial_College (ID)_Existing_Space Heating_Natural Gas_Unit Heater_E3 | F3 | Commercial | College (ID) | Existing | Space Heating | Natural Gas | Unit Heater | E3 | PACT BC Ratio | 472.8946 | 485.3587 | 497.5718 | 509.0623 | 519.7834 | 529.4916 | 539.1415 | 549.1296 | 560.3049 | 571.8401 | 584.1318 | 597.0871 | 610.0551 | 622.4888 | 635.4671 | 648.824 | 662.7156 | 676.8768 | 691.2827 | 705.9813 | 720.9979 | 736.2317 | 751.3583 | 767.3061 | 783.5924 | 800.2243 | 817.2093
F3_Commercial_College (ID)_Existing_Space Heating_Natural Gas_Unit Heater_E4 | F3 | Commercial | College (ID) | Existing | Space Heating | Natural Gas | Unit Heater | E4 | PACT BC Ratio | 0 | 0 | 0 | 0 | 0 | 0 | 0 | 0 | 0 | 0 | 0 | 0 | 0 | 0 | 0 | 0 | 0 | 0 | 0 | 0 | 0 | 0 | 0 | 0 | 0 | 0 | 0
F3_Commercial_College (ID)_Existing_Space Heating_Natural Gas_Unit Heater_E5 | F3 | Commercial | College (ID) | Existing | Space Heating | Natural Gas | Unit Heater | E5 | PACT BC Ratio | 0 | 0 | 0 | 0 | 0 | 0 | 0 | 0 | 0 | 0 | 0 | 0 | 0 | 0 | 0 | 0 | 0 | 0 | 0 | 0 | 0 | 0 | 0 | 0 | 0 | 0 | 0
F3_Commercial_College (ID)_Existing_Space Heating_Natural Gas_Unit Heater_E6 | F3 | Commercial | College (ID) | Existing | Space Heating | Natural Gas | Unit Heater | E6 | PACT BC Ratio | 0 | 0 | 0 | 0 | 0 | 0 | 0 | 0 | 0 | 0 | 0 | 0 | 0 | 0 | 0 | 0 | 0 | 0 | 0 | 0 | 0 | 0 | 0 | 0 | 0 | 0 | 0
F3_Commercial_College (ID)_Existing_Space Heating_Natural Gas_Unit Heater_E7 | F3 | Commercial | College (ID) | Existing | Space Heating | Natural Gas | Unit Heater | E7 | PACT BC Ratio | 0 | 0 | 0 | 0 | 0 | 0 | 0 | 0 | 0 | 0 | 0 | 0 | 0 | 0 | 0 | 0 | 0 | 0 | 0 | 0 | 0 | 0 | 0 | 0 | 0 | 0 | 0
F3_Commercial_College (ID)_Existing_Space Heating_Natural Gas_Unit Heater_E8 | F3 | Commercial | College (ID) | Existing | Space Heating | Natural Gas | Unit Heater | E8 | PACT BC Ratio | 0 | 0 | 0 | 0 | 0 | 0 | 0 | 0 | 0 | 0 | 0 | 0 | 0 | 0 | 0 | 0 | 0 | 0 | 0 | 0 | 0 | 0 | 0 | 0 | 0 | 0 | 0
F3_Commercial_College (ID)_Existing_Space Heating_Natural Gas_Unit Heater_E9 | F3 | Commercial | College (ID) | Existing | Space Heating | Natural Gas | Unit Heater | E9 | PACT BC Ratio | 0 | 0 | 0 | 0 | 0 | 0 | 0 | 0 | 0 | 0 | 0 | 0 | 0 | 0 | 0 | 0 | 0 | 0 | 0 | 0 | 0 | 0 | 0 | 0 | 0 | 0 | 0
F3_Commercial_College (ID)_Existing_Space Heating_Natural Gas_Unit Heater_E10 | F3 | Commercial | College (ID) | Existing | Space Heating | Natural Gas | Unit Heater | E10 | PACT BC Ratio | 0 | 0 | 0 | 0 | 0 | 0 | 0 | 0 | 0 | 0 | 0 | 0 | 0 | 0 | 0 | 0 | 0 | 0 | 0 | 0 | 0 | 0 | 0 | 0 | 0 | 0 | 0
F4_Commercial_College (ID)_Existing_Space Heating_Natural Gas_Unit Heater_E1 | F4 | Commercial | College (ID) | Existing | Space Heating | Natural Gas | Unit Heater | E1 | RVT BC Ratio | [24 empty] | 1 | 1 | 1 | bar: 2019 to 2042
F4_Commercial_College (ID)_Existing_Space Heating_Natural Gas_Unit Heater_E2 | F4 | Commercial | College (ID) | Existing | Space Heating | Natural Gas | Unit Heater | E2 | RVT BC Ratio | 52.8402 | 53.3941 | 54.187 | 55.0614 | 56.0242 | 57.4796 | 58.9208 | 60.4355 | 61.8099 | 63.1649 | 64.6902 | 66.0706 | 67.5842 | 69.1282 | 70.5349 | 71.9005 | 73.1396 | 74.4046 | 75.7119 | 77.0374 | 78.3696 | 80.0656 | 82.029 | 83.7652 | 85.5383 | 87.349 | 89.1982
F4_Commercial_College (ID)_Existing_Space Heating_Natural Gas_Unit Heater_E3 | F4 | Commercial | College (ID) | Existing | Space Heating | Natural Gas | Unit Heater | E3 | RVT BC Ratio | 218.4205 | 223.4556 | 228.2818 | 232.6917 | 236.6581 | 240.0331 | 243.2969 | 246.9187 | 251.3444 | 256.2328 | 261.471 | 267.3887 | 273.3184 | 279.0191 | 284.9831 | 291.1332 | 297.5438 | 304.0909 | 310.7639 | 317.5867 | 324.5722 | 331.4251 | 338.2299 | 345.4041 | 352.7305 | 360.2125 | 367.8532
F4_Commercial_College (ID)_Existing_Space Heating_Natural Gas_Unit Heater_E4 | F4 | Commercial | College (ID) | Existing | Space Heating | Natural Gas | Unit Heater | E4 | RVT BC Ratio | 0 | 0 | 0 | 0 | 0 | 0 | 0 | 0 | 0 | 0 | 0 | 0 | 0 | 0 | 0 | 0 | 0 | 0 | 0 | 0 | 0 | 0 | 0 | 0 | 0 | 0 | 0
F4_Commercial_College (ID)_Existing_Space Heating_Natural Gas_Unit Heater_E5 | F4 | Commercial | College (ID) | Existing | Space Heating | Natural Gas | Unit Heater | E5 | RVT BC Ratio | 0 | 0 | 0 | 0 | 0 | 0 | 0 | 0 | 0 | 0 | 0 | 0 | 0 | 0 | 0 | 0 | 0 | 0 | 0 | 0 | 0 | 0 | 0 | 0 | 0 | 0 | 0
F4_Commercial_College (ID)_Existing_Space Heating_Natural Gas_Unit Heater_E6 | F4 | Commercial | College (ID) | Existing | Space Heating | Natural Gas | Unit Heater | E6 | RVT BC Ratio | 0 | 0 | 0 | 0 | 0 | 0 | 0 | 0 | 0 | 0 | 0 | 0 | 0 | 0 | 0 | 0 | 0 | 0 | 0 | 0 | 0 | 0 | 0 | 0 | 0 | 0 | 0
F4_Commercial_College (ID)_Existing_Space Heating_Natural Gas_Unit Heater_E7 | F4 | Commercial | College (ID) | Existing | Space Heating | Natural Gas | Unit Heater | E7 | RVT BC Ratio | 0 | 0 | 0 | 0 | 0 | 0 | 0 | 0 | 0 | 0 | 0 | 0 | 0 | 0 | 0 | 0 | 0 | 0 | 0 | 0 | 0 | 0 | 0 | 0 | 0 | 0 | 0
F4_Commercial_College (ID)_Existing_Space Heating_Natural Gas_Unit Heater_E8 | F4 | Commercial | College (ID) | Existing | Space Heating | Natural Gas | Unit Heater | E8 | RVT BC Ratio | 0 | 0 | 0 | 0 | 0 | 0 | 0 | 0 | 0 | 0 | 0 | 0 | 0 | 0 | 0 | 0 | 0 | 0 | 0 | 0 | 0 | 0 | 0 | 0 | 0 | 0 | 0
F4_Commercial_College (ID)_Existing_Space Heating_Natural Gas_Unit Heater_E9 | F4 | Commercial | College (ID) | Existing | Space Heating | Natural Gas | Unit Heater | E9 | RVT BC Ratio | 0 | 0 | 0 | 0 | 0 | 0 | 0 | 0 | 0 | 0 | 0 | 0 | 0 | 0 | 0 | 0 | 0 | 0 | 0 | 0 | 0 | 0 | 0 | 0 | 0 | 0 | 0
F4_Commercial_College (ID)_Existing_Space Heating_Natural Gas_Unit Heater_E10 | F4 | Commercial | College (ID) | Existing | Space Heating | Natural Gas | Unit Heater | E10 | RVT BC Ratio | 0 | 0 | 0 | 0 | 0 | 0 | 0 | 0 | 0 | 0 | 0 | 0 | 0 | 0 | 0 | 0 | 0 | 0 | 0 | 0 | 0 | 0 | 0 | 0 | 0 | 0 | 0
F5_Commercial_College (ID)_Existing_Space Heating_Natural Gas_Unit Heater_E1 | F5 | Commercial | College (ID) | Existing | Space Heating | Natural Gas | Unit Heater | E1 | RIM BC Ratio | [24 empty] | 1 | 1 | 1 | bar: 2019 to 2042
F5_Commercial_College (ID)_Existing_Space Heating_Natural Gas_Unit Heater_E2 | F5 | Commercial | College (ID) | Existing | Space Heating | Natural Gas | Unit Heater | E2 | RIM BC Ratio | 0.8605 | 0.8656 | 0.87098 | 0.87673 | 0.88285 | 0.88896 | 0.89549 | 0.90224 | 0.90949 | 0.91712 | 0.91924 | 0.92147 | 0.92377 | 0.92617 | 0.92871 | 0.93139 | 0.93425 | 0.93725 | 0.9404 | 0.94371 | 0.94719 | 0.9473 | 0.94742 | 0.94752 | 0.94762 | 0.94772 | 0.94782
F5_Commercial_College (ID)_Existing_Space Heating_Natural Gas_Unit Heater_E3 | F5 | Commercial | College (ID) | Existing | Space Heating | Natural Gas | Unit Heater | E3 | RIM BC Ratio | 0.92674 | 0.92975 | 0.93301 | 0.93648 | 0.94019 | 0.9443 | 0.94862 | 0.95203 | 0.95432 | 0.9554 | 0.9564 | 0.95599 | 0.95557 | 0.95514 | 0.95467 | 0.95416 | 0.9536 | 0.95302 | 0.95242 | 0.95179 | 0.95112 | 0.95115 | 0.95118 | 0.9512 | 0.95122 | 0.95125 | 0.95127
F5_Commercial_College (ID)_Existing_Space Heating_Natural Gas_Unit Heater_E4 | F5 | Commercial | College (ID) | Existing | Space Heating | Natural Gas | Unit Heater | E4 | RIM BC Ratio | 0 | 0 | 0 | 0 | 0 | 0 | 0 | 0 | 0 | 0 | 0 | 0 | 0 | 0 | 0 | 0 | 0 | 0 | 0 | 0 | 0 | 0 | 0 | 0 | 0 | 0 | 0
F5_Commercial_College (ID)_Existing_Space Heating_Natural Gas_Unit Heater_E5 | F5 | Commercial | College (ID) | Existing | Space Heating | Natural Gas | Unit Heater | E5 | RIM BC Ratio | 0 | 0 | 0 | 0 | 0 | 0 | 0 | 0 | 0 | 0 | 0 | 0 | 0 | 0 | 0 | 0 | 0 | 0 | 0 | 0 | 0 | 0 | 0 | 0 | 0 | 0 | 0
F5_Commercial_College (ID)_Existing_Space Heating_Natural Gas_Unit Heater_E6 | F5 | Commercial | College (ID) | Existing | Space Heating | Natural Gas | Unit Heater | E6 | RIM BC Ratio | 0 | 0 | 0 | 0 | 0 | 0 | 0 | 0 | 0 | 0 | 0 | 0 | 0 | 0 | 0 | 0 | 0 | 0 | 0 | 0 | 0 | 0 | 0 | 0 | 0 | 0 | 0
F5_Commercial_College (ID)_Existing_Space Heating_Natural Gas_Unit Heater_E7 | F5 | Commercial | College (ID) | Existing | Space Heating | Natural Gas | Unit Heater | E7 | RIM BC Ratio | 0 | 0 | 0 | 0 | 0 | 0 | 0 | 0 | 0 | 0 | 0 | 0 | 0 | 0 | 0 | 0 | 0 | 0 | 0 | 0 | 0 | 0 | 0 | 0 | 0 | 0 | 0
F5_Commercial_College (ID)_Existing_Space Heating_Natural Gas_Unit Heater_E8 | F5 | Commercial | College (ID) | Existing | Space Heating | Natural Gas | Unit Heater | E8 | RIM BC Ratio | 0 | 0 | 0 | 0 | 0 | 0 | 0 | 0 | 0 | 0 | 0 | 0 | 0 | 0 | 0 | 0 | 0 | 0 | 0 | 0 | 0 | 0 | 0 | 0 | 0 | 0 | 0
F5_Commercial_College (ID)_Existing_Space Heating_Natural Gas_Unit Heater_E9 | F5 | Commercial | College (ID) | Existing | Space Heating | Natural Gas | Unit Heater | E9 | RIM BC Ratio | 0 | 0 | 0 | 0 | 0 | 0 | 0 | 0 | 0 | 0 | 0 | 0 | 0 | 0 | 0 | 0 | 0 | 0 | 0 | 0 | 0 | 0 | 0 | 0 | 0 | 0 | 0
F5_Commercial_College (ID)_Existing_Space Heating_Natural Gas_Unit Heater_E10 | F5 | Commercial | College (ID) | Existing | Space Heating | Natural Gas | Unit Heater | E10 | RIM BC Ratio | 0 | 0 | 0 | 0 | 0 | 0 | 0 | 0 | 0 | 0 | 0 | 0 | 0 | 0 | 0 | 0 | 0 | 0 | 0 | 0 | 0 | 0 | 0 | 0 | 0 | 0 | 0
F0_Commercial_College (ID)_Existing_Water Heating_Natural Gas_Water Heater_E0 | F0 | Commercial | College (ID) | Existing | Water Heating | Natural Gas | Water Heater | E0 | Economic Unit | TE 0.90 | TE 0.90 | TE 0.90 | TE 0.94 | TE 0.94 | TE 0.94 | TE 0.94 | TE 0.94 | TE 0.94 | TE 0.94 | TE 0.94 | Instantaneous TE 0.94 | Instantaneous TE 0.94 | Instantaneous TE 0.94 | Instantaneous TE 0.94 | Instantaneous TE 0.94 | Instantaneous TE 0.94 | Gas-Fired Absorption HPWH | Gas-Fired Absorption HPWH | Gas-Fired Absorption HPWH | Gas-Fired Absorption HPWH | Gas-Fired Absorption HPWH | Gas-Fired Absorption HPWH | Gas-Fired Absorption HPWH | Gas-Fired Absorption HPWH | Gas-Fired Absorption HPWH | Gas-Fired Absorption HPWH
F1_Commercial_College (ID)_Existing_Water Heating_Natural Gas_Water Heater_E1 | F1 | Commercial | College (ID) | Existing | Water Heating | Natural Gas | Water Heater | E1 | CCE | 0 | 0 | 0 | 0 | 0 | 0 | 0 | 0 | 0 | 0 | 0 | 0 | 0 | 0 | 0 | 0 | 0 | 0 | 0 | 0 | 0 | 0 | 0 | 0 | 0 | 0 | 0
F1_Commercial_College (ID)_Existing_Water Heating_Natural Gas_Water Heater_E2 | F1 | Commercial | College (ID) | Existing | Water Heating | Natural Gas | Water Heater | E2 | CCE | 0.0022587 | 0.0022587 | 0.0022587 | 0.0022587 | 0.0022587 | 0.0022587 | 0.0022587 | 0.0022587 | 0.0022587 | 0.0022587 | 0.0022587 | 0.0022587 | 0.0022587 | 0.0022587 | 0.0022587 | 0.0022587 | 0.0022587 | 0.0022587 | 0.0022587 | 0.0022587 | 0.0022587 | 0.0022587 | 0.0022587 | 0.0022587 | 0.0022587 | 0.0022587 | 0.0022587
F1_Commercial_College (ID)_Existing_Water Heating_Natural Gas_Water Heater_E3 | F1 | Commercial | College (ID) | Existing | Water Heating | Natural Gas | Water Heater | E3 | CCE | 0.0040029 | 0.0040029 | 0.0040029 | 0.0040029 | 0.0040029 | 0.0040029 | 0.0040029 | 0.0040029 | 0.0040029 | 0.0040029 | 0.0040029 | 0.0040029 | 0.0040029 | 0.0040029 | 0.0040029 | 0.0040029 | 0.0040029 | 0.0040029 | 0.0040029 | 0.0040029 | 0.0040029 | 0.0040029 | 0.0040029 | 0.0040029 | 0.0040029 | 0.0040029 | 0.0040029
F1_Commercial_College (ID)_Existing_Water Heating_Natural Gas_Water Heater_E4 | F1 | Commercial | College (ID) | Existing | Water Heating | Natural Gas | Water Heater | E4 | CCE | 0.0040765 | 0.0040765 | 0.0040765 | 0.0040765 | 0.0040765 | 0.0040765 | 0.0040765 | 0.0040765 | 0.0040765 | 0.0040765 | 0.0040765 | 0.0040765 | 0.0040765 | 0.0040765 | 0.0040765 | 0.0040765 | 0.0040765 | 0.0040765 | 0.0040765 | 0.0040765 | 0.0040765 | 0.0040765 | 0.0040765 | 0.0040765 | 0.0040765 | 0.0040765 | 0.0040765
F1_Commercial_College (ID)_Existing_Water Heating_Natural Gas_Water Heater_E5 | F1 | Commercial | College (ID) | Existing | Water Heating | Natural Gas | Water Heater | E5 | CCE | 0.0059408 | 0.0059408 | 0.0059408 | 0.0059408 | 0.0059408 | 0.0059408 | 0.0059408 | 0.0059408 | 0.0059408 | 0.0059408 | 0.0059408 | 0.0059408 | 0.0059408 | 0.0059408 | 0.0059408 | 0.0059408 | 0.0059408 | 0.0059408 | 0.0059408 | 0.0059408 | 0.0059408 | 0.0059408 | 0.0059408 | 0.0059408 | 0.0059408 | 0.0059408 | 0.0059408
F1_Commercial_College (ID)_Existing_Water Heating_Natural Gas_Water Heater_E6 | F1 | Commercial | College (ID) | Existing | Water Heating | Natural Gas | Water Heater | E6 | CCE | 0 | 0 | 0 | 0 | 0 | 0 | 0 | 0 | 0 | 0 | 0 | 0 | 0 | 0 | 0 | 0 | 0 | 0 | 0 | 0 | 0 | 0 | 0 | 0 | 0 | 0 | 0
F1_Commercial_College (ID)_Existing_Water Heating_Natural Gas_Water Heater_E7 | F1 | Commercial | College (ID) | Existing | Water Heating | Natural Gas | Water Heater | E7 | CCE | 0 | 0 | 0 | 0 | 0 | 0 | 0 | 0 | 0 | 0 | 0 | 0 | 0 | 0 | 0 | 0 | 0 | 0 | 0 | 0 | 0 | 0 | 0 | 0 | 0 | 0 | 0
F1_Commercial_College (ID)_Existing_Water Heating_Natural Gas_Water Heater_E8 | F1 | Commercial | College (ID) | Existing | Water Heating | Natural Gas | Water Heater | E8 | CCE | 0 | 0 | 0 | 0 | 0 | 0 | 0 | 0 | 0 | 0 | 0 | 0 | 0 | 0 | 0 | 0 | 0 | 0 | 0 | 0 | 0 | 0 | 0 | 0 | 0 | 0 | 0
F1_Commercial_College (ID)_Existing_Water Heating_Natural Gas_Water Heater_E9 | F1 | Commercial | College (ID) | Existing | Water Heating | Natural Gas | Water Heater | E9 | CCE | 0 | 0 | 0 | 0 | 0 | 0 | 0 | 0 | 0 | 0 | 0 | 0 | 0 | 0 | 0 | 0 | 0 | 0 | 0 | 0 | 0 | 0 | 0 | 0 | 0 | 0 | 0
F1_Commercial_College (ID)_Existing_Water Heating_Natural Gas_Water Heater_E10 | F1 | Commercial | College (ID) | Existing | Water Heating | Natural Gas | Water Heater | E10 | CCE | 0 | 0 | 0 | 0 | 0 | 0 | 0 | 0 | 0 | 0 | 0 | 0 | 0 | 0 | 0 | 0 | 0 | 0 | 0 | 0 | 0 | 0 | 0 | 0 | 0 | 0 | 0
F2_Commercial_College (ID)_Existing_Water Heating_Natural Gas_Water Heater_E1 | F2 | Commercial | College (ID) | Existing | Water Heating | Natural Gas | Water Heater | E1 | TRC BC Ratio | [24 empty] | 1 | 1 | 1 | bar: 2019 to 2042
F2_Commercial_College (ID)_Existing_Water Heating_Natural Gas_Water Heater_E2 | F2 | Commercial | College (ID) | Existing | Water Heating | Natural Gas | Water Heater | E2 | TRC BC Ratio | 1.6415 | 1.6847 | 1.733 | 1.7873 | 1.8476 | 1.919 | 1.9917 | 2.0634 | 2.1323 | 2.2022 | 2.2591 | 2.3128 | 2.3703 | 2.4268 | 2.4781 | 2.5266 | 2.571 | 2.6149 | 2.6615 | 2.7073 | 2.7542 | 2.8029 | 2.8521 | 2.9028 | 2.9543 | 3.0068 | 3.0602
F2_Commercial_College (ID)_Existing_Water Heating_Natural Gas_Water Heater_E3 | F2 | Commercial | College (ID) | Existing | Water Heating | Natural Gas | Water Heater | E3 | TRC BC Ratio | 0.92623 | 0.95056 | 0.97787 | 1.0085 | 1.0425 | 1.0828 | 1.1238 | 1.1643 | 1.2031 | 1.2426 | 1.2747 | 1.305 | 1.3374 | 1.3693 | 1.3983 | 1.4257 | 1.4507 | 1.4755 | 1.5018 | 1.5276 | 1.5541 | 1.5815 | 1.6093 | 1.6379 | 1.667 | 1.6966 | 1.7267
F2_Commercial_College (ID)_Existing_Water Heating_Natural Gas_Water Heater_E4 | F2 | Commercial | College (ID) | Existing | Water Heating | Natural Gas | Water Heater | E4 | TRC BC Ratio | 0.5846 | 0.60239 | 0.62647 | 0.65793 | 0.69686 | 0.74758 | 0.79997 | 0.8509 | 0.89858 | 0.94695 | 0.98178 | 1.0129 | 1.0473 | 1.0803 | 1.1077 | 1.1319 | 1.1514 | 1.1701 | 1.1911 | 1.2107 | 1.2311 | 1.2527 | 1.2743 | 1.297 | 1.32 | 1.3435 | 1.3673
F2_Commercial_College (ID)_Existing_Water Heating_Natural Gas_Water Heater_E5 | F2 | Commercial | College (ID) | Existing | Water Heating | Natural Gas | Water Heater | E5 | TRC BC Ratio | 0.6403 | 0.65709 | 0.6756 | 0.69591 | 0.71815 | 0.74407 | 0.7704 | 0.79639 | 0.8215 | 0.84697 | 0.86805 | 0.88809 | 0.90944 | 0.93051 | 0.94983 | 0.96825 | 0.98526 | 1.0022 | 1.02 | 1.0376 | 1.0557 | 1.0743 | 1.0932 | 1.1126 | 1.1324 | 1.1525 | 1.173
F2_Commercial_College (ID)_Existing_Water Heating_Natural Gas_Water Heater_E6 | F2 | Commercial | College (ID) | Existing | Water Heating | Natural Gas | Water Heater | E6 | TRC BC Ratio | 0 | 0 | 0 | 0 | 0 | 0 | 0 | 0 | 0 | 0 | 0 | 0 | 0 | 0 | 0 | 0 | 0 | 0 | 0 | 0 | 0 | 0 | 0 | 0 | 0 | 0 | 0
F2_Commercial_College (ID)_Existing_Water Heating_Natural Gas_Water Heater_E7 | F2 | Commercial | College (ID) | Existing | Water Heating | Natural Gas | Water Heater | E7 | TRC BC Ratio | 0 | 0 | 0 | 0 | 0 | 0 | 0 | 0 | 0 | 0 | 0 | 0 | 0 | 0 | 0 | 0 | 0 | 0 | 0 | 0 | 0 | 0 | 0 | 0 | 0 | 0 | 0
F2_Commercial_College (ID)_Existing_Water Heating_Natural Gas_Water Heater_E8 | F2 | Commercial | College (ID) | Existing | Water Heating | Natural Gas | Water Heater | E8 | TRC BC Ratio | 0 | 0 | 0 | 0 | 0 | 0 | 0 | 0 | 0 | 0 | 0 | 0 | 0 | 0 | 0 | 0 | 0 | 0 | 0 | 0 | 0 | 0 | 0 | 0 | 0 | 0 | 0
F2_Commercial_College (ID)_Existing_Water Heating_Natural Gas_Water Heater_E9 | F2 | Commercial | College (ID) | Existing | Water Heating | Natural Gas | Water Heater | E9 | TRC BC Ratio | 0 | 0 | 0 | 0 | 0 | 0 | 0 | 0 | 0 | 0 | 0 | 0 | 0 | 0 | 0 | 0 | 0 | 0 | 0 | 0 | 0 | 0 | 0 | 0 | 0 | 0 | 0
F2_Commercial_College (ID)_Existing_Water Heating_Natural Gas_Water Heater_E10 | F2 | Commercial | College (ID) | Existing | Water Heating | Natural Gas | Water Heater | E10 | TRC BC Ratio | 0 | 0 | 0 | 0 | 0 | 0 | 0 | 0 | 0 | 0 | 0 | 0 | 0 | 0 | 0 | 0 | 0 | 0 | 0 | 0 | 0 | 0 | 0 | 0 | 0 | 0 | 0
F3_Commercial_College (ID)_Existing_Water Heating_Natural Gas_Water Heater_E1 | F3 | Commercial | College (ID) | Existing | Water Heating | Natural Gas | Water Heater | E1 | PACT BC Ratio | [24 empty] | 1 | 1 | 1 | bar: 2019 to 2042
F3_Commercial_College (ID)_Existing_Water Heating_Natural Gas_Water Heater_E2 | F3 | Commercial | College (ID) | Existing | Water Heating | Natural Gas | Water Heater | E2 | PACT BC Ratio | 4.0729 | 4.1799 | 4.3 | 4.4345 | 4.5842 | 4.7614 | 4.9418 | 5.1196 | 5.2905 | 5.464 | 5.6052 | 5.7385 | 5.881 | 6.0212 | 6.1485 | 6.269 | 6.379 | 6.488 | 6.6037 | 6.7172 | 6.8337 | 6.9544 | 7.0765 | 7.2022 | 7.3302 | 7.4604 | 7.5929
F3_Commercial_College (ID)_Existing_Water Heating_Natural Gas_Water Heater_E3 | F3 | Commercial | College (ID) | Existing | Water Heating | Natural Gas | Water Heater | E3 | PACT BC Ratio | 2.2981 | 2.3585 | 2.4262 | 2.5021 | 2.5866 | 2.6866 | 2.7884 | 2.8887 | 2.9852 | 3.0831 | 3.1627 | 3.2379 | 3.3183 | 3.3975 | 3.4693 | 3.5373 | 3.5993 | 3.6609 | 3.7261 | 3.7902 | 3.8559 | 3.924 | 3.9929 | 4.0638 | 4.136 | 4.2095 | 4.2843
F3_Commercial_College (ID)_Existing_Water Heating_Natural Gas_Water Heater_E4 | F3 | Commercial | College (ID) | Existing | Water Heating | Natural Gas | Water Heater | E4 | PACT BC Ratio | 1.4505 | 1.4946 | 1.5544 | 1.6324 | 1.729 | 1.8549 | 1.9848 | 2.1112 | 2.2295 | 2.3495 | 2.436 | 2.5131 | 2.5985 | 2.6803 | 2.7483 | 2.8083 | 2.8568 | 2.9033 | 2.9552 | 3.004 | 3.0545 | 3.108 | 3.1618 | 3.218 | 3.2751 | 3.3333 | 3.3926
F3_Commercial_College (ID)_Existing_Water Heating_Natural Gas_Water Heater_E5 | F3 | Commercial | College (ID) | Existing | Water Heating | Natural Gas | Water Heater | E5 | PACT BC Ratio | 1.5887 | 1.6304 | 1.6763 | 1.7267 | 1.7818 | 1.8462 | 1.9115 | 1.976 | 2.0383 | 2.1015 | 2.1538 | 2.2035 | 2.2565 | 2.3087 | 2.3567 | 2.4024 | 2.4446 | 2.4866 | 2.5309 | 2.5745 | 2.6193 | 2.6656 | 2.7125 | 2.7607 | 2.8097 | 2.8596 | 2.9104
F3_Commercial_College (ID)_Existing_Water Heating_Natural Gas_Water Heater_E6 | F3 | Commercial | College (ID) | Existing | Water Heating | Natural Gas | Water Heater | E6 | PACT BC Ratio | 0 | 0 | 0 | 0 | 0 | 0 | 0 | 0 | 0 | 0 | 0 | 0 | 0 | 0 | 0 | 0 | 0 | 0 | 0 | 0 | 0 | 0 | 0 | 0 | 0 | 0 | 0
F3_Commercial_College (ID)_Existing_Water Heating_Natural Gas_Water Heater_E7 | F3 | Commercial | College (ID) | Existing | Water Heating | Natural Gas | Water Heater | E7 | PACT BC Ratio | 0 | 0 | 0 | 0 | 0 | 0 | 0 | 0 | 0 | 0 | 0 | 0 | 0 | 0 | 0 | 0 | 0 | 0 | 0 | 0 | 0 | 0 | 0 | 0 | 0 | 0 | 0
F3_Commercial_College (ID)_Existing_Water Heating_Natural Gas_Water Heater_E8 | F3 | Commercial | College (ID) | Existing | Water Heating | Natural Gas | Water Heater | E8 | PACT BC Ratio | 0 | 0 | 0 | 0 | 0 | 0 | 0 | 0 | 0 | 0 | 0 | 0 | 0 | 0 | 0 | 0 | 0 | 0 | 0 | 0 | 0 | 0 | 0 | 0 | 0 | 0 | 0
F3_Commercial_College (ID)_Existing_Water Heating_Natural Gas_Water Heater_E9 | F3 | Commercial | College (ID) | Existing | Water Heating | Natural Gas | Water Heater | E9 | PACT BC Ratio | 0 | 0 | 0 | 0 | 0 | 0 | 0 | 0 | 0 | 0 | 0 | 0 | 0 | 0 | 0 | 0 | 0 | 0 | 0 | 0 | 0 | 0 | 0 | 0 | 0 | 0 | 0
F3_Commercial_College (ID)_Existing_Water Heating_Natural Gas_Water Heater_E10 | F3 | Commercial | College (ID) | Existing | Water Heating | Natural Gas | Water Heater | E10 | PACT BC Ratio | 0 | 0 | 0 | 0 | 0 | 0 | 0 | 0 | 0 | 0 | 0 | 0 | 0 | 0 | 0 | 0 | 0 | 0 | 0 | 0 | 0 | 0 | 0 | 0 | 0 | 0 | 0
F4_Commercial_College (ID)_Existing_Water Heating_Natural Gas_Water Heater_E1 | F4 | Commercial | College (ID) | Existing | Water Heating | Natural Gas | Water Heater | E1 | RVT BC Ratio | [24 empty] | 1 | 1 | 1 | bar: 2019 to 2042
F4_Commercial_College (ID)_Existing_Water Heating_Natural Gas_Water Heater_E2 | F4 | Commercial | College (ID) | Existing | Water Heating | Natural Gas | Water Heater | E2 | RVT BC Ratio | 2.58 | 2.6261 | 2.6781 | 2.7364 | 2.8015 | 2.8801 | 2.9581 | 3.0319 | 3.0988 | 3.1639 | 3.2314 | 3.2933 | 3.3593 | 3.4234 | 3.4797 | 3.5314 | 3.5766 | 3.6203 | 3.6663 | 3.71 | 3.754 | 3.8153 | 3.8773 | 3.9411 | 4.0061 | 4.0722 | 4.1395
F4_Commercial_College (ID)_Existing_Water Heating_Natural Gas_Water Heater_E3 | F4 | Commercial | College (ID) | Existing | Water Heating | Natural Gas | Water Heater | E3 | RVT BC Ratio | 1.5794 | 1.6054 | 1.6347 | 1.6676 | 1.7043 | 1.7487 | 1.7927 | 1.8343 | 1.8721 | 1.9088 | 1.9469 | 1.9818 | 2.0191 | 2.0552 | 2.087 | 2.1162 | 2.1417 | 2.1663 | 2.1923 | 2.217 | 2.2418 | 2.2764 | 2.3113 | 2.3474 | 2.384 | 2.4214 | 2.4593
F4_Commercial_College (ID)_Existing_Water Heating_Natural Gas_Water Heater_E4 | F4 | Commercial | College (ID) | Existing | Water Heating | Natural Gas | Water Heater | E4 | RVT BC Ratio | 1.1986 | 1.2169 | 1.2428 | 1.2776 | 1.3214 | 1.3804 | 1.4398 | 1.4936 | 1.5387 | 1.5803 | 1.6218 | 1.6552 | 1.6923 | 1.7267 | 1.7528 | 1.7739 | 1.7879 | 1.7998 | 1.8135 | 1.8243 | 1.8348 | 1.862 | 1.8893 | 1.9178 | 1.9469 | 1.9764 | 2.0065
F4_Commercial_College (ID)_Existing_Water Heating_Natural Gas_Water Heater_E5 | F4 | Commercial | College (ID) | Existing | Water Heating | Natural Gas | Water Heater | E5 | RVT BC Ratio | 1.173 | 1.1913 | 1.2113 | 1.2329 | 1.2564 | 1.2844 | 1.3122 | 1.3387 | 1.3631 | 1.387 | 1.4119 | 1.4352 | 1.4599 | 1.484 | 1.5055 | 1.5255 | 1.5433 | 1.5606 | 1.5788 | 1.5962 | 1.6138 | 1.6373 | 1.6611 | 1.6856 | 1.7105 | 1.7358 | 1.7616
F4_Commercial_College (ID)_Existing_Water Heating_Natural Gas_Water Heater_E6 | F4 | Commercial | College (ID) | Existing | Water Heating | Natural Gas | Water Heater | E6 | RVT BC Ratio | 0 | 0 | 0 | 0 | 0 | 0 | 0 | 0 | 0 | 0 | 0 | 0 | 0 | 0 | 0 | 0 | 0 | 0 | 0 | 0 | 0 | 0 | 0 | 0 | 0 | 0 | 0
F4_Commercial_College (ID)_Existing_Water Heating_Natural Gas_Water Heater_E7 | F4 | Commercial | College (ID) | Existing | Water Heating | Natural Gas | Water Heater | E7 | RVT BC Ratio | 0 | 0 | 0 | 0 | 0 | 0 | 0 | 0 | 0 | 0 | 0 | 0 | 0 | 0 | 0 | 0 | 0 | 0 | 0 | 0 | 0 | 0 | 0 | 0 | 0 | 0 | 0
F4_Commercial_College (ID)_Existing_Water Heating_Natural Gas_Water Heater_E8 | F4 | Commercial | College (ID) | Existing | Water Heating | Natural Gas | Water Heater | E8 | RVT BC Ratio | 0 | 0 | 0 | 0 | 0 | 0 | 0 | 0 | 0 | 0 | 0 | 0 | 0 | 0 | 0 | 0 | 0 | 0 | 0 | 0 | 0 | 0 | 0 | 0 | 0 | 0 | 0
F4_Commercial_College (ID)_Existing_Water Heating_Natural Gas_Water Heater_E9 | F4 | Commercial | College (ID) | Existing | Water Heating | Natural Gas | Water Heater | E9 | RVT BC Ratio | 0 | 0 | 0 | 0 | 0 | 0 | 0 | 0 | 0 | 0 | 0 | 0 | 0 | 0 | 0 | 0 | 0 | 0 | 0 | 0 | 0 | 0 | 0 | 0 | 0 | 0 | 0
F4_Commercial_College (ID)_Existing_Water Heating_Natural Gas_Water Heater_E10 | F4 | Commercial | College (ID) | Existing | Water Heating | Natural Gas | Water Heater | E10 | RVT BC Ratio | 0 | 0 | 0 | 0 | 0 | 0 | 0 | 0 | 0 | 0 | 0 | 0 | 0 | 0 | 0 | 0 | 0 | 0 | 0 | 0 | 0 | 0 | 0 | 0 | 0 | 0 | 0
F5_Commercial_College (ID)_Existing_Water Heating_Natural Gas_Water Heater_E1 | F5 | Commercial | College (ID) | Existing | Water Heating | Natural Gas | Water Heater | E1 | RIM BC Ratio | [24 empty] | 1 | 1 | 1 | bar: 2019 to 2042
F5_Commercial_College (ID)_Existing_Water Heating_Natural Gas_Water Heater_E2 | F5 | Commercial | College (ID) | Existing | Water Heating | Natural Gas | Water Heater | E2 | RIM BC Ratio | 0.70858 | 0.71531 | 0.72258 | 0.73038 | 0.73868 | 0.74765 | 0.75681 | 0.76613 | 0.77566 | 0.78558 | 0.79003 | 0.79449 | 0.79912 | 0.80371 | 0.80815 | 0.81255 | 0.81691 | 0.82138 | 0.82607 | 0.83088 | 0.83589 | 0.83767 | 0.83941 | 0.84115 | 0.84287 | 0.84457 | 0.84624
F5_Commercial_College (ID)_Existing_Water Heating_Natural Gas_Water Heater_E3 | F5 | Commercial | College (ID) | Existing | Water Heating | Natural Gas | Water Heater | E3 | RIM BC Ratio | 0.62465 | 0.63181 | 0.63958 | 0.64796 | 0.65693 | 0.66679 | 0.67677 | 0.68676 | 0.69677 | 0.70707 | 0.71248 | 0.71775 | 0.72322 | 0.7286 | 0.73367 | 0.73862 | 0.74339 | 0.74823 | 0.7533 | 0.75843 | 0.76374 | 0.76638 | 0.76897 | 0.77156 | 0.77413 | 0.77666 | 0.77917
F5_Commercial_College (ID)_Existing_Water Heating_Natural Gas_Water Heater_E4 | F5 | Commercial | College (ID) | Existing | Water Heating | Natural Gas | Water Heater | E4 | RIM BC Ratio | 0.50158 | 0.51018 | 0.52105 | 0.53432 | 0.54963 | 0.56764 | 0.5854 | 0.6029 | 0.62018 | 0.6383 | 0.64667 | 0.65515 | 0.66415 | 0.67284 | 0.68065 | 0.68809 | 0.69505 | 0.70216 | 0.70986 | 0.71771 | 0.72601 | 0.729 | 0.73192 | 0.73489 | 0.73783 | 0.74074 | 0.74363
F5_Commercial_College (ID)_Existing_Water Heating_Natural Gas_Water Heater_E5 | F5 | Commercial | College (ID) | Existing | Water Heating | Natural Gas | Water Heater | E5 | RIM BC Ratio | 0.55962 | 0.56674 | 0.57446 | 0.58279 | 0.59174 | 0.60152 | 0.61135 | 0.62108 | 0.63068 | 0.64043 | 0.64622 | 0.65173 | 0.65745 | 0.66306 | 0.66829 | 0.67336 | 0.67819 | 0.68305 | 0.68812 | 0.69321 | 0.69843 | 0.70168 | 0.70489 | 0.7081 | 0.71128 | 0.71444 | 0.71757
F5_Commercial_College (ID)_Existing_Water Heating_Natural Gas_Water Heater_E6 | F5 | Commercial | College (ID) | Existing | Water Heating | Natural Gas | Water Heater | E6 | RIM BC Ratio | 0 | 0 | 0 | 0 | 0 | 0 | 0 | 0 | 0 | 0 | 0 | 0 | 0 | 0 | 0 | 0 | 0 | 0 | 0 | 0 | 0 | 0 | 0 | 0 | 0 | 0 | 0
F5_Commercial_College (ID)_Existing_Water Heating_Natural Gas_Water Heater_E7 | F5 | Commercial | College (ID) | Existing | Water Heating | Natural Gas | Water Heater | E7 | RIM BC Ratio | 0 | 0 | 0 | 0 | 0 | 0 | 0 | 0 | 0 | 0 | 0 | 0 | 0 | 0 | 0 | 0 | 0 | 0 | 0 | 0 | 0 | 0 | 0 | 0 | 0 | 0 | 0
F5_Commercial_College (ID)_Existing_Water Heating_Natural Gas_Water Heater_E8 | F5 | Commercial | College (ID) | Existing | Water Heating | Natural Gas | Water Heater | E8 | RIM BC Ratio | 0 | 0 | 0 | 0 | 0 | 0 | 0 | 0 | 0 | 0 | 0 | 0 | 0 | 0 | 0 | 0 | 0 | 0 | 0 | 0 | 0 | 0 | 0 | 0 | 0 | 0 | 0
F5_Commercial_College (ID)_Existing_Water Heating_Natural Gas_Water Heater_E9 | F5 | Commercial | College (ID) | Existing | Water Heating | Natural Gas | Water Heater | E9 | RIM BC Ratio | 0 | 0 | 0 | 0 | 0 | 0 | 0 | 0 | 0 | 0 | 0 | 0 | 0 | 0 | 0 | 0 | 0 | 0 | 0 | 0 | 0 | 0 | 0 | 0 | 0 | 0 | 0
F5_Commercial_College (ID)_Existing_Water Heating_Natural Gas_Water Heater_E10 | F5 | Commercial | College (ID) | Existing | Water Heating | Natural Gas | Water Heater | E10 | RIM BC Ratio | 0 | 0 | 0 | 0 | 0 | 0 | 0 | 0 | 0 | 0 | 0 | 0 | 0 | 0 | 0 | 0 | 0 | 0 | 0 | 0 | 0 | 0 | 0 | 0 | 0 | 0 | 0
F0_Commercial_College (ID)_Existing_Food Preparation_Natural Gas_Oven_E0 | F0 | Commercial | College (ID) | Existing | Food Preparation | Natural Gas | Oven | E0 | Economic Unit | ENERGY STAR (>42% Baking Efficiency) | ENERGY STAR (>42% Baking Efficiency) | ENERGY STAR (>42% Baking Efficiency) | ENERGY STAR (>42% Baking Efficiency) | ENERGY STAR (>42% Baking Efficiency) | ENERGY STAR (>42% Baking Efficiency) | ENERGY STAR (>42% Baking Efficiency) | ENERGY STAR (>42% Baking Efficiency) | ENERGY STAR (>42% Baking Efficiency) | ENERGY STAR (>42% Baking Efficiency) | ENERGY STAR (>42% Baking Efficiency) | ENERGY STAR (>42% Baking Efficiency) | ENERGY STAR (>42% Baking Efficiency) | ENERGY STAR (>42% Baking Efficiency) | ENERGY STAR (>42% Baking Efficiency) | ENERGY STAR (>42% Baking Efficiency) | ENERGY STAR (>42% Baking Efficiency) | ENERGY STAR (>42% Baking Efficiency) | ENERGY STAR (>42% Baking Efficiency) | ENERGY STAR (>42% Baking Efficiency) | ENERGY STAR (>42% Baking Efficiency) | ENERGY STAR (>42% Baking Efficiency) | ENERGY STAR (>42% Baking Efficiency) | ENERGY STAR (>42% Baking Efficiency) | ENERGY STAR (>42% Baking Efficiency) | ENERGY STAR (>42% Baking Efficiency) | ENERGY STAR (>42% Baking Efficiency)
F1_Commercial_College (ID)_Existing_Food Preparation_Natural Gas_Oven_E1 | F1 | Commercial | College (ID) | Existing | Food Preparation | Natural Gas | Oven | E1 | CCE | 0 | 0 | 0 | 0 | 0 | 0 | 0 | 0 | 0 | 0 | 0 | 0 | 0 | 0 | 0 | 0 | 0 | 0 | 0 | 0 | 0 | 0 | 0 | 0 | 0 | 0 | 0
F1_Commercial_College (ID)_Existing_Food Preparation_Natural Gas_Oven_E2 | F1 | Commercial | College (ID) | Existing | Food Preparation | Natural Gas | Oven | E2 | CCE | 8.799e-05 | 8.799e-05 | 8.799e-05 | 8.799e-05 | 8.799e-05 | 8.799e-05 | 8.799e-05 | 8.799e-05 | 8.799e-05 | 8.799e-05 | 8.799e-05 | 8.799e-05 | 8.799e-05 | 8.799e-05 | 8.799e-05 | 8.799e-05 | 8.799e-05 | 8.799e-05 | 8.799e-05 | 8.799e-05 | 8.799e-05 | 8.799e-05 | 8.799e-05 | 8.799e-05 | 8.799e-05 | 8.799e-05 | 8.799e-05
F1_Commercial_College (ID)_Existing_Food Preparation_Natural Gas_Oven_E3 | F1 | Commercial | College (ID) | Existing | Food Preparation | Natural Gas | Oven | E3 | CCE | 0 | 0 | 0 | 0 | 0 | 0 | 0 | 0 | 0 | 0 | 0 | 0 | 0 | 0 | 0 | 0 | 0 | 0 | 0 | 0 | 0 | 0 | 0 | 0 | 0 | 0 | 0
F1_Commercial_College (ID)_Existing_Food Preparation_Natural Gas_Oven_E4 | F1 | Commercial | College (ID) | Existing | Food Preparation | Natural Gas | Oven | E4 | CCE | 0 | 0 | 0 | 0 | 0 | 0 | 0 | 0 | 0 | 0 | 0 | 0 | 0 | 0 | 0 | 0 | 0 | 0 | 0 | 0 | 0 | 0 | 0 | 0 | 0 | 0 | 0
F1_Commercial_College (ID)_Existing_Food Preparation_Natural Gas_Oven_E5 | F1 | Commercial | College (ID) | Existing | Food Preparation | Natural Gas | Oven | E5 | CCE | 0 | 0 | 0 | 0 | 0 | 0 | 0 | 0 | 0 | 0 | 0 | 0 | 0 | 0 | 0 | 0 | 0 | 0 | 0 | 0 | 0 | 0 | 0 | 0 | 0 | 0 | 0
F1_Commercial_College (ID)_Existing_Food Preparation_Natural Gas_Oven_E6 | F1 | Commercial | College (ID) | Existing | Food Preparation | Natural Gas | Oven | E6 | CCE | 0 | 0 | 0 | 0 | 0 | 0 | 0 | 0 | 0 | 0 | 0 | 0 | 0 | 0 | 0 | 0 | 0 | 0 | 0 | 0 | 0 | 0 | 0 | 0 | 0 | 0 | 0
F1_Commercial_College (ID)_Existing_Food Preparation_Natural Gas_Oven_E7 | F1 | Commercial | College (ID) | Existing | Food Preparation | Natural Gas | Oven | E7 | CCE | 0 | 0 | 0 | 0 | 0 | 0 | 0 | 0 | 0 | 0 | 0 | 0 | 0 | 0 | 0 | 0 | 0 | 0 | 0 | 0 | 0 | 0 | 0 | 0 | 0 | 0 | 0
F1_Commercial_College (ID)_Existing_Food Preparation_Natural Gas_Oven_E8 | F1 | Commercial | College (ID) | Existing | Food Preparation | Natural Gas | Oven | E8 | CCE | 0 | 0 | 0 | 0 | 0 | 0 | 0 | 0 | 0 | 0 | 0 | 0 | 0 | 0 | 0 | 0 | 0 | 0 | 0 | 0 | 0 | 0 | 0 | 0 | 0 | 0 | 0
F1_Commercial_College (ID)_Existing_Food Preparation_Natural Gas_Oven_E9 | F1 | Commercial | College (ID) | Existing | Food Preparation | Natural Gas | Oven | E9 | CCE | 0 | 0 | 0 | 0 | 0 | 0 | 0 | 0 | 0 | 0 | 0 | 0 | 0 | 0 | 0 | 0 | 0 | 0 | 0 | 0 | 0 | 0 | 0 | 0 | 0 | 0 | 0
F1_Commercial_College (ID)_Existing_Food Preparation_Natural Gas_Oven_E10 | F1 | Commercial | College (ID) | Existing | Food Preparation | Natural Gas | Oven | E10 | CCE | 0 | 0 | 0 | 0 | 0 | 0 | 0 | 0 | 0 | 0 | 0 | 0 | 0 | 0 | 0 | 0 | 0 | 0 | 0 | 0 | 0 | 0 | 0 | 0 | 0 | 0 | 0
F2_Commercial_College (ID)_Existing_Food Preparation_Natural Gas_Oven_E1 | F2 | Commercial | College (ID) | Existing | Food Preparation | Natural Gas | Oven | E1 | TRC BC Ratio | [24 empty] | 1 | 1 | 1 | bar: 2019 to 2042
F2_Commercial_College (ID)_Existing_Food Preparation_Natural Gas_Oven_E2 | F2 | Commercial | College (ID) | Existing | Food Preparation | Natural Gas | Oven | E2 | TRC BC Ratio | 39.4147 | 40.3246 | 41.4692 | 42.8194 | 44.3896 | 46.3698 | 48.4324 | 50.489 | 52.4726 | 54.4835 | 56.053 | 57.5129 | 59.0869 | 60.6202 | 61.9724 | 63.2245 | 64.3287 | 65.4141 | 66.5815 | 67.7134 | 68.8778 | 70.0921 | 71.318 | 72.5851 | 73.8746 | 75.187 | 76.5228
F2_Commercial_College (ID)_Existing_Food Preparation_Natural Gas_Oven_E3 | F2 | Commercial | College (ID) | Existing | Food Preparation | Natural Gas | Oven | E3 | TRC BC Ratio | 0 | 0 | 0 | 0 | 0 | 0 | 0 | 0 | 0 | 0 | 0 | 0 | 0 | 0 | 0 | 0 | 0 | 0 | 0 | 0 | 0 | 0 | 0 | 0 | 0 | 0 | 0
F2_Commercial_College (ID)_Existing_Food Preparation_Natural Gas_Oven_E4 | F2 | Commercial | College (ID) | Existing | Food Preparation | Natural Gas | Oven | E4 | TRC BC Ratio | 0 | 0 | 0 | 0 | 0 | 0 | 0 | 0 | 0 | 0 | 0 | 0 | 0 | 0 | 0 | 0 | 0 | 0 | 0 | 0 | 0 | 0 | 0 | 0 | 0 | 0 | 0
F2_Commercial_College (ID)_Existing_Food Preparation_Natural Gas_Oven_E5 | F2 | Commercial | College (ID) | Existing | Food Preparation | Natural Gas | Oven | E5 | TRC BC Ratio | 0 | 0 | 0 | 0 | 0 | 0 | 0 | 0 | 0 | 0 | 0 | 0 | 0 | 0 | 0 | 0 | 0 | 0 | 0 | 0 | 0 | 0 | 0 | 0 | 0 | 0 | 0
F2_Commercial_College (ID)_Existing_Food Preparation_Natural Gas_Oven_E6 | F2 | Commercial | College (ID) | Existing | Food Preparation | Natural Gas | Oven | E6 | TRC BC Ratio | 0 | 0 | 0 | 0 | 0 | 0 | 0 | 0 | 0 | 0 | 0 | 0 | 0 | 0 | 0 | 0 | 0 | 0 | 0 | 0 | 0 | 0 | 0 | 0 | 0 | 0 | 0
F2_Commercial_College (ID)_Existing_Food Preparation_Natural Gas_Oven_E7 | F2 | Commercial | College (ID) | Existing | Food Preparation | Natural Gas | Oven | E7 | TRC BC Ratio | 0 | 0 | 0 | 0 | 0 | 0 | 0 | 0 | 0 | 0 | 0 | 0 | 0 | 0 | 0 | 0 | 0 | 0 | 0 | 0 | 0 | 0 | 0 | 0 | 0 | 0 | 0
F2_Commercial_College (ID)_Existing_Food Preparation_Natural Gas_Oven_E8 | F2 | Commercial | College (ID) | Existing | Food Preparation | Natural Gas | Oven | E8 | TRC BC Ratio | 0 | 0 | 0 | 0 | 0 | 0 | 0 | 0 | 0 | 0 | 0 | 0 | 0 | 0 | 0 | 0 | 0 | 0 | 0 | 0 | 0 | 0 | 0 | 0 | 0 | 0 | 0
F2_Commercial_College (ID)_Existing_Food Preparation_Natural Gas_Oven_E9 | F2 | Commercial | College (ID) | Existing | Food Preparation | Natural Gas | Oven | E9 | TRC BC Ratio | 0 | 0 | 0 | 0 | 0 | 0 | 0 | 0 | 0 | 0 | 0 | 0 | 0 | 0 | 0 | 0 | 0 | 0 | 0 | 0 | 0 | 0 | 0 | 0 | 0 | 0 | 0
F2_Commercial_College (ID)_Existing_Food Preparation_Natural Gas_Oven_E10 | F2 | Commercial | College (ID) | Existing | Food Preparation | Natural Gas | Oven | E10 | TRC BC Ratio | 0 | 0 | 0 | 0 | 0 | 0 | 0 | 0 | 0 | 0 | 0 | 0 | 0 | 0 | 0 | 0 | 0 | 0 | 0 | 0 | 0 | 0 | 0 | 0 | 0 | 0 | 0
F3_Commercial_College (ID)_Existing_Food Preparation_Natural Gas_Oven_E1 | F3 | Commercial | College (ID) | Existing | Food Preparation | Natural Gas | Oven | E1 | PACT BC Ratio | [24 empty] | 1 | 1 | 1 | bar: 2019 to 2042
F3_Commercial_College (ID)_Existing_Food Preparation_Natural Gas_Oven_E2 | F3 | Commercial | College (ID) | Existing | Food Preparation | Natural Gas | Oven | E2 | PACT BC Ratio | 78.0555 | 79.8575 | 82.1242 | 84.7981 | 87.9076 | 91.8292 | 95.9139 | 99.9867 | 103.915 | 107.8973 | 111.0054 | 113.8966 | 117.0136 | 120.0501 | 122.7281 | 125.2077 | 127.3945 | 129.544 | 131.8558 | 134.0974 | 136.4033 | 138.808 | 141.2358 | 143.745 | 146.2988 | 148.8979 | 151.5432
F3_Commercial_College (ID)_Existing_Food Preparation_Natural Gas_Oven_E3 | F3 | Commercial | College (ID) | Existing | Food Preparation | Natural Gas | Oven | E3 | PACT BC Ratio | 0 | 0 | 0 | 0 | 0 | 0 | 0 | 0 | 0 | 0 | 0 | 0 | 0 | 0 | 0 | 0 | 0 | 0 | 0 | 0 | 0 | 0 | 0 | 0 | 0 | 0 | 0
F3_Commercial_College (ID)_Existing_Food Preparation_Natural Gas_Oven_E4 | F3 | Commercial | College (ID) | Existing | Food Preparation | Natural Gas | Oven | E4 | PACT BC Ratio | 0 | 0 | 0 | 0 | 0 | 0 | 0 | 0 | 0 | 0 | 0 | 0 | 0 | 0 | 0 | 0 | 0 | 0 | 0 | 0 | 0 | 0 | 0 | 0 | 0 | 0 | 0
F3_Commercial_College (ID)_Existing_Food Preparation_Natural Gas_Oven_E5 | F3 | Commercial | College (ID) | Existing | Food Preparation | Natural Gas | Oven | E5 | PACT BC Ratio | 0 | 0 | 0 | 0 | 0 | 0 | 0 | 0 | 0 | 0 | 0 | 0 | 0 | 0 | 0 | 0 | 0 | 0 | 0 | 0 | 0 | 0 | 0 | 0 | 0 | 0 | 0
F3_Commercial_College (ID)_Existing_Food Preparation_Natural Gas_Oven_E6 | F3 | Commercial | College (ID) | Existing | Food Preparation | Natural Gas | Oven | E6 | PACT BC Ratio | 0 | 0 | 0 | 0 | 0 | 0 | 0 | 0 | 0 | 0 | 0 | 0 | 0 | 0 | 0 | 0 | 0 | 0 | 0 | 0 | 0 | 0 | 0 | 0 | 0 | 0 | 0
F3_Commercial_College (ID)_Existing_Food Preparation_Natural Gas_Oven_E7 | F3 | Commercial | College (ID) | Existing | Food Preparation | Natural Gas | Oven | E7 | PACT BC Ratio | 0 | 0 | 0 | 0 | 0 | 0 | 0 | 0 | 0 | 0 | 0 | 0 | 0 | 0 | 0 | 0 | 0 | 0 | 0 | 0 | 0 | 0 | 0 | 0 | 0 | 0 | 0
F3_Commercial_College (ID)_Existing_Food Preparation_Natural Gas_Oven_E8 | F3 | Commercial | College (ID) | Existing | Food Preparation | Natural Gas | Oven | E8 | PACT BC Ratio | 0 | 0 | 0 | 0 | 0 | 0 | 0 | 0 | 0 | 0 | 0 | 0 | 0 | 0 | 0 | 0 | 0 | 0 | 0 | 0 | 0 | 0 | 0 | 0 | 0 | 0 | 0
F3_Commercial_College (ID)_Existing_Food Preparation_Natural Gas_Oven_E9 | F3 | Commercial | College (ID) | Existing | Food Preparation | Natural Gas | Oven | E9 | PACT BC Ratio | 0 | 0 | 0 | 0 | 0 | 0 | 0 | 0 | 0 | 0 | 0 | 0 | 0 | 0 | 0 | 0 | 0 | 0 | 0 | 0 | 0 | 0 | 0 | 0 | 0 | 0 | 0
F3_Commercial_College (ID)_Existing_Food Preparation_Natural Gas_Oven_E10 | F3 | Commercial | College (ID) | Existing | Food Preparation | Natural Gas | Oven | E10 | PACT BC Ratio | 0 | 0 | 0 | 0 | 0 | 0 | 0 | 0 | 0 | 0 | 0 | 0 | 0 | 0 | 0 | 0 | 0 | 0 | 0 | 0 | 0 | 0 | 0 | 0 | 0 | 0 | 0
F4_Commercial_College (ID)_Existing_Food Preparation_Natural Gas_Oven_E1 | F4 | Commercial | College (ID) | Existing | Food Preparation | Natural Gas | Oven | E1 | RVT BC Ratio | [24 empty] | 1 | 1 | 1 | bar: 2019 to 2042
F4_Commercial_College (ID)_Existing_Food Preparation_Natural Gas_Oven_E2 | F4 | Commercial | College (ID) | Existing | Food Preparation | Natural Gas | Oven | E2 | RVT BC Ratio | 56.6702 | 57.6068 | 58.7481 | 60.1353 | 61.7856 | 63.9669 | 66.2045 | 68.369 | 70.3615 | 72.275 | 74.2405 | 75.9962 | 77.8277 | 79.5203 | 80.9459 | 82.2093 | 83.2453 | 84.2218 | 85.2695 | 86.2306 | 87.192 | 88.722 | 90.2667 | 91.8631 | 93.4879 | 95.1416 | 96.8247
F4_Commercial_College (ID)_Existing_Food Preparation_Natural Gas_Oven_E3 | F4 | Commercial | College (ID) | Existing | Food Preparation | Natural Gas | Oven | E3 | RVT BC Ratio | 0 | 0 | 0 | 0 | 0 | 0 | 0 | 0 | 0 | 0 | 0 | 0 | 0 | 0 | 0 | 0 | 0 | 0 | 0 | 0 | 0 | 0 | 0 | 0 | 0 | 0 | 0
F4_Commercial_College (ID)_Existing_Food Preparation_Natural Gas_Oven_E4 | F4 | Commercial | College (ID) | Existing | Food Preparation | Natural Gas | Oven | E4 | RVT BC Ratio | 0 | 0 | 0 | 0 | 0 | 0 | 0 | 0 | 0 | 0 | 0 | 0 | 0 | 0 | 0 | 0 | 0 | 0 | 0 | 0 | 0 | 0 | 0 | 0 | 0 | 0 | 0
F4_Commercial_College (ID)_Existing_Food Preparation_Natural Gas_Oven_E5 | F4 | Commercial | College (ID) | Existing | Food Preparation | Natural Gas | Oven | E5 | RVT BC Ratio | 0 | 0 | 0 | 0 | 0 | 0 | 0 | 0 | 0 | 0 | 0 | 0 | 0 | 0 | 0 | 0 | 0 | 0 | 0 | 0 | 0 | 0 | 0 | 0 | 0 | 0 | 0
F4_Commercial_College (ID)_Existing_Food Preparation_Natural Gas_Oven_E6 | F4 | Commercial | College (ID) | Existing | Food Preparation | Natural Gas | Oven | E6 | RVT BC Ratio | 0 | 0 | 0 | 0 | 0 | 0 | 0 | 0 | 0 | 0 | 0 | 0 | 0 | 0 | 0 | 0 | 0 | 0 | 0 | 0 | 0 | 0 | 0 | 0 | 0 | 0 | 0
F4_Commercial_College (ID)_Existing_Food Preparation_Natural Gas_Oven_E7 | F4 | Commercial | College (ID) | Existing | Food Preparation | Natural Gas | Oven | E7 | RVT BC Ratio | 0 | 0 | 0 | 0 | 0 | 0 | 0 | 0 | 0 | 0 | 0 | 0 | 0 | 0 | 0 | 0 | 0 | 0 | 0 | 0 | 0 | 0 | 0 | 0 | 0 | 0 | 0
F4_Commercial_College (ID)_Existing_Food Preparation_Natural Gas_Oven_E8 | F4 | Commercial | College (ID) | Existing | Food Preparation | Natural Gas | Oven | E8 | RVT BC Ratio | 0 | 0 | 0 | 0 | 0 | 0 | 0 | 0 | 0 | 0 | 0 | 0 | 0 | 0 | 0 | 0 | 0 | 0 | 0 | 0 | 0 | 0 | 0 | 0 | 0 | 0 | 0
F4_Commercial_College (ID)_Existing_Food Preparation_Natural Gas_Oven_E9 | F4 | Commercial | College (ID) | Existing | Food Preparation | Natural Gas | Oven | E9 | RVT BC Ratio | 0 | 0 | 0 | 0 | 0 | 0 | 0 | 0 | 0 | 0 | 0 | 0 | 0 | 0 | 0 | 0 | 0 | 0 | 0 | 0 | 0 | 0 | 0 | 0 | 0 | 0 | 0
F4_Commercial_College (ID)_Existing_Food Preparation_Natural Gas_Oven_E10 | F4 | Commercial | College (ID) | Existing | Food Preparation | Natural Gas | Oven | E10 | RVT BC Ratio | 0 | 0 | 0 | 0 | 0 | 0 | 0 | 0 | 0 | 0 | 0 | 0 | 0 | 0 | 0 | 0 | 0 | 0 | 0 | 0 | 0 | 0 | 0 | 0 | 0 | 0 | 0
F5_Commercial_College (ID)_Existing_Food Preparation_Natural Gas_Oven_E1 | F5 | Commercial | College (ID) | Existing | Food Preparation | Natural Gas | Oven | E1 | RIM BC Ratio | [24 empty] | 1 | 1 | 1 | bar: 2019 to 2042
F5_Commercial_College (ID)_Existing_Food Preparation_Natural Gas_Oven_E2 | F5 | Commercial | College (ID) | Existing | Food Preparation | Natural Gas | Oven | E2 | RIM BC Ratio | 0.83168 | 0.83709 | 0.84418 | 0.85163 | 0.85935 | 0.86717 | 0.87523 | 0.88359 | 0.89237 | 0.90211 | 0.90359 | 0.90576 | 0.90871 | 0.91249 | 0.91646 | 0.92064 | 0.92509 | 0.92982 | 0.93481 | 0.94013 | 0.94578 | 0.94589 | 0.946 | 0.94611 | 0.94622 | 0.94633 | 0.94643
F5_Commercial_College (ID)_Existing_Food Preparation_Natural Gas_Oven_E3 | F5 | Commercial | College (ID) | Existing | Food Preparation | Natural Gas | Oven | E3 | RIM BC Ratio | 0 | 0 | 0 | 0 | 0 | 0 | 0 | 0 | 0 | 0 | 0 | 0 | 0 | 0 | 0 | 0 | 0 | 0 | 0 | 0 | 0 | 0 | 0 | 0 | 0 | 0 | 0
F5_Commercial_College (ID)_Existing_Food Preparation_Natural Gas_Oven_E4 | F5 | Commercial | College (ID) | Existing | Food Preparation | Natural Gas | Oven | E4 | RIM BC Ratio | 0 | 0 | 0 | 0 | 0 | 0 | 0 | 0 | 0 | 0 | 0 | 0 | 0 | 0 | 0 | 0 | 0 | 0 | 0 | 0 | 0 | 0 | 0 | 0 | 0 | 0 | 0
F5_Commercial_College (ID)_Existing_Food Preparation_Natural Gas_Oven_E5 | F5 | Commercial | College (ID) | Existing | Food Preparation | Natural Gas | Oven | E5 | RIM BC Ratio | 0 | 0 | 0 | 0 | 0 | 0 | 0 | 0 | 0 | 0 | 0 | 0 | 0 | 0 | 0 | 0 | 0 | 0 | 0 | 0 | 0 | 0 | 0 | 0 | 0 | 0 | 0
F5_Commercial_College (ID)_Existing_Food Preparation_Natural Gas_Oven_E6 | F5 | Commercial | College (ID) | Existing | Food Preparation | Natural Gas | Oven | E6 | RIM BC Ratio | 0 | 0 | 0 | 0 | 0 | 0 | 0 | 0 | 0 | 0 | 0 | 0 | 0 | 0 | 0 | 0 | 0 | 0 | 0 | 0 | 0 | 0 | 0 | 0 | 0 | 0 | 0
F5_Commercial_College (ID)_Existing_Food Preparation_Natural Gas_Oven_E7 | F5 | Commercial | College (ID) | Existing | Food Preparation | Natural Gas | Oven | E7 | RIM BC Ratio | 0 | 0 | 0 | 0 | 0 | 0 | 0 | 0 | 0 | 0 | 0 | 0 | 0 | 0 | 0 | 0 | 0 | 0 | 0 | 0 | 0 | 0 | 0 | 0 | 0 | 0 | 0
F5_Commercial_College (ID)_Existing_Food Preparation_Natural Gas_Oven_E8 | F5 | Commercial | College (ID) | Existing | Food Preparation | Natural Gas | Oven | E8 | RIM BC Ratio | 0 | 0 | 0 | 0 | 0 | 0 | 0 | 0 | 0 | 0 | 0 | 0 | 0 | 0 | 0 | 0 | 0 | 0 | 0 | 0 | 0 | 0 | 0 | 0 | 0 | 0 | 0
F5_Commercial_College (ID)_Existing_Food Preparation_Natural Gas_Oven_E9 | F5 | Commercial | College (ID) | Existing | Food Preparation | Natural Gas | Oven | E9 | RIM BC Ratio | 0 | 0 | 0 | 0 | 0 | 0 | 0 | 0 | 0 | 0 | 0 | 0 | 0 | 0 | 0 | 0 | 0 | 0 | 0 | 0 | 0 | 0 | 0 | 0 | 0 | 0 | 0
F5_Commercial_College (ID)_Existing_Food Preparation_Natural Gas_Oven_E10 | F5 | Commercial | College (ID) | Existing | Food Preparation | Natural Gas | Oven | E10 | RIM BC Ratio | 0 | 0 | 0 | 0 | 0 | 0 | 0 | 0 | 0 | 0 | 0 | 0 | 0 | 0 | 0 | 0 | 0 | 0 | 0 | 0 | 0 | 0 | 0 | 0 | 0 | 0 | 0
F0_Commercial_College (ID)_Existing_Food Preparation_Natural Gas_Conveyor Oven_E0 | F0 | Commercial | College (ID) | Existing | Food Preparation | Natural Gas | Conveyor Oven | E0 | Economic Unit | ENERGY STAR (>42% Baking Efficiency) | ENERGY STAR (>42% Baking Efficiency) | ENERGY STAR (>42% Baking Efficiency) | ENERGY STAR (>42% Baking Efficiency) | ENERGY STAR (>42% Baking Efficiency) | ENERGY STAR (>42% Baking Efficiency) | ENERGY STAR (>42% Baking Efficiency) | ENERGY STAR (>42% Baking Efficiency) | ENERGY STAR (>42% Baking Efficiency) | ENERGY STAR (>42% Baking Efficiency) | ENERGY STAR (>42% Baking Efficiency) | ENERGY STAR (>42% Baking Efficiency) | ENERGY STAR (>42% Baking Efficiency) | ENERGY STAR (>42% Baking Efficiency) | ENERGY STAR (>42% Baking Efficiency) | ENERGY STAR (>42% Baking Efficiency) | ENERGY STAR (>42% Baking Efficiency) | ENERGY STAR (>42% Baking Efficiency) | ENERGY STAR (>42% Baking Efficiency) | ENERGY STAR (>42% Baking Efficiency) | ENERGY STAR (>42% Baking Efficiency) | ENERGY STAR (>42% Baking Efficiency) | ENERGY STAR (>42% Baking Efficiency) | ENERGY STAR (>42% Baking Efficiency) | ENERGY STAR (>42% Baking Efficiency) | ENERGY STAR (>42% Baking Efficiency) | ENERGY STAR (>42% Baking Efficiency)
F1_Commercial_College (ID)_Existing_Food Preparation_Natural Gas_Conveyor Oven_E1 | F1 | Commercial | College (ID) | Existing | Food Preparation | Natural Gas | Conveyor Oven | E1 | CCE | 0 | 0 | 0 | 0 | 0 | 0 | 0 | 0 | 0 | 0 | 0 | 0 | 0 | 0 | 0 | 0 | 0 | 0 | 0 | 0 | 0 | 0 | 0 | 0 | 0 | 0 | 0
F1_Commercial_College (ID)_Existing_Food Preparation_Natural Gas_Conveyor Oven_E2 | F1 | Commercial | College (ID) | Existing | Food Preparation | Natural Gas | Conveyor Oven | E2 | CCE | 0.00013761 | 0.00013761 | 0.00013761 | 0.00013761 | 0.00013761 | 0.00013761 | 0.00013761 | 0.00013761 | 0.00013761 | 0.00013761 | 0.00013761 | 0.00013761 | 0.00013761 | 0.00013761 | 0.00013761 | 0.00013761 | 0.00013761 | 0.00013761 | 0.00013761 | 0.00013761 | 0.00013761 | 0.00013761 | 0.00013761 | 0.00013761 | 0.00013761 | 0.00013761 | 0.00013761
F1_Commercial_College (ID)_Existing_Food Preparation_Natural Gas_Conveyor Oven_E3 | F1 | Commercial | College (ID) | Existing | Food Preparation | Natural Gas | Conveyor Oven | E3 | CCE | 0 | 0 | 0 | 0 | 0 | 0 | 0 | 0 | 0 | 0 | 0 | 0 | 0 | 0 | 0 | 0 | 0 | 0 | 0 | 0 | 0 | 0 | 0 | 0 | 0 | 0 | 0
F1_Commercial_College (ID)_Existing_Food Preparation_Natural Gas_Conveyor Oven_E4 | F1 | Commercial | College (ID) | Existing | Food Preparation | Natural Gas | Conveyor Oven | E4 | CCE | 0 | 0 | 0 | 0 | 0 | 0 | 0 | 0 | 0 | 0 | 0 | 0 | 0 | 0 | 0 | 0 | 0 | 0 | 0 | 0 | 0 | 0 | 0 | 0 | 0 | 0 | 0
F1_Commercial_College (ID)_Existing_Food Preparation_Natural Gas_Conveyor Oven_E5 | F1 | Commercial | College (ID) | Existing | Food Preparation | Natural Gas | Conveyor Oven | E5 | CCE | 0 | 0 | 0 | 0 | 0 | 0 | 0 | 0 | 0 | 0 | 0 | 0 | 0 | 0 | 0 | 0 | 0 | 0 | 0 | 0 | 0 | 0 | 0 | 0 | 0 | 0 | 0
F1_Commercial_College (ID)_Existing_Food Preparation_Natural Gas_Conveyor Oven_E6 | F1 | Commercial | College (ID) | Existing | Food Preparation | Natural Gas | Conveyor Oven | E6 | CCE | 0 | 0 | 0 | 0 | 0 | 0 | 0 | 0 | 0 | 0 | 0 | 0 | 0 | 0 | 0 | 0 | 0 | 0 | 0 | 0 | 0 | 0 | 0 | 0 | 0 | 0 | 0
F1_Commercial_College (ID)_Existing_Food Preparation_Natural Gas_Conveyor Oven_E7 | F1 | Commercial | College (ID) | Existing | Food Preparation | Natural Gas | Conveyor Oven | E7 | CCE | 0 | 0 | 0 | 0 | 0 | 0 | 0 | 0 | 0 | 0 | 0 | 0 | 0 | 0 | 0 | 0 | 0 | 0 | 0 | 0 | 0 | 0 | 0 | 0 | 0 | 0 | 0
F1_Commercial_College (ID)_Existing_Food Preparation_Natural Gas_Conveyor Oven_E8 | F1 | Commercial | College (ID) | Existing | Food Preparation | Natural Gas | Conveyor Oven | E8 | CCE | 0 | 0 | 0 | 0 | 0 | 0 | 0 | 0 | 0 | 0 | 0 | 0 | 0 | 0 | 0 | 0 | 0 | 0 | 0 | 0 | 0 | 0 | 0 | 0 | 0 | 0 | 0
F1_Commercial_College (ID)_Existing_Food Preparation_Natural Gas_Conveyor Oven_E9 | F1 | Commercial | College (ID) | Existing | Food Preparation | Natural Gas | Conveyor Oven | E9 | CCE | 0 | 0 | 0 | 0 | 0 | 0 | 0 | 0 | 0 | 0 | 0 | 0 | 0 | 0 | 0 | 0 | 0 | 0 | 0 | 0 | 0 | 0 | 0 | 0 | 0 | 0 | 0
F1_Commercial_College (ID)_Existing_Food Preparation_Natural Gas_Conveyor Oven_E10 | F1 | Commercial | College (ID) | Existing | Food Preparation | Natural Gas | Conveyor Oven | E10 | CCE | 0 | 0 | 0 | 0 | 0 | 0 | 0 | 0 | 0 | 0 | 0 | 0 | 0 | 0 | 0 | 0 | 0 | 0 | 0 | 0 | 0 | 0 | 0 | 0 | 0 | 0 | 0
F2_Commercial_College (ID)_Existing_Food Preparation_Natural Gas_Conveyor Oven_E1 | F2 | Commercial | College (ID) | Existing | Food Preparation | Natural Gas | Conveyor Oven | E1 | TRC BC Ratio | [24 empty] | 1 | 1 | 1 | bar: 2019 to 2042
F2_Commercial_College (ID)_Existing_Food Preparation_Natural Gas_Conveyor Oven_E2 | F2 | Commercial | College (ID) | Existing | Food Preparation | Natural Gas | Conveyor Oven | E2 | TRC BC Ratio | 27.8787 | 28.6268 | 29.4489 | 30.3496 | 31.3363 | 32.4857 | 33.6515 | 34.8016 | 35.9112 | 37.037 | 37.9658 | 38.8474 | 39.7876 | 40.7149 | 41.5636 | 42.3714 | 43.1154 | 43.855 | 44.6366 | 45.4062 | 46.1951 | 47.0115 | 47.8379 | 48.6877 | 49.5527 | 50.4331 | 51.3291
F2_Commercial_College (ID)_Existing_Food Preparation_Natural Gas_Conveyor Oven_E3 | F2 | Commercial | College (ID) | Existing | Food Preparation | Natural Gas | Conveyor Oven | E3 | TRC BC Ratio | 0 | 0 | 0 | 0 | 0 | 0 | 0 | 0 | 0 | 0 | 0 | 0 | 0 | 0 | 0 | 0 | 0 | 0 | 0 | 0 | 0 | 0 | 0 | 0 | 0 | 0 | 0
F2_Commercial_College (ID)_Existing_Food Preparation_Natural Gas_Conveyor Oven_E4 | F2 | Commercial | College (ID) | Existing | Food Preparation | Natural Gas | Conveyor Oven | E4 | TRC BC Ratio | 0 | 0 | 0 | 0 | 0 | 0 | 0 | 0 | 0 | 0 | 0 | 0 | 0 | 0 | 0 | 0 | 0 | 0 | 0 | 0 | 0 | 0 | 0 | 0 | 0 | 0 | 0
F2_Commercial_College (ID)_Existing_Food Preparation_Natural Gas_Conveyor Oven_E5 | F2 | Commercial | College (ID) | Existing | Food Preparation | Natural Gas | Conveyor Oven | E5 | TRC BC Ratio | 0 | 0 | 0 | 0 | 0 | 0 | 0 | 0 | 0 | 0 | 0 | 0 | 0 | 0 | 0 | 0 | 0 | 0 | 0 | 0 | 0 | 0 | 0 | 0 | 0 | 0 | 0
F2_Commercial_College (ID)_Existing_Food Preparation_Natural Gas_Conveyor Oven_E6 | F2 | Commercial | College (ID) | Existing | Food Preparation | Natural Gas | Conveyor Oven | E6 | TRC BC Ratio | 0 | 0 | 0 | 0 | 0 | 0 | 0 | 0 | 0 | 0 | 0 | 0 | 0 | 0 | 0 | 0 | 0 | 0 | 0 | 0 | 0 | 0 | 0 | 0 | 0 | 0 | 0
F2_Commercial_College (ID)_Existing_Food Preparation_Natural Gas_Conveyor Oven_E7 | F2 | Commercial | College (ID) | Existing | Food Preparation | Natural Gas | Conveyor Oven | E7 | TRC BC Ratio | 0 | 0 | 0 | 0 | 0 | 0 | 0 | 0 | 0 | 0 | 0 | 0 | 0 | 0 | 0 | 0 | 0 | 0 | 0 | 0 | 0 | 0 | 0 | 0 | 0 | 0 | 0
F2_Commercial_College (ID)_Existing_Food Preparation_Natural Gas_Conveyor Oven_E8 | F2 | Commercial | College (ID) | Existing | Food Preparation | Natural Gas | Conveyor Oven | E8 | TRC BC Ratio | 0 | 0 | 0 | 0 | 0 | 0 | 0 | 0 | 0 | 0 | 0 | 0 | 0 | 0 | 0 | 0 | 0 | 0 | 0 | 0 | 0 | 0 | 0 | 0 | 0 | 0 | 0
F2_Commercial_College (ID)_Existing_Food Preparation_Natural Gas_Conveyor Oven_E9 | F2 | Commercial | College (ID) | Existing | Food Preparation | Natural Gas | Conveyor Oven | E9 | TRC BC Ratio | 0 | 0 | 0 | 0 | 0 | 0 | 0 | 0 | 0 | 0 | 0 | 0 | 0 | 0 | 0 | 0 | 0 | 0 | 0 | 0 | 0 | 0 | 0 | 0 | 0 | 0 | 0
F2_Commercial_College (ID)_Existing_Food Preparation_Natural Gas_Conveyor Oven_E10 | F2 | Commercial | College (ID) | Existing | Food Preparation | Natural Gas | Conveyor Oven | E10 | TRC BC Ratio | 0 | 0 | 0 | 0 | 0 | 0 | 0 | 0 | 0 | 0 | 0 | 0 | 0 | 0 | 0 | 0 | 0 | 0 | 0 | 0 | 0 | 0 | 0 | 0 | 0 | 0 | 0
F3_Commercial_College (ID)_Existing_Food Preparation_Natural Gas_Conveyor Oven_E1 | F3 | Commercial | College (ID) | Existing | Food Preparation | Natural Gas | Conveyor Oven | E1 | PACT BC Ratio | [24 empty] | 1 | 1 | 1 | bar: 2019 to 2042
F3_Commercial_College (ID)_Existing_Food Preparation_Natural Gas_Conveyor Oven_E2 | F3 | Commercial | College (ID) | Existing | Food Preparation | Natural Gas | Conveyor Oven | E2 | PACT BC Ratio | 55.21 | 56.6915 | 58.3197 | 60.1033 | 62.0573 | 64.3335 | 66.6422 | 68.9199 | 71.1173 | 73.3469 | 75.1863 | 76.9321 | 78.794 | 80.6305 | 82.3112 | 83.9109 | 85.3843 | 86.849 | 88.3967 | 89.9208 | 91.4833 | 93.1 | 94.7365 | 96.4196 | 98.1325 | 99.876 | 101.6503
F3_Commercial_College (ID)_Existing_Food Preparation_Natural Gas_Conveyor Oven_E3 | F3 | Commercial | College (ID) | Existing | Food Preparation | Natural Gas | Conveyor Oven | E3 | PACT BC Ratio | 0 | 0 | 0 | 0 | 0 | 0 | 0 | 0 | 0 | 0 | 0 | 0 | 0 | 0 | 0 | 0 | 0 | 0 | 0 | 0 | 0 | 0 | 0 | 0 | 0 | 0 | 0
F3_Commercial_College (ID)_Existing_Food Preparation_Natural Gas_Conveyor Oven_E4 | F3 | Commercial | College (ID) | Existing | Food Preparation | Natural Gas | Conveyor Oven | E4 | PACT BC Ratio | 0 | 0 | 0 | 0 | 0 | 0 | 0 | 0 | 0 | 0 | 0 | 0 | 0 | 0 | 0 | 0 | 0 | 0 | 0 | 0 | 0 | 0 | 0 | 0 | 0 | 0 | 0
F3_Commercial_College (ID)_Existing_Food Preparation_Natural Gas_Conveyor Oven_E5 | F3 | Commercial | College (ID) | Existing | Food Preparation | Natural Gas | Conveyor Oven | E5 | PACT BC Ratio | 0 | 0 | 0 | 0 | 0 | 0 | 0 | 0 | 0 | 0 | 0 | 0 | 0 | 0 | 0 | 0 | 0 | 0 | 0 | 0 | 0 | 0 | 0 | 0 | 0 | 0 | 0
F3_Commercial_College (ID)_Existing_Food Preparation_Natural Gas_Conveyor Oven_E6 | F3 | Commercial | College (ID) | Existing | Food Preparation | Natural Gas | Conveyor Oven | E6 | PACT BC Ratio | 0 | 0 | 0 | 0 | 0 | 0 | 0 | 0 | 0 | 0 | 0 | 0 | 0 | 0 | 0 | 0 | 0 | 0 | 0 | 0 | 0 | 0 | 0 | 0 | 0 | 0 | 0
F3_Commercial_College (ID)_Existing_Food Preparation_Natural Gas_Conveyor Oven_E7 | F3 | Commercial | College (ID) | Existing | Food Preparation | Natural Gas | Conveyor Oven | E7 | PACT BC Ratio | 0 | 0 | 0 | 0 | 0 | 0 | 0 | 0 | 0 | 0 | 0 | 0 | 0 | 0 | 0 | 0 | 0 | 0 | 0 | 0 | 0 | 0 | 0 | 0 | 0 | 0 | 0
F3_Commercial_College (ID)_Existing_Food Preparation_Natural Gas_Conveyor Oven_E8 | F3 | Commercial | College (ID) | Existing | Food Preparation | Natural Gas | Conveyor Oven | E8 | PACT BC Ratio | 0 | 0 | 0 | 0 | 0 | 0 | 0 | 0 | 0 | 0 | 0 | 0 | 0 | 0 | 0 | 0 | 0 | 0 | 0 | 0 | 0 | 0 | 0 | 0 | 0 | 0 | 0
F3_Commercial_College (ID)_Existing_Food Preparation_Natural Gas_Conveyor Oven_E9 | F3 | Commercial | College (ID) | Existing | Food Preparation | Natural Gas | Conveyor Oven | E9 | PACT BC Ratio | 0 | 0 | 0 | 0 | 0 | 0 | 0 | 0 | 0 | 0 | 0 | 0 | 0 | 0 | 0 | 0 | 0 | 0 | 0 | 0 | 0 | 0 | 0 | 0 | 0 | 0 | 0
F3_Commercial_College (ID)_Existing_Food Preparation_Natural Gas_Conveyor Oven_E10 | F3 | Commercial | College (ID) | Existing | Food Preparation | Natural Gas | Conveyor Oven | E10 | PACT BC Ratio | 0 | 0 | 0 | 0 | 0 | 0 | 0 | 0 | 0 | 0 | 0 | 0 | 0 | 0 | 0 | 0 | 0 | 0 | 0 | 0 | 0 | 0 | 0 | 0 | 0 | 0 | 0
F4_Commercial_College (ID)_Existing_Food Preparation_Natural Gas_Conveyor Oven_E1 | F4 | Commercial | College (ID) | Existing | Food Preparation | Natural Gas | Conveyor Oven | E1 | RVT BC Ratio | [24 empty] | 1 | 1 | 1 | bar: 2019 to 2042
F4_Commercial_College (ID)_Existing_Food Preparation_Natural Gas_Conveyor Oven_E2 | F4 | Commercial | College (ID) | Existing | Food Preparation | Natural Gas | Conveyor Oven | E2 | RVT BC Ratio | 39.1879 | 40.0168 | 40.9182 | 41.8952 | 42.9545 | 44.2023 | 45.4232 | 46.5855 | 47.6509 | 48.6983 | 49.7931 | 50.8149 | 51.9027 | 52.9613 | 53.9029 | 54.7765 | 55.5508 | 56.3032 | 57.0937 | 57.8499 | 58.6118 | 59.6405 | 60.6816 | 61.7525 | 62.8424 | 63.9516 | 65.0806
F4_Commercial_College (ID)_Existing_Food Preparation_Natural Gas_Conveyor Oven_E3 | F4 | Commercial | College (ID) | Existing | Food Preparation | Natural Gas | Conveyor Oven | E3 | RVT BC Ratio | 0 | 0 | 0 | 0 | 0 | 0 | 0 | 0 | 0 | 0 | 0 | 0 | 0 | 0 | 0 | 0 | 0 | 0 | 0 | 0 | 0 | 0 | 0 | 0 | 0 | 0 | 0
F4_Commercial_College (ID)_Existing_Food Preparation_Natural Gas_Conveyor Oven_E4 | F4 | Commercial | College (ID) | Existing | Food Preparation | Natural Gas | Conveyor Oven | E4 | RVT BC Ratio | 0 | 0 | 0 | 0 | 0 | 0 | 0 | 0 | 0 | 0 | 0 | 0 | 0 | 0 | 0 | 0 | 0 | 0 | 0 | 0 | 0 | 0 | 0 | 0 | 0 | 0 | 0
F4_Commercial_College (ID)_Existing_Food Preparation_Natural Gas_Conveyor Oven_E5 | F4 | Commercial | College (ID) | Existing | Food Preparation | Natural Gas | Conveyor Oven | E5 | RVT BC Ratio | 0 | 0 | 0 | 0 | 0 | 0 | 0 | 0 | 0 | 0 | 0 | 0 | 0 | 0 | 0 | 0 | 0 | 0 | 0 | 0 | 0 | 0 | 0 | 0 | 0 | 0 | 0
F4_Commercial_College (ID)_Existing_Food Preparation_Natural Gas_Conveyor Oven_E6 | F4 | Commercial | College (ID) | Existing | Food Preparation | Natural Gas | Conveyor Oven | E6 | RVT BC Ratio | 0 | 0 | 0 | 0 | 0 | 0 | 0 | 0 | 0 | 0 | 0 | 0 | 0 | 0 | 0 | 0 | 0 | 0 | 0 | 0 | 0 | 0 | 0 | 0 | 0 | 0 | 0
F4_Commercial_College (ID)_Existing_Food Preparation_Natural Gas_Conveyor Oven_E7 | F4 | Commercial | College (ID) | Existing | Food Preparation | Natural Gas | Conveyor Oven | E7 | RVT BC Ratio | 0 | 0 | 0 | 0 | 0 | 0 | 0 | 0 | 0 | 0 | 0 | 0 | 0 | 0 | 0 | 0 | 0 | 0 | 0 | 0 | 0 | 0 | 0 | 0 | 0 | 0 | 0
F4_Commercial_College (ID)_Existing_Food Preparation_Natural Gas_Conveyor Oven_E8 | F4 | Commercial | College (ID) | Existing | Food Preparation | Natural Gas | Conveyor Oven | E8 | RVT BC Ratio | 0 | 0 | 0 | 0 | 0 | 0 | 0 | 0 | 0 | 0 | 0 | 0 | 0 | 0 | 0 | 0 | 0 | 0 | 0 | 0 | 0 | 0 | 0 | 0 | 0 | 0 | 0
F4_Commercial_College (ID)_Existing_Food Preparation_Natural Gas_Conveyor Oven_E9 | F4 | Commercial | College (ID) | Existing | Food Preparation | Natural Gas | Conveyor Oven | E9 | RVT BC Ratio | 0 | 0 | 0 | 0 | 0 | 0 | 0 | 0 | 0 | 0 | 0 | 0 | 0 | 0 | 0 | 0 | 0 | 0 | 0 | 0 | 0 | 0 | 0 | 0 | 0 | 0 | 0
F4_Commercial_College (ID)_Existing_Food Preparation_Natural Gas_Conveyor Oven_E10 | F4 | Commercial | College (ID) | Existing | Food Preparation | Natural Gas | Conveyor Oven | E10 | RVT BC Ratio | 0 | 0 | 0 | 0 | 0 | 0 | 0 | 0 | 0 | 0 | 0 | 0 | 0 | 0 | 0 | 0 | 0 | 0 | 0 | 0 | 0 | 0 | 0 | 0 | 0 | 0 | 0
F5_Commercial_College (ID)_Existing_Food Preparation_Natural Gas_Conveyor Oven_E1 | F5 | Commercial | College (ID) | Existing | Food Preparation | Natural Gas | Conveyor Oven | E1 | RIM BC Ratio | [24 empty] | 1 | 1 | 1 | bar: 2019 to 2042
F5_Commercial_College (ID)_Existing_Food Preparation_Natural Gas_Conveyor Oven_E2 | F5 | Commercial | College (ID) | Existing | Food Preparation | Natural Gas | Conveyor Oven | E2 | RIM BC Ratio | 0.84936 | 0.85417 | 0.85944 | 0.86517 | 0.87137 | 0.87795 | 0.88511 | 0.89262 | 0.90058 | 0.90892 | 0.91131 | 0.91379 | 0.91637 | 0.91905 | 0.92188 | 0.92486 | 0.92803 | 0.93138 | 0.9349 | 0.93863 | 0.94257 | 0.94274 | 0.9429 | 0.94307 | 0.94323 | 0.94339 | 0.94354
F5_Commercial_College (ID)_Existing_Food Preparation_Natural Gas_Conveyor Oven_E3 | F5 | Commercial | College (ID) | Existing | Food Preparation | Natural Gas | Conveyor Oven | E3 | RIM BC Ratio | 0 | 0 | 0 | 0 | 0 | 0 | 0 | 0 | 0 | 0 | 0 | 0 | 0 | 0 | 0 | 0 | 0 | 0 | 0 | 0 | 0 | 0 | 0 | 0 | 0 | 0 | 0
F5_Commercial_College (ID)_Existing_Food Preparation_Natural Gas_Conveyor Oven_E4 | F5 | Commercial | College (ID) | Existing | Food Preparation | Natural Gas | Conveyor Oven | E4 | RIM BC Ratio | 0 | 0 | 0 | 0 | 0 | 0 | 0 | 0 | 0 | 0 | 0 | 0 | 0 | 0 | 0 | 0 | 0 | 0 | 0 | 0 | 0 | 0 | 0 | 0 | 0 | 0 | 0
F5_Commercial_College (ID)_Existing_Food Preparation_Natural Gas_Conveyor Oven_E5 | F5 | Commercial | College (ID) | Existing | Food Preparation | Natural Gas | Conveyor Oven | E5 | RIM BC Ratio | 0 | 0 | 0 | 0 | 0 | 0 | 0 | 0 | 0 | 0 | 0 | 0 | 0 | 0 | 0 | 0 | 0 | 0 | 0 | 0 | 0 | 0 | 0 | 0 | 0 | 0 | 0
F5_Commercial_College (ID)_Existing_Food Preparation_Natural Gas_Conveyor Oven_E6 | F5 | Commercial | College (ID) | Existing | Food Preparation | Natural Gas | Conveyor Oven | E6 | RIM BC Ratio | 0 | 0 | 0 | 0 | 0 | 0 | 0 | 0 | 0 | 0 | 0 | 0 | 0 | 0 | 0 | 0 | 0 | 0 | 0 | 0 | 0 | 0 | 0 | 0 | 0 | 0 | 0
F5_Commercial_College (ID)_Existing_Food Preparation_Natural Gas_Conveyor Oven_E7 | F5 | Commercial | College (ID) | Existing | Food Preparation | Natural Gas | Conveyor Oven | E7 | RIM BC Ratio | 0 | 0 | 0 | 0 | 0 | 0 | 0 | 0 | 0 | 0 | 0 | 0 | 0 | 0 | 0 | 0 | 0 | 0 | 0 | 0 | 0 | 0 | 0 | 0 | 0 | 0 | 0
F5_Commercial_College (ID)_Existing_Food Preparation_Natural Gas_Conveyor Oven_E8 | F5 | Commercial | College (ID) | Existing | Food Preparation | Natural Gas | Conveyor Oven | E8 | RIM BC Ratio | 0 | 0 | 0 | 0 | 0 | 0 | 0 | 0 | 0 | 0 | 0 | 0 | 0 | 0 | 0 | 0 | 0 | 0 | 0 | 0 | 0 | 0 | 0 | 0 | 0 | 0 | 0
F5_Commercial_College (ID)_Existing_Food Preparation_Natural Gas_Conveyor Oven_E9 | F5 | Commercial | College (ID) | Existing | Food Preparation | Natural Gas | Conveyor Oven | E9 | RIM BC Ratio | 0 | 0 | 0 | 0 | 0 | 0 | 0 | 0 | 0 | 0 | 0 | 0 | 0 | 0 | 0 | 0 | 0 | 0 | 0 | 0 | 0 | 0 | 0 | 0 | 0 | 0 | 0
F5_Commercial_College (ID)_Existing_Food Preparation_Natural Gas_Conveyor Oven_E10 | F5 | Commercial | College (ID) | Existing | Food Preparation | Natural Gas | Conveyor Oven | E10 | RIM BC Ratio | 0 | 0 | 0 | 0 | 0 | 0 | 0 | 0 | 0 | 0 | 0 | 0 | 0 | 0 | 0 | 0 | 0 | 0 | 0 | 0 | 0 | 0 | 0 | 0 | 0 | 0 | 0
F0_Commercial_College (ID)_Existing_Food Preparation_Natural Gas_Double Rack Oven_E0 | F0 | Commercial | College (ID) | Existing | Food Preparation | Natural Gas | Double Rack Oven | E0 | Economic Unit | FTSC Qualified (>50% Cooking Efficiency) | FTSC Qualified (>50% Cooking Efficiency) | FTSC Qualified (>50% Cooking Efficiency) | FTSC Qualified (>50% Cooking Efficiency) | FTSC Qualified (>50% Cooking Efficiency) | FTSC Qualified (>50% Cooking Efficiency) | FTSC Qualified (>50% Cooking Efficiency) | FTSC Qualified (>50% Cooking Efficiency) | FTSC Qualified (>50% Cooking Efficiency) | FTSC Qualified (>50% Cooking Efficiency) | FTSC Qualified (>50% Cooking Efficiency) | FTSC Qualified (>50% Cooking Efficiency) | FTSC Qualified (>50% Cooking Efficiency) | FTSC Qualified (>50% Cooking Efficiency) | FTSC Qualified (>50% Cooking Efficiency) | FTSC Qualified (>50% Cooking Efficiency) | FTSC Qualified (>50% Cooking Efficiency) | FTSC Qualified (>50% Cooking Efficiency) | FTSC Qualified (>50% Cooking Efficiency) | FTSC Qualified (>50% Cooking Efficiency) | FTSC Qualified (>50% Cooking Efficiency) | FTSC Qualified (>50% Cooking Efficiency) | FTSC Qualified (>50% Cooking Efficiency) | FTSC Qualified (>50% Cooking Efficiency) | FTSC Qualified (>50% Cooking Efficiency) | FTSC Qualified (>50% Cooking Efficiency) | FTSC Qualified (>50% Cooking Efficiency)
F1_Commercial_College (ID)_Existing_Food Preparation_Natural Gas_Double Rack Oven_E1 | F1 | Commercial | College (ID) | Existing | Food Preparation | Natural Gas | Double Rack Oven | E1 | CCE | 0 | 0 | 0 | 0 | 0 | 0 | 0 | 0 | 0 | 0 | 0 | 0 | 0 | 0 | 0 | 0 | 0 | 0 | 0 | 0 | 0 | 0 | 0 | 0 | 0 | 0 | 0
F1_Commercial_College (ID)_Existing_Food Preparation_Natural Gas_Double Rack Oven_E2 | F1 | Commercial | College (ID) | Existing | Food Preparation | Natural Gas | Double Rack Oven | E2 | CCE | 0.00028896 | 0.00028896 | 0.00028896 | 0.00028896 | 0.00028896 | 0.00028896 | 0.00028896 | 0.00028896 | 0.00028896 | 0.00028896 | 0.00028896 | 0.00028896 | 0.00028896 | 0.00028896 | 0.00028896 | 0.00028896 | 0.00028896 | 0.00028896 | 0.00028896 | 0.00028896 | 0.00028896 | 0.00028896 | 0.00028896 | 0.00028896 | 0.00028896 | 0.00028896 | 0.00028896
F1_Commercial_College (ID)_Existing_Food Preparation_Natural Gas_Double Rack Oven_E3 | F1 | Commercial | College (ID) | Existing | Food Preparation | Natural Gas | Double Rack Oven | E3 | CCE | 0 | 0 | 0 | 0 | 0 | 0 | 0 | 0 | 0 | 0 | 0 | 0 | 0 | 0 | 0 | 0 | 0 | 0 | 0 | 0 | 0 | 0 | 0 | 0 | 0 | 0 | 0
F1_Commercial_College (ID)_Existing_Food Preparation_Natural Gas_Double Rack Oven_E4 | F1 | Commercial | College (ID) | Existing | Food Preparation | Natural Gas | Double Rack Oven | E4 | CCE | 0 | 0 | 0 | 0 | 0 | 0 | 0 | 0 | 0 | 0 | 0 | 0 | 0 | 0 | 0 | 0 | 0 | 0 | 0 | 0 | 0 | 0 | 0 | 0 | 0 | 0 | 0
F1_Commercial_College (ID)_Existing_Food Preparation_Natural Gas_Double Rack Oven_E5 | F1 | Commercial | College (ID) | Existing | Food Preparation | Natural Gas | Double Rack Oven | E5 | CCE | 0 | 0 | 0 | 0 | 0 | 0 | 0 | 0 | 0 | 0 | 0 | 0 | 0 | 0 | 0 | 0 | 0 | 0 | 0 | 0 | 0 | 0 | 0 | 0 | 0 | 0 | 0
F1_Commercial_College (ID)_Existing_Food Preparation_Natural Gas_Double Rack Oven_E6 | F1 | Commercial | College (ID) | Existing | Food Preparation | Natural Gas | Double Rack Oven | E6 | CCE | 0 | 0 | 0 | 0 | 0 | 0 | 0 | 0 | 0 | 0 | 0 | 0 | 0 | 0 | 0 | 0 | 0 | 0 | 0 | 0 | 0 | 0 | 0 | 0 | 0 | 0 | 0
F1_Commercial_College (ID)_Existing_Food Preparation_Natural Gas_Double Rack Oven_E7 | F1 | Commercial | College (ID) | Existing | Food Preparation | Natural Gas | Double Rack Oven | E7 | CCE | 0 | 0 | 0 | 0 | 0 | 0 | 0 | 0 | 0 | 0 | 0 | 0 | 0 | 0 | 0 | 0 | 0 | 0 | 0 | 0 | 0 | 0 | 0 | 0 | 0 | 0 | 0
F1_Commercial_College (ID)_Existing_Food Preparation_Natural Gas_Double Rack Oven_E8 | F1 | Commercial | College (ID) | Existing | Food Preparation | Natural Gas | Double Rack Oven | E8 | CCE | 0 | 0 | 0 | 0 | 0 | 0 | 0 | 0 | 0 | 0 | 0 | 0 | 0 | 0 | 0 | 0 | 0 | 0 | 0 | 0 | 0 | 0 | 0 | 0 | 0 | 0 | 0
F1_Commercial_College (ID)_Existing_Food Preparation_Natural Gas_Double Rack Oven_E9 | F1 | Commercial | College (ID) | Existing | Food Preparation | Natural Gas | Double Rack Oven | E9 | CCE | 0 | 0 | 0 | 0 | 0 | 0 | 0 | 0 | 0 | 0 | 0 | 0 | 0 | 0 | 0 | 0 | 0 | 0 | 0 | 0 | 0 | 0 | 0 | 0 | 0 | 0 | 0
F1_Commercial_College (ID)_Existing_Food Preparation_Natural Gas_Double Rack Oven_E10 | F1 | Commercial | College (ID) | Existing | Food Preparation | Natural Gas | Double Rack Oven | E10 | CCE | 0 | 0 | 0 | 0 | 0 | 0 | 0 | 0 | 0 | 0 | 0 | 0 | 0 | 0 | 0 | 0 | 0 | 0 | 0 | 0 | 0 | 0 | 0 | 0 | 0 | 0 | 0
F2_Commercial_College (ID)_Existing_Food Preparation_Natural Gas_Double Rack Oven_E1 | F2 | Commercial | College (ID) | Existing | Food Preparation | Natural Gas | Double Rack Oven | E1 | TRC BC Ratio | [24 empty] | 1 | 1 | 1 | bar: 2019 to 2042
F2_Commercial_College (ID)_Existing_Food Preparation_Natural Gas_Double Rack Oven_E2 | F2 | Commercial | College (ID) | Existing | Food Preparation | Natural Gas | Double Rack Oven | E2 | TRC BC Ratio | 12.3167 | 12.6271 | 12.9949 | 13.4163 | 13.8929 | 14.4728 | 15.0696 | 15.6607 | 16.2297 | 16.8067 | 17.2657 | 17.6958 | 18.1579 | 18.6102 | 19.0147 | 19.3931 | 19.7326 | 20.0677 | 20.4256 | 20.7748 | 21.1335 | 21.5064 | 21.8833 | 22.272 | 22.6677 | 23.0704 | 23.4803
F2_Commercial_College (ID)_Existing_Food Preparation_Natural Gas_Double Rack Oven_E3 | F2 | Commercial | College (ID) | Existing | Food Preparation | Natural Gas | Double Rack Oven | E3 | TRC BC Ratio | 0 | 0 | 0 | 0 | 0 | 0 | 0 | 0 | 0 | 0 | 0 | 0 | 0 | 0 | 0 | 0 | 0 | 0 | 0 | 0 | 0 | 0 | 0 | 0 | 0 | 0 | 0
F2_Commercial_College (ID)_Existing_Food Preparation_Natural Gas_Double Rack Oven_E4 | F2 | Commercial | College (ID) | Existing | Food Preparation | Natural Gas | Double Rack Oven | E4 | TRC BC Ratio | 0 | 0 | 0 | 0 | 0 | 0 | 0 | 0 | 0 | 0 | 0 | 0 | 0 | 0 | 0 | 0 | 0 | 0 | 0 | 0 | 0 | 0 | 0 | 0 | 0 | 0 | 0
F2_Commercial_College (ID)_Existing_Food Preparation_Natural Gas_Double Rack Oven_E5 | F2 | Commercial | College (ID) | Existing | Food Preparation | Natural Gas | Double Rack Oven | E5 | TRC BC Ratio | 0 | 0 | 0 | 0 | 0 | 0 | 0 | 0 | 0 | 0 | 0 | 0 | 0 | 0 | 0 | 0 | 0 | 0 | 0 | 0 | 0 | 0 | 0 | 0 | 0 | 0 | 0
F2_Commercial_College (ID)_Existing_Food Preparation_Natural Gas_Double Rack Oven_E6 | F2 | Commercial | College (ID) | Existing | Food Preparation | Natural Gas | Double Rack Oven | E6 | TRC BC Ratio | 0 | 0 | 0 | 0 | 0 | 0 | 0 | 0 | 0 | 0 | 0 | 0 | 0 | 0 | 0 | 0 | 0 | 0 | 0 | 0 | 0 | 0 | 0 | 0 | 0 | 0 | 0
F2_Commercial_College (ID)_Existing_Food Preparation_Natural Gas_Double Rack Oven_E7 | F2 | Commercial | College (ID) | Existing | Food Preparation | Natural Gas | Double Rack Oven | E7 | TRC BC Ratio | 0 | 0 | 0 | 0 | 0 | 0 | 0 | 0 | 0 | 0 | 0 | 0 | 0 | 0 | 0 | 0 | 0 | 0 | 0 | 0 | 0 | 0 | 0 | 0 | 0 | 0 | 0
F2_Commercial_College (ID)_Existing_Food Preparation_Natural Gas_Double Rack Oven_E8 | F2 | Commercial | College (ID) | Existing | Food Preparation | Natural Gas | Double Rack Oven | E8 | TRC BC Ratio | 0 | 0 | 0 | 0 | 0 | 0 | 0 | 0 | 0 | 0 | 0 | 0 | 0 | 0 | 0 | 0 | 0 | 0 | 0 | 0 | 0 | 0 | 0 | 0 | 0 | 0 | 0
F2_Commercial_College (ID)_Existing_Food Preparation_Natural Gas_Double Rack Oven_E9 | F2 | Commercial | College (ID) | Existing | Food Preparation | Natural Gas | Double Rack Oven | E9 | TRC BC Ratio | 0 | 0 | 0 | 0 | 0 | 0 | 0 | 0 | 0 | 0 | 0 | 0 | 0 | 0 | 0 | 0 | 0 | 0 | 0 | 0 | 0 | 0 | 0 | 0 | 0 | 0 | 0
F2_Commercial_College (ID)_Existing_Food Preparation_Natural Gas_Double Rack Oven_E10 | F2 | Commercial | College (ID) | Existing | Food Preparation | Natural Gas | Double Rack Oven | E10 | TRC BC Ratio | 0 | 0 | 0 | 0 | 0 | 0 | 0 | 0 | 0 | 0 | 0 | 0 | 0 | 0 | 0 | 0 | 0 | 0 | 0 | 0 | 0 | 0 | 0 | 0 | 0 | 0 | 0
F3_Commercial_College (ID)_Existing_Food Preparation_Natural Gas_Double Rack Oven_E1 | F3 | Commercial | College (ID) | Existing | Food Preparation | Natural Gas | Double Rack Oven | E1 | PACT BC Ratio | [24 empty] | 1 | 1 | 1 | bar: 2019 to 2042
F3_Commercial_College (ID)_Existing_Food Preparation_Natural Gas_Double Rack Oven_E2 | F3 | Commercial | College (ID) | Existing | Food Preparation | Natural Gas | Double Rack Oven | E2 | PACT BC Ratio | 24.3916 | 25.0063 | 25.7346 | 26.5692 | 27.513 | 28.6614 | 29.8434 | 31.0139 | 32.1408 | 33.2834 | 34.1925 | 35.0442 | 35.9593 | 36.8551 | 37.656 | 38.4055 | 39.0777 | 39.7413 | 40.4502 | 41.1416 | 41.852 | 42.5905 | 43.3369 | 44.1068 | 44.8904 | 45.6879 | 46.4996
F3_Commercial_College (ID)_Existing_Food Preparation_Natural Gas_Double Rack Oven_E3 | F3 | Commercial | College (ID) | Existing | Food Preparation | Natural Gas | Double Rack Oven | E3 | PACT BC Ratio | 0 | 0 | 0 | 0 | 0 | 0 | 0 | 0 | 0 | 0 | 0 | 0 | 0 | 0 | 0 | 0 | 0 | 0 | 0 | 0 | 0 | 0 | 0 | 0 | 0 | 0 | 0
F3_Commercial_College (ID)_Existing_Food Preparation_Natural Gas_Double Rack Oven_E4 | F3 | Commercial | College (ID) | Existing | Food Preparation | Natural Gas | Double Rack Oven | E4 | PACT BC Ratio | 0 | 0 | 0 | 0 | 0 | 0 | 0 | 0 | 0 | 0 | 0 | 0 | 0 | 0 | 0 | 0 | 0 | 0 | 0 | 0 | 0 | 0 | 0 | 0 | 0 | 0 | 0
F3_Commercial_College (ID)_Existing_Food Preparation_Natural Gas_Double Rack Oven_E5 | F3 | Commercial | College (ID) | Existing | Food Preparation | Natural Gas | Double Rack Oven | E5 | PACT BC Ratio | 0 | 0 | 0 | 0 | 0 | 0 | 0 | 0 | 0 | 0 | 0 | 0 | 0 | 0 | 0 | 0 | 0 | 0 | 0 | 0 | 0 | 0 | 0 | 0 | 0 | 0 | 0
F3_Commercial_College (ID)_Existing_Food Preparation_Natural Gas_Double Rack Oven_E6 | F3 | Commercial | College (ID) | Existing | Food Preparation | Natural Gas | Double Rack Oven | E6 | PACT BC Ratio | 0 | 0 | 0 | 0 | 0 | 0 | 0 | 0 | 0 | 0 | 0 | 0 | 0 | 0 | 0 | 0 | 0 | 0 | 0 | 0 | 0 | 0 | 0 | 0 | 0 | 0 | 0
F3_Commercial_College (ID)_Existing_Food Preparation_Natural Gas_Double Rack Oven_E7 | F3 | Commercial | College (ID) | Existing | Food Preparation | Natural Gas | Double Rack Oven | E7 | PACT BC Ratio | 0 | 0 | 0 | 0 | 0 | 0 | 0 | 0 | 0 | 0 | 0 | 0 | 0 | 0 | 0 | 0 | 0 | 0 | 0 | 0 | 0 | 0 | 0 | 0 | 0 | 0 | 0
F3_Commercial_College (ID)_Existing_Food Preparation_Natural Gas_Double Rack Oven_E8 | F3 | Commercial | College (ID) | Existing | Food Preparation | Natural Gas | Double Rack Oven | E8 | PACT BC Ratio | 0 | 0 | 0 | 0 | 0 | 0 | 0 | 0 | 0 | 0 | 0 | 0 | 0 | 0 | 0 | 0 | 0 | 0 | 0 | 0 | 0 | 0 | 0 | 0 | 0 | 0 | 0
F3_Commercial_College (ID)_Existing_Food Preparation_Natural Gas_Double Rack Oven_E9 | F3 | Commercial | College (ID) | Existing | Food Preparation | Natural Gas | Double Rack Oven | E9 | PACT BC Ratio | 0 | 0 | 0 | 0 | 0 | 0 | 0 | 0 | 0 | 0 | 0 | 0 | 0 | 0 | 0 | 0 | 0 | 0 | 0 | 0 | 0 | 0 | 0 | 0 | 0 | 0 | 0
F3_Commercial_College (ID)_Existing_Food Preparation_Natural Gas_Double Rack Oven_E10 | F3 | Commercial | College (ID) | Existing | Food Preparation | Natural Gas | Double Rack Oven | E10 | PACT BC Ratio | 0 | 0 | 0 | 0 | 0 | 0 | 0 | 0 | 0 | 0 | 0 | 0 | 0 | 0 | 0 | 0 | 0 | 0 | 0 | 0 | 0 | 0 | 0 | 0 | 0 | 0 | 0
F4_Commercial_College (ID)_Existing_Food Preparation_Natural Gas_Double Rack Oven_E1 | F4 | Commercial | College (ID) | Existing | Food Preparation | Natural Gas | Double Rack Oven | E1 | RVT BC Ratio | [24 empty] | 1 | 1 | 1 | bar: 2019 to 2042
F4_Commercial_College (ID)_Existing_Food Preparation_Natural Gas_Double Rack Oven_E2 | F4 | Commercial | College (ID) | Existing | Food Preparation | Natural Gas | Double Rack Oven | E2 | RVT BC Ratio | 17.8139 | 18.1427 | 18.5287 | 18.9787 | 19.4941 | 20.1375 | 20.7827 | 21.3953 | 21.9498 | 22.4873 | 23.0443 | 23.5504 | 24.0847 | 24.5903 | 25.025 | 25.4173 | 25.7494 | 26.0664 | 26.4035 | 26.7182 | 27.0341 | 27.504 | 27.9789 | 28.4687 | 28.9673 | 29.4747 | 29.9911
F4_Commercial_College (ID)_Existing_Food Preparation_Natural Gas_Double Rack Oven_E3 | F4 | Commercial | College (ID) | Existing | Food Preparation | Natural Gas | Double Rack Oven | E3 | RVT BC Ratio | 0 | 0 | 0 | 0 | 0 | 0 | 0 | 0 | 0 | 0 | 0 | 0 | 0 | 0 | 0 | 0 | 0 | 0 | 0 | 0 | 0 | 0 | 0 | 0 | 0 | 0 | 0
F4_Commercial_College (ID)_Existing_Food Preparation_Natural Gas_Double Rack Oven_E4 | F4 | Commercial | College (ID) | Existing | Food Preparation | Natural Gas | Double Rack Oven | E4 | RVT BC Ratio | 0 | 0 | 0 | 0 | 0 | 0 | 0 | 0 | 0 | 0 | 0 | 0 | 0 | 0 | 0 | 0 | 0 | 0 | 0 | 0 | 0 | 0 | 0 | 0 | 0 | 0 | 0
F4_Commercial_College (ID)_Existing_Food Preparation_Natural Gas_Double Rack Oven_E5 | F4 | Commercial | College (ID) | Existing | Food Preparation | Natural Gas | Double Rack Oven | E5 | RVT BC Ratio | 0 | 0 | 0 | 0 | 0 | 0 | 0 | 0 | 0 | 0 | 0 | 0 | 0 | 0 | 0 | 0 | 0 | 0 | 0 | 0 | 0 | 0 | 0 | 0 | 0 | 0 | 0
F4_Commercial_College (ID)_Existing_Food Preparation_Natural Gas_Double Rack Oven_E6 | F4 | Commercial | College (ID) | Existing | Food Preparation | Natural Gas | Double Rack Oven | E6 | RVT BC Ratio | 0 | 0 | 0 | 0 | 0 | 0 | 0 | 0 | 0 | 0 | 0 | 0 | 0 | 0 | 0 | 0 | 0 | 0 | 0 | 0 | 0 | 0 | 0 | 0 | 0 | 0 | 0
F4_Commercial_College (ID)_Existing_Food Preparation_Natural Gas_Double Rack Oven_E7 | F4 | Commercial | College (ID) | Existing | Food Preparation | Natural Gas | Double Rack Oven | E7 | RVT BC Ratio | 0 | 0 | 0 | 0 | 0 | 0 | 0 | 0 | 0 | 0 | 0 | 0 | 0 | 0 | 0 | 0 | 0 | 0 | 0 | 0 | 0 | 0 | 0 | 0 | 0 | 0 | 0
F4_Commercial_College (ID)_Existing_Food Preparation_Natural Gas_Double Rack Oven_E8 | F4 | Commercial | College (ID) | Existing | Food Preparation | Natural Gas | Double Rack Oven | E8 | RVT BC Ratio | 0 | 0 | 0 | 0 | 0 | 0 | 0 | 0 | 0 | 0 | 0 | 0 | 0 | 0 | 0 | 0 | 0 | 0 | 0 | 0 | 0 | 0 | 0 | 0 | 0 | 0 | 0
F4_Commercial_College (ID)_Existing_Food Preparation_Natural Gas_Double Rack Oven_E9 | F4 | Commercial | College (ID) | Existing | Food Preparation | Natural Gas | Double Rack Oven | E9 | RVT BC Ratio | 0 | 0 | 0 | 0 | 0 | 0 | 0 | 0 | 0 | 0 | 0 | 0 | 0 | 0 | 0 | 0 | 0 | 0 | 0 | 0 | 0 | 0 | 0 | 0 | 0 | 0 | 0
F4_Commercial_College (ID)_Existing_Food Preparation_Natural Gas_Double Rack Oven_E10 | F4 | Commercial | College (ID) | Existing | Food Preparation | Natural Gas | Double Rack Oven | E10 | RVT BC Ratio | 0 | 0 | 0 | 0 | 0 | 0 | 0 | 0 | 0 | 0 | 0 | 0 | 0 | 0 | 0 | 0 | 0 | 0 | 0 | 0 | 0 | 0 | 0 | 0 | 0 | 0 | 0
F5_Commercial_College (ID)_Existing_Food Preparation_Natural Gas_Double Rack Oven_E1 | F5 | Commercial | College (ID) | Existing | Food Preparation | Natural Gas | Double Rack Oven | E1 | RIM BC Ratio | [24 empty] | 1 | 1 | 1 | bar: 2019 to 2042
F5_Commercial_College (ID)_Existing_Food Preparation_Natural Gas_Double Rack Oven_E2 | F5 | Commercial | College (ID) | Existing | Food Preparation | Natural Gas | Double Rack Oven | E2 | RIM BC Ratio | 0.82048 | 0.82608 | 0.83262 | 0.83945 | 0.84652 | 0.85396 | 0.86183 | 0.87023 | 0.87927 | 0.88896 | 0.89136 | 0.89409 | 0.89725 | 0.90085 | 0.90456 | 0.90844 | 0.91251 | 0.91681 | 0.92134 | 0.92613 | 0.93119 | 0.93155 | 0.9319 | 0.93225 | 0.9326 | 0.93293 | 0.93327
F5_Commercial_College (ID)_Existing_Food Preparation_Natural Gas_Double Rack Oven_E3 | F5 | Commercial | College (ID) | Existing | Food Preparation | Natural Gas | Double Rack Oven | E3 | RIM BC Ratio | 0 | 0 | 0 | 0 | 0 | 0 | 0 | 0 | 0 | 0 | 0 | 0 | 0 | 0 | 0 | 0 | 0 | 0 | 0 | 0 | 0 | 0 | 0 | 0 | 0 | 0 | 0
F5_Commercial_College (ID)_Existing_Food Preparation_Natural Gas_Double Rack Oven_E4 | F5 | Commercial | College (ID) | Existing | Food Preparation | Natural Gas | Double Rack Oven | E4 | RIM BC Ratio | 0 | 0 | 0 | 0 | 0 | 0 | 0 | 0 | 0 | 0 | 0 | 0 | 0 | 0 | 0 | 0 | 0 | 0 | 0 | 0 | 0 | 0 | 0 | 0 | 0 | 0 | 0
F5_Commercial_College (ID)_Existing_Food Preparation_Natural Gas_Double Rack Oven_E5 | F5 | Commercial | College (ID) | Existing | Food Preparation | Natural Gas | Double Rack Oven | E5 | RIM BC Ratio | 0 | 0 | 0 | 0 | 0 | 0 | 0 | 0 | 0 | 0 | 0 | 0 | 0 | 0 | 0 | 0 | 0 | 0 | 0 | 0 | 0 | 0 | 0 | 0 | 0 | 0 | 0
F5_Commercial_College (ID)_Existing_Food Preparation_Natural Gas_Double Rack Oven_E6 | F5 | Commercial | College (ID) | Existing | Food Preparation | Natural Gas | Double Rack Oven | E6 | RIM BC Ratio | 0 | 0 | 0 | 0 | 0 | 0 | 0 | 0 | 0 | 0 | 0 | 0 | 0 | 0 | 0 | 0 | 0 | 0 | 0 | 0 | 0 | 0 | 0 | 0 | 0 | 0 | 0
F5_Commercial_College (ID)_Existing_Food Preparation_Natural Gas_Double Rack Oven_E7 | F5 | Commercial | College (ID) | Existing | Food Preparation | Natural Gas | Double Rack Oven | E7 | RIM BC Ratio | 0 | 0 | 0 | 0 | 0 | 0 | 0 | 0 | 0 | 0 | 0 | 0 | 0 | 0 | 0 | 0 | 0 | 0 | 0 | 0 | 0 | 0 | 0 | 0 | 0 | 0 | 0
F5_Commercial_College (ID)_Existing_Food Preparation_Natural Gas_Double Rack Oven_E8 | F5 | Commercial | College (ID) | Existing | Food Preparation | Natural Gas | Double Rack Oven | E8 | RIM BC Ratio | 0 | 0 | 0 | 0 | 0 | 0 | 0 | 0 | 0 | 0 | 0 | 0 | 0 | 0 | 0 | 0 | 0 | 0 | 0 | 0 | 0 | 0 | 0 | 0 | 0 | 0 | 0
F5_Commercial_College (ID)_Existing_Food Preparation_Natural Gas_Double Rack Oven_E9 | F5 | Commercial | College (ID) | Existing | Food Preparation | Natural Gas | Double Rack Oven | E9 | RIM BC Ratio | 0 | 0 | 0 | 0 | 0 | 0 | 0 | 0 | 0 | 0 | 0 | 0 | 0 | 0 | 0 | 0 | 0 | 0 | 0 | 0 | 0 | 0 | 0 | 0 | 0 | 0 | 0
F5_Commercial_College (ID)_Existing_Food Preparation_Natural Gas_Double Rack Oven_E10 | F5 | Commercial | College (ID) | Existing | Food Preparation | Natural Gas | Double Rack Oven | E10 | RIM BC Ratio | 0 | 0 | 0 | 0 | 0 | 0 | 0 | 0 | 0 | 0 | 0 | 0 | 0 | 0 | 0 | 0 | 0 | 0 | 0 | 0 | 0 | 0 | 0 | 0 | 0 | 0 | 0
F0_Commercial_College (ID)_Existing_Food Preparation_Natural Gas_Fryer_E0 | F0 | Commercial | College (ID) | Existing | Food Preparation | Natural Gas | Fryer | E0 | Economic Unit | ENERGY STAR | ENERGY STAR | ENERGY STAR | ENERGY STAR | ENERGY STAR | ENERGY STAR | ENERGY STAR | ENERGY STAR | ENERGY STAR | ENERGY STAR | ENERGY STAR | ENERGY STAR | ENERGY STAR | ENERGY STAR | ENERGY STAR | ENERGY STAR | ENERGY STAR | ENERGY STAR | ENERGY STAR | ENERGY STAR | ENERGY STAR | ENERGY STAR | ENERGY STAR | ENERGY STAR | ENERGY STAR | ENERGY STAR | ENERGY STAR
F1_Commercial_College (ID)_Existing_Food Preparation_Natural Gas_Fryer_E1 | F1 | Commercial | College (ID) | Existing | Food Preparation | Natural Gas | Fryer | E1 | CCE | 0 | 0 | 0 | 0 | 0 | 0 | 0 | 0 | 0 | 0 | 0 | 0 | 0 | 0 | 0 | 0 | 0 | 0 | 0 | 0 | 0 | 0 | 0 | 0 | 0 | 0 | 0
F1_Commercial_College (ID)_Existing_Food Preparation_Natural Gas_Fryer_E2 | F1 | Commercial | College (ID) | Existing | Food Preparation | Natural Gas | Fryer | E2 | CCE | 0.0003771 | 0.0003771 | 0.0003771 | 0.0003771 | 0.0003771 | 0.0003771 | 0.0003771 | 0.0003771 | 0.0003771 | 0.0003771 | 0.0003771 | 0.0003771 | 0.0003771 | 0.0003771 | 0.0003771 | 0.0003771 | 0.0003771 | 0.0003771 | 0.0003771 | 0.0003771 | 0.0003771 | 0.0003771 | 0.0003771 | 0.0003771 | 0.0003771 | 0.0003771 | 0.0003771
F1_Commercial_College (ID)_Existing_Food Preparation_Natural Gas_Fryer_E3 | F1 | Commercial | College (ID) | Existing | Food Preparation | Natural Gas | Fryer | E3 | CCE | 0 | 0 | 0 | 0 | 0 | 0 | 0 | 0 | 0 | 0 | 0 | 0 | 0 | 0 | 0 | 0 | 0 | 0 | 0 | 0 | 0 | 0 | 0 | 0 | 0 | 0 | 0
F1_Commercial_College (ID)_Existing_Food Preparation_Natural Gas_Fryer_E4 | F1 | Commercial | College (ID) | Existing | Food Preparation | Natural Gas | Fryer | E4 | CCE | 0 | 0 | 0 | 0 | 0 | 0 | 0 | 0 | 0 | 0 | 0 | 0 | 0 | 0 | 0 | 0 | 0 | 0 | 0 | 0 | 0 | 0 | 0 | 0 | 0 | 0 | 0
F1_Commercial_College (ID)_Existing_Food Preparation_Natural Gas_Fryer_E5 | F1 | Commercial | College (ID) | Existing | Food Preparation | Natural Gas | Fryer | E5 | CCE | 0 | 0 | 0 | 0 | 0 | 0 | 0 | 0 | 0 | 0 | 0 | 0 | 0 | 0 | 0 | 0 | 0 | 0 | 0 | 0 | 0 | 0 | 0 | 0 | 0 | 0 | 0
F1_Commercial_College (ID)_Existing_Food Preparation_Natural Gas_Fryer_E6 | F1 | Commercial | College (ID) | Existing | Food Preparation | Natural Gas | Fryer | E6 | CCE | 0 | 0 | 0 | 0 | 0 | 0 | 0 | 0 | 0 | 0 | 0 | 0 | 0 | 0 | 0 | 0 | 0 | 0 | 0 | 0 | 0 | 0 | 0 | 0 | 0 | 0 | 0
F1_Commercial_College (ID)_Existing_Food Preparation_Natural Gas_Fryer_E7 | F1 | Commercial | College (ID) | Existing | Food Preparation | Natural Gas | Fryer | E7 | CCE | 0 | 0 | 0 | 0 | 0 | 0 | 0 | 0 | 0 | 0 | 0 | 0 | 0 | 0 | 0 | 0 | 0 | 0 | 0 | 0 | 0 | 0 | 0 | 0 | 0 | 0 | 0
F1_Commercial_College (ID)_Existing_Food Preparation_Natural Gas_Fryer_E8 | F1 | Commercial | College (ID) | Existing | Food Preparation | Natural Gas | Fryer | E8 | CCE | 0 | 0 | 0 | 0 | 0 | 0 | 0 | 0 | 0 | 0 | 0 | 0 | 0 | 0 | 0 | 0 | 0 | 0 | 0 | 0 | 0 | 0 | 0 | 0 | 0 | 0 | 0
F1_Commercial_College (ID)_Existing_Food Preparation_Natural Gas_Fryer_E9 | F1 | Commercial | College (ID) | Existing | Food Preparation | Natural Gas | Fryer | E9 | CCE | 0 | 0 | 0 | 0 | 0 | 0 | 0 | 0 | 0 | 0 | 0 | 0 | 0 | 0 | 0 | 0 | 0 | 0 | 0 | 0 | 0 | 0 | 0 | 0 | 0 | 0 | 0
F1_Commercial_College (ID)_Existing_Food Preparation_Natural Gas_Fryer_E10 | F1 | Commercial | College (ID) | Existing | Food Preparation | Natural Gas | Fryer | E10 | CCE | 0 | 0 | 0 | 0 | 0 | 0 | 0 | 0 | 0 | 0 | 0 | 0 | 0 | 0 | 0 | 0 | 0 | 0 | 0 | 0 | 0 | 0 | 0 | 0 | 0 | 0 | 0
F2_Commercial_College (ID)_Existing_Food Preparation_Natural Gas_Fryer_E1 | F2 | Commercial | College (ID) | Existing | Food Preparation | Natural Gas | Fryer | E1 | TRC BC Ratio | [24 empty] | 1 | 1 | 1 | bar: 2019 to 2042
F2_Commercial_College (ID)_Existing_Food Preparation_Natural Gas_Fryer_E2 | F2 | Commercial | College (ID) | Existing | Food Preparation | Natural Gas | Fryer | E2 | TRC BC Ratio | 9.832 | 10.0902 | 10.3801 | 10.7048 | 11.0663 | 11.494 | 11.9296 | 12.3587 | 12.7713 | 13.1901 | 13.531 | 13.8526 | 14.1967 | 14.5353 | 14.8426 | 15.1334 | 15.3988 | 15.6621 | 15.9413 | 16.2153 | 16.4965 | 16.7879 | 17.0826 | 17.3861 | 17.695 | 18.0094 | 18.3293
F2_Commercial_College (ID)_Existing_Food Preparation_Natural Gas_Fryer_E3 | F2 | Commercial | College (ID) | Existing | Food Preparation | Natural Gas | Fryer | E3 | TRC BC Ratio | 0 | 0 | 0 | 0 | 0 | 0 | 0 | 0 | 0 | 0 | 0 | 0 | 0 | 0 | 0 | 0 | 0 | 0 | 0 | 0 | 0 | 0 | 0 | 0 | 0 | 0 | 0
F2_Commercial_College (ID)_Existing_Food Preparation_Natural Gas_Fryer_E4 | F2 | Commercial | College (ID) | Existing | Food Preparation | Natural Gas | Fryer | E4 | TRC BC Ratio | 0 | 0 | 0 | 0 | 0 | 0 | 0 | 0 | 0 | 0 | 0 | 0 | 0 | 0 | 0 | 0 | 0 | 0 | 0 | 0 | 0 | 0 | 0 | 0 | 0 | 0 | 0
F2_Commercial_College (ID)_Existing_Food Preparation_Natural Gas_Fryer_E5 | F2 | Commercial | College (ID) | Existing | Food Preparation | Natural Gas | Fryer | E5 | TRC BC Ratio | 0 | 0 | 0 | 0 | 0 | 0 | 0 | 0 | 0 | 0 | 0 | 0 | 0 | 0 | 0 | 0 | 0 | 0 | 0 | 0 | 0 | 0 | 0 | 0 | 0 | 0 | 0
F2_Commercial_College (ID)_Existing_Food Preparation_Natural Gas_Fryer_E6 | F2 | Commercial | College (ID) | Existing | Food Preparation | Natural Gas | Fryer | E6 | TRC BC Ratio | 0 | 0 | 0 | 0 | 0 | 0 | 0 | 0 | 0 | 0 | 0 | 0 | 0 | 0 | 0 | 0 | 0 | 0 | 0 | 0 | 0 | 0 | 0 | 0 | 0 | 0 | 0
F2_Commercial_College (ID)_Existing_Food Preparation_Natural Gas_Fryer_E7 | F2 | Commercial | College (ID) | Existing | Food Preparation | Natural Gas | Fryer | E7 | TRC BC Ratio | 0 | 0 | 0 | 0 | 0 | 0 | 0 | 0 | 0 | 0 | 0 | 0 | 0 | 0 | 0 | 0 | 0 | 0 | 0 | 0 | 0 | 0 | 0 | 0 | 0 | 0 | 0
F2_Commercial_College (ID)_Existing_Food Preparation_Natural Gas_Fryer_E8 | F2 | Commercial | College (ID) | Existing | Food Preparation | Natural Gas | Fryer | E8 | TRC BC Ratio | 0 | 0 | 0 | 0 | 0 | 0 | 0 | 0 | 0 | 0 | 0 | 0 | 0 | 0 | 0 | 0 | 0 | 0 | 0 | 0 | 0 | 0 | 0 | 0 | 0 | 0 | 0
F2_Commercial_College (ID)_Existing_Food Preparation_Natural Gas_Fryer_E9 | F2 | Commercial | College (ID) | Existing | Food Preparation | Natural Gas | Fryer | E9 | TRC BC Ratio | 0 | 0 | 0 | 0 | 0 | 0 | 0 | 0 | 0 | 0 | 0 | 0 | 0 | 0 | 0 | 0 | 0 | 0 | 0 | 0 | 0 | 0 | 0 | 0 | 0 | 0 | 0
F2_Commercial_College (ID)_Existing_Food Preparation_Natural Gas_Fryer_E10 | F2 | Commercial | College (ID) | Existing | Food Preparation | Natural Gas | Fryer | E10 | TRC BC Ratio | 0 | 0 | 0 | 0 | 0 | 0 | 0 | 0 | 0 | 0 | 0 | 0 | 0 | 0 | 0 | 0 | 0 | 0 | 0 | 0 | 0 | 0 | 0 | 0 | 0 | 0 | 0
F3_Commercial_College (ID)_Existing_Food Preparation_Natural Gas_Fryer_E1 | F3 | Commercial | College (ID) | Existing | Food Preparation | Natural Gas | Fryer | E1 | PACT BC Ratio | [24 empty] | 1 | 1 | 1 | bar: 2019 to 2042
F3_Commercial_College (ID)_Existing_Food Preparation_Natural Gas_Fryer_E2 | F3 | Commercial | College (ID) | Existing | Food Preparation | Natural Gas | Fryer | E2 | PACT BC Ratio | 19.4709 | 19.9824 | 20.5564 | 21.1993 | 21.9153 | 22.7623 | 23.6249 | 24.4747 | 25.2919 | 26.1212 | 26.7963 | 27.4333 | 28.1148 | 28.7852 | 29.3937 | 29.9697 | 30.4953 | 31.0167 | 31.5696 | 32.1123 | 32.6691 | 33.2461 | 33.8299 | 34.4309 | 35.0426 | 35.6652 | 36.2988
F3_Commercial_College (ID)_Existing_Food Preparation_Natural Gas_Fryer_E3 | F3 | Commercial | College (ID) | Existing | Food Preparation | Natural Gas | Fryer | E3 | PACT BC Ratio | 0 | 0 | 0 | 0 | 0 | 0 | 0 | 0 | 0 | 0 | 0 | 0 | 0 | 0 | 0 | 0 | 0 | 0 | 0 | 0 | 0 | 0 | 0 | 0 | 0 | 0 | 0
F3_Commercial_College (ID)_Existing_Food Preparation_Natural Gas_Fryer_E4 | F3 | Commercial | College (ID) | Existing | Food Preparation | Natural Gas | Fryer | E4 | PACT BC Ratio | 0 | 0 | 0 | 0 | 0 | 0 | 0 | 0 | 0 | 0 | 0 | 0 | 0 | 0 | 0 | 0 | 0 | 0 | 0 | 0 | 0 | 0 | 0 | 0 | 0 | 0 | 0
F3_Commercial_College (ID)_Existing_Food Preparation_Natural Gas_Fryer_E5 | F3 | Commercial | College (ID) | Existing | Food Preparation | Natural Gas | Fryer | E5 | PACT BC Ratio | 0 | 0 | 0 | 0 | 0 | 0 | 0 | 0 | 0 | 0 | 0 | 0 | 0 | 0 | 0 | 0 | 0 | 0 | 0 | 0 | 0 | 0 | 0 | 0 | 0 | 0 | 0
F3_Commercial_College (ID)_Existing_Food Preparation_Natural Gas_Fryer_E6 | F3 | Commercial | College (ID) | Existing | Food Preparation | Natural Gas | Fryer | E6 | PACT BC Ratio | 0 | 0 | 0 | 0 | 0 | 0 | 0 | 0 | 0 | 0 | 0 | 0 | 0 | 0 | 0 | 0 | 0 | 0 | 0 | 0 | 0 | 0 | 0 | 0 | 0 | 0 | 0
F3_Commercial_College (ID)_Existing_Food Preparation_Natural Gas_Fryer_E7 | F3 | Commercial | College (ID) | Existing | Food Preparation | Natural Gas | Fryer | E7 | PACT BC Ratio | 0 | 0 | 0 | 0 | 0 | 0 | 0 | 0 | 0 | 0 | 0 | 0 | 0 | 0 | 0 | 0 | 0 | 0 | 0 | 0 | 0 | 0 | 0 | 0 | 0 | 0 | 0
F3_Commercial_College (ID)_Existing_Food Preparation_Natural Gas_Fryer_E8 | F3 | Commercial | College (ID) | Existing | Food Preparation | Natural Gas | Fryer | E8 | PACT BC Ratio | 0 | 0 | 0 | 0 | 0 | 0 | 0 | 0 | 0 | 0 | 0 | 0 | 0 | 0 | 0 | 0 | 0 | 0 | 0 | 0 | 0 | 0 | 0 | 0 | 0 | 0 | 0
F3_Commercial_College (ID)_Existing_Food Preparation_Natural Gas_Fryer_E9 | F3 | Commercial | College (ID) | Existing | Food Preparation | Natural Gas | Fryer | E9 | PACT BC Ratio | 0 | 0 | 0 | 0 | 0 | 0 | 0 | 0 | 0 | 0 | 0 | 0 | 0 | 0 | 0 | 0 | 0 | 0 | 0 | 0 | 0 | 0 | 0 | 0 | 0 | 0 | 0
F3_Commercial_College (ID)_Existing_Food Preparation_Natural Gas_Fryer_E10 | F3 | Commercial | College (ID) | Existing | Food Preparation | Natural Gas | Fryer | E10 | PACT BC Ratio | 0 | 0 | 0 | 0 | 0 | 0 | 0 | 0 | 0 | 0 | 0 | 0 | 0 | 0 | 0 | 0 | 0 | 0 | 0 | 0 | 0 | 0 | 0 | 0 | 0 | 0 | 0
F4_Commercial_College (ID)_Existing_Food Preparation_Natural Gas_Fryer_E1 | F4 | Commercial | College (ID) | Existing | Food Preparation | Natural Gas | Fryer | E1 | RVT BC Ratio | [24 empty] | 1 | 1 | 1 | bar: 2019 to 2042
F4_Commercial_College (ID)_Existing_Food Preparation_Natural Gas_Fryer_E2 | F4 | Commercial | College (ID) | Existing | Food Preparation | Natural Gas | Fryer | E2 | RVT BC Ratio | 14.1599 | 14.4364 | 14.7475 | 15.0969 | 15.4865 | 15.9575 | 16.4248 | 16.8666 | 17.2673 | 17.6575 | 18.0617 | 18.4322 | 18.8279 | 19.2114 | 19.5486 | 19.8586 | 20.1292 | 20.3906 | 20.6664 | 20.9281 | 21.1915 | 21.5586 | 21.9301 | 22.3125 | 22.7017 | 23.0978 | 23.5009
F4_Commercial_College (ID)_Existing_Food Preparation_Natural Gas_Fryer_E3 | F4 | Commercial | College (ID) | Existing | Food Preparation | Natural Gas | Fryer | E3 | RVT BC Ratio | 0 | 0 | 0 | 0 | 0 | 0 | 0 | 0 | 0 | 0 | 0 | 0 | 0 | 0 | 0 | 0 | 0 | 0 | 0 | 0 | 0 | 0 | 0 | 0 | 0 | 0 | 0
F4_Commercial_College (ID)_Existing_Food Preparation_Natural Gas_Fryer_E4 | F4 | Commercial | College (ID) | Existing | Food Preparation | Natural Gas | Fryer | E4 | RVT BC Ratio | 0 | 0 | 0 | 0 | 0 | 0 | 0 | 0 | 0 | 0 | 0 | 0 | 0 | 0 | 0 | 0 | 0 | 0 | 0 | 0 | 0 | 0 | 0 | 0 | 0 | 0 | 0
F4_Commercial_College (ID)_Existing_Food Preparation_Natural Gas_Fryer_E5 | F4 | Commercial | College (ID) | Existing | Food Preparation | Natural Gas | Fryer | E5 | RVT BC Ratio | 0 | 0 | 0 | 0 | 0 | 0 | 0 | 0 | 0 | 0 | 0 | 0 | 0 | 0 | 0 | 0 | 0 | 0 | 0 | 0 | 0 | 0 | 0 | 0 | 0 | 0 | 0
F4_Commercial_College (ID)_Existing_Food Preparation_Natural Gas_Fryer_E6 | F4 | Commercial | College (ID) | Existing | Food Preparation | Natural Gas | Fryer | E6 | RVT BC Ratio | 0 | 0 | 0 | 0 | 0 | 0 | 0 | 0 | 0 | 0 | 0 | 0 | 0 | 0 | 0 | 0 | 0 | 0 | 0 | 0 | 0 | 0 | 0 | 0 | 0 | 0 | 0
F4_Commercial_College (ID)_Existing_Food Preparation_Natural Gas_Fryer_E7 | F4 | Commercial | College (ID) | Existing | Food Preparation | Natural Gas | Fryer | E7 | RVT BC Ratio | 0 | 0 | 0 | 0 | 0 | 0 | 0 | 0 | 0 | 0 | 0 | 0 | 0 | 0 | 0 | 0 | 0 | 0 | 0 | 0 | 0 | 0 | 0 | 0 | 0 | 0 | 0
F4_Commercial_College (ID)_Existing_Food Preparation_Natural Gas_Fryer_E8 | F4 | Commercial | College (ID) | Existing | Food Preparation | Natural Gas | Fryer | E8 | RVT BC Ratio | 0 | 0 | 0 | 0 | 0 | 0 | 0 | 0 | 0 | 0 | 0 | 0 | 0 | 0 | 0 | 0 | 0 | 0 | 0 | 0 | 0 | 0 | 0 | 0 | 0 | 0 | 0
F4_Commercial_College (ID)_Existing_Food Preparation_Natural Gas_Fryer_E9 | F4 | Commercial | College (ID) | Existing | Food Preparation | Natural Gas | Fryer | E9 | RVT BC Ratio | 0 | 0 | 0 | 0 | 0 | 0 | 0 | 0 | 0 | 0 | 0 | 0 | 0 | 0 | 0 | 0 | 0 | 0 | 0 | 0 | 0 | 0 | 0 | 0 | 0 | 0 | 0
F4_Commercial_College (ID)_Existing_Food Preparation_Natural Gas_Fryer_E10 | F4 | Commercial | College (ID) | Existing | Food Preparation | Natural Gas | Fryer | E10 | RVT BC Ratio | 0 | 0 | 0 | 0 | 0 | 0 | 0 | 0 | 0 | 0 | 0 | 0 | 0 | 0 | 0 | 0 | 0 | 0 | 0 | 0 | 0 | 0 | 0 | 0 | 0 | 0 | 0
F5_Commercial_College (ID)_Existing_Food Preparation_Natural Gas_Fryer_E1 | F5 | Commercial | College (ID) | Existing | Food Preparation | Natural Gas | Fryer | E1 | RIM BC Ratio | [24 empty] | 1 | 1 | 1 | bar: 2019 to 2042
F5_Commercial_College (ID)_Existing_Food Preparation_Natural Gas_Fryer_E2 | F5 | Commercial | College (ID) | Existing | Food Preparation | Natural Gas | Fryer | E2 | RIM BC Ratio | 0.82162 | 0.82727 | 0.83332 | 0.83976 | 0.84656 | 0.85365 | 0.86109 | 0.86897 | 0.87739 | 0.88636 | 0.88914 | 0.89217 | 0.89532 | 0.89856 | 0.90189 | 0.90535 | 0.90897 | 0.91277 | 0.91676 | 0.92097 | 0.9254 | 0.92586 | 0.9263 | 0.92675 | 0.92718 | 0.92761 | 0.92803
F5_Commercial_College (ID)_Existing_Food Preparation_Natural Gas_Fryer_E3 | F5 | Commercial | College (ID) | Existing | Food Preparation | Natural Gas | Fryer | E3 | RIM BC Ratio | 0 | 0 | 0 | 0 | 0 | 0 | 0 | 0 | 0 | 0 | 0 | 0 | 0 | 0 | 0 | 0 | 0 | 0 | 0 | 0 | 0 | 0 | 0 | 0 | 0 | 0 | 0
F5_Commercial_College (ID)_Existing_Food Preparation_Natural Gas_Fryer_E4 | F5 | Commercial | College (ID) | Existing | Food Preparation | Natural Gas | Fryer | E4 | RIM BC Ratio | 0 | 0 | 0 | 0 | 0 | 0 | 0 | 0 | 0 | 0 | 0 | 0 | 0 | 0 | 0 | 0 | 0 | 0 | 0 | 0 | 0 | 0 | 0 | 0 | 0 | 0 | 0
F5_Commercial_College (ID)_Existing_Food Preparation_Natural Gas_Fryer_E5 | F5 | Commercial | College (ID) | Existing | Food Preparation | Natural Gas | Fryer | E5 | RIM BC Ratio | 0 | 0 | 0 | 0 | 0 | 0 | 0 | 0 | 0 | 0 | 0 | 0 | 0 | 0 | 0 | 0 | 0 | 0 | 0 | 0 | 0 | 0 | 0 | 0 | 0 | 0 | 0
F5_Commercial_College (ID)_Existing_Food Preparation_Natural Gas_Fryer_E6 | F5 | Commercial | College (ID) | Existing | Food Preparation | Natural Gas | Fryer | E6 | RIM BC Ratio | 0 | 0 | 0 | 0 | 0 | 0 | 0 | 0 | 0 | 0 | 0 | 0 | 0 | 0 | 0 | 0 | 0 | 0 | 0 | 0 | 0 | 0 | 0 | 0 | 0 | 0 | 0
F5_Commercial_College (ID)_Existing_Food Preparation_Natural Gas_Fryer_E7 | F5 | Commercial | College (ID) | Existing | Food Preparation | Natural Gas | Fryer | E7 | RIM BC Ratio | 0 | 0 | 0 | 0 | 0 | 0 | 0 | 0 | 0 | 0 | 0 | 0 | 0 | 0 | 0 | 0 | 0 | 0 | 0 | 0 | 0 | 0 | 0 | 0 | 0 | 0 | 0
F5_Commercial_College (ID)_Existing_Food Preparation_Natural Gas_Fryer_E8 | F5 | Commercial | College (ID) | Existing | Food Preparation | Natural Gas | Fryer | E8 | RIM BC Ratio | 0 | 0 | 0 | 0 | 0 | 0 | 0 | 0 | 0 | 0 | 0 | 0 | 0 | 0 | 0 | 0 | 0 | 0 | 0 | 0 | 0 | 0 | 0 | 0 | 0 | 0 | 0
F5_Commercial_College (ID)_Existing_Food Preparation_Natural Gas_Fryer_E9 | F5 | Commercial | College (ID) | Existing | Food Preparation | Natural Gas | Fryer | E9 | RIM BC Ratio | 0 | 0 | 0 | 0 | 0 | 0 | 0 | 0 | 0 | 0 | 0 | 0 | 0 | 0 | 0 | 0 | 0 | 0 | 0 | 0 | 0 | 0 | 0 | 0 | 0 | 0 | 0
F5_Commercial_College (ID)_Existing_Food Preparation_Natural Gas_Fryer_E10 | F5 | Commercial | College (ID) | Existing | Food Preparation | Natural Gas | Fryer | E10 | RIM BC Ratio | 0 | 0 | 0 | 0 | 0 | 0 | 0 | 0 | 0 | 0 | 0 | 0 | 0 | 0 | 0 | 0 | 0 | 0 | 0 | 0 | 0 | 0 | 0 | 0 | 0 | 0 | 0
F0_Commercial_College (ID)_Existing_Food Preparation_Natural Gas_Broiler_E0 | F0 | Commercial | College (ID) | Existing | Food Preparation | Natural Gas | Broiler | E0 | Economic Unit | Infrared Burners | Infrared Burners | Infrared Burners | Infrared Burners | Infrared Burners | Infrared Burners | Infrared Burners | Infrared Burners | Infrared Burners | Infrared Burners | Infrared Burners | Infrared Burners | Infrared Burners | Infrared Burners | Infrared Burners | Infrared Burners | Infrared Burners | Infrared Burners | Infrared Burners | Infrared Burners | Infrared Burners | Infrared Burners | Infrared Burners | Infrared Burners | Infrared Burners | Infrared Burners | Infrared Burners
F1_Commercial_College (ID)_Existing_Food Preparation_Natural Gas_Broiler_E1 | F1 | Commercial | College (ID) | Existing | Food Preparation | Natural Gas | Broiler | E1 | CCE | 0 | 0 | 0 | 0 | 0 | 0 | 0 | 0 | 0 | 0 | 0 | 0 | 0 | 0 | 0 | 0 | 0 | 0 | 0 | 0 | 0 | 0 | 0 | 0 | 0 | 0 | 0
F1_Commercial_College (ID)_Existing_Food Preparation_Natural Gas_Broiler_E2 | F1 | Commercial | College (ID) | Existing | Food Preparation | Natural Gas | Broiler | E2 | CCE | 0.0011545 | 0.0011545 | 0.0011545 | 0.0011545 | 0.0011545 | 0.0011545 | 0.0011545 | 0.0011545 | 0.0011545 | 0.0011545 | 0.0011545 | 0.0011545 | 0.0011545 | 0.0011545 | 0.0011545 | 0.0011545 | 0.0011545 | 0.0011545 | 0.0011545 | 0.0011545 | 0.0011545 | 0.0011545 | 0.0011545 | 0.0011545 | 0.0011545 | 0.0011545 | 0.0011545
F1_Commercial_College (ID)_Existing_Food Preparation_Natural Gas_Broiler_E3 | F1 | Commercial | College (ID) | Existing | Food Preparation | Natural Gas | Broiler | E3 | CCE | 0 | 0 | 0 | 0 | 0 | 0 | 0 | 0 | 0 | 0 | 0 | 0 | 0 | 0 | 0 | 0 | 0 | 0 | 0 | 0 | 0 | 0 | 0 | 0 | 0 | 0 | 0
F1_Commercial_College (ID)_Existing_Food Preparation_Natural Gas_Broiler_E4 | F1 | Commercial | College (ID) | Existing | Food Preparation | Natural Gas | Broiler | E4 | CCE | 0 | 0 | 0 | 0 | 0 | 0 | 0 | 0 | 0 | 0 | 0 | 0 | 0 | 0 | 0 | 0 | 0 | 0 | 0 | 0 | 0 | 0 | 0 | 0 | 0 | 0 | 0
F1_Commercial_College (ID)_Existing_Food Preparation_Natural Gas_Broiler_E5 | F1 | Commercial | College (ID) | Existing | Food Preparation | Natural Gas | Broiler | E5 | CCE | 0 | 0 | 0 | 0 | 0 | 0 | 0 | 0 | 0 | 0 | 0 | 0 | 0 | 0 | 0 | 0 | 0 | 0 | 0 | 0 | 0 | 0 | 0 | 0 | 0 | 0 | 0
F1_Commercial_College (ID)_Existing_Food Preparation_Natural Gas_Broiler_E6 | F1 | Commercial | College (ID) | Existing | Food Preparation | Natural Gas | Broiler | E6 | CCE | 0 | 0 | 0 | 0 | 0 | 0 | 0 | 0 | 0 | 0 | 0 | 0 | 0 | 0 | 0 | 0 | 0 | 0 | 0 | 0 | 0 | 0 | 0 | 0 | 0 | 0 | 0
F1_Commercial_College (ID)_Existing_Food Preparation_Natural Gas_Broiler_E7 | F1 | Commercial | College (ID) | Existing | Food Preparation | Natural Gas | Broiler | E7 | CCE | 0 | 0 | 0 | 0 | 0 | 0 | 0 | 0 | 0 | 0 | 0 | 0 | 0 | 0 | 0 | 0 | 0 | 0 | 0 | 0 | 0 | 0 | 0 | 0 | 0 | 0 | 0
F1_Commercial_College (ID)_Existing_Food Preparation_Natural Gas_Broiler_E8 | F1 | Commercial | College (ID) | Existing | Food Preparation | Natural Gas | Broiler | E8 | CCE | 0 | 0 | 0 | 0 | 0 | 0 | 0 | 0 | 0 | 0 | 0 | 0 | 0 | 0 | 0 | 0 | 0 | 0 | 0 | 0 | 0 | 0 | 0 | 0 | 0 | 0 | 0
F1_Commercial_College (ID)_Existing_Food Preparation_Natural Gas_Broiler_E9 | F1 | Commercial | College (ID) | Existing | Food Preparation | Natural Gas | Broiler | E9 | CCE | 0 | 0 | 0 | 0 | 0 | 0 | 0 | 0 | 0 | 0 | 0 | 0 | 0 | 0 | 0 | 0 | 0 | 0 | 0 | 0 | 0 | 0 | 0 | 0 | 0 | 0 | 0
F1_Commercial_College (ID)_Existing_Food Preparation_Natural Gas_Broiler_E10 | F1 | Commercial | College (ID) | Existing | Food Preparation | Natural Gas | Broiler | E10 | CCE | 0 | 0 | 0 | 0 | 0 | 0 | 0 | 0 | 0 | 0 | 0 | 0 | 0 | 0 | 0 | 0 | 0 | 0 | 0 | 0 | 0 | 0 | 0 | 0 | 0 | 0 | 0
F2_Commercial_College (ID)_Existing_Food Preparation_Natural Gas_Broiler_E1 | F2 | Commercial | College (ID) | Existing | Food Preparation | Natural Gas | Broiler | E1 | TRC BC Ratio | [24 empty] | 1 | 1 | 1 | bar: 2019 to 2042
F2_Commercial_College (ID)_Existing_Food Preparation_Natural Gas_Broiler_E2 | F2 | Commercial | College (ID) | Existing | Food Preparation | Natural Gas | Broiler | E2 | TRC BC Ratio | 3.0827 | 3.1604 | 3.2525 | 3.358 | 3.4773 | 3.6224 | 3.7718 | 3.9197 | 4.0621 | 4.2065 | 4.3214 | 4.4291 | 4.5447 | 4.658 | 4.7592 | 4.8539 | 4.9389 | 5.0227 | 5.1123 | 5.1997 | 5.2895 | 5.3828 | 5.4772 | 5.5745 | 5.6735 | 5.7743 | 5.8769
F2_Commercial_College (ID)_Existing_Food Preparation_Natural Gas_Broiler_E3 | F2 | Commercial | College (ID) | Existing | Food Preparation | Natural Gas | Broiler | E3 | TRC BC Ratio | 0 | 0 | 0 | 0 | 0 | 0 | 0 | 0 | 0 | 0 | 0 | 0 | 0 | 0 | 0 | 0 | 0 | 0 | 0 | 0 | 0 | 0 | 0 | 0 | 0 | 0 | 0
F2_Commercial_College (ID)_Existing_Food Preparation_Natural Gas_Broiler_E4 | F2 | Commercial | College (ID) | Existing | Food Preparation | Natural Gas | Broiler | E4 | TRC BC Ratio | 0 | 0 | 0 | 0 | 0 | 0 | 0 | 0 | 0 | 0 | 0 | 0 | 0 | 0 | 0 | 0 | 0 | 0 | 0 | 0 | 0 | 0 | 0 | 0 | 0 | 0 | 0
F2_Commercial_College (ID)_Existing_Food Preparation_Natural Gas_Broiler_E5 | F2 | Commercial | College (ID) | Existing | Food Preparation | Natural Gas | Broiler | E5 | TRC BC Ratio | 0 | 0 | 0 | 0 | 0 | 0 | 0 | 0 | 0 | 0 | 0 | 0 | 0 | 0 | 0 | 0 | 0 | 0 | 0 | 0 | 0 | 0 | 0 | 0 | 0 | 0 | 0
F2_Commercial_College (ID)_Existing_Food Preparation_Natural Gas_Broiler_E6 | F2 | Commercial | College (ID) | Existing | Food Preparation | Natural Gas | Broiler | E6 | TRC BC Ratio | 0 | 0 | 0 | 0 | 0 | 0 | 0 | 0 | 0 | 0 | 0 | 0 | 0 | 0 | 0 | 0 | 0 | 0 | 0 | 0 | 0 | 0 | 0 | 0 | 0 | 0 | 0
F2_Commercial_College (ID)_Existing_Food Preparation_Natural Gas_Broiler_E7 | F2 | Commercial | College (ID) | Existing | Food Preparation | Natural Gas | Broiler | E7 | TRC BC Ratio | 0 | 0 | 0 | 0 | 0 | 0 | 0 | 0 | 0 | 0 | 0 | 0 | 0 | 0 | 0 | 0 | 0 | 0 | 0 | 0 | 0 | 0 | 0 | 0 | 0 | 0 | 0
F2_Commercial_College (ID)_Existing_Food Preparation_Natural Gas_Broiler_E8 | F2 | Commercial | College (ID) | Existing | Food Preparation | Natural Gas | Broiler | E8 | TRC BC Ratio | 0 | 0 | 0 | 0 | 0 | 0 | 0 | 0 | 0 | 0 | 0 | 0 | 0 | 0 | 0 | 0 | 0 | 0 | 0 | 0 | 0 | 0 | 0 | 0 | 0 | 0 | 0
F2_Commercial_College (ID)_Existing_Food Preparation_Natural Gas_Broiler_E9 | F2 | Commercial | College (ID) | Existing | Food Preparation | Natural Gas | Broiler | E9 | TRC BC Ratio | 0 | 0 | 0 | 0 | 0 | 0 | 0 | 0 | 0 | 0 | 0 | 0 | 0 | 0 | 0 | 0 | 0 | 0 | 0 | 0 | 0 | 0 | 0 | 0 | 0 | 0 | 0
F2_Commercial_College (ID)_Existing_Food Preparation_Natural Gas_Broiler_E10 | F2 | Commercial | College (ID) | Existing | Food Preparation | Natural Gas | Broiler | E10 | TRC BC Ratio | 0 | 0 | 0 | 0 | 0 | 0 | 0 | 0 | 0 | 0 | 0 | 0 | 0 | 0 | 0 | 0 | 0 | 0 | 0 | 0 | 0 | 0 | 0 | 0 | 0 | 0 | 0
F3_Commercial_College (ID)_Existing_Food Preparation_Natural Gas_Broiler_E1 | F3 | Commercial | College (ID) | Existing | Food Preparation | Natural Gas | Broiler | E1 | PACT BC Ratio | [24 empty] | 1 | 1 | 1 | bar: 2019 to 2042
F3_Commercial_College (ID)_Existing_Food Preparation_Natural Gas_Broiler_E2 | F3 | Commercial | College (ID) | Existing | Food Preparation | Natural Gas | Broiler | E2 | PACT BC Ratio | 6.105 | 6.2588 | 6.4411 | 6.65 | 6.8862 | 7.1737 | 7.4695 | 7.7625 | 8.0445 | 8.3305 | 8.558 | 8.7712 | 9.0003 | 9.2245 | 9.4249 | 9.6125 | 9.7808 | 9.9469 | 10.1243 | 10.2973 | 10.4751 | 10.66 | 10.8468 | 11.0395 | 11.2356 | 11.4352 | 11.6384
F3_Commercial_College (ID)_Existing_Food Preparation_Natural Gas_Broiler_E3 | F3 | Commercial | College (ID) | Existing | Food Preparation | Natural Gas | Broiler | E3 | PACT BC Ratio | 0 | 0 | 0 | 0 | 0 | 0 | 0 | 0 | 0 | 0 | 0 | 0 | 0 | 0 | 0 | 0 | 0 | 0 | 0 | 0 | 0 | 0 | 0 | 0 | 0 | 0 | 0
F3_Commercial_College (ID)_Existing_Food Preparation_Natural Gas_Broiler_E4 | F3 | Commercial | College (ID) | Existing | Food Preparation | Natural Gas | Broiler | E4 | PACT BC Ratio | 0 | 0 | 0 | 0 | 0 | 0 | 0 | 0 | 0 | 0 | 0 | 0 | 0 | 0 | 0 | 0 | 0 | 0 | 0 | 0 | 0 | 0 | 0 | 0 | 0 | 0 | 0
F3_Commercial_College (ID)_Existing_Food Preparation_Natural Gas_Broiler_E5 | F3 | Commercial | College (ID) | Existing | Food Preparation | Natural Gas | Broiler | E5 | PACT BC Ratio | 0 | 0 | 0 | 0 | 0 | 0 | 0 | 0 | 0 | 0 | 0 | 0 | 0 | 0 | 0 | 0 | 0 | 0 | 0 | 0 | 0 | 0 | 0 | 0 | 0 | 0 | 0
F3_Commercial_College (ID)_Existing_Food Preparation_Natural Gas_Broiler_E6 | F3 | Commercial | College (ID) | Existing | Food Preparation | Natural Gas | Broiler | E6 | PACT BC Ratio | 0 | 0 | 0 | 0 | 0 | 0 | 0 | 0 | 0 | 0 | 0 | 0 | 0 | 0 | 0 | 0 | 0 | 0 | 0 | 0 | 0 | 0 | 0 | 0 | 0 | 0 | 0
F3_Commercial_College (ID)_Existing_Food Preparation_Natural Gas_Broiler_E7 | F3 | Commercial | College (ID) | Existing | Food Preparation | Natural Gas | Broiler | E7 | PACT BC Ratio | 0 | 0 | 0 | 0 | 0 | 0 | 0 | 0 | 0 | 0 | 0 | 0 | 0 | 0 | 0 | 0 | 0 | 0 | 0 | 0 | 0 | 0 | 0 | 0 | 0 | 0 | 0
F3_Commercial_College (ID)_Existing_Food Preparation_Natural Gas_Broiler_E8 | F3 | Commercial | College (ID) | Existing | Food Preparation | Natural Gas | Broiler | E8 | PACT BC Ratio | 0 | 0 | 0 | 0 | 0 | 0 | 0 | 0 | 0 | 0 | 0 | 0 | 0 | 0 | 0 | 0 | 0 | 0 | 0 | 0 | 0 | 0 | 0 | 0 | 0 | 0 | 0
F3_Commercial_College (ID)_Existing_Food Preparation_Natural Gas_Broiler_E9 | F3 | Commercial | College (ID) | Existing | Food Preparation | Natural Gas | Broiler | E9 | PACT BC Ratio | 0 | 0 | 0 | 0 | 0 | 0 | 0 | 0 | 0 | 0 | 0 | 0 | 0 | 0 | 0 | 0 | 0 | 0 | 0 | 0 | 0 | 0 | 0 | 0 | 0 | 0 | 0
F3_Commercial_College (ID)_Existing_Food Preparation_Natural Gas_Broiler_E10 | F3 | Commercial | College (ID) | Existing | Food Preparation | Natural Gas | Broiler | E10 | PACT BC Ratio | 0 | 0 | 0 | 0 | 0 | 0 | 0 | 0 | 0 | 0 | 0 | 0 | 0 | 0 | 0 | 0 | 0 | 0 | 0 | 0 | 0 | 0 | 0 | 0 | 0 | 0 | 0
F4_Commercial_College (ID)_Existing_Food Preparation_Natural Gas_Broiler_E1 | F4 | Commercial | College (ID) | Existing | Food Preparation | Natural Gas | Broiler | E1 | RVT BC Ratio | [24 empty] | 1 | 1 | 1 | bar: 2019 to 2042
F4_Commercial_College (ID)_Existing_Food Preparation_Natural Gas_Broiler_E2 | F4 | Commercial | College (ID) | Existing | Food Preparation | Natural Gas | Broiler | E2 | RVT BC Ratio | 4.763 | 4.8453 | 4.9419 | 5.0545 | 5.1835 | 5.3446 | 5.506 | 5.6594 | 5.7982 | 5.9327 | 6.0721 | 6.1988 | 6.3325 | 6.459 | 6.5678 | 6.666 | 6.7492 | 6.8285 | 6.9129 | 6.9917 | 7.0707 | 7.1883 | 7.3072 | 7.4298 | 7.5546 | 7.6816 | 7.8108
F4_Commercial_College (ID)_Existing_Food Preparation_Natural Gas_Broiler_E3 | F4 | Commercial | College (ID) | Existing | Food Preparation | Natural Gas | Broiler | E3 | RVT BC Ratio | 0 | 0 | 0 | 0 | 0 | 0 | 0 | 0 | 0 | 0 | 0 | 0 | 0 | 0 | 0 | 0 | 0 | 0 | 0 | 0 | 0 | 0 | 0 | 0 | 0 | 0 | 0
F4_Commercial_College (ID)_Existing_Food Preparation_Natural Gas_Broiler_E4 | F4 | Commercial | College (ID) | Existing | Food Preparation | Natural Gas | Broiler | E4 | RVT BC Ratio | 0 | 0 | 0 | 0 | 0 | 0 | 0 | 0 | 0 | 0 | 0 | 0 | 0 | 0 | 0 | 0 | 0 | 0 | 0 | 0 | 0 | 0 | 0 | 0 | 0 | 0 | 0
F4_Commercial_College (ID)_Existing_Food Preparation_Natural Gas_Broiler_E5 | F4 | Commercial | College (ID) | Existing | Food Preparation | Natural Gas | Broiler | E5 | RVT BC Ratio | 0 | 0 | 0 | 0 | 0 | 0 | 0 | 0 | 0 | 0 | 0 | 0 | 0 | 0 | 0 | 0 | 0 | 0 | 0 | 0 | 0 | 0 | 0 | 0 | 0 | 0 | 0
F4_Commercial_College (ID)_Existing_Food Preparation_Natural Gas_Broiler_E6 | F4 | Commercial | College (ID) | Existing | Food Preparation | Natural Gas | Broiler | E6 | RVT BC Ratio | 0 | 0 | 0 | 0 | 0 | 0 | 0 | 0 | 0 | 0 | 0 | 0 | 0 | 0 | 0 | 0 | 0 | 0 | 0 | 0 | 0 | 0 | 0 | 0 | 0 | 0 | 0
F4_Commercial_College (ID)_Existing_Food Preparation_Natural Gas_Broiler_E7 | F4 | Commercial | College (ID) | Existing | Food Preparation | Natural Gas | Broiler | E7 | RVT BC Ratio | 0 | 0 | 0 | 0 | 0 | 0 | 0 | 0 | 0 | 0 | 0 | 0 | 0 | 0 | 0 | 0 | 0 | 0 | 0 | 0 | 0 | 0 | 0 | 0 | 0 | 0 | 0
F4_Commercial_College (ID)_Existing_Food Preparation_Natural Gas_Broiler_E8 | F4 | Commercial | College (ID) | Existing | Food Preparation | Natural Gas | Broiler | E8 | RVT BC Ratio | 0 | 0 | 0 | 0 | 0 | 0 | 0 | 0 | 0 | 0 | 0 | 0 | 0 | 0 | 0 | 0 | 0 | 0 | 0 | 0 | 0 | 0 | 0 | 0 | 0 | 0 | 0
F4_Commercial_College (ID)_Existing_Food Preparation_Natural Gas_Broiler_E9 | F4 | Commercial | College (ID) | Existing | Food Preparation | Natural Gas | Broiler | E9 | RVT BC Ratio | 0 | 0 | 0 | 0 | 0 | 0 | 0 | 0 | 0 | 0 | 0 | 0 | 0 | 0 | 0 | 0 | 0 | 0 | 0 | 0 | 0 | 0 | 0 | 0 | 0 | 0 | 0
F4_Commercial_College (ID)_Existing_Food Preparation_Natural Gas_Broiler_E10 | F4 | Commercial | College (ID) | Existing | Food Preparation | Natural Gas | Broiler | E10 | RVT BC Ratio | 0 | 0 | 0 | 0 | 0 | 0 | 0 | 0 | 0 | 0 | 0 | 0 | 0 | 0 | 0 | 0 | 0 | 0 | 0 | 0 | 0 | 0 | 0 | 0 | 0 | 0 | 0
F5_Commercial_College (ID)_Existing_Food Preparation_Natural Gas_Broiler_E1 | F5 | Commercial | College (ID) | Existing | Food Preparation | Natural Gas | Broiler | E1 | RIM BC Ratio | [24 empty] | 1 | 1 | 1 | bar: 2019 to 2042
F5_Commercial_College (ID)_Existing_Food Preparation_Natural Gas_Broiler_E2 | F5 | Commercial | College (ID) | Existing | Food Preparation | Natural Gas | Broiler | E2 | RIM BC Ratio | 0.74538 | 0.7517 | 0.75906 | 0.76688 | 0.77509 | 0.78399 | 0.79322 | 0.80276 | 0.81268 | 0.82311 | 0.82679 | 0.83061 | 0.83485 | 0.83939 | 0.84385 | 0.84833 | 0.85286 | 0.85755 | 0.86249 | 0.86763 | 0.87301 | 0.87427 | 0.87551 | 0.87674 | 0.87796 | 0.87916 | 0.88034
F5_Commercial_College (ID)_Existing_Food Preparation_Natural Gas_Broiler_E3 | F5 | Commercial | College (ID) | Existing | Food Preparation | Natural Gas | Broiler | E3 | RIM BC Ratio | 0 | 0 | 0 | 0 | 0 | 0 | 0 | 0 | 0 | 0 | 0 | 0 | 0 | 0 | 0 | 0 | 0 | 0 | 0 | 0 | 0 | 0 | 0 | 0 | 0 | 0 | 0
F5_Commercial_College (ID)_Existing_Food Preparation_Natural Gas_Broiler_E4 | F5 | Commercial | College (ID) | Existing | Food Preparation | Natural Gas | Broiler | E4 | RIM BC Ratio | 0 | 0 | 0 | 0 | 0 | 0 | 0 | 0 | 0 | 0 | 0 | 0 | 0 | 0 | 0 | 0 | 0 | 0 | 0 | 0 | 0 | 0 | 0 | 0 | 0 | 0 | 0
F5_Commercial_College (ID)_Existing_Food Preparation_Natural Gas_Broiler_E5 | F5 | Commercial | College (ID) | Existing | Food Preparation | Natural Gas | Broiler | E5 | RIM BC Ratio | 0 | 0 | 0 | 0 | 0 | 0 | 0 | 0 | 0 | 0 | 0 | 0 | 0 | 0 | 0 | 0 | 0 | 0 | 0 | 0 | 0 | 0 | 0 | 0 | 0 | 0 | 0
F5_Commercial_College (ID)_Existing_Food Preparation_Natural Gas_Broiler_E6 | F5 | Commercial | College (ID) | Existing | Food Preparation | Natural Gas | Broiler | E6 | RIM BC Ratio | 0 | 0 | 0 | 0 | 0 | 0 | 0 | 0 | 0 | 0 | 0 | 0 | 0 | 0 | 0 | 0 | 0 | 0 | 0 | 0 | 0 | 0 | 0 | 0 | 0 | 0 | 0
F5_Commercial_College (ID)_Existing_Food Preparation_Natural Gas_Broiler_E7 | F5 | Commercial | College (ID) | Existing | Food Preparation | Natural Gas | Broiler | E7 | RIM BC Ratio | 0 | 0 | 0 | 0 | 0 | 0 | 0 | 0 | 0 | 0 | 0 | 0 | 0 | 0 | 0 | 0 | 0 | 0 | 0 | 0 | 0 | 0 | 0 | 0 | 0 | 0 | 0
F5_Commercial_College (ID)_Existing_Food Preparation_Natural Gas_Broiler_E8 | F5 | Commercial | College (ID) | Existing | Food Preparation | Natural Gas | Broiler | E8 | RIM BC Ratio | 0 | 0 | 0 | 0 | 0 | 0 | 0 | 0 | 0 | 0 | 0 | 0 | 0 | 0 | 0 | 0 | 0 | 0 | 0 | 0 | 0 | 0 | 0 | 0 | 0 | 0 | 0
F5_Commercial_College (ID)_Existing_Food Preparation_Natural Gas_Broiler_E9 | F5 | Commercial | College (ID) | Existing | Food Preparation | Natural Gas | Broiler | E9 | RIM BC Ratio | 0 | 0 | 0 | 0 | 0 | 0 | 0 | 0 | 0 | 0 | 0 | 0 | 0 | 0 | 0 | 0 | 0 | 0 | 0 | 0 | 0 | 0 | 0 | 0 | 0 | 0 | 0
F5_Commercial_College (ID)_Existing_Food Preparation_Natural Gas_Broiler_E10 | F5 | Commercial | College (ID) | Existing | Food Preparation | Natural Gas | Broiler | E10 | RIM BC Ratio | 0 | 0 | 0 | 0 | 0 | 0 | 0 | 0 | 0 | 0 | 0 | 0 | 0 | 0 | 0 | 0 | 0 | 0 | 0 | 0 | 0 | 0 | 0 | 0 | 0 | 0 | 0
F0_Commercial_College (ID)_Existing_Food Preparation_Natural Gas_Griddle_E0 | F0 | Commercial | College (ID) | Existing | Food Preparation | Natural Gas | Griddle | E0 | Economic Unit | ENERGY STAR | ENERGY STAR | ENERGY STAR | ENERGY STAR | ENERGY STAR | ENERGY STAR | ENERGY STAR | ENERGY STAR | ENERGY STAR | ENERGY STAR | ENERGY STAR | ENERGY STAR | ENERGY STAR | ENERGY STAR | ENERGY STAR | ENERGY STAR | ENERGY STAR | ENERGY STAR | ENERGY STAR | ENERGY STAR | ENERGY STAR | ENERGY STAR | ENERGY STAR | ENERGY STAR | ENERGY STAR | ENERGY STAR | ENERGY STAR
F1_Commercial_College (ID)_Existing_Food Preparation_Natural Gas_Griddle_E1 | F1 | Commercial | College (ID) | Existing | Food Preparation | Natural Gas | Griddle | E1 | CCE | 0 | 0 | 0 | 0 | 0 | 0 | 0 | 0 | 0 | 0 | 0 | 0 | 0 | 0 | 0 | 0 | 0 | 0 | 0 | 0 | 0 | 0 | 0 | 0 | 0 | 0 | 0
F1_Commercial_College (ID)_Existing_Food Preparation_Natural Gas_Griddle_E2 | F1 | Commercial | College (ID) | Existing | Food Preparation | Natural Gas | Griddle | E2 | CCE | 0.00091307 | 0.00091307 | 0.00091307 | 0.00091307 | 0.00091307 | 0.00091307 | 0.00091307 | 0.00091307 | 0.00091307 | 0.00091307 | 0.00091307 | 0.00091307 | 0.00091307 | 0.00091307 | 0.00091307 | 0.00091307 | 0.00091307 | 0.00091307 | 0.00091307 | 0.00091307 | 0.00091307 | 0.00091307 | 0.00091307 | 0.00091307 | 0.00091307 | 0.00091307 | 0.00091307
F1_Commercial_College (ID)_Existing_Food Preparation_Natural Gas_Griddle_E3 | F1 | Commercial | College (ID) | Existing | Food Preparation | Natural Gas | Griddle | E3 | CCE | 0 | 0 | 0 | 0 | 0 | 0 | 0 | 0 | 0 | 0 | 0 | 0 | 0 | 0 | 0 | 0 | 0 | 0 | 0 | 0 | 0 | 0 | 0 | 0 | 0 | 0 | 0
F1_Commercial_College (ID)_Existing_Food Preparation_Natural Gas_Griddle_E4 | F1 | Commercial | College (ID) | Existing | Food Preparation | Natural Gas | Griddle | E4 | CCE | 0 | 0 | 0 | 0 | 0 | 0 | 0 | 0 | 0 | 0 | 0 | 0 | 0 | 0 | 0 | 0 | 0 | 0 | 0 | 0 | 0 | 0 | 0 | 0 | 0 | 0 | 0
F1_Commercial_College (ID)_Existing_Food Preparation_Natural Gas_Griddle_E5 | F1 | Commercial | College (ID) | Existing | Food Preparation | Natural Gas | Griddle | E5 | CCE | 0 | 0 | 0 | 0 | 0 | 0 | 0 | 0 | 0 | 0 | 0 | 0 | 0 | 0 | 0 | 0 | 0 | 0 | 0 | 0 | 0 | 0 | 0 | 0 | 0 | 0 | 0
F1_Commercial_College (ID)_Existing_Food Preparation_Natural Gas_Griddle_E6 | F1 | Commercial | College (ID) | Existing | Food Preparation | Natural Gas | Griddle | E6 | CCE | 0 | 0 | 0 | 0 | 0 | 0 | 0 | 0 | 0 | 0 | 0 | 0 | 0 | 0 | 0 | 0 | 0 | 0 | 0 | 0 | 0 | 0 | 0 | 0 | 0 | 0 | 0
F1_Commercial_College (ID)_Existing_Food Preparation_Natural Gas_Griddle_E7 | F1 | Commercial | College (ID) | Existing | Food Preparation | Natural Gas | Griddle | E7 | CCE | 0 | 0 | 0 | 0 | 0 | 0 | 0 | 0 | 0 | 0 | 0 | 0 | 0 | 0 | 0 | 0 | 0 | 0 | 0 | 0 | 0 | 0 | 0 | 0 | 0 | 0 | 0
F1_Commercial_College (ID)_Existing_Food Preparation_Natural Gas_Griddle_E8 | F1 | Commercial | College (ID) | Existing | Food Preparation | Natural Gas | Griddle | E8 | CCE | 0 | 0 | 0 | 0 | 0 | 0 | 0 | 0 | 0 | 0 | 0 | 0 | 0 | 0 | 0 | 0 | 0 | 0 | 0 | 0 | 0 | 0 | 0 | 0 | 0 | 0 | 0
F1_Commercial_College (ID)_Existing_Food Preparation_Natural Gas_Griddle_E9 | F1 | Commercial | College (ID) | Existing | Food Preparation | Natural Gas | Griddle | E9 | CCE | 0 | 0 | 0 | 0 | 0 | 0 | 0 | 0 | 0 | 0 | 0 | 0 | 0 | 0 | 0 | 0 | 0 | 0 | 0 | 0 | 0 | 0 | 0 | 0 | 0 | 0 | 0
F1_Commercial_College (ID)_Existing_Food Preparation_Natural Gas_Griddle_E10 | F1 | Commercial | College (ID) | Existing | Food Preparation | Natural Gas | Griddle | E10 | CCE | 0 | 0 | 0 | 0 | 0 | 0 | 0 | 0 | 0 | 0 | 0 | 0 | 0 | 0 | 0 | 0 | 0 | 0 | 0 | 0 | 0 | 0 | 0 | 0 | 0 | 0 | 0
F2_Commercial_College (ID)_Existing_Food Preparation_Natural Gas_Griddle_E1 | F2 | Commercial | College (ID) | Existing | Food Preparation | Natural Gas | Griddle | E1 | TRC BC Ratio | [24 empty] | 1 | 1 | 1 | bar: 2019 to 2042
F2_Commercial_College (ID)_Existing_Food Preparation_Natural Gas_Griddle_E2 | F2 | Commercial | College (ID) | Existing | Food Preparation | Natural Gas | Griddle | E2 | TRC BC Ratio | 3.8979 | 3.9961 | 4.1125 | 4.2458 | 4.3967 | 4.5802 | 4.7691 | 4.9561 | 5.1362 | 5.3188 | 5.4641 | 5.6002 | 5.7464 | 5.8896 | 6.0176 | 6.1373 | 6.2447 | 6.3508 | 6.4641 | 6.5746 | 6.6881 | 6.8061 | 6.9254 | 7.0484 | 7.1736 | 7.3011 | 7.4308
F2_Commercial_College (ID)_Existing_Food Preparation_Natural Gas_Griddle_E3 | F2 | Commercial | College (ID) | Existing | Food Preparation | Natural Gas | Griddle | E3 | TRC BC Ratio | 0 | 0 | 0 | 0 | 0 | 0 | 0 | 0 | 0 | 0 | 0 | 0 | 0 | 0 | 0 | 0 | 0 | 0 | 0 | 0 | 0 | 0 | 0 | 0 | 0 | 0 | 0
F2_Commercial_College (ID)_Existing_Food Preparation_Natural Gas_Griddle_E4 | F2 | Commercial | College (ID) | Existing | Food Preparation | Natural Gas | Griddle | E4 | TRC BC Ratio | 0 | 0 | 0 | 0 | 0 | 0 | 0 | 0 | 0 | 0 | 0 | 0 | 0 | 0 | 0 | 0 | 0 | 0 | 0 | 0 | 0 | 0 | 0 | 0 | 0 | 0 | 0
F2_Commercial_College (ID)_Existing_Food Preparation_Natural Gas_Griddle_E5 | F2 | Commercial | College (ID) | Existing | Food Preparation | Natural Gas | Griddle | E5 | TRC BC Ratio | 0 | 0 | 0 | 0 | 0 | 0 | 0 | 0 | 0 | 0 | 0 | 0 | 0 | 0 | 0 | 0 | 0 | 0 | 0 | 0 | 0 | 0 | 0 | 0 | 0 | 0 | 0
F2_Commercial_College (ID)_Existing_Food Preparation_Natural Gas_Griddle_E6 | F2 | Commercial | College (ID) | Existing | Food Preparation | Natural Gas | Griddle | E6 | TRC BC Ratio | 0 | 0 | 0 | 0 | 0 | 0 | 0 | 0 | 0 | 0 | 0 | 0 | 0 | 0 | 0 | 0 | 0 | 0 | 0 | 0 | 0 | 0 | 0 | 0 | 0 | 0 | 0
F2_Commercial_College (ID)_Existing_Food Preparation_Natural Gas_Griddle_E7 | F2 | Commercial | College (ID) | Existing | Food Preparation | Natural Gas | Griddle | E7 | TRC BC Ratio | 0 | 0 | 0 | 0 | 0 | 0 | 0 | 0 | 0 | 0 | 0 | 0 | 0 | 0 | 0 | 0 | 0 | 0 | 0 | 0 | 0 | 0 | 0 | 0 | 0 | 0 | 0
F2_Commercial_College (ID)_Existing_Food Preparation_Natural Gas_Griddle_E8 | F2 | Commercial | College (ID) | Existing | Food Preparation | Natural Gas | Griddle | E8 | TRC BC Ratio | 0 | 0 | 0 | 0 | 0 | 0 | 0 | 0 | 0 | 0 | 0 | 0 | 0 | 0 | 0 | 0 | 0 | 0 | 0 | 0 | 0 | 0 | 0 | 0 | 0 | 0 | 0
F2_Commercial_College (ID)_Existing_Food Preparation_Natural Gas_Griddle_E9 | F2 | Commercial | College (ID) | Existing | Food Preparation | Natural Gas | Griddle | E9 | TRC BC Ratio | 0 | 0 | 0 | 0 | 0 | 0 | 0 | 0 | 0 | 0 | 0 | 0 | 0 | 0 | 0 | 0 | 0 | 0 | 0 | 0 | 0 | 0 | 0 | 0 | 0 | 0 | 0
F2_Commercial_College (ID)_Existing_Food Preparation_Natural Gas_Griddle_E10 | F2 | Commercial | College (ID) | Existing | Food Preparation | Natural Gas | Griddle | E10 | TRC BC Ratio | 0 | 0 | 0 | 0 | 0 | 0 | 0 | 0 | 0 | 0 | 0 | 0 | 0 | 0 | 0 | 0 | 0 | 0 | 0 | 0 | 0 | 0 | 0 | 0 | 0 | 0 | 0
F3_Commercial_College (ID)_Existing_Food Preparation_Natural Gas_Griddle_E1 | F3 | Commercial | College (ID) | Existing | Food Preparation | Natural Gas | Griddle | E1 | PACT BC Ratio | [24 empty] | 1 | 1 | 1 | bar: 2019 to 2042
F3_Commercial_College (ID)_Existing_Food Preparation_Natural Gas_Griddle_E2 | F3 | Commercial | College (ID) | Existing | Food Preparation | Natural Gas | Griddle | E2 | PACT BC Ratio | 7.7192 | 7.9137 | 8.1442 | 8.4083 | 8.707 | 9.0704 | 9.4445 | 9.8149 | 10.1716 | 10.5332 | 10.8209 | 11.0904 | 11.38 | 11.6635 | 11.917 | 12.1542 | 12.3669 | 12.5769 | 12.8012 | 13.02 | 13.2448 | 13.4786 | 13.7148 | 13.9584 | 14.2064 | 14.4588 | 14.7157
F3_Commercial_College (ID)_Existing_Food Preparation_Natural Gas_Griddle_E3 | F3 | Commercial | College (ID) | Existing | Food Preparation | Natural Gas | Griddle | E3 | PACT BC Ratio | 0 | 0 | 0 | 0 | 0 | 0 | 0 | 0 | 0 | 0 | 0 | 0 | 0 | 0 | 0 | 0 | 0 | 0 | 0 | 0 | 0 | 0 | 0 | 0 | 0 | 0 | 0
F3_Commercial_College (ID)_Existing_Food Preparation_Natural Gas_Griddle_E4 | F3 | Commercial | College (ID) | Existing | Food Preparation | Natural Gas | Griddle | E4 | PACT BC Ratio | 0 | 0 | 0 | 0 | 0 | 0 | 0 | 0 | 0 | 0 | 0 | 0 | 0 | 0 | 0 | 0 | 0 | 0 | 0 | 0 | 0 | 0 | 0 | 0 | 0 | 0 | 0
F3_Commercial_College (ID)_Existing_Food Preparation_Natural Gas_Griddle_E5 | F3 | Commercial | College (ID) | Existing | Food Preparation | Natural Gas | Griddle | E5 | PACT BC Ratio | 0 | 0 | 0 | 0 | 0 | 0 | 0 | 0 | 0 | 0 | 0 | 0 | 0 | 0 | 0 | 0 | 0 | 0 | 0 | 0 | 0 | 0 | 0 | 0 | 0 | 0 | 0
F3_Commercial_College (ID)_Existing_Food Preparation_Natural Gas_Griddle_E6 | F3 | Commercial | College (ID) | Existing | Food Preparation | Natural Gas | Griddle | E6 | PACT BC Ratio | 0 | 0 | 0 | 0 | 0 | 0 | 0 | 0 | 0 | 0 | 0 | 0 | 0 | 0 | 0 | 0 | 0 | 0 | 0 | 0 | 0 | 0 | 0 | 0 | 0 | 0 | 0
F3_Commercial_College (ID)_Existing_Food Preparation_Natural Gas_Griddle_E7 | F3 | Commercial | College (ID) | Existing | Food Preparation | Natural Gas | Griddle | E7 | PACT BC Ratio | 0 | 0 | 0 | 0 | 0 | 0 | 0 | 0 | 0 | 0 | 0 | 0 | 0 | 0 | 0 | 0 | 0 | 0 | 0 | 0 | 0 | 0 | 0 | 0 | 0 | 0 | 0
F3_Commercial_College (ID)_Existing_Food Preparation_Natural Gas_Griddle_E8 | F3 | Commercial | College (ID) | Existing | Food Preparation | Natural Gas | Griddle | E8 | PACT BC Ratio | 0 | 0 | 0 | 0 | 0 | 0 | 0 | 0 | 0 | 0 | 0 | 0 | 0 | 0 | 0 | 0 | 0 | 0 | 0 | 0 | 0 | 0 | 0 | 0 | 0 | 0 | 0
F3_Commercial_College (ID)_Existing_Food Preparation_Natural Gas_Griddle_E9 | F3 | Commercial | College (ID) | Existing | Food Preparation | Natural Gas | Griddle | E9 | PACT BC Ratio | 0 | 0 | 0 | 0 | 0 | 0 | 0 | 0 | 0 | 0 | 0 | 0 | 0 | 0 | 0 | 0 | 0 | 0 | 0 | 0 | 0 | 0 | 0 | 0 | 0 | 0 | 0
F3_Commercial_College (ID)_Existing_Food Preparation_Natural Gas_Griddle_E10 | F3 | Commercial | College (ID) | Existing | Food Preparation | Natural Gas | Griddle | E10 | PACT BC Ratio | 0 | 0 | 0 | 0 | 0 | 0 | 0 | 0 | 0 | 0 | 0 | 0 | 0 | 0 | 0 | 0 | 0 | 0 | 0 | 0 | 0 | 0 | 0 | 0 | 0 | 0 | 0
F4_Commercial_College (ID)_Existing_Food Preparation_Natural Gas_Griddle_E1 | F4 | Commercial | College (ID) | Existing | Food Preparation | Natural Gas | Griddle | E1 | RVT BC Ratio | [24 empty] | 1 | 1 | 1 | bar: 2019 to 2042
F4_Commercial_College (ID)_Existing_Food Preparation_Natural Gas_Griddle_E2 | F4 | Commercial | College (ID) | Existing | Food Preparation | Natural Gas | Griddle | E2 | RVT BC Ratio | 5.915 | 6.0191 | 6.1412 | 6.2836 | 6.4468 | 6.6504 | 6.8545 | 7.0484 | 7.2239 | 7.394 | 7.5703 | 7.7305 | 7.8995 | 8.0595 | 8.1971 | 8.3213 | 8.4263 | 8.5267 | 8.6333 | 8.733 | 8.8329 | 8.9816 | 9.1319 | 9.2869 | 9.4447 | 9.6053 | 9.7687
F4_Commercial_College (ID)_Existing_Food Preparation_Natural Gas_Griddle_E3 | F4 | Commercial | College (ID) | Existing | Food Preparation | Natural Gas | Griddle | E3 | RVT BC Ratio | 0 | 0 | 0 | 0 | 0 | 0 | 0 | 0 | 0 | 0 | 0 | 0 | 0 | 0 | 0 | 0 | 0 | 0 | 0 | 0 | 0 | 0 | 0 | 0 | 0 | 0 | 0
F4_Commercial_College (ID)_Existing_Food Preparation_Natural Gas_Griddle_E4 | F4 | Commercial | College (ID) | Existing | Food Preparation | Natural Gas | Griddle | E4 | RVT BC Ratio | 0 | 0 | 0 | 0 | 0 | 0 | 0 | 0 | 0 | 0 | 0 | 0 | 0 | 0 | 0 | 0 | 0 | 0 | 0 | 0 | 0 | 0 | 0 | 0 | 0 | 0 | 0
F4_Commercial_College (ID)_Existing_Food Preparation_Natural Gas_Griddle_E5 | F4 | Commercial | College (ID) | Existing | Food Preparation | Natural Gas | Griddle | E5 | RVT BC Ratio | 0 | 0 | 0 | 0 | 0 | 0 | 0 | 0 | 0 | 0 | 0 | 0 | 0 | 0 | 0 | 0 | 0 | 0 | 0 | 0 | 0 | 0 | 0 | 0 | 0 | 0 | 0
F4_Commercial_College (ID)_Existing_Food Preparation_Natural Gas_Griddle_E6 | F4 | Commercial | College (ID) | Existing | Food Preparation | Natural Gas | Griddle | E6 | RVT BC Ratio | 0 | 0 | 0 | 0 | 0 | 0 | 0 | 0 | 0 | 0 | 0 | 0 | 0 | 0 | 0 | 0 | 0 | 0 | 0 | 0 | 0 | 0 | 0 | 0 | 0 | 0 | 0
F4_Commercial_College (ID)_Existing_Food Preparation_Natural Gas_Griddle_E7 | F4 | Commercial | College (ID) | Existing | Food Preparation | Natural Gas | Griddle | E7 | RVT BC Ratio | 0 | 0 | 0 | 0 | 0 | 0 | 0 | 0 | 0 | 0 | 0 | 0 | 0 | 0 | 0 | 0 | 0 | 0 | 0 | 0 | 0 | 0 | 0 | 0 | 0 | 0 | 0
F4_Commercial_College (ID)_Existing_Food Preparation_Natural Gas_Griddle_E8 | F4 | Commercial | College (ID) | Existing | Food Preparation | Natural Gas | Griddle | E8 | RVT BC Ratio | 0 | 0 | 0 | 0 | 0 | 0 | 0 | 0 | 0 | 0 | 0 | 0 | 0 | 0 | 0 | 0 | 0 | 0 | 0 | 0 | 0 | 0 | 0 | 0 | 0 | 0 | 0
F4_Commercial_College (ID)_Existing_Food Preparation_Natural Gas_Griddle_E9 | F4 | Commercial | College (ID) | Existing | Food Preparation | Natural Gas | Griddle | E9 | RVT BC Ratio | 0 | 0 | 0 | 0 | 0 | 0 | 0 | 0 | 0 | 0 | 0 | 0 | 0 | 0 | 0 | 0 | 0 | 0 | 0 | 0 | 0 | 0 | 0 | 0 | 0 | 0 | 0
F4_Commercial_College (ID)_Existing_Food Preparation_Natural Gas_Griddle_E10 | F4 | Commercial | College (ID) | Existing | Food Preparation | Natural Gas | Griddle | E10 | RVT BC Ratio | 0 | 0 | 0 | 0 | 0 | 0 | 0 | 0 | 0 | 0 | 0 | 0 | 0 | 0 | 0 | 0 | 0 | 0 | 0 | 0 | 0 | 0 | 0 | 0 | 0 | 0 | 0
F5_Commercial_College (ID)_Existing_Food Preparation_Natural Gas_Griddle_E1 | F5 | Commercial | College (ID) | Existing | Food Preparation | Natural Gas | Griddle | E1 | RIM BC Ratio | [24 empty] | 1 | 1 | 1 | bar: 2019 to 2042
F5_Commercial_College (ID)_Existing_Food Preparation_Natural Gas_Griddle_E2 | F5 | Commercial | College (ID) | Existing | Food Preparation | Natural Gas | Griddle | E2 | RIM BC Ratio | 0.76491 | 0.77106 | 0.77823 | 0.78583 | 0.79377 | 0.80232 | 0.81123 | 0.8205 | 0.83022 | 0.84047 | 0.84384 | 0.84739 | 0.85137 | 0.85567 | 0.85995 | 0.86428 | 0.8687 | 0.87329 | 0.87814 | 0.88319 | 0.88849 | 0.88953 | 0.89054 | 0.89155 | 0.89255 | 0.89353 | 0.89449
F5_Commercial_College (ID)_Existing_Food Preparation_Natural Gas_Griddle_E3 | F5 | Commercial | College (ID) | Existing | Food Preparation | Natural Gas | Griddle | E3 | RIM BC Ratio | 0 | 0 | 0 | 0 | 0 | 0 | 0 | 0 | 0 | 0 | 0 | 0 | 0 | 0 | 0 | 0 | 0 | 0 | 0 | 0 | 0 | 0 | 0 | 0 | 0 | 0 | 0
F5_Commercial_College (ID)_Existing_Food Preparation_Natural Gas_Griddle_E4 | F5 | Commercial | College (ID) | Existing | Food Preparation | Natural Gas | Griddle | E4 | RIM BC Ratio | 0 | 0 | 0 | 0 | 0 | 0 | 0 | 0 | 0 | 0 | 0 | 0 | 0 | 0 | 0 | 0 | 0 | 0 | 0 | 0 | 0 | 0 | 0 | 0 | 0 | 0 | 0
F5_Commercial_College (ID)_Existing_Food Preparation_Natural Gas_Griddle_E5 | F5 | Commercial | College (ID) | Existing | Food Preparation | Natural Gas | Griddle | E5 | RIM BC Ratio | 0 | 0 | 0 | 0 | 0 | 0 | 0 | 0 | 0 | 0 | 0 | 0 | 0 | 0 | 0 | 0 | 0 | 0 | 0 | 0 | 0 | 0 | 0 | 0 | 0 | 0 | 0
F5_Commercial_College (ID)_Existing_Food Preparation_Natural Gas_Griddle_E6 | F5 | Commercial | College (ID) | Existing | Food Preparation | Natural Gas | Griddle | E6 | RIM BC Ratio | 0 | 0 | 0 | 0 | 0 | 0 | 0 | 0 | 0 | 0 | 0 | 0 | 0 | 0 | 0 | 0 | 0 | 0 | 0 | 0 | 0 | 0 | 0 | 0 | 0 | 0 | 0
F5_Commercial_College (ID)_Existing_Food Preparation_Natural Gas_Griddle_E7 | F5 | Commercial | College (ID) | Existing | Food Preparation | Natural Gas | Griddle | E7 | RIM BC Ratio | 0 | 0 | 0 | 0 | 0 | 0 | 0 | 0 | 0 | 0 | 0 | 0 | 0 | 0 | 0 | 0 | 0 | 0 | 0 | 0 | 0 | 0 | 0 | 0 | 0 | 0 | 0
F5_Commercial_College (ID)_Existing_Food Preparation_Natural Gas_Griddle_E8 | F5 | Commercial | College (ID) | Existing | Food Preparation | Natural Gas | Griddle | E8 | RIM BC Ratio | 0 | 0 | 0 | 0 | 0 | 0 | 0 | 0 | 0 | 0 | 0 | 0 | 0 | 0 | 0 | 0 | 0 | 0 | 0 | 0 | 0 | 0 | 0 | 0 | 0 | 0 | 0
F5_Commercial_College (ID)_Existing_Food Preparation_Natural Gas_Griddle_E9 | F5 | Commercial | College (ID) | Existing | Food Preparation | Natural Gas | Griddle | E9 | RIM BC Ratio | 0 | 0 | 0 | 0 | 0 | 0 | 0 | 0 | 0 | 0 | 0 | 0 | 0 | 0 | 0 | 0 | 0 | 0 | 0 | 0 | 0 | 0 | 0 | 0 | 0 | 0 | 0
F5_Commercial_College (ID)_Existing_Food Preparation_Natural Gas_Griddle_E10 | F5 | Commercial | College (ID) | Existing | Food Preparation | Natural Gas | Griddle | E10 | RIM BC Ratio | 0 | 0 | 0 | 0 | 0 | 0 | 0 | 0 | 0 | 0 | 0 | 0 | 0 | 0 | 0 | 0 | 0 | 0 | 0 | 0 | 0 | 0 | 0 | 0 | 0 | 0 | 0
F0_Commercial_College (ID)_Existing_Food Preparation_Natural Gas_Range_E0 | F0 | Commercial | College (ID) | Existing | Food Preparation | Natural Gas | Range | E0 | Economic Unit | High Efficiency | High Efficiency | High Efficiency | High Efficiency | High Efficiency | High Efficiency | High Efficiency | High Efficiency | High Efficiency | High Efficiency | High Efficiency | High Efficiency | High Efficiency | High Efficiency | High Efficiency | High Efficiency | High Efficiency | High Efficiency | High Efficiency | High Efficiency | High Efficiency | High Efficiency | High Efficiency | High Efficiency | High Efficiency | High Efficiency | High Efficiency
F1_Commercial_College (ID)_Existing_Food Preparation_Natural Gas_Range_E1 | F1 | Commercial | College (ID) | Existing | Food Preparation | Natural Gas | Range | E1 | CCE | 0 | 0 | 0 | 0 | 0 | 0 | 0 | 0 | 0 | 0 | 0 | 0 | 0 | 0 | 0 | 0 | 0 | 0 | 0 | 0 | 0 | 0 | 0 | 0 | 0 | 0 | 0
F1_Commercial_College (ID)_Existing_Food Preparation_Natural Gas_Range_E2 | F1 | Commercial | College (ID) | Existing | Food Preparation | Natural Gas | Range | E2 | CCE | 0.00030265 | 0.00030265 | 0.00030265 | 0.00030265 | 0.00030265 | 0.00030265 | 0.00030265 | 0.00030265 | 0.00030265 | 0.00030265 | 0.00030265 | 0.00030265 | 0.00030265 | 0.00030265 | 0.00030265 | 0.00030265 | 0.00030265 | 0.00030265 | 0.00030265 | 0.00030265 | 0.00030265 | 0.00030265 | 0.00030265 | 0.00030265 | 0.00030265 | 0.00030265 | 0.00030265
F1_Commercial_College (ID)_Existing_Food Preparation_Natural Gas_Range_E3 | F1 | Commercial | College (ID) | Existing | Food Preparation | Natural Gas | Range | E3 | CCE | 0 | 0 | 0 | 0 | 0 | 0 | 0 | 0 | 0 | 0 | 0 | 0 | 0 | 0 | 0 | 0 | 0 | 0 | 0 | 0 | 0 | 0 | 0 | 0 | 0 | 0 | 0
F1_Commercial_College (ID)_Existing_Food Preparation_Natural Gas_Range_E4 | F1 | Commercial | College (ID) | Existing | Food Preparation | Natural Gas | Range | E4 | CCE | 0 | 0 | 0 | 0 | 0 | 0 | 0 | 0 | 0 | 0 | 0 | 0 | 0 | 0 | 0 | 0 | 0 | 0 | 0 | 0 | 0 | 0 | 0 | 0 | 0 | 0 | 0
F1_Commercial_College (ID)_Existing_Food Preparation_Natural Gas_Range_E5 | F1 | Commercial | College (ID) | Existing | Food Preparation | Natural Gas | Range | E5 | CCE | 0 | 0 | 0 | 0 | 0 | 0 | 0 | 0 | 0 | 0 | 0 | 0 | 0 | 0 | 0 | 0 | 0 | 0 | 0 | 0 | 0 | 0 | 0 | 0 | 0 | 0 | 0
F1_Commercial_College (ID)_Existing_Food Preparation_Natural Gas_Range_E6 | F1 | Commercial | College (ID) | Existing | Food Preparation | Natural Gas | Range | E6 | CCE | 0 | 0 | 0 | 0 | 0 | 0 | 0 | 0 | 0 | 0 | 0 | 0 | 0 | 0 | 0 | 0 | 0 | 0 | 0 | 0 | 0 | 0 | 0 | 0 | 0 | 0 | 0
F1_Commercial_College (ID)_Existing_Food Preparation_Natural Gas_Range_E7 | F1 | Commercial | College (ID) | Existing | Food Preparation | Natural Gas | Range | E7 | CCE | 0 | 0 | 0 | 0 | 0 | 0 | 0 | 0 | 0 | 0 | 0 | 0 | 0 | 0 | 0 | 0 | 0 | 0 | 0 | 0 | 0 | 0 | 0 | 0 | 0 | 0 | 0
F1_Commercial_College (ID)_Existing_Food Preparation_Natural Gas_Range_E8 | F1 | Commercial | College (ID) | Existing | Food Preparation | Natural Gas | Range | E8 | CCE | 0 | 0 | 0 | 0 | 0 | 0 | 0 | 0 | 0 | 0 | 0 | 0 | 0 | 0 | 0 | 0 | 0 | 0 | 0 | 0 | 0 | 0 | 0 | 0 | 0 | 0 | 0
F1_Commercial_College (ID)_Existing_Food Preparation_Natural Gas_Range_E9 | F1 | Commercial | College (ID) | Existing | Food Preparation | Natural Gas | Range | E9 | CCE | 0 | 0 | 0 | 0 | 0 | 0 | 0 | 0 | 0 | 0 | 0 | 0 | 0 | 0 | 0 | 0 | 0 | 0 | 0 | 0 | 0 | 0 | 0 | 0 | 0 | 0 | 0
F1_Commercial_College (ID)_Existing_Food Preparation_Natural Gas_Range_E10 | F1 | Commercial | College (ID) | Existing | Food Preparation | Natural Gas | Range | E10 | CCE | 0 | 0 | 0 | 0 | 0 | 0 | 0 | 0 | 0 | 0 | 0 | 0 | 0 | 0 | 0 | 0 | 0 | 0 | 0 | 0 | 0 | 0 | 0 | 0 | 0 | 0 | 0
F2_Commercial_College (ID)_Existing_Food Preparation_Natural Gas_Range_E1 | F2 | Commercial | College (ID) | Existing | Food Preparation | Natural Gas | Range | E1 | TRC BC Ratio | [24 empty] | 1 | 1 | 1 | bar: 2019 to 2042
F2_Commercial_College (ID)_Existing_Food Preparation_Natural Gas_Range_E2 | F2 | Commercial | College (ID) | Existing | Food Preparation | Natural Gas | Range | E2 | TRC BC Ratio | 11.459 | 11.7236 | 12.0563 | 12.4489 | 12.9054 | 13.4811 | 14.0807 | 14.6786 | 15.2553 | 15.84 | 16.2963 | 16.7207 | 17.1783 | 17.6241 | 18.0172 | 18.3812 | 18.7023 | 19.0178 | 19.3572 | 19.6863 | 20.0248 | 20.3779 | 20.7343 | 21.1026 | 21.4775 | 21.8591 | 22.2474
F2_Commercial_College (ID)_Existing_Food Preparation_Natural Gas_Range_E3 | F2 | Commercial | College (ID) | Existing | Food Preparation | Natural Gas | Range | E3 | TRC BC Ratio | 0 | 0 | 0 | 0 | 0 | 0 | 0 | 0 | 0 | 0 | 0 | 0 | 0 | 0 | 0 | 0 | 0 | 0 | 0 | 0 | 0 | 0 | 0 | 0 | 0 | 0 | 0
F2_Commercial_College (ID)_Existing_Food Preparation_Natural Gas_Range_E4 | F2 | Commercial | College (ID) | Existing | Food Preparation | Natural Gas | Range | E4 | TRC BC Ratio | 0 | 0 | 0 | 0 | 0 | 0 | 0 | 0 | 0 | 0 | 0 | 0 | 0 | 0 | 0 | 0 | 0 | 0 | 0 | 0 | 0 | 0 | 0 | 0 | 0 | 0 | 0
F2_Commercial_College (ID)_Existing_Food Preparation_Natural Gas_Range_E5 | F2 | Commercial | College (ID) | Existing | Food Preparation | Natural Gas | Range | E5 | TRC BC Ratio | 0 | 0 | 0 | 0 | 0 | 0 | 0 | 0 | 0 | 0 | 0 | 0 | 0 | 0 | 0 | 0 | 0 | 0 | 0 | 0 | 0 | 0 | 0 | 0 | 0 | 0 | 0
F2_Commercial_College (ID)_Existing_Food Preparation_Natural Gas_Range_E6 | F2 | Commercial | College (ID) | Existing | Food Preparation | Natural Gas | Range | E6 | TRC BC Ratio | 0 | 0 | 0 | 0 | 0 | 0 | 0 | 0 | 0 | 0 | 0 | 0 | 0 | 0 | 0 | 0 | 0 | 0 | 0 | 0 | 0 | 0 | 0 | 0 | 0 | 0 | 0
F2_Commercial_College (ID)_Existing_Food Preparation_Natural Gas_Range_E7 | F2 | Commercial | College (ID) | Existing | Food Preparation | Natural Gas | Range | E7 | TRC BC Ratio | 0 | 0 | 0 | 0 | 0 | 0 | 0 | 0 | 0 | 0 | 0 | 0 | 0 | 0 | 0 | 0 | 0 | 0 | 0 | 0 | 0 | 0 | 0 | 0 | 0 | 0 | 0
F2_Commercial_College (ID)_Existing_Food Preparation_Natural Gas_Range_E8 | F2 | Commercial | College (ID) | Existing | Food Preparation | Natural Gas | Range | E8 | TRC BC Ratio | 0 | 0 | 0 | 0 | 0 | 0 | 0 | 0 | 0 | 0 | 0 | 0 | 0 | 0 | 0 | 0 | 0 | 0 | 0 | 0 | 0 | 0 | 0 | 0 | 0 | 0 | 0
F2_Commercial_College (ID)_Existing_Food Preparation_Natural Gas_Range_E9 | F2 | Commercial | College (ID) | Existing | Food Preparation | Natural Gas | Range | E9 | TRC BC Ratio | 0 | 0 | 0 | 0 | 0 | 0 | 0 | 0 | 0 | 0 | 0 | 0 | 0 | 0 | 0 | 0 | 0 | 0 | 0 | 0 | 0 | 0 | 0 | 0 | 0 | 0 | 0
F2_Commercial_College (ID)_Existing_Food Preparation_Natural Gas_Range_E10 | F2 | Commercial | College (ID) | Existing | Food Preparation | Natural Gas | Range | E10 | TRC BC Ratio | 0 | 0 | 0 | 0 | 0 | 0 | 0 | 0 | 0 | 0 | 0 | 0 | 0 | 0 | 0 | 0 | 0 | 0 | 0 | 0 | 0 | 0 | 0 | 0 | 0 | 0 | 0
F3_Commercial_College (ID)_Existing_Food Preparation_Natural Gas_Range_E1 | F3 | Commercial | College (ID) | Existing | Food Preparation | Natural Gas | Range | E1 | PACT BC Ratio | [24 empty] | 1 | 1 | 1 | bar: 2019 to 2042
F3_Commercial_College (ID)_Existing_Food Preparation_Natural Gas_Range_E2 | F3 | Commercial | College (ID) | Existing | Food Preparation | Natural Gas | Range | E2 | PACT BC Ratio | 22.693 | 23.2169 | 23.8759 | 24.6533 | 25.5573 | 26.6975 | 27.885 | 29.0691 | 30.2112 | 31.3689 | 32.2726 | 33.1131 | 34.0193 | 34.9021 | 35.6807 | 36.4016 | 37.0373 | 37.6623 | 38.3344 | 38.9861 | 39.6565 | 40.3556 | 41.0614 | 41.7909 | 42.5334 | 43.289 | 44.0581
F3_Commercial_College (ID)_Existing_Food Preparation_Natural Gas_Range_E3 | F3 | Commercial | College (ID) | Existing | Food Preparation | Natural Gas | Range | E3 | PACT BC Ratio | 0 | 0 | 0 | 0 | 0 | 0 | 0 | 0 | 0 | 0 | 0 | 0 | 0 | 0 | 0 | 0 | 0 | 0 | 0 | 0 | 0 | 0 | 0 | 0 | 0 | 0 | 0
F3_Commercial_College (ID)_Existing_Food Preparation_Natural Gas_Range_E4 | F3 | Commercial | College (ID) | Existing | Food Preparation | Natural Gas | Range | E4 | PACT BC Ratio | 0 | 0 | 0 | 0 | 0 | 0 | 0 | 0 | 0 | 0 | 0 | 0 | 0 | 0 | 0 | 0 | 0 | 0 | 0 | 0 | 0 | 0 | 0 | 0 | 0 | 0 | 0
F3_Commercial_College (ID)_Existing_Food Preparation_Natural Gas_Range_E5 | F3 | Commercial | College (ID) | Existing | Food Preparation | Natural Gas | Range | E5 | PACT BC Ratio | 0 | 0 | 0 | 0 | 0 | 0 | 0 | 0 | 0 | 0 | 0 | 0 | 0 | 0 | 0 | 0 | 0 | 0 | 0 | 0 | 0 | 0 | 0 | 0 | 0 | 0 | 0
F3_Commercial_College (ID)_Existing_Food Preparation_Natural Gas_Range_E6 | F3 | Commercial | College (ID) | Existing | Food Preparation | Natural Gas | Range | E6 | PACT BC Ratio | 0 | 0 | 0 | 0 | 0 | 0 | 0 | 0 | 0 | 0 | 0 | 0 | 0 | 0 | 0 | 0 | 0 | 0 | 0 | 0 | 0 | 0 | 0 | 0 | 0 | 0 | 0
F3_Commercial_College (ID)_Existing_Food Preparation_Natural Gas_Range_E7 | F3 | Commercial | College (ID) | Existing | Food Preparation | Natural Gas | Range | E7 | PACT BC Ratio | 0 | 0 | 0 | 0 | 0 | 0 | 0 | 0 | 0 | 0 | 0 | 0 | 0 | 0 | 0 | 0 | 0 | 0 | 0 | 0 | 0 | 0 | 0 | 0 | 0 | 0 | 0
F3_Commercial_College (ID)_Existing_Food Preparation_Natural Gas_Range_E8 | F3 | Commercial | College (ID) | Existing | Food Preparation | Natural Gas | Range | E8 | PACT BC Ratio | 0 | 0 | 0 | 0 | 0 | 0 | 0 | 0 | 0 | 0 | 0 | 0 | 0 | 0 | 0 | 0 | 0 | 0 | 0 | 0 | 0 | 0 | 0 | 0 | 0 | 0 | 0
F3_Commercial_College (ID)_Existing_Food Preparation_Natural Gas_Range_E9 | F3 | Commercial | College (ID) | Existing | Food Preparation | Natural Gas | Range | E9 | PACT BC Ratio | 0 | 0 | 0 | 0 | 0 | 0 | 0 | 0 | 0 | 0 | 0 | 0 | 0 | 0 | 0 | 0 | 0 | 0 | 0 | 0 | 0 | 0 | 0 | 0 | 0 | 0 | 0
F3_Commercial_College (ID)_Existing_Food Preparation_Natural Gas_Range_E10 | F3 | Commercial | College (ID) | Existing | Food Preparation | Natural Gas | Range | E10 | PACT BC Ratio | 0 | 0 | 0 | 0 | 0 | 0 | 0 | 0 | 0 | 0 | 0 | 0 | 0 | 0 | 0 | 0 | 0 | 0 | 0 | 0 | 0 | 0 | 0 | 0 | 0 | 0 | 0
F4_Commercial_College (ID)_Existing_Food Preparation_Natural Gas_Range_E1 | F4 | Commercial | College (ID) | Existing | Food Preparation | Natural Gas | Range | E1 | RVT BC Ratio | [24 empty] | 1 | 1 | 1 | bar: 2019 to 2042
F4_Commercial_College (ID)_Existing_Food Preparation_Natural Gas_Range_E2 | F4 | Commercial | College (ID) | Existing | Food Preparation | Natural Gas | Range | E2 | RVT BC Ratio | 16.7636 | 17.0359 | 17.3677 | 17.771 | 18.2508 | 18.885 | 19.5355 | 20.1648 | 20.7441 | 21.3004 | 21.8719 | 22.3823 | 22.9147 | 23.4068 | 23.8213 | 24.1886 | 24.4898 | 24.7737 | 25.0783 | 25.3577 | 25.6372 | 26.082 | 26.5311 | 26.9953 | 27.4676 | 27.9484 | 28.4377
F4_Commercial_College (ID)_Existing_Food Preparation_Natural Gas_Range_E3 | F4 | Commercial | College (ID) | Existing | Food Preparation | Natural Gas | Range | E3 | RVT BC Ratio | 0 | 0 | 0 | 0 | 0 | 0 | 0 | 0 | 0 | 0 | 0 | 0 | 0 | 0 | 0 | 0 | 0 | 0 | 0 | 0 | 0 | 0 | 0 | 0 | 0 | 0 | 0
F4_Commercial_College (ID)_Existing_Food Preparation_Natural Gas_Range_E4 | F4 | Commercial | College (ID) | Existing | Food Preparation | Natural Gas | Range | E4 | RVT BC Ratio | 0 | 0 | 0 | 0 | 0 | 0 | 0 | 0 | 0 | 0 | 0 | 0 | 0 | 0 | 0 | 0 | 0 | 0 | 0 | 0 | 0 | 0 | 0 | 0 | 0 | 0 | 0
F4_Commercial_College (ID)_Existing_Food Preparation_Natural Gas_Range_E5 | F4 | Commercial | College (ID) | Existing | Food Preparation | Natural Gas | Range | E5 | RVT BC Ratio | 0 | 0 | 0 | 0 | 0 | 0 | 0 | 0 | 0 | 0 | 0 | 0 | 0 | 0 | 0 | 0 | 0 | 0 | 0 | 0 | 0 | 0 | 0 | 0 | 0 | 0 | 0
F4_Commercial_College (ID)_Existing_Food Preparation_Natural Gas_Range_E6 | F4 | Commercial | College (ID) | Existing | Food Preparation | Natural Gas | Range | E6 | RVT BC Ratio | 0 | 0 | 0 | 0 | 0 | 0 | 0 | 0 | 0 | 0 | 0 | 0 | 0 | 0 | 0 | 0 | 0 | 0 | 0 | 0 | 0 | 0 | 0 | 0 | 0 | 0 | 0
F4_Commercial_College (ID)_Existing_Food Preparation_Natural Gas_Range_E7 | F4 | Commercial | College (ID) | Existing | Food Preparation | Natural Gas | Range | E7 | RVT BC Ratio | 0 | 0 | 0 | 0 | 0 | 0 | 0 | 0 | 0 | 0 | 0 | 0 | 0 | 0 | 0 | 0 | 0 | 0 | 0 | 0 | 0 | 0 | 0 | 0 | 0 | 0 | 0
F4_Commercial_College (ID)_Existing_Food Preparation_Natural Gas_Range_E8 | F4 | Commercial | College (ID) | Existing | Food Preparation | Natural Gas | Range | E8 | RVT BC Ratio | 0 | 0 | 0 | 0 | 0 | 0 | 0 | 0 | 0 | 0 | 0 | 0 | 0 | 0 | 0 | 0 | 0 | 0 | 0 | 0 | 0 | 0 | 0 | 0 | 0 | 0 | 0
F4_Commercial_College (ID)_Existing_Food Preparation_Natural Gas_Range_E9 | F4 | Commercial | College (ID) | Existing | Food Preparation | Natural Gas | Range | E9 | RVT BC Ratio | 0 | 0 | 0 | 0 | 0 | 0 | 0 | 0 | 0 | 0 | 0 | 0 | 0 | 0 | 0 | 0 | 0 | 0 | 0 | 0 | 0 | 0 | 0 | 0 | 0 | 0 | 0
F4_Commercial_College (ID)_Existing_Food Preparation_Natural Gas_Range_E10 | F4 | Commercial | College (ID) | Existing | Food Preparation | Natural Gas | Range | E10 | RVT BC Ratio | 0 | 0 | 0 | 0 | 0 | 0 | 0 | 0 | 0 | 0 | 0 | 0 | 0 | 0 | 0 | 0 | 0 | 0 | 0 | 0 | 0 | 0 | 0 | 0 | 0 | 0 | 0
F5_Commercial_College (ID)_Existing_Food Preparation_Natural Gas_Range_E1 | F5 | Commercial | College (ID) | Existing | Food Preparation | Natural Gas | Range | E1 | RIM BC Ratio | [24 empty] | 1 | 1 | 1 | bar: 2019 to 2042
F5_Commercial_College (ID)_Existing_Food Preparation_Natural Gas_Range_E2 | F5 | Commercial | College (ID) | Existing | Food Preparation | Natural Gas | Range | E2 | RIM BC Ratio | 0.8106 | 0.81622 | 0.82353 | 0.83126 | 0.83934 | 0.84765 | 0.85617 | 0.86494 | 0.87406 | 0.88407 | 0.88599 | 0.88852 | 0.89181 | 0.89588 | 0.90006 | 0.90442 | 0.90899 | 0.91382 | 0.91892 | 0.92432 | 0.93005 | 0.93042 | 0.93079 | 0.93116 | 0.93152 | 0.93188 | 0.93223
F5_Commercial_College (ID)_Existing_Food Preparation_Natural Gas_Range_E3 | F5 | Commercial | College (ID) | Existing | Food Preparation | Natural Gas | Range | E3 | RIM BC Ratio | 0 | 0 | 0 | 0 | 0 | 0 | 0 | 0 | 0 | 0 | 0 | 0 | 0 | 0 | 0 | 0 | 0 | 0 | 0 | 0 | 0 | 0 | 0 | 0 | 0 | 0 | 0
F5_Commercial_College (ID)_Existing_Food Preparation_Natural Gas_Range_E4 | F5 | Commercial | College (ID) | Existing | Food Preparation | Natural Gas | Range | E4 | RIM BC Ratio | 0 | 0 | 0 | 0 | 0 | 0 | 0 | 0 | 0 | 0 | 0 | 0 | 0 | 0 | 0 | 0 | 0 | 0 | 0 | 0 | 0 | 0 | 0 | 0 | 0 | 0 | 0
F5_Commercial_College (ID)_Existing_Food Preparation_Natural Gas_Range_E5 | F5 | Commercial | College (ID) | Existing | Food Preparation | Natural Gas | Range | E5 | RIM BC Ratio | 0 | 0 | 0 | 0 | 0 | 0 | 0 | 0 | 0 | 0 | 0 | 0 | 0 | 0 | 0 | 0 | 0 | 0 | 0 | 0 | 0 | 0 | 0 | 0 | 0 | 0 | 0
F5_Commercial_College (ID)_Existing_Food Preparation_Natural Gas_Range_E6 | F5 | Commercial | College (ID) | Existing | Food Preparation | Natural Gas | Range | E6 | RIM BC Ratio | 0 | 0 | 0 | 0 | 0 | 0 | 0 | 0 | 0 | 0 | 0 | 0 | 0 | 0 | 0 | 0 | 0 | 0 | 0 | 0 | 0 | 0 | 0 | 0 | 0 | 0 | 0
F5_Commercial_College (ID)_Existing_Food Preparation_Natural Gas_Range_E7 | F5 | Commercial | College (ID) | Existing | Food Preparation | Natural Gas | Range | E7 | RIM BC Ratio | 0 | 0 | 0 | 0 | 0 | 0 | 0 | 0 | 0 | 0 | 0 | 0 | 0 | 0 | 0 | 0 | 0 | 0 | 0 | 0 | 0 | 0 | 0 | 0 | 0 | 0 | 0
F5_Commercial_College (ID)_Existing_Food Preparation_Natural Gas_Range_E8 | F5 | Commercial | College (ID) | Existing | Food Preparation | Natural Gas | Range | E8 | RIM BC Ratio | 0 | 0 | 0 | 0 | 0 | 0 | 0 | 0 | 0 | 0 | 0 | 0 | 0 | 0 | 0 | 0 | 0 | 0 | 0 | 0 | 0 | 0 | 0 | 0 | 0 | 0 | 0
F5_Commercial_College (ID)_Existing_Food Preparation_Natural Gas_Range_E9 | F5 | Commercial | College (ID) | Existing | Food Preparation | Natural Gas | Range | E9 | RIM BC Ratio | 0 | 0 | 0 | 0 | 0 | 0 | 0 | 0 | 0 | 0 | 0 | 0 | 0 | 0 | 0 | 0 | 0 | 0 | 0 | 0 | 0 | 0 | 0 | 0 | 0 | 0 | 0
F5_Commercial_College (ID)_Existing_Food Preparation_Natural Gas_Range_E10 | F5 | Commercial | College (ID) | Existing | Food Preparation | Natural Gas | Range | E10 | RIM BC Ratio | 0 | 0 | 0 | 0 | 0 | 0 | 0 | 0 | 0 | 0 | 0 | 0 | 0 | 0 | 0 | 0 | 0 | 0 | 0 | 0 | 0 | 0 | 0 | 0 | 0 | 0 | 0
F0_Commercial_College (ID)_Existing_Food Preparation_Natural Gas_Steamer_E0 | F0 | Commercial | College (ID) | Existing | Food Preparation | Natural Gas | Steamer | E0 | Economic Unit | ENERGY STAR | ENERGY STAR | ENERGY STAR | ENERGY STAR | ENERGY STAR | ENERGY STAR | ENERGY STAR | ENERGY STAR | ENERGY STAR | ENERGY STAR | ENERGY STAR | ENERGY STAR | ENERGY STAR | ENERGY STAR | ENERGY STAR | ENERGY STAR | ENERGY STAR | ENERGY STAR | ENERGY STAR | ENERGY STAR | ENERGY STAR | ENERGY STAR | ENERGY STAR | ENERGY STAR | ENERGY STAR | ENERGY STAR | ENERGY STAR
F1_Commercial_College (ID)_Existing_Food Preparation_Natural Gas_Steamer_E1 | F1 | Commercial | College (ID) | Existing | Food Preparation | Natural Gas | Steamer | E1 | CCE | 0 | 0 | 0 | 0 | 0 | 0 | 0 | 0 | 0 | 0 | 0 | 0 | 0 | 0 | 0 | 0 | 0 | 0 | 0 | 0 | 0 | 0 | 0 | 0 | 0 | 0 | 0
F1_Commercial_College (ID)_Existing_Food Preparation_Natural Gas_Steamer_E2 | F1 | Commercial | College (ID) | Existing | Food Preparation | Natural Gas | Steamer | E2 | CCE | 0.00016469 | 0.00016469 | 0.00016469 | 0.00016469 | 0.00016469 | 0.00016469 | 0.00016469 | 0.00016469 | 0.00016469 | 0.00016469 | 0.00016469 | 0.00016469 | 0.00016469 | 0.00016469 | 0.00016469 | 0.00016469 | 0.00016469 | 0.00016469 | 0.00016469 | 0.00016469 | 0.00016469 | 0.00016469 | 0.00016469 | 0.00016469 | 0.00016469 | 0.00016469 | 0.00016469
F1_Commercial_College (ID)_Existing_Food Preparation_Natural Gas_Steamer_E3 | F1 | Commercial | College (ID) | Existing | Food Preparation | Natural Gas | Steamer | E3 | CCE | 0 | 0 | 0 | 0 | 0 | 0 | 0 | 0 | 0 | 0 | 0 | 0 | 0 | 0 | 0 | 0 | 0 | 0 | 0 | 0 | 0 | 0 | 0 | 0 | 0 | 0 | 0
F1_Commercial_College (ID)_Existing_Food Preparation_Natural Gas_Steamer_E4 | F1 | Commercial | College (ID) | Existing | Food Preparation | Natural Gas | Steamer | E4 | CCE | 0 | 0 | 0 | 0 | 0 | 0 | 0 | 0 | 0 | 0 | 0 | 0 | 0 | 0 | 0 | 0 | 0 | 0 | 0 | 0 | 0 | 0 | 0 | 0 | 0 | 0 | 0
F1_Commercial_College (ID)_Existing_Food Preparation_Natural Gas_Steamer_E5 | F1 | Commercial | College (ID) | Existing | Food Preparation | Natural Gas | Steamer | E5 | CCE | 0 | 0 | 0 | 0 | 0 | 0 | 0 | 0 | 0 | 0 | 0 | 0 | 0 | 0 | 0 | 0 | 0 | 0 | 0 | 0 | 0 | 0 | 0 | 0 | 0 | 0 | 0
F1_Commercial_College (ID)_Existing_Food Preparation_Natural Gas_Steamer_E6 | F1 | Commercial | College (ID) | Existing | Food Preparation | Natural Gas | Steamer | E6 | CCE | 0 | 0 | 0 | 0 | 0 | 0 | 0 | 0 | 0 | 0 | 0 | 0 | 0 | 0 | 0 | 0 | 0 | 0 | 0 | 0 | 0 | 0 | 0 | 0 | 0 | 0 | 0
F1_Commercial_College (ID)_Existing_Food Preparation_Natural Gas_Steamer_E7 | F1 | Commercial | College (ID) | Existing | Food Preparation | Natural Gas | Steamer | E7 | CCE | 0 | 0 | 0 | 0 | 0 | 0 | 0 | 0 | 0 | 0 | 0 | 0 | 0 | 0 | 0 | 0 | 0 | 0 | 0 | 0 | 0 | 0 | 0 | 0 | 0 | 0 | 0
F1_Commercial_College (ID)_Existing_Food Preparation_Natural Gas_Steamer_E8 | F1 | Commercial | College (ID) | Existing | Food Preparation | Natural Gas | Steamer | E8 | CCE | 0 | 0 | 0 | 0 | 0 | 0 | 0 | 0 | 0 | 0 | 0 | 0 | 0 | 0 | 0 | 0 | 0 | 0 | 0 | 0 | 0 | 0 | 0 | 0 | 0 | 0 | 0
F1_Commercial_College (ID)_Existing_Food Preparation_Natural Gas_Steamer_E9 | F1 | Commercial | College (ID) | Existing | Food Preparation | Natural Gas | Steamer | E9 | CCE | 0 | 0 | 0 | 0 | 0 | 0 | 0 | 0 | 0 | 0 | 0 | 0 | 0 | 0 | 0 | 0 | 0 | 0 | 0 | 0 | 0 | 0 | 0 | 0 | 0 | 0 | 0
F1_Commercial_College (ID)_Existing_Food Preparation_Natural Gas_Steamer_E10 | F1 | Commercial | College (ID) | Existing | Food Preparation | Natural Gas | Steamer | E10 | CCE | 0 | 0 | 0 | 0 | 0 | 0 | 0 | 0 | 0 | 0 | 0 | 0 | 0 | 0 | 0 | 0 | 0 | 0 | 0 | 0 | 0 | 0 | 0 | 0 | 0 | 0 | 0
F2_Commercial_College (ID)_Existing_Food Preparation_Natural Gas_Steamer_E1 | F2 | Commercial | College (ID) | Existing | Food Preparation | Natural Gas | Steamer | E1 | TRC BC Ratio | [24 empty] | 1 | 1 | 1 | bar: 2019 to 2042
F2_Commercial_College (ID)_Existing_Food Preparation_Natural Gas_Steamer_E2 | F2 | Commercial | College (ID) | Existing | Food Preparation | Natural Gas | Steamer | E2 | TRC BC Ratio | 21.6106 | 22.1553 | 22.8005 | 23.54 | 24.3762 | 25.3936 | 26.4408 | 27.4779 | 28.4763 | 29.4886 | 30.2941 | 31.0487 | 31.8595 | 32.6531 | 33.3627 | 34.0268 | 34.6223 | 35.2103 | 35.8383 | 36.4509 | 37.0803 | 37.7346 | 38.3959 | 39.078 | 39.7723 | 40.4789 | 41.198
F2_Commercial_College (ID)_Existing_Food Preparation_Natural Gas_Steamer_E3 | F2 | Commercial | College (ID) | Existing | Food Preparation | Natural Gas | Steamer | E3 | TRC BC Ratio | 0 | 0 | 0 | 0 | 0 | 0 | 0 | 0 | 0 | 0 | 0 | 0 | 0 | 0 | 0 | 0 | 0 | 0 | 0 | 0 | 0 | 0 | 0 | 0 | 0 | 0 | 0
F2_Commercial_College (ID)_Existing_Food Preparation_Natural Gas_Steamer_E4 | F2 | Commercial | College (ID) | Existing | Food Preparation | Natural Gas | Steamer | E4 | TRC BC Ratio | 0 | 0 | 0 | 0 | 0 | 0 | 0 | 0 | 0 | 0 | 0 | 0 | 0 | 0 | 0 | 0 | 0 | 0 | 0 | 0 | 0 | 0 | 0 | 0 | 0 | 0 | 0
F2_Commercial_College (ID)_Existing_Food Preparation_Natural Gas_Steamer_E5 | F2 | Commercial | College (ID) | Existing | Food Preparation | Natural Gas | Steamer | E5 | TRC BC Ratio | 0 | 0 | 0 | 0 | 0 | 0 | 0 | 0 | 0 | 0 | 0 | 0 | 0 | 0 | 0 | 0 | 0 | 0 | 0 | 0 | 0 | 0 | 0 | 0 | 0 | 0 | 0
F2_Commercial_College (ID)_Existing_Food Preparation_Natural Gas_Steamer_E6 | F2 | Commercial | College (ID) | Existing | Food Preparation | Natural Gas | Steamer | E6 | TRC BC Ratio | 0 | 0 | 0 | 0 | 0 | 0 | 0 | 0 | 0 | 0 | 0 | 0 | 0 | 0 | 0 | 0 | 0 | 0 | 0 | 0 | 0 | 0 | 0 | 0 | 0 | 0 | 0
F2_Commercial_College (ID)_Existing_Food Preparation_Natural Gas_Steamer_E7 | F2 | Commercial | College (ID) | Existing | Food Preparation | Natural Gas | Steamer | E7 | TRC BC Ratio | 0 | 0 | 0 | 0 | 0 | 0 | 0 | 0 | 0 | 0 | 0 | 0 | 0 | 0 | 0 | 0 | 0 | 0 | 0 | 0 | 0 | 0 | 0 | 0 | 0 | 0 | 0
F2_Commercial_College (ID)_Existing_Food Preparation_Natural Gas_Steamer_E8 | F2 | Commercial | College (ID) | Existing | Food Preparation | Natural Gas | Steamer | E8 | TRC BC Ratio | 0 | 0 | 0 | 0 | 0 | 0 | 0 | 0 | 0 | 0 | 0 | 0 | 0 | 0 | 0 | 0 | 0 | 0 | 0 | 0 | 0 | 0 | 0 | 0 | 0 | 0 | 0
F2_Commercial_College (ID)_Existing_Food Preparation_Natural Gas_Steamer_E9 | F2 | Commercial | College (ID) | Existing | Food Preparation | Natural Gas | Steamer | E9 | TRC BC Ratio | 0 | 0 | 0 | 0 | 0 | 0 | 0 | 0 | 0 | 0 | 0 | 0 | 0 | 0 | 0 | 0 | 0 | 0 | 0 | 0 | 0 | 0 | 0 | 0 | 0 | 0 | 0
F2_Commercial_College (ID)_Existing_Food Preparation_Natural Gas_Steamer_E10 | F2 | Commercial | College (ID) | Existing | Food Preparation | Natural Gas | Steamer | E10 | TRC BC Ratio | 0 | 0 | 0 | 0 | 0 | 0 | 0 | 0 | 0 | 0 | 0 | 0 | 0 | 0 | 0 | 0 | 0 | 0 | 0 | 0 | 0 | 0 | 0 | 0 | 0 | 0 | 0
F3_Commercial_College (ID)_Existing_Food Preparation_Natural Gas_Steamer_E1 | F3 | Commercial | College (ID) | Existing | Food Preparation | Natural Gas | Steamer | E1 | PACT BC Ratio | [24 empty] | 1 | 1 | 1 | bar: 2019 to 2042
F3_Commercial_College (ID)_Existing_Food Preparation_Natural Gas_Steamer_E2 | F3 | Commercial | College (ID) | Existing | Food Preparation | Natural Gas | Steamer | E2 | PACT BC Ratio | 42.797 | 43.8755 | 45.1534 | 46.6178 | 48.2738 | 50.2887 | 52.3625 | 54.4164 | 56.3936 | 58.3983 | 59.9934 | 61.4878 | 63.0934 | 64.6651 | 66.0704 | 67.3855 | 68.5649 | 69.7293 | 70.973 | 72.1862 | 73.4326 | 74.7284 | 76.0379 | 77.3888 | 78.7637 | 80.163 | 81.5872
F3_Commercial_College (ID)_Existing_Food Preparation_Natural Gas_Steamer_E3 | F3 | Commercial | College (ID) | Existing | Food Preparation | Natural Gas | Steamer | E3 | PACT BC Ratio | 0 | 0 | 0 | 0 | 0 | 0 | 0 | 0 | 0 | 0 | 0 | 0 | 0 | 0 | 0 | 0 | 0 | 0 | 0 | 0 | 0 | 0 | 0 | 0 | 0 | 0 | 0
F3_Commercial_College (ID)_Existing_Food Preparation_Natural Gas_Steamer_E4 | F3 | Commercial | College (ID) | Existing | Food Preparation | Natural Gas | Steamer | E4 | PACT BC Ratio | 0 | 0 | 0 | 0 | 0 | 0 | 0 | 0 | 0 | 0 | 0 | 0 | 0 | 0 | 0 | 0 | 0 | 0 | 0 | 0 | 0 | 0 | 0 | 0 | 0 | 0 | 0
F3_Commercial_College (ID)_Existing_Food Preparation_Natural Gas_Steamer_E5 | F3 | Commercial | College (ID) | Existing | Food Preparation | Natural Gas | Steamer | E5 | PACT BC Ratio | 0 | 0 | 0 | 0 | 0 | 0 | 0 | 0 | 0 | 0 | 0 | 0 | 0 | 0 | 0 | 0 | 0 | 0 | 0 | 0 | 0 | 0 | 0 | 0 | 0 | 0 | 0
F3_Commercial_College (ID)_Existing_Food Preparation_Natural Gas_Steamer_E6 | F3 | Commercial | College (ID) | Existing | Food Preparation | Natural Gas | Steamer | E6 | PACT BC Ratio | 0 | 0 | 0 | 0 | 0 | 0 | 0 | 0 | 0 | 0 | 0 | 0 | 0 | 0 | 0 | 0 | 0 | 0 | 0 | 0 | 0 | 0 | 0 | 0 | 0 | 0 | 0
F3_Commercial_College (ID)_Existing_Food Preparation_Natural Gas_Steamer_E7 | F3 | Commercial | College (ID) | Existing | Food Preparation | Natural Gas | Steamer | E7 | PACT BC Ratio | 0 | 0 | 0 | 0 | 0 | 0 | 0 | 0 | 0 | 0 | 0 | 0 | 0 | 0 | 0 | 0 | 0 | 0 | 0 | 0 | 0 | 0 | 0 | 0 | 0 | 0 | 0
F3_Commercial_College (ID)_Existing_Food Preparation_Natural Gas_Steamer_E8 | F3 | Commercial | College (ID) | Existing | Food Preparation | Natural Gas | Steamer | E8 | PACT BC Ratio | 0 | 0 | 0 | 0 | 0 | 0 | 0 | 0 | 0 | 0 | 0 | 0 | 0 | 0 | 0 | 0 | 0 | 0 | 0 | 0 | 0 | 0 | 0 | 0 | 0 | 0 | 0
F3_Commercial_College (ID)_Existing_Food Preparation_Natural Gas_Steamer_E9 | F3 | Commercial | College (ID) | Existing | Food Preparation | Natural Gas | Steamer | E9 | PACT BC Ratio | 0 | 0 | 0 | 0 | 0 | 0 | 0 | 0 | 0 | 0 | 0 | 0 | 0 | 0 | 0 | 0 | 0 | 0 | 0 | 0 | 0 | 0 | 0 | 0 | 0 | 0 | 0
F3_Commercial_College (ID)_Existing_Food Preparation_Natural Gas_Steamer_E10 | F3 | Commercial | College (ID) | Existing | Food Preparation | Natural Gas | Steamer | E10 | PACT BC Ratio | 0 | 0 | 0 | 0 | 0 | 0 | 0 | 0 | 0 | 0 | 0 | 0 | 0 | 0 | 0 | 0 | 0 | 0 | 0 | 0 | 0 | 0 | 0 | 0 | 0 | 0 | 0
F4_Commercial_College (ID)_Existing_Food Preparation_Natural Gas_Steamer_E1 | F4 | Commercial | College (ID) | Existing | Food Preparation | Natural Gas | Steamer | E1 | RVT BC Ratio | [24 empty] | 1 | 1 | 1 | bar: 2019 to 2042
F4_Commercial_College (ID)_Existing_Food Preparation_Natural Gas_Steamer_E2 | F4 | Commercial | College (ID) | Existing | Food Preparation | Natural Gas | Steamer | E2 | RVT BC Ratio | 30.9495 | 31.5265 | 32.2037 | 32.9933 | 33.8977 | 35.0265 | 36.1585 | 37.2333 | 38.2063 | 39.1494 | 40.1266 | 41.0148 | 41.9523 | 42.8392 | 43.602 | 44.2904 | 44.8729 | 45.4291 | 46.0206 | 46.5729 | 47.1271 | 47.9516 | 48.7848 | 49.6443 | 50.519 | 51.4093 | 52.3155
F4_Commercial_College (ID)_Existing_Food Preparation_Natural Gas_Steamer_E3 | F4 | Commercial | College (ID) | Existing | Food Preparation | Natural Gas | Steamer | E3 | RVT BC Ratio | 0 | 0 | 0 | 0 | 0 | 0 | 0 | 0 | 0 | 0 | 0 | 0 | 0 | 0 | 0 | 0 | 0 | 0 | 0 | 0 | 0 | 0 | 0 | 0 | 0 | 0 | 0
F4_Commercial_College (ID)_Existing_Food Preparation_Natural Gas_Steamer_E4 | F4 | Commercial | College (ID) | Existing | Food Preparation | Natural Gas | Steamer | E4 | RVT BC Ratio | 0 | 0 | 0 | 0 | 0 | 0 | 0 | 0 | 0 | 0 | 0 | 0 | 0 | 0 | 0 | 0 | 0 | 0 | 0 | 0 | 0 | 0 | 0 | 0 | 0 | 0 | 0
F4_Commercial_College (ID)_Existing_Food Preparation_Natural Gas_Steamer_E5 | F4 | Commercial | College (ID) | Existing | Food Preparation | Natural Gas | Steamer | E5 | RVT BC Ratio | 0 | 0 | 0 | 0 | 0 | 0 | 0 | 0 | 0 | 0 | 0 | 0 | 0 | 0 | 0 | 0 | 0 | 0 | 0 | 0 | 0 | 0 | 0 | 0 | 0 | 0 | 0
F4_Commercial_College (ID)_Existing_Food Preparation_Natural Gas_Steamer_E6 | F4 | Commercial | College (ID) | Existing | Food Preparation | Natural Gas | Steamer | E6 | RVT BC Ratio | 0 | 0 | 0 | 0 | 0 | 0 | 0 | 0 | 0 | 0 | 0 | 0 | 0 | 0 | 0 | 0 | 0 | 0 | 0 | 0 | 0 | 0 | 0 | 0 | 0 | 0 | 0
F4_Commercial_College (ID)_Existing_Food Preparation_Natural Gas_Steamer_E7 | F4 | Commercial | College (ID) | Existing | Food Preparation | Natural Gas | Steamer | E7 | RVT BC Ratio | 0 | 0 | 0 | 0 | 0 | 0 | 0 | 0 | 0 | 0 | 0 | 0 | 0 | 0 | 0 | 0 | 0 | 0 | 0 | 0 | 0 | 0 | 0 | 0 | 0 | 0 | 0
F4_Commercial_College (ID)_Existing_Food Preparation_Natural Gas_Steamer_E8 | F4 | Commercial | College (ID) | Existing | Food Preparation | Natural Gas | Steamer | E8 | RVT BC Ratio | 0 | 0 | 0 | 0 | 0 | 0 | 0 | 0 | 0 | 0 | 0 | 0 | 0 | 0 | 0 | 0 | 0 | 0 | 0 | 0 | 0 | 0 | 0 | 0 | 0 | 0 | 0
F4_Commercial_College (ID)_Existing_Food Preparation_Natural Gas_Steamer_E9 | F4 | Commercial | College (ID) | Existing | Food Preparation | Natural Gas | Steamer | E9 | RVT BC Ratio | 0 | 0 | 0 | 0 | 0 | 0 | 0 | 0 | 0 | 0 | 0 | 0 | 0 | 0 | 0 | 0 | 0 | 0 | 0 | 0 | 0 | 0 | 0 | 0 | 0 | 0 | 0
F4_Commercial_College (ID)_Existing_Food Preparation_Natural Gas_Steamer_E10 | F4 | Commercial | College (ID) | Existing | Food Preparation | Natural Gas | Steamer | E10 | RVT BC Ratio | 0 | 0 | 0 | 0 | 0 | 0 | 0 | 0 | 0 | 0 | 0 | 0 | 0 | 0 | 0 | 0 | 0 | 0 | 0 | 0 | 0 | 0 | 0 | 0 | 0 | 0 | 0
F5_Commercial_College (ID)_Existing_Food Preparation_Natural Gas_Steamer_E1 | F5 | Commercial | College (ID) | Existing | Food Preparation | Natural Gas | Steamer | E1 | RIM BC Ratio | [24 empty] | 1 | 1 | 1 | bar: 2019 to 2042
F5_Commercial_College (ID)_Existing_Food Preparation_Natural Gas_Steamer_E2 | F5 | Commercial | College (ID) | Existing | Food Preparation | Natural Gas | Steamer | E2 | RIM BC Ratio | 0.83253 | 0.83799 | 0.84437 | 0.85101 | 0.85787 | 0.86504 | 0.87267 | 0.88086 | 0.88974 | 0.89929 | 0.90146 | 0.90401 | 0.90698 | 0.91042 | 0.91401 | 0.91778 | 0.92177 | 0.92599 | 0.93045 | 0.93518 | 0.94019 | 0.9404 | 0.9406 | 0.9408 | 0.941 | 0.9412 | 0.94139
F5_Commercial_College (ID)_Existing_Food Preparation_Natural Gas_Steamer_E3 | F5 | Commercial | College (ID) | Existing | Food Preparation | Natural Gas | Steamer | E3 | RIM BC Ratio | 0 | 0 | 0 | 0 | 0 | 0 | 0 | 0 | 0 | 0 | 0 | 0 | 0 | 0 | 0 | 0 | 0 | 0 | 0 | 0 | 0 | 0 | 0 | 0 | 0 | 0 | 0
F5_Commercial_College (ID)_Existing_Food Preparation_Natural Gas_Steamer_E4 | F5 | Commercial | College (ID) | Existing | Food Preparation | Natural Gas | Steamer | E4 | RIM BC Ratio | 0 | 0 | 0 | 0 | 0 | 0 | 0 | 0 | 0 | 0 | 0 | 0 | 0 | 0 | 0 | 0 | 0 | 0 | 0 | 0 | 0 | 0 | 0 | 0 | 0 | 0 | 0
F5_Commercial_College (ID)_Existing_Food Preparation_Natural Gas_Steamer_E5 | F5 | Commercial | College (ID) | Existing | Food Preparation | Natural Gas | Steamer | E5 | RIM BC Ratio | 0 | 0 | 0 | 0 | 0 | 0 | 0 | 0 | 0 | 0 | 0 | 0 | 0 | 0 | 0 | 0 | 0 | 0 | 0 | 0 | 0 | 0 | 0 | 0 | 0 | 0 | 0
F5_Commercial_College (ID)_Existing_Food Preparation_Natural Gas_Steamer_E6 | F5 | Commercial | College (ID) | Existing | Food Preparation | Natural Gas | Steamer | E6 | RIM BC Ratio | 0 | 0 | 0 | 0 | 0 | 0 | 0 | 0 | 0 | 0 | 0 | 0 | 0 | 0 | 0 | 0 | 0 | 0 | 0 | 0 | 0 | 0 | 0 | 0 | 0 | 0 | 0
F5_Commercial_College (ID)_Existing_Food Preparation_Natural Gas_Steamer_E7 | F5 | Commercial | College (ID) | Existing | Food Preparation | Natural Gas | Steamer | E7 | RIM BC Ratio | 0 | 0 | 0 | 0 | 0 | 0 | 0 | 0 | 0 | 0 | 0 | 0 | 0 | 0 | 0 | 0 | 0 | 0 | 0 | 0 | 0 | 0 | 0 | 0 | 0 | 0 | 0
F5_Commercial_College (ID)_Existing_Food Preparation_Natural Gas_Steamer_E8 | F5 | Commercial | College (ID) | Existing | Food Preparation | Natural Gas | Steamer | E8 | RIM BC Ratio | 0 | 0 | 0 | 0 | 0 | 0 | 0 | 0 | 0 | 0 | 0 | 0 | 0 | 0 | 0 | 0 | 0 | 0 | 0 | 0 | 0 | 0 | 0 | 0 | 0 | 0 | 0
F5_Commercial_College (ID)_Existing_Food Preparation_Natural Gas_Steamer_E9 | F5 | Commercial | College (ID) | Existing | Food Preparation | Natural Gas | Steamer | E9 | RIM BC Ratio | 0 | 0 | 0 | 0 | 0 | 0 | 0 | 0 | 0 | 0 | 0 | 0 | 0 | 0 | 0 | 0 | 0 | 0 | 0 | 0 | 0 | 0 | 0 | 0 | 0 | 0 | 0
F5_Commercial_College (ID)_Existing_Food Preparation_Natural Gas_Steamer_E10 | F5 | Commercial | College (ID) | Existing | Food Preparation | Natural Gas | Steamer | E10 | RIM BC Ratio | 0 | 0 | 0 | 0 | 0 | 0 | 0 | 0 | 0 | 0 | 0 | 0 | 0 | 0 | 0 | 0 | 0 | 0 | 0 | 0 | 0 | 0 | 0 | 0 | 0 | 0 | 0
F0_Commercial_College (ID)_Existing_Food Preparation_Natural Gas_Food Prep Other_E0 | F0 | Commercial | College (ID) | Existing | Food Preparation | Natural Gas | Food Prep Other | E0 | Economic Unit | ENERGY STAR | ENERGY STAR | ENERGY STAR | ENERGY STAR | ENERGY STAR | ENERGY STAR | ENERGY STAR | ENERGY STAR | ENERGY STAR | ENERGY STAR | ENERGY STAR | ENERGY STAR | ENERGY STAR | ENERGY STAR | ENERGY STAR | ENERGY STAR | ENERGY STAR | ENERGY STAR | ENERGY STAR | ENERGY STAR | ENERGY STAR | ENERGY STAR | ENERGY STAR | ENERGY STAR | ENERGY STAR | ENERGY STAR | ENERGY STAR
F1_Commercial_College (ID)_Existing_Food Preparation_Natural Gas_Food Prep Other_E1 | F1 | Commercial | College (ID) | Existing | Food Preparation | Natural Gas | Food Prep Other | E1 | CCE | 0 | 0 | 0 | 0 | 0 | 0 | 0 | 0 | 0 | 0 | 0 | 0 | 0 | 0 | 0 | 0 | 0 | 0 | 0 | 0 | 0 | 0 | 0 | 0 | 0 | 0 | 0
F1_Commercial_College (ID)_Existing_Food Preparation_Natural Gas_Food Prep Other_E2 | F1 | Commercial | College (ID) | Existing | Food Preparation | Natural Gas | Food Prep Other | E2 | CCE | 0.0024994 | 0.0024994 | 0.0024994 | 0.0024994 | 0.0024994 | 0.0024994 | 0.0024994 | 0.0024994 | 0.0024994 | 0.0024994 | 0.0024994 | 0.0024994 | 0.0024994 | 0.0024994 | 0.0024994 | 0.0024994 | 0.0024994 | 0.0024994 | 0.0024994 | 0.0024994 | 0.0024994 | 0.0024994 | 0.0024994 | 0.0024994 | 0.0024994 | 0.0024994 | 0.0024994
F1_Commercial_College (ID)_Existing_Food Preparation_Natural Gas_Food Prep Other_E3 | F1 | Commercial | College (ID) | Existing | Food Preparation | Natural Gas | Food Prep Other | E3 | CCE | 0 | 0 | 0 | 0 | 0 | 0 | 0 | 0 | 0 | 0 | 0 | 0 | 0 | 0 | 0 | 0 | 0 | 0 | 0 | 0 | 0 | 0 | 0 | 0 | 0 | 0 | 0
F1_Commercial_College (ID)_Existing_Food Preparation_Natural Gas_Food Prep Other_E4 | F1 | Commercial | College (ID) | Existing | Food Preparation | Natural Gas | Food Prep Other | E4 | CCE | 0 | 0 | 0 | 0 | 0 | 0 | 0 | 0 | 0 | 0 | 0 | 0 | 0 | 0 | 0 | 0 | 0 | 0 | 0 | 0 | 0 | 0 | 0 | 0 | 0 | 0 | 0
F1_Commercial_College (ID)_Existing_Food Preparation_Natural Gas_Food Prep Other_E5 | F1 | Commercial | College (ID) | Existing | Food Preparation | Natural Gas | Food Prep Other | E5 | CCE | 0 | 0 | 0 | 0 | 0 | 0 | 0 | 0 | 0 | 0 | 0 | 0 | 0 | 0 | 0 | 0 | 0 | 0 | 0 | 0 | 0 | 0 | 0 | 0 | 0 | 0 | 0
F1_Commercial_College (ID)_Existing_Food Preparation_Natural Gas_Food Prep Other_E6 | F1 | Commercial | College (ID) | Existing | Food Preparation | Natural Gas | Food Prep Other | E6 | CCE | 0 | 0 | 0 | 0 | 0 | 0 | 0 | 0 | 0 | 0 | 0 | 0 | 0 | 0 | 0 | 0 | 0 | 0 | 0 | 0 | 0 | 0 | 0 | 0 | 0 | 0 | 0
F1_Commercial_College (ID)_Existing_Food Preparation_Natural Gas_Food Prep Other_E7 | F1 | Commercial | College (ID) | Existing | Food Preparation | Natural Gas | Food Prep Other | E7 | CCE | 0 | 0 | 0 | 0 | 0 | 0 | 0 | 0 | 0 | 0 | 0 | 0 | 0 | 0 | 0 | 0 | 0 | 0 | 0 | 0 | 0 | 0 | 0 | 0 | 0 | 0 | 0
F1_Commercial_College (ID)_Existing_Food Preparation_Natural Gas_Food Prep Other_E8 | F1 | Commercial | College (ID) | Existing | Food Preparation | Natural Gas | Food Prep Other | E8 | CCE | 0 | 0 | 0 | 0 | 0 | 0 | 0 | 0 | 0 | 0 | 0 | 0 | 0 | 0 | 0 | 0 | 0 | 0 | 0 | 0 | 0 | 0 | 0 | 0 | 0 | 0 | 0
F1_Commercial_College (ID)_Existing_Food Preparation_Natural Gas_Food Prep Other_E9 | F1 | Commercial | College (ID) | Existing | Food Preparation | Natural Gas | Food Prep Other | E9 | CCE | 0 | 0 | 0 | 0 | 0 | 0 | 0 | 0 | 0 | 0 | 0 | 0 | 0 | 0 | 0 | 0 | 0 | 0 | 0 | 0 | 0 | 0 | 0 | 0 | 0 | 0 | 0
F1_Commercial_College (ID)_Existing_Food Preparation_Natural Gas_Food Prep Other_E10 | F1 | Commercial | College (ID) | Existing | Food Preparation | Natural Gas | Food Prep Other | E10 | CCE | 0 | 0 | 0 | 0 | 0 | 0 | 0 | 0 | 0 | 0 | 0 | 0 | 0 | 0 | 0 | 0 | 0 | 0 | 0 | 0 | 0 | 0 | 0 | 0 | 0 | 0 | 0
F2_Commercial_College (ID)_Existing_Food Preparation_Natural Gas_Food Prep Other_E1 | F2 | Commercial | College (ID) | Existing | Food Preparation | Natural Gas | Food Prep Other | E1 | TRC BC Ratio | [24 empty] | 1 | 1 | 1 | bar: 2019 to 2042
F2_Commercial_College (ID)_Existing_Food Preparation_Natural Gas_Food Prep Other_E2 | F2 | Commercial | College (ID) | Existing | Food Preparation | Natural Gas | Food Prep Other | E2 | TRC BC Ratio | 1.3876 | 1.4196 | 1.4599 | 1.5074 | 1.5627 | 1.6324 | 1.705 | 1.7774 | 1.8472 | 1.918 | 1.9733 | 2.0247 | 2.0801 | 2.1341 | 2.1817 | 2.2258 | 2.2646 | 2.3028 | 2.3439 | 2.3838 | 2.4248 | 2.4675 | 2.5107 | 2.5553 | 2.6007 | 2.6469 | 2.6939
F2_Commercial_College (ID)_Existing_Food Preparation_Natural Gas_Food Prep Other_E3 | F2 | Commercial | College (ID) | Existing | Food Preparation | Natural Gas | Food Prep Other | E3 | TRC BC Ratio | 0 | 0 | 0 | 0 | 0 | 0 | 0 | 0 | 0 | 0 | 0 | 0 | 0 | 0 | 0 | 0 | 0 | 0 | 0 | 0 | 0 | 0 | 0 | 0 | 0 | 0 | 0
F2_Commercial_College (ID)_Existing_Food Preparation_Natural Gas_Food Prep Other_E4 | F2 | Commercial | College (ID) | Existing | Food Preparation | Natural Gas | Food Prep Other | E4 | TRC BC Ratio | 0 | 0 | 0 | 0 | 0 | 0 | 0 | 0 | 0 | 0 | 0 | 0 | 0 | 0 | 0 | 0 | 0 | 0 | 0 | 0 | 0 | 0 | 0 | 0 | 0 | 0 | 0
F2_Commercial_College (ID)_Existing_Food Preparation_Natural Gas_Food Prep Other_E5 | F2 | Commercial | College (ID) | Existing | Food Preparation | Natural Gas | Food Prep Other | E5 | TRC BC Ratio | 0 | 0 | 0 | 0 | 0 | 0 | 0 | 0 | 0 | 0 | 0 | 0 | 0 | 0 | 0 | 0 | 0 | 0 | 0 | 0 | 0 | 0 | 0 | 0 | 0 | 0 | 0
F2_Commercial_College (ID)_Existing_Food Preparation_Natural Gas_Food Prep Other_E6 | F2 | Commercial | College (ID) | Existing | Food Preparation | Natural Gas | Food Prep Other | E6 | TRC BC Ratio | 0 | 0 | 0 | 0 | 0 | 0 | 0 | 0 | 0 | 0 | 0 | 0 | 0 | 0 | 0 | 0 | 0 | 0 | 0 | 0 | 0 | 0 | 0 | 0 | 0 | 0 | 0
F2_Commercial_College (ID)_Existing_Food Preparation_Natural Gas_Food Prep Other_E7 | F2 | Commercial | College (ID) | Existing | Food Preparation | Natural Gas | Food Prep Other | E7 | TRC BC Ratio | 0 | 0 | 0 | 0 | 0 | 0 | 0 | 0 | 0 | 0 | 0 | 0 | 0 | 0 | 0 | 0 | 0 | 0 | 0 | 0 | 0 | 0 | 0 | 0 | 0 | 0 | 0
F2_Commercial_College (ID)_Existing_Food Preparation_Natural Gas_Food Prep Other_E8 | F2 | Commercial | College (ID) | Existing | Food Preparation | Natural Gas | Food Prep Other | E8 | TRC BC Ratio | 0 | 0 | 0 | 0 | 0 | 0 | 0 | 0 | 0 | 0 | 0 | 0 | 0 | 0 | 0 | 0 | 0 | 0 | 0 | 0 | 0 | 0 | 0 | 0 | 0 | 0 | 0
F2_Commercial_College (ID)_Existing_Food Preparation_Natural Gas_Food Prep Other_E9 | F2 | Commercial | College (ID) | Existing | Food Preparation | Natural Gas | Food Prep Other | E9 | TRC BC Ratio | 0 | 0 | 0 | 0 | 0 | 0 | 0 | 0 | 0 | 0 | 0 | 0 | 0 | 0 | 0 | 0 | 0 | 0 | 0 | 0 | 0 | 0 | 0 | 0 | 0 | 0 | 0
F2_Commercial_College (ID)_Existing_Food Preparation_Natural Gas_Food Prep Other_E10 | F2 | Commercial | College (ID) | Existing | Food Preparation | Natural Gas | Food Prep Other | E10 | TRC BC Ratio | 0 | 0 | 0 | 0 | 0 | 0 | 0 | 0 | 0 | 0 | 0 | 0 | 0 | 0 | 0 | 0 | 0 | 0 | 0 | 0 | 0 | 0 | 0 | 0 | 0 | 0 | 0
F3_Commercial_College (ID)_Existing_Food Preparation_Natural Gas_Food Prep Other_E1 | F3 | Commercial | College (ID) | Existing | Food Preparation | Natural Gas | Food Prep Other | E1 | PACT BC Ratio | [24 empty] | 1 | 1 | 1 | bar: 2019 to 2042
F3_Commercial_College (ID)_Existing_Food Preparation_Natural Gas_Food Prep Other_E2 | F3 | Commercial | College (ID) | Existing | Food Preparation | Natural Gas | Food Prep Other | E2 | PACT BC Ratio | 2.7479 | 2.8113 | 2.8911 | 2.9852 | 3.0947 | 3.2328 | 3.3766 | 3.5199 | 3.6582 | 3.7984 | 3.9078 | 4.0096 | 4.1193 | 4.2262 | 4.3205 | 4.4078 | 4.4848 | 4.5605 | 4.6419 | 4.7208 | 4.8019 | 4.8866 | 4.9721 | 5.0604 | 5.1503 | 5.2418 | 5.3349
F3_Commercial_College (ID)_Existing_Food Preparation_Natural Gas_Food Prep Other_E3 | F3 | Commercial | College (ID) | Existing | Food Preparation | Natural Gas | Food Prep Other | E3 | PACT BC Ratio | 0 | 0 | 0 | 0 | 0 | 0 | 0 | 0 | 0 | 0 | 0 | 0 | 0 | 0 | 0 | 0 | 0 | 0 | 0 | 0 | 0 | 0 | 0 | 0 | 0 | 0 | 0
F3_Commercial_College (ID)_Existing_Food Preparation_Natural Gas_Food Prep Other_E4 | F3 | Commercial | College (ID) | Existing | Food Preparation | Natural Gas | Food Prep Other | E4 | PACT BC Ratio | 0 | 0 | 0 | 0 | 0 | 0 | 0 | 0 | 0 | 0 | 0 | 0 | 0 | 0 | 0 | 0 | 0 | 0 | 0 | 0 | 0 | 0 | 0 | 0 | 0 | 0 | 0
F3_Commercial_College (ID)_Existing_Food Preparation_Natural Gas_Food Prep Other_E5 | F3 | Commercial | College (ID) | Existing | Food Preparation | Natural Gas | Food Prep Other | E5 | PACT BC Ratio | 0 | 0 | 0 | 0 | 0 | 0 | 0 | 0 | 0 | 0 | 0 | 0 | 0 | 0 | 0 | 0 | 0 | 0 | 0 | 0 | 0 | 0 | 0 | 0 | 0 | 0 | 0
F3_Commercial_College (ID)_Existing_Food Preparation_Natural Gas_Food Prep Other_E6 | F3 | Commercial | College (ID) | Existing | Food Preparation | Natural Gas | Food Prep Other | E6 | PACT BC Ratio | 0 | 0 | 0 | 0 | 0 | 0 | 0 | 0 | 0 | 0 | 0 | 0 | 0 | 0 | 0 | 0 | 0 | 0 | 0 | 0 | 0 | 0 | 0 | 0 | 0 | 0 | 0
F3_Commercial_College (ID)_Existing_Food Preparation_Natural Gas_Food Prep Other_E7 | F3 | Commercial | College (ID) | Existing | Food Preparation | Natural Gas | Food Prep Other | E7 | PACT BC Ratio | 0 | 0 | 0 | 0 | 0 | 0 | 0 | 0 | 0 | 0 | 0 | 0 | 0 | 0 | 0 | 0 | 0 | 0 | 0 | 0 | 0 | 0 | 0 | 0 | 0 | 0 | 0
F3_Commercial_College (ID)_Existing_Food Preparation_Natural Gas_Food Prep Other_E8 | F3 | Commercial | College (ID) | Existing | Food Preparation | Natural Gas | Food Prep Other | E8 | PACT BC Ratio | 0 | 0 | 0 | 0 | 0 | 0 | 0 | 0 | 0 | 0 | 0 | 0 | 0 | 0 | 0 | 0 | 0 | 0 | 0 | 0 | 0 | 0 | 0 | 0 | 0 | 0 | 0
F3_Commercial_College (ID)_Existing_Food Preparation_Natural Gas_Food Prep Other_E9 | F3 | Commercial | College (ID) | Existing | Food Preparation | Natural Gas | Food Prep Other | E9 | PACT BC Ratio | 0 | 0 | 0 | 0 | 0 | 0 | 0 | 0 | 0 | 0 | 0 | 0 | 0 | 0 | 0 | 0 | 0 | 0 | 0 | 0 | 0 | 0 | 0 | 0 | 0 | 0 | 0
F3_Commercial_College (ID)_Existing_Food Preparation_Natural Gas_Food Prep Other_E10 | F3 | Commercial | College (ID) | Existing | Food Preparation | Natural Gas | Food Prep Other | E10 | PACT BC Ratio | 0 | 0 | 0 | 0 | 0 | 0 | 0 | 0 | 0 | 0 | 0 | 0 | 0 | 0 | 0 | 0 | 0 | 0 | 0 | 0 | 0 | 0 | 0 | 0 | 0 | 0 | 0
F4_Commercial_College (ID)_Existing_Food Preparation_Natural Gas_Food Prep Other_E1 | F4 | Commercial | College (ID) | Existing | Food Preparation | Natural Gas | Food Prep Other | E1 | RVT BC Ratio | [24 empty] | 1 | 1 | 1 | bar: 2019 to 2042
F4_Commercial_College (ID)_Existing_Food Preparation_Natural Gas_Food Prep Other_E2 | F4 | Commercial | College (ID) | Existing | Food Preparation | Natural Gas | Food Prep Other | E2 | RVT BC Ratio | 2.3867 | 2.4196 | 2.4598 | 2.5087 | 2.5668 | 2.6435 | 2.7223 | 2.7985 | 2.8687 | 2.936 | 3.0052 | 3.067 | 3.1315 | 3.1911 | 3.2413 | 3.2858 | 3.3222 | 3.3566 | 3.3935 | 3.4273 | 3.4612 | 3.515 | 3.5694 | 3.6256 | 3.6828 | 3.741 | 3.8003
F4_Commercial_College (ID)_Existing_Food Preparation_Natural Gas_Food Prep Other_E3 | F4 | Commercial | College (ID) | Existing | Food Preparation | Natural Gas | Food Prep Other | E3 | RVT BC Ratio | 0 | 0 | 0 | 0 | 0 | 0 | 0 | 0 | 0 | 0 | 0 | 0 | 0 | 0 | 0 | 0 | 0 | 0 | 0 | 0 | 0 | 0 | 0 | 0 | 0 | 0 | 0
F4_Commercial_College (ID)_Existing_Food Preparation_Natural Gas_Food Prep Other_E4 | F4 | Commercial | College (ID) | Existing | Food Preparation | Natural Gas | Food Prep Other | E4 | RVT BC Ratio | 0 | 0 | 0 | 0 | 0 | 0 | 0 | 0 | 0 | 0 | 0 | 0 | 0 | 0 | 0 | 0 | 0 | 0 | 0 | 0 | 0 | 0 | 0 | 0 | 0 | 0 | 0
F4_Commercial_College (ID)_Existing_Food Preparation_Natural Gas_Food Prep Other_E5 | F4 | Commercial | College (ID) | Existing | Food Preparation | Natural Gas | Food Prep Other | E5 | RVT BC Ratio | 0 | 0 | 0 | 0 | 0 | 0 | 0 | 0 | 0 | 0 | 0 | 0 | 0 | 0 | 0 | 0 | 0 | 0 | 0 | 0 | 0 | 0 | 0 | 0 | 0 | 0 | 0
F4_Commercial_College (ID)_Existing_Food Preparation_Natural Gas_Food Prep Other_E6 | F4 | Commercial | College (ID) | Existing | Food Preparation | Natural Gas | Food Prep Other | E6 | RVT BC Ratio | 0 | 0 | 0 | 0 | 0 | 0 | 0 | 0 | 0 | 0 | 0 | 0 | 0 | 0 | 0 | 0 | 0 | 0 | 0 | 0 | 0 | 0 | 0 | 0 | 0 | 0 | 0
F4_Commercial_College (ID)_Existing_Food Preparation_Natural Gas_Food Prep Other_E7 | F4 | Commercial | College (ID) | Existing | Food Preparation | Natural Gas | Food Prep Other | E7 | RVT BC Ratio | 0 | 0 | 0 | 0 | 0 | 0 | 0 | 0 | 0 | 0 | 0 | 0 | 0 | 0 | 0 | 0 | 0 | 0 | 0 | 0 | 0 | 0 | 0 | 0 | 0 | 0 | 0
F4_Commercial_College (ID)_Existing_Food Preparation_Natural Gas_Food Prep Other_E8 | F4 | Commercial | College (ID) | Existing | Food Preparation | Natural Gas | Food Prep Other | E8 | RVT BC Ratio | 0 | 0 | 0 | 0 | 0 | 0 | 0 | 0 | 0 | 0 | 0 | 0 | 0 | 0 | 0 | 0 | 0 | 0 | 0 | 0 | 0 | 0 | 0 | 0 | 0 | 0 | 0
F4_Commercial_College (ID)_Existing_Food Preparation_Natural Gas_Food Prep Other_E9 | F4 | Commercial | College (ID) | Existing | Food Preparation | Natural Gas | Food Prep Other | E9 | RVT BC Ratio | 0 | 0 | 0 | 0 | 0 | 0 | 0 | 0 | 0 | 0 | 0 | 0 | 0 | 0 | 0 | 0 | 0 | 0 | 0 | 0 | 0 | 0 | 0 | 0 | 0 | 0 | 0
F4_Commercial_College (ID)_Existing_Food Preparation_Natural Gas_Food Prep Other_E10 | F4 | Commercial | College (ID) | Existing | Food Preparation | Natural Gas | Food Prep Other | E10 | RVT BC Ratio | 0 | 0 | 0 | 0 | 0 | 0 | 0 | 0 | 0 | 0 | 0 | 0 | 0 | 0 | 0 | 0 | 0 | 0 | 0 | 0 | 0 | 0 | 0 | 0 | 0 | 0 | 0
F5_Commercial_College (ID)_Existing_Food Preparation_Natural Gas_Food Prep Other_E1 | F5 | Commercial | College (ID) | Existing | Food Preparation | Natural Gas | Food Prep Other | E1 | RIM BC Ratio | [24 empty] | 1 | 1 | 1 | bar: 2019 to 2042
F5_Commercial_College (ID)_Existing_Food Preparation_Natural Gas_Food Prep Other_E2 | F5 | Commercial | College (ID) | Existing | Food Preparation | Natural Gas | Food Prep Other | E2 | RIM BC Ratio | 0.64371 | 0.65028 | 0.65864 | 0.66782 | 0.67777 | 0.68889 | 0.70014 | 0.71132 | 0.72236 | 0.73394 | 0.73878 | 0.74368 | 0.74925 | 0.75518 | 0.76077 | 0.76623 | 0.77154 | 0.77698 | 0.78273 | 0.78861 | 0.79476 | 0.79704 | 0.79928 | 0.80153 | 0.80375 | 0.80595 | 0.80812
F5_Commercial_College (ID)_Existing_Food Preparation_Natural Gas_Food Prep Other_E3 | F5 | Commercial | College (ID) | Existing | Food Preparation | Natural Gas | Food Prep Other | E3 | RIM BC Ratio | 0 | 0 | 0 | 0 | 0 | 0 | 0 | 0 | 0 | 0 | 0 | 0 | 0 | 0 | 0 | 0 | 0 | 0 | 0 | 0 | 0 | 0 | 0 | 0 | 0 | 0 | 0
F5_Commercial_College (ID)_Existing_Food Preparation_Natural Gas_Food Prep Other_E4 | F5 | Commercial | College (ID) | Existing | Food Preparation | Natural Gas | Food Prep Other | E4 | RIM BC Ratio | 0 | 0 | 0 | 0 | 0 | 0 | 0 | 0 | 0 | 0 | 0 | 0 | 0 | 0 | 0 | 0 | 0 | 0 | 0 | 0 | 0 | 0 | 0 | 0 | 0 | 0 | 0
F5_Commercial_College (ID)_Existing_Food Preparation_Natural Gas_Food Prep Other_E5 | F5 | Commercial | College (ID) | Existing | Food Preparation | Natural Gas | Food Prep Other | E5 | RIM BC Ratio | 0 | 0 | 0 | 0 | 0 | 0 | 0 | 0 | 0 | 0 | 0 | 0 | 0 | 0 | 0 | 0 | 0 | 0 | 0 | 0 | 0 | 0 | 0 | 0 | 0 | 0 | 0
F5_Commercial_College (ID)_Existing_Food Preparation_Natural Gas_Food Prep Other_E6 | F5 | Commercial | College (ID) | Existing | Food Preparation | Natural Gas | Food Prep Other | E6 | RIM BC Ratio | 0 | 0 | 0 | 0 | 0 | 0 | 0 | 0 | 0 | 0 | 0 | 0 | 0 | 0 | 0 | 0 | 0 | 0 | 0 | 0 | 0 | 0 | 0 | 0 | 0 | 0 | 0
F5_Commercial_College (ID)_Existing_Food Preparation_Natural Gas_Food Prep Other_E7 | F5 | Commercial | College (ID) | Existing | Food Preparation | Natural Gas | Food Prep Other | E7 | RIM BC Ratio | 0 | 0 | 0 | 0 | 0 | 0 | 0 | 0 | 0 | 0 | 0 | 0 | 0 | 0 | 0 | 0 | 0 | 0 | 0 | 0 | 0 | 0 | 0 | 0 | 0 | 0 | 0
F5_Commercial_College (ID)_Existing_Food Preparation_Natural Gas_Food Prep Other_E8 | F5 | Commercial | College (ID) | Existing | Food Preparation | Natural Gas | Food Prep Other | E8 | RIM BC Ratio | 0 | 0 | 0 | 0 | 0 | 0 | 0 | 0 | 0 | 0 | 0 | 0 | 0 | 0 | 0 | 0 | 0 | 0 | 0 | 0 | 0 | 0 | 0 | 0 | 0 | 0 | 0
F5_Commercial_College (ID)_Existing_Food Preparation_Natural Gas_Food Prep Other_E9 | F5 | Commercial | College (ID) | Existing | Food Preparation | Natural Gas | Food Prep Other | E9 | RIM BC Ratio | 0 | 0 | 0 | 0 | 0 | 0 | 0 | 0 | 0 | 0 | 0 | 0 | 0 | 0 | 0 | 0 | 0 | 0 | 0 | 0 | 0 | 0 | 0 | 0 | 0 | 0 | 0
F5_Commercial_College (ID)_Existing_Food Preparation_Natural Gas_Food Prep Other_E10 | F5 | Commercial | College (ID) | Existing | Food Preparation | Natural Gas | Food Prep Other | E10 | RIM BC Ratio | 0 | 0 | 0 | 0 | 0 | 0 | 0 | 0 | 0 | 0 | 0 | 0 | 0 | 0 | 0 | 0 | 0 | 0 | 0 | 0 | 0 | 0 | 0 | 0 | 0 | 0 | 0
F0_Commercial_College (ID)_Existing_Miscellaneous_Natural Gas_Pool Heater_E0 | F0 | Commercial | College (ID) | Existing | Miscellaneous | Natural Gas | Pool Heater | E0 | Economic Unit | Condensing (EF .90) | Condensing (EF .90) | Condensing (EF .90) | Condensing (EF .90) | Condensing (EF .90) | Condensing (EF .90) | Condensing (EF .90) | Condensing (EF .90) | Condensing (EF .90) | Condensing (EF .90) | Condensing (EF .90) | Condensing (EF .90) | Condensing (EF .90) | Condensing (EF .90) | Condensing (EF .90) | Condensing (EF .90) | Condensing (EF .90) | Condensing (EF .90) | Condensing (EF .90) | Condensing (EF .90) | Condensing (EF .90) | Condensing (EF .90) | Condensing (EF .90) | Condensing (EF .90) | Condensing (EF .90) | Condensing (EF .90) | Condensing (EF .90)
F1_Commercial_College (ID)_Existing_Miscellaneous_Natural Gas_Pool Heater_E1 | F1 | Commercial | College (ID) | Existing | Miscellaneous | Natural Gas | Pool Heater | E1 | CCE | 0 | 0 | 0 | 0 | 0 | 0 | 0 | 0 | 0 | 0 | 0 | 0 | 0 | 0 | 0 | 0 | 0 | 0 | 0 | 0 | 0 | 0 | 0 | 0 | 0 | 0 | 0
F1_Commercial_College (ID)_Existing_Miscellaneous_Natural Gas_Pool Heater_E2 | F1 | Commercial | College (ID) | Existing | Miscellaneous | Natural Gas | Pool Heater | E2 | CCE | 0.0001637 | 0.0001637 | 0.0001637 | 0.0001637 | 0.0001637 | 0.0001637 | 0.0001637 | 0.0001637 | 0.0001637 | 0.0001637 | 0.0001637 | 0.0001637 | 0.0001637 | 0.0001637 | 0.0001637 | 0.0001637 | 0.0001637 | 0.0001637 | 0.0001637 | 0.0001637 | 0.0001637 | 0.0001637 | 0.0001637 | 0.0001637 | 0.0001637 | 0.0001637 | 0.0001637
F1_Commercial_College (ID)_Existing_Miscellaneous_Natural Gas_Pool Heater_E3 | F1 | Commercial | College (ID) | Existing | Miscellaneous | Natural Gas | Pool Heater | E3 | CCE | 0 | 0 | 0 | 0 | 0 | 0 | 0 | 0 | 0 | 0 | 0 | 0 | 0 | 0 | 0 | 0 | 0 | 0 | 0 | 0 | 0 | 0 | 0 | 0 | 0 | 0 | 0
F1_Commercial_College (ID)_Existing_Miscellaneous_Natural Gas_Pool Heater_E4 | F1 | Commercial | College (ID) | Existing | Miscellaneous | Natural Gas | Pool Heater | E4 | CCE | 0 | 0 | 0 | 0 | 0 | 0 | 0 | 0 | 0 | 0 | 0 | 0 | 0 | 0 | 0 | 0 | 0 | 0 | 0 | 0 | 0 | 0 | 0 | 0 | 0 | 0 | 0
F1_Commercial_College (ID)_Existing_Miscellaneous_Natural Gas_Pool Heater_E5 | F1 | Commercial | College (ID) | Existing | Miscellaneous | Natural Gas | Pool Heater | E5 | CCE | 0 | 0 | 0 | 0 | 0 | 0 | 0 | 0 | 0 | 0 | 0 | 0 | 0 | 0 | 0 | 0 | 0 | 0 | 0 | 0 | 0 | 0 | 0 | 0 | 0 | 0 | 0
F1_Commercial_College (ID)_Existing_Miscellaneous_Natural Gas_Pool Heater_E6 | F1 | Commercial | College (ID) | Existing | Miscellaneous | Natural Gas | Pool Heater | E6 | CCE | 0 | 0 | 0 | 0 | 0 | 0 | 0 | 0 | 0 | 0 | 0 | 0 | 0 | 0 | 0 | 0 | 0 | 0 | 0 | 0 | 0 | 0 | 0 | 0 | 0 | 0 | 0
F1_Commercial_College (ID)_Existing_Miscellaneous_Natural Gas_Pool Heater_E7 | F1 | Commercial | College (ID) | Existing | Miscellaneous | Natural Gas | Pool Heater | E7 | CCE | 0 | 0 | 0 | 0 | 0 | 0 | 0 | 0 | 0 | 0 | 0 | 0 | 0 | 0 | 0 | 0 | 0 | 0 | 0 | 0 | 0 | 0 | 0 | 0 | 0 | 0 | 0
F1_Commercial_College (ID)_Existing_Miscellaneous_Natural Gas_Pool Heater_E8 | F1 | Commercial | College (ID) | Existing | Miscellaneous | Natural Gas | Pool Heater | E8 | CCE | 0 | 0 | 0 | 0 | 0 | 0 | 0 | 0 | 0 | 0 | 0 | 0 | 0 | 0 | 0 | 0 | 0 | 0 | 0 | 0 | 0 | 0 | 0 | 0 | 0 | 0 | 0
F1_Commercial_College (ID)_Existing_Miscellaneous_Natural Gas_Pool Heater_E9 | F1 | Commercial | College (ID) | Existing | Miscellaneous | Natural Gas | Pool Heater | E9 | CCE | 0 | 0 | 0 | 0 | 0 | 0 | 0 | 0 | 0 | 0 | 0 | 0 | 0 | 0 | 0 | 0 | 0 | 0 | 0 | 0 | 0 | 0 | 0 | 0 | 0 | 0 | 0
F1_Commercial_College (ID)_Existing_Miscellaneous_Natural Gas_Pool Heater_E10 | F1 | Commercial | College (ID) | Existing | Miscellaneous | Natural Gas | Pool Heater | E10 | CCE | 0 | 0 | 0 | 0 | 0 | 0 | 0 | 0 | 0 | 0 | 0 | 0 | 0 | 0 | 0 | 0 | 0 | 0 | 0 | 0 | 0 | 0 | 0 | 0 | 0 | 0 | 0
F2_Commercial_College (ID)_Existing_Miscellaneous_Natural Gas_Pool Heater_E1 | F2 | Commercial | College (ID) | Existing | Miscellaneous | Natural Gas | Pool Heater | E1 | TRC BC Ratio | [24 empty] | 1 | 1 | 1 | bar: 2019 to 2042
F2_Commercial_College (ID)_Existing_Miscellaneous_Natural Gas_Pool Heater_E2 | F2 | Commercial | College (ID) | Existing | Miscellaneous | Natural Gas | Pool Heater | E2 | TRC BC Ratio | 20.214 | 20.3673 | 20.697 | 21.2302 | 21.9653 | 23.0331 | 24.2039 | 25.3783 | 26.5151 | 27.7309 | 28.6484 | 29.5092 | 30.4824 | 31.4215 | 32.2082 | 32.9138 | 33.4912 | 34.044 | 34.6553 | 35.2306 | 35.8258 | 36.4549 | 37.0872 | 37.7461 | 38.4167 | 39.0992 | 39.7938
F2_Commercial_College (ID)_Existing_Miscellaneous_Natural Gas_Pool Heater_E3 | F2 | Commercial | College (ID) | Existing | Miscellaneous | Natural Gas | Pool Heater | E3 | TRC BC Ratio | 0 | 0 | 0 | 0 | 0 | 0 | 0 | 0 | 0 | 0 | 0 | 0 | 0 | 0 | 0 | 0 | 0 | 0 | 0 | 0 | 0 | 0 | 0 | 0 | 0 | 0 | 0
F2_Commercial_College (ID)_Existing_Miscellaneous_Natural Gas_Pool Heater_E4 | F2 | Commercial | College (ID) | Existing | Miscellaneous | Natural Gas | Pool Heater | E4 | TRC BC Ratio | 0 | 0 | 0 | 0 | 0 | 0 | 0 | 0 | 0 | 0 | 0 | 0 | 0 | 0 | 0 | 0 | 0 | 0 | 0 | 0 | 0 | 0 | 0 | 0 | 0 | 0 | 0
F2_Commercial_College (ID)_Existing_Miscellaneous_Natural Gas_Pool Heater_E5 | F2 | Commercial | College (ID) | Existing | Miscellaneous | Natural Gas | Pool Heater | E5 | TRC BC Ratio | 0 | 0 | 0 | 0 | 0 | 0 | 0 | 0 | 0 | 0 | 0 | 0 | 0 | 0 | 0 | 0 | 0 | 0 | 0 | 0 | 0 | 0 | 0 | 0 | 0 | 0 | 0
F2_Commercial_College (ID)_Existing_Miscellaneous_Natural Gas_Pool Heater_E6 | F2 | Commercial | College (ID) | Existing | Miscellaneous | Natural Gas | Pool Heater | E6 | TRC BC Ratio | 0 | 0 | 0 | 0 | 0 | 0 | 0 | 0 | 0 | 0 | 0 | 0 | 0 | 0 | 0 | 0 | 0 | 0 | 0 | 0 | 0 | 0 | 0 | 0 | 0 | 0 | 0
F2_Commercial_College (ID)_Existing_Miscellaneous_Natural Gas_Pool Heater_E7 | F2 | Commercial | College (ID) | Existing | Miscellaneous | Natural Gas | Pool Heater | E7 | TRC BC Ratio | 0 | 0 | 0 | 0 | 0 | 0 | 0 | 0 | 0 | 0 | 0 | 0 | 0 | 0 | 0 | 0 | 0 | 0 | 0 | 0 | 0 | 0 | 0 | 0 | 0 | 0 | 0
F2_Commercial_College (ID)_Existing_Miscellaneous_Natural Gas_Pool Heater_E8 | F2 | Commercial | College (ID) | Existing | Miscellaneous | Natural Gas | Pool Heater | E8 | TRC BC Ratio | 0 | 0 | 0 | 0 | 0 | 0 | 0 | 0 | 0 | 0 | 0 | 0 | 0 | 0 | 0 | 0 | 0 | 0 | 0 | 0 | 0 | 0 | 0 | 0 | 0 | 0 | 0
F2_Commercial_College (ID)_Existing_Miscellaneous_Natural Gas_Pool Heater_E9 | F2 | Commercial | College (ID) | Existing | Miscellaneous | Natural Gas | Pool Heater | E9 | TRC BC Ratio | 0 | 0 | 0 | 0 | 0 | 0 | 0 | 0 | 0 | 0 | 0 | 0 | 0 | 0 | 0 | 0 | 0 | 0 | 0 | 0 | 0 | 0 | 0 | 0 | 0 | 0 | 0
F2_Commercial_College (ID)_Existing_Miscellaneous_Natural Gas_Pool Heater_E10 | F2 | Commercial | College (ID) | Existing | Miscellaneous | Natural Gas | Pool Heater | E10 | TRC BC Ratio | 0 | 0 | 0 | 0 | 0 | 0 | 0 | 0 | 0 | 0 | 0 | 0 | 0 | 0 | 0 | 0 | 0 | 0 | 0 | 0 | 0 | 0 | 0 | 0 | 0 | 0 | 0
F3_Commercial_College (ID)_Existing_Miscellaneous_Natural Gas_Pool Heater_E1 | F3 | Commercial | College (ID) | Existing | Miscellaneous | Natural Gas | Pool Heater | E1 | PACT BC Ratio | [24 empty] | 1 | 1 | 1 | bar: 2019 to 2042
F3_Commercial_College (ID)_Existing_Miscellaneous_Natural Gas_Pool Heater_E2 | F3 | Commercial | College (ID) | Existing | Miscellaneous | Natural Gas | Pool Heater | E2 | PACT BC Ratio | 50.154 | 50.5346 | 51.3525 | 52.6755 | 54.4994 | 57.1487 | 60.0538 | 62.9675 | 65.7881 | 68.8047 | 71.0811 | 73.2171 | 75.6317 | 77.9616 | 79.9137 | 81.6643 | 83.097 | 84.4685 | 85.9853 | 87.4126 | 88.8896 | 90.4503 | 92.0192 | 93.654 | 95.3179 | 97.0113 | 98.7348
F3_Commercial_College (ID)_Existing_Miscellaneous_Natural Gas_Pool Heater_E3 | F3 | Commercial | College (ID) | Existing | Miscellaneous | Natural Gas | Pool Heater | E3 | PACT BC Ratio | 0 | 0 | 0 | 0 | 0 | 0 | 0 | 0 | 0 | 0 | 0 | 0 | 0 | 0 | 0 | 0 | 0 | 0 | 0 | 0 | 0 | 0 | 0 | 0 | 0 | 0 | 0
F3_Commercial_College (ID)_Existing_Miscellaneous_Natural Gas_Pool Heater_E4 | F3 | Commercial | College (ID) | Existing | Miscellaneous | Natural Gas | Pool Heater | E4 | PACT BC Ratio | 0 | 0 | 0 | 0 | 0 | 0 | 0 | 0 | 0 | 0 | 0 | 0 | 0 | 0 | 0 | 0 | 0 | 0 | 0 | 0 | 0 | 0 | 0 | 0 | 0 | 0 | 0
F3_Commercial_College (ID)_Existing_Miscellaneous_Natural Gas_Pool Heater_E5 | F3 | Commercial | College (ID) | Existing | Miscellaneous | Natural Gas | Pool Heater | E5 | PACT BC Ratio | 0 | 0 | 0 | 0 | 0 | 0 | 0 | 0 | 0 | 0 | 0 | 0 | 0 | 0 | 0 | 0 | 0 | 0 | 0 | 0 | 0 | 0 | 0 | 0 | 0 | 0 | 0
F3_Commercial_College (ID)_Existing_Miscellaneous_Natural Gas_Pool Heater_E6 | F3 | Commercial | College (ID) | Existing | Miscellaneous | Natural Gas | Pool Heater | E6 | PACT BC Ratio | 0 | 0 | 0 | 0 | 0 | 0 | 0 | 0 | 0 | 0 | 0 | 0 | 0 | 0 | 0 | 0 | 0 | 0 | 0 | 0 | 0 | 0 | 0 | 0 | 0 | 0 | 0
F3_Commercial_College (ID)_Existing_Miscellaneous_Natural Gas_Pool Heater_E7 | F3 | Commercial | College (ID) | Existing | Miscellaneous | Natural Gas | Pool Heater | E7 | PACT BC Ratio | 0 | 0 | 0 | 0 | 0 | 0 | 0 | 0 | 0 | 0 | 0 | 0 | 0 | 0 | 0 | 0 | 0 | 0 | 0 | 0 | 0 | 0 | 0 | 0 | 0 | 0 | 0
F3_Commercial_College (ID)_Existing_Miscellaneous_Natural Gas_Pool Heater_E8 | F3 | Commercial | College (ID) | Existing | Miscellaneous | Natural Gas | Pool Heater | E8 | PACT BC Ratio | 0 | 0 | 0 | 0 | 0 | 0 | 0 | 0 | 0 | 0 | 0 | 0 | 0 | 0 | 0 | 0 | 0 | 0 | 0 | 0 | 0 | 0 | 0 | 0 | 0 | 0 | 0
F3_Commercial_College (ID)_Existing_Miscellaneous_Natural Gas_Pool Heater_E9 | F3 | Commercial | College (ID) | Existing | Miscellaneous | Natural Gas | Pool Heater | E9 | PACT BC Ratio | 0 | 0 | 0 | 0 | 0 | 0 | 0 | 0 | 0 | 0 | 0 | 0 | 0 | 0 | 0 | 0 | 0 | 0 | 0 | 0 | 0 | 0 | 0 | 0 | 0 | 0 | 0
F3_Commercial_College (ID)_Existing_Miscellaneous_Natural Gas_Pool Heater_E10 | F3 | Commercial | College (ID) | Existing | Miscellaneous | Natural Gas | Pool Heater | E10 | PACT BC Ratio | 0 | 0 | 0 | 0 | 0 | 0 | 0 | 0 | 0 | 0 | 0 | 0 | 0 | 0 | 0 | 0 | 0 | 0 | 0 | 0 | 0 | 0 | 0 | 0 | 0 | 0 | 0
F4_Commercial_College (ID)_Existing_Miscellaneous_Natural Gas_Pool Heater_E1 | F4 | Commercial | College (ID) | Existing | Miscellaneous | Natural Gas | Pool Heater | E1 | RVT BC Ratio | [24 empty] | 1 | 1 | 1 | bar: 2019 to 2042
F4_Commercial_College (ID)_Existing_Miscellaneous_Natural Gas_Pool Heater_E2 | F4 | Commercial | College (ID) | Existing | Miscellaneous | Natural Gas | Pool Heater | E2 | RVT BC Ratio | 29.3918 | 29.6126 | 30.0113 | 30.6131 | 31.403 | 32.5533 | 33.7142 | 34.828 | 35.8321 | 36.8884 | 38.0995 | 39.2358 | 40.5205 | 41.709 | 42.6376 | 43.3913 | 43.8984 | 44.2848 | 44.7193 | 45.0753 | 45.4242 | 46.2168 | 47.0135 | 47.8437 | 48.6887 | 49.5486 | 50.4239
F4_Commercial_College (ID)_Existing_Miscellaneous_Natural Gas_Pool Heater_E3 | F4 | Commercial | College (ID) | Existing | Miscellaneous | Natural Gas | Pool Heater | E3 | RVT BC Ratio | 0 | 0 | 0 | 0 | 0 | 0 | 0 | 0 | 0 | 0 | 0 | 0 | 0 | 0 | 0 | 0 | 0 | 0 | 0 | 0 | 0 | 0 | 0 | 0 | 0 | 0 | 0
F4_Commercial_College (ID)_Existing_Miscellaneous_Natural Gas_Pool Heater_E4 | F4 | Commercial | College (ID) | Existing | Miscellaneous | Natural Gas | Pool Heater | E4 | RVT BC Ratio | 0 | 0 | 0 | 0 | 0 | 0 | 0 | 0 | 0 | 0 | 0 | 0 | 0 | 0 | 0 | 0 | 0 | 0 | 0 | 0 | 0 | 0 | 0 | 0 | 0 | 0 | 0
F4_Commercial_College (ID)_Existing_Miscellaneous_Natural Gas_Pool Heater_E5 | F4 | Commercial | College (ID) | Existing | Miscellaneous | Natural Gas | Pool Heater | E5 | RVT BC Ratio | 0 | 0 | 0 | 0 | 0 | 0 | 0 | 0 | 0 | 0 | 0 | 0 | 0 | 0 | 0 | 0 | 0 | 0 | 0 | 0 | 0 | 0 | 0 | 0 | 0 | 0 | 0
F4_Commercial_College (ID)_Existing_Miscellaneous_Natural Gas_Pool Heater_E6 | F4 | Commercial | College (ID) | Existing | Miscellaneous | Natural Gas | Pool Heater | E6 | RVT BC Ratio | 0 | 0 | 0 | 0 | 0 | 0 | 0 | 0 | 0 | 0 | 0 | 0 | 0 | 0 | 0 | 0 | 0 | 0 | 0 | 0 | 0 | 0 | 0 | 0 | 0 | 0 | 0
F4_Commercial_College (ID)_Existing_Miscellaneous_Natural Gas_Pool Heater_E7 | F4 | Commercial | College (ID) | Existing | Miscellaneous | Natural Gas | Pool Heater | E7 | RVT BC Ratio | 0 | 0 | 0 | 0 | 0 | 0 | 0 | 0 | 0 | 0 | 0 | 0 | 0 | 0 | 0 | 0 | 0 | 0 | 0 | 0 | 0 | 0 | 0 | 0 | 0 | 0 | 0
F4_Commercial_College (ID)_Existing_Miscellaneous_Natural Gas_Pool Heater_E8 | F4 | Commercial | College (ID) | Existing | Miscellaneous | Natural Gas | Pool Heater | E8 | RVT BC Ratio | 0 | 0 | 0 | 0 | 0 | 0 | 0 | 0 | 0 | 0 | 0 | 0 | 0 | 0 | 0 | 0 | 0 | 0 | 0 | 0 | 0 | 0 | 0 | 0 | 0 | 0 | 0
F4_Commercial_College (ID)_Existing_Miscellaneous_Natural Gas_Pool Heater_E9 | F4 | Commercial | College (ID) | Existing | Miscellaneous | Natural Gas | Pool Heater | E9 | RVT BC Ratio | 0 | 0 | 0 | 0 | 0 | 0 | 0 | 0 | 0 | 0 | 0 | 0 | 0 | 0 | 0 | 0 | 0 | 0 | 0 | 0 | 0 | 0 | 0 | 0 | 0 | 0 | 0
F4_Commercial_College (ID)_Existing_Miscellaneous_Natural Gas_Pool Heater_E10 | F4 | Commercial | College (ID) | Existing | Miscellaneous | Natural Gas | Pool Heater | E10 | RVT BC Ratio | 0 | 0 | 0 | 0 | 0 | 0 | 0 | 0 | 0 | 0 | 0 | 0 | 0 | 0 | 0 | 0 | 0 | 0 | 0 | 0 | 0 | 0 | 0 | 0 | 0 | 0 | 0
F5_Commercial_College (ID)_Existing_Miscellaneous_Natural Gas_Pool Heater_E1 | F5 | Commercial | College (ID) | Existing | Miscellaneous | Natural Gas | Pool Heater | E1 | RIM BC Ratio | [24 empty] | 1 | 1 | 1 | bar: 2019 to 2042
F5_Commercial_College (ID)_Existing_Miscellaneous_Natural Gas_Pool Heater_E2 | F5 | Commercial | College (ID) | Existing | Miscellaneous | Natural Gas | Pool Heater | E2 | RIM BC Ratio | 0.81971 | 0.81981 | 0.82209 | 0.8268 | 0.83405 | 0.84387 | 0.85642 | 0.86942 | 0.88305 | 0.89724 | 0.89761 | 0.89794 | 0.89829 | 0.89971 | 0.90224 | 0.90606 | 0.91136 | 0.91835 | 0.9258 | 0.93377 | 0.94229 | 0.94246 | 0.94262 | 0.94279 | 0.94296 | 0.94312 | 0.94328
F5_Commercial_College (ID)_Existing_Miscellaneous_Natural Gas_Pool Heater_E3 | F5 | Commercial | College (ID) | Existing | Miscellaneous | Natural Gas | Pool Heater | E3 | RIM BC Ratio | 0 | 0 | 0 | 0 | 0 | 0 | 0 | 0 | 0 | 0 | 0 | 0 | 0 | 0 | 0 | 0 | 0 | 0 | 0 | 0 | 0 | 0 | 0 | 0 | 0 | 0 | 0
F5_Commercial_College (ID)_Existing_Miscellaneous_Natural Gas_Pool Heater_E4 | F5 | Commercial | College (ID) | Existing | Miscellaneous | Natural Gas | Pool Heater | E4 | RIM BC Ratio | 0 | 0 | 0 | 0 | 0 | 0 | 0 | 0 | 0 | 0 | 0 | 0 | 0 | 0 | 0 | 0 | 0 | 0 | 0 | 0 | 0 | 0 | 0 | 0 | 0 | 0 | 0
F5_Commercial_College (ID)_Existing_Miscellaneous_Natural Gas_Pool Heater_E5 | F5 | Commercial | College (ID) | Existing | Miscellaneous | Natural Gas | Pool Heater | E5 | RIM BC Ratio | 0 | 0 | 0 | 0 | 0 | 0 | 0 | 0 | 0 | 0 | 0 | 0 | 0 | 0 | 0 | 0 | 0 | 0 | 0 | 0 | 0 | 0 | 0 | 0 | 0 | 0 | 0
F5_Commercial_College (ID)_Existing_Miscellaneous_Natural Gas_Pool Heater_E6 | F5 | Commercial | College (ID) | Existing | Miscellaneous | Natural Gas | Pool Heater | E6 | RIM BC Ratio | 0 | 0 | 0 | 0 | 0 | 0 | 0 | 0 | 0 | 0 | 0 | 0 | 0 | 0 | 0 | 0 | 0 | 0 | 0 | 0 | 0 | 0 | 0 | 0 | 0 | 0 | 0
F5_Commercial_College (ID)_Existing_Miscellaneous_Natural Gas_Pool Heater_E7 | F5 | Commercial | College (ID) | Existing | Miscellaneous | Natural Gas | Pool Heater | E7 | RIM BC Ratio | 0 | 0 | 0 | 0 | 0 | 0 | 0 | 0 | 0 | 0 | 0 | 0 | 0 | 0 | 0 | 0 | 0 | 0 | 0 | 0 | 0 | 0 | 0 | 0 | 0 | 0 | 0
F5_Commercial_College (ID)_Existing_Miscellaneous_Natural Gas_Pool Heater_E8 | F5 | Commercial | College (ID) | Existing | Miscellaneous | Natural Gas | Pool Heater | E8 | RIM BC Ratio | 0 | 0 | 0 | 0 | 0 | 0 | 0 | 0 | 0 | 0 | 0 | 0 | 0 | 0 | 0 | 0 | 0 | 0 | 0 | 0 | 0 | 0 | 0 | 0 | 0 | 0 | 0
F5_Commercial_College (ID)_Existing_Miscellaneous_Natural Gas_Pool Heater_E9 | F5 | Commercial | College (ID) | Existing | Miscellaneous | Natural Gas | Pool Heater | E9 | RIM BC Ratio | 0 | 0 | 0 | 0 | 0 | 0 | 0 | 0 | 0 | 0 | 0 | 0 | 0 | 0 | 0 | 0 | 0 | 0 | 0 | 0 | 0 | 0 | 0 | 0 | 0 | 0 | 0
F5_Commercial_College (ID)_Existing_Miscellaneous_Natural Gas_Pool Heater_E10 | F5 | Commercial | College (ID) | Existing | Miscellaneous | Natural Gas | Pool Heater | E10 | RIM BC Ratio | 0 | 0 | 0 | 0 | 0 | 0 | 0 | 0 | 0 | 0 | 0 | 0 | 0 | 0 | 0 | 0 | 0 | 0 | 0 | 0 | 0 | 0 | 0 | 0 | 0 | 0 | 0
F0_Commercial_College (ID)_Existing_Miscellaneous_Natural Gas_Miscellaneous_E0 | F0 | Commercial | College (ID) | Existing | Miscellaneous | Natural Gas | Miscellaneous | E0 | Economic Unit | Standard | Standard | Standard | Standard | Standard | Standard | Standard | Standard | Standard | Standard | Standard | Standard | Standard | Standard | Standard | Standard | Standard | Standard | Standard | Standard | Standard | Standard | Standard | Standard | Standard | Standard | Standard
F1_Commercial_College (ID)_Existing_Miscellaneous_Natural Gas_Miscellaneous_E1 | F1 | Commercial | College (ID) | Existing | Miscellaneous | Natural Gas | Miscellaneous | E1 | CCE | 0 | 0 | 0 | 0 | 0 | 0 | 0 | 0 | 0 | 0 | 0 | 0 | 0 | 0 | 0 | 0 | 0 | 0 | 0 | 0 | 0 | 0 | 0 | 0 | 0 | 0 | 0
F1_Commercial_College (ID)_Existing_Miscellaneous_Natural Gas_Miscellaneous_E2 | F1 | Commercial | College (ID) | Existing | Miscellaneous | Natural Gas | Miscellaneous | E2 | CCE | 0 | 0 | 0 | 0 | 0 | 0 | 0 | 0 | 0 | 0 | 0 | 0 | 0 | 0 | 0 | 0 | 0 | 0 | 0 | 0 | 0 | 0 | 0 | 0 | 0 | 0 | 0
F1_Commercial_College (ID)_Existing_Miscellaneous_Natural Gas_Miscellaneous_E3 | F1 | Commercial | College (ID) | Existing | Miscellaneous | Natural Gas | Miscellaneous | E3 | CCE | 0 | 0 | 0 | 0 | 0 | 0 | 0 | 0 | 0 | 0 | 0 | 0 | 0 | 0 | 0 | 0 | 0 | 0 | 0 | 0 | 0 | 0 | 0 | 0 | 0 | 0 | 0
F1_Commercial_College (ID)_Existing_Miscellaneous_Natural Gas_Miscellaneous_E4 | F1 | Commercial | College (ID) | Existing | Miscellaneous | Natural Gas | Miscellaneous | E4 | CCE | 0 | 0 | 0 | 0 | 0 | 0 | 0 | 0 | 0 | 0 | 0 | 0 | 0 | 0 | 0 | 0 | 0 | 0 | 0 | 0 | 0 | 0 | 0 | 0 | 0 | 0 | 0
F1_Commercial_College (ID)_Existing_Miscellaneous_Natural Gas_Miscellaneous_E5 | F1 | Commercial | College (ID) | Existing | Miscellaneous | Natural Gas | Miscellaneous | E5 | CCE | 0 | 0 | 0 | 0 | 0 | 0 | 0 | 0 | 0 | 0 | 0 | 0 | 0 | 0 | 0 | 0 | 0 | 0 | 0 | 0 | 0 | 0 | 0 | 0 | 0 | 0 | 0
F1_Commercial_College (ID)_Existing_Miscellaneous_Natural Gas_Miscellaneous_E6 | F1 | Commercial | College (ID) | Existing | Miscellaneous | Natural Gas | Miscellaneous | E6 | CCE | 0 | 0 | 0 | 0 | 0 | 0 | 0 | 0 | 0 | 0 | 0 | 0 | 0 | 0 | 0 | 0 | 0 | 0 | 0 | 0 | 0 | 0 | 0 | 0 | 0 | 0 | 0
F1_Commercial_College (ID)_Existing_Miscellaneous_Natural Gas_Miscellaneous_E7 | F1 | Commercial | College (ID) | Existing | Miscellaneous | Natural Gas | Miscellaneous | E7 | CCE | 0 | 0 | 0 | 0 | 0 | 0 | 0 | 0 | 0 | 0 | 0 | 0 | 0 | 0 | 0 | 0 | 0 | 0 | 0 | 0 | 0 | 0 | 0 | 0 | 0 | 0 | 0
F1_Commercial_College (ID)_Existing_Miscellaneous_Natural Gas_Miscellaneous_E8 | F1 | Commercial | College (ID) | Existing | Miscellaneous | Natural Gas | Miscellaneous | E8 | CCE | 0 | 0 | 0 | 0 | 0 | 0 | 0 | 0 | 0 | 0 | 0 | 0 | 0 | 0 | 0 | 0 | 0 | 0 | 0 | 0 | 0 | 0 | 0 | 0 | 0 | 0 | 0
F1_Commercial_College (ID)_Existing_Miscellaneous_Natural Gas_Miscellaneous_E9 | F1 | Commercial | College (ID) | Existing | Miscellaneous | Natural Gas | Miscellaneous | E9 | CCE | 0 | 0 | 0 | 0 | 0 | 0 | 0 | 0 | 0 | 0 | 0 | 0 | 0 | 0 | 0 | 0 | 0 | 0 | 0 | 0 | 0 | 0 | 0 | 0 | 0 | 0 | 0
F1_Commercial_College (ID)_Existing_Miscellaneous_Natural Gas_Miscellaneous_E10 | F1 | Commercial | College (ID) | Existing | Miscellaneous | Natural Gas | Miscellaneous | E10 | CCE | 0 | 0 | 0 | 0 | 0 | 0 | 0 | 0 | 0 | 0 | 0 | 0 | 0 | 0 | 0 | 0 | 0 | 0 | 0 | 0 | 0 | 0 | 0 | 0 | 0 | 0 | 0
F2_Commercial_College (ID)_Existing_Miscellaneous_Natural Gas_Miscellaneous_E1 | F2 | Commercial | College (ID) | Existing | Miscellaneous | Natural Gas | Miscellaneous | E1 | TRC BC Ratio | [24 empty] | 1 | 1 | 1 | bar: 2019 to 2042
F2_Commercial_College (ID)_Existing_Miscellaneous_Natural Gas_Miscellaneous_E2 | F2 | Commercial | College (ID) | Existing | Miscellaneous | Natural Gas | Miscellaneous | E2 | TRC BC Ratio | 0 | 0 | 0 | 0 | 0 | 0 | 0 | 0 | 0 | 0 | 0 | 0 | 0 | 0 | 0 | 0 | 0 | 0 | 0 | 0 | 0 | 0 | 0 | 0 | 0 | 0 | 0
F2_Commercial_College (ID)_Existing_Miscellaneous_Natural Gas_Miscellaneous_E3 | F2 | Commercial | College (ID) | Existing | Miscellaneous | Natural Gas | Miscellaneous | E3 | TRC BC Ratio | 0 | 0 | 0 | 0 | 0 | 0 | 0 | 0 | 0 | 0 | 0 | 0 | 0 | 0 | 0 | 0 | 0 | 0 | 0 | 0 | 0 | 0 | 0 | 0 | 0 | 0 | 0
F2_Commercial_College (ID)_Existing_Miscellaneous_Natural Gas_Miscellaneous_E4 | F2 | Commercial | College (ID) | Existing | Miscellaneous | Natural Gas | Miscellaneous | E4 | TRC BC Ratio | 0 | 0 | 0 | 0 | 0 | 0 | 0 | 0 | 0 | 0 | 0 | 0 | 0 | 0 | 0 | 0 | 0 | 0 | 0 | 0 | 0 | 0 | 0 | 0 | 0 | 0 | 0
F2_Commercial_College (ID)_Existing_Miscellaneous_Natural Gas_Miscellaneous_E5 | F2 | Commercial | College (ID) | Existing | Miscellaneous | Natural Gas | Miscellaneous | E5 | TRC BC Ratio | 0 | 0 | 0 | 0 | 0 | 0 | 0 | 0 | 0 | 0 | 0 | 0 | 0 | 0 | 0 | 0 | 0 | 0 | 0 | 0 | 0 | 0 | 0 | 0 | 0 | 0 | 0
F2_Commercial_College (ID)_Existing_Miscellaneous_Natural Gas_Miscellaneous_E6 | F2 | Commercial | College (ID) | Existing | Miscellaneous | Natural Gas | Miscellaneous | E6 | TRC BC Ratio | 0 | 0 | 0 | 0 | 0 | 0 | 0 | 0 | 0 | 0 | 0 | 0 | 0 | 0 | 0 | 0 | 0 | 0 | 0 | 0 | 0 | 0 | 0 | 0 | 0 | 0 | 0
F2_Commercial_College (ID)_Existing_Miscellaneous_Natural Gas_Miscellaneous_E7 | F2 | Commercial | College (ID) | Existing | Miscellaneous | Natural Gas | Miscellaneous | E7 | TRC BC Ratio | 0 | 0 | 0 | 0 | 0 | 0 | 0 | 0 | 0 | 0 | 0 | 0 | 0 | 0 | 0 | 0 | 0 | 0 | 0 | 0 | 0 | 0 | 0 | 0 | 0 | 0 | 0
F2_Commercial_College (ID)_Existing_Miscellaneous_Natural Gas_Miscellaneous_E8 | F2 | Commercial | College (ID) | Existing | Miscellaneous | Natural Gas | Miscellaneous | E8 | TRC BC Ratio | 0 | 0 | 0 | 0 | 0 | 0 | 0 | 0 | 0 | 0 | 0 | 0 | 0 | 0 | 0 | 0 | 0 | 0 | 0 | 0 | 0 | 0 | 0 | 0 | 0 | 0 | 0
F2_Commercial_College (ID)_Existing_Miscellaneous_Natural Gas_Miscellaneous_E9 | F2 | Commercial | College (ID) | Existing | Miscellaneous | Natural Gas | Miscellaneous | E9 | TRC BC Ratio | 0 | 0 | 0 | 0 | 0 | 0 | 0 | 0 | 0 | 0 | 0 | 0 | 0 | 0 | 0 | 0 | 0 | 0 | 0 | 0 | 0 | 0 | 0 | 0 | 0 | 0 | 0
F2_Commercial_College (ID)_Existing_Miscellaneous_Natural Gas_Miscellaneous_E10 | F2 | Commercial | College (ID) | Existing | Miscellaneous | Natural Gas | Miscellaneous | E10 | TRC BC Ratio | 0 | 0 | 0 | 0 | 0 | 0 | 0 | 0 | 0 | 0 | 0 | 0 | 0 | 0 | 0 | 0 | 0 | 0 | 0 | 0 | 0 | 0 | 0 | 0 | 0 | 0 | 0
F3_Commercial_College (ID)_Existing_Miscellaneous_Natural Gas_Miscellaneous_E1 | F3 | Commercial | College (ID) | Existing | Miscellaneous | Natural Gas | Miscellaneous | E1 | PACT BC Ratio | [24 empty] | 1 | 1 | 1 | bar: 2019 to 2042
F3_Commercial_College (ID)_Existing_Miscellaneous_Natural Gas_Miscellaneous_E2 | F3 | Commercial | College (ID) | Existing | Miscellaneous | Natural Gas | Miscellaneous | E2 | PACT BC Ratio | 0 | 0 | 0 | 0 | 0 | 0 | 0 | 0 | 0 | 0 | 0 | 0 | 0 | 0 | 0 | 0 | 0 | 0 | 0 | 0 | 0 | 0 | 0 | 0 | 0 | 0 | 0
F3_Commercial_College (ID)_Existing_Miscellaneous_Natural Gas_Miscellaneous_E3 | F3 | Commercial | College (ID) | Existing | Miscellaneous | Natural Gas | Miscellaneous | E3 | PACT BC Ratio | 0 | 0 | 0 | 0 | 0 | 0 | 0 | 0 | 0 | 0 | 0 | 0 | 0 | 0 | 0 | 0 | 0 | 0 | 0 | 0 | 0 | 0 | 0 | 0 | 0 | 0 | 0
F3_Commercial_College (ID)_Existing_Miscellaneous_Natural Gas_Miscellaneous_E4 | F3 | Commercial | College (ID) | Existing | Miscellaneous | Natural Gas | Miscellaneous | E4 | PACT BC Ratio | 0 | 0 | 0 | 0 | 0 | 0 | 0 | 0 | 0 | 0 | 0 | 0 | 0 | 0 | 0 | 0 | 0 | 0 | 0 | 0 | 0 | 0 | 0 | 0 | 0 | 0 | 0
F3_Commercial_College (ID)_Existing_Miscellaneous_Natural Gas_Miscellaneous_E5 | F3 | Commercial | College (ID) | Existing | Miscellaneous | Natural Gas | Miscellaneous | E5 | PACT BC Ratio | 0 | 0 | 0 | 0 | 0 | 0 | 0 | 0 | 0 | 0 | 0 | 0 | 0 | 0 | 0 | 0 | 0 | 0 | 0 | 0 | 0 | 0 | 0 | 0 | 0 | 0 | 0
F3_Commercial_College (ID)_Existing_Miscellaneous_Natural Gas_Miscellaneous_E6 | F3 | Commercial | College (ID) | Existing | Miscellaneous | Natural Gas | Miscellaneous | E6 | PACT BC Ratio | 0 | 0 | 0 | 0 | 0 | 0 | 0 | 0 | 0 | 0 | 0 | 0 | 0 | 0 | 0 | 0 | 0 | 0 | 0 | 0 | 0 | 0 | 0 | 0 | 0 | 0 | 0
F3_Commercial_College (ID)_Existing_Miscellaneous_Natural Gas_Miscellaneous_E7 | F3 | Commercial | College (ID) | Existing | Miscellaneous | Natural Gas | Miscellaneous | E7 | PACT BC Ratio | 0 | 0 | 0 | 0 | 0 | 0 | 0 | 0 | 0 | 0 | 0 | 0 | 0 | 0 | 0 | 0 | 0 | 0 | 0 | 0 | 0 | 0 | 0 | 0 | 0 | 0 | 0
F3_Commercial_College (ID)_Existing_Miscellaneous_Natural Gas_Miscellaneous_E8 | F3 | Commercial | College (ID) | Existing | Miscellaneous | Natural Gas | Miscellaneous | E8 | PACT BC Ratio | 0 | 0 | 0 | 0 | 0 | 0 | 0 | 0 | 0 | 0 | 0 | 0 | 0 | 0 | 0 | 0 | 0 | 0 | 0 | 0 | 0 | 0 | 0 | 0 | 0 | 0 | 0
F3_Commercial_College (ID)_Existing_Miscellaneous_Natural Gas_Miscellaneous_E9 | F3 | Commercial | College (ID) | Existing | Miscellaneous | Natural Gas | Miscellaneous | E9 | PACT BC Ratio | 0 | 0 | 0 | 0 | 0 | 0 | 0 | 0 | 0 | 0 | 0 | 0 | 0 | 0 | 0 | 0 | 0 | 0 | 0 | 0 | 0 | 0 | 0 | 0 | 0 | 0 | 0
F3_Commercial_College (ID)_Existing_Miscellaneous_Natural Gas_Miscellaneous_E10 | F3 | Commercial | College (ID) | Existing | Miscellaneous | Natural Gas | Miscellaneous | E10 | PACT BC Ratio | 0 | 0 | 0 | 0 | 0 | 0 | 0 | 0 | 0 | 0 | 0 | 0 | 0 | 0 | 0 | 0 | 0 | 0 | 0 | 0 | 0 | 0 | 0 | 0 | 0 | 0 | 0
F4_Commercial_College (ID)_Existing_Miscellaneous_Natural Gas_Miscellaneous_E1 | F4 | Commercial | College (ID) | Existing | Miscellaneous | Natural Gas | Miscellaneous | E1 | RVT BC Ratio | [24 empty] | 1 | 1 | 1 | bar: 2019 to 2042
F4_Commercial_College (ID)_Existing_Miscellaneous_Natural Gas_Miscellaneous_E2 | F4 | Commercial | College (ID) | Existing | Miscellaneous | Natural Gas | Miscellaneous | E2 | RVT BC Ratio | 0 | 0 | 0 | 0 | 0 | 0 | 0 | 0 | 0 | 0 | 0 | 0 | 0 | 0 | 0 | 0 | 0 | 0 | 0 | 0 | 0 | 0 | 0 | 0 | 0 | 0 | 0
F4_Commercial_College (ID)_Existing_Miscellaneous_Natural Gas_Miscellaneous_E3 | F4 | Commercial | College (ID) | Existing | Miscellaneous | Natural Gas | Miscellaneous | E3 | RVT BC Ratio | 0 | 0 | 0 | 0 | 0 | 0 | 0 | 0 | 0 | 0 | 0 | 0 | 0 | 0 | 0 | 0 | 0 | 0 | 0 | 0 | 0 | 0 | 0 | 0 | 0 | 0 | 0
F4_Commercial_College (ID)_Existing_Miscellaneous_Natural Gas_Miscellaneous_E4 | F4 | Commercial | College (ID) | Existing | Miscellaneous | Natural Gas | Miscellaneous | E4 | RVT BC Ratio | 0 | 0 | 0 | 0 | 0 | 0 | 0 | 0 | 0 | 0 | 0 | 0 | 0 | 0 | 0 | 0 | 0 | 0 | 0 | 0 | 0 | 0 | 0 | 0 | 0 | 0 | 0
F4_Commercial_College (ID)_Existing_Miscellaneous_Natural Gas_Miscellaneous_E5 | F4 | Commercial | College (ID) | Existing | Miscellaneous | Natural Gas | Miscellaneous | E5 | RVT BC Ratio | 0 | 0 | 0 | 0 | 0 | 0 | 0 | 0 | 0 | 0 | 0 | 0 | 0 | 0 | 0 | 0 | 0 | 0 | 0 | 0 | 0 | 0 | 0 | 0 | 0 | 0 | 0
F4_Commercial_College (ID)_Existing_Miscellaneous_Natural Gas_Miscellaneous_E6 | F4 | Commercial | College (ID) | Existing | Miscellaneous | Natural Gas | Miscellaneous | E6 | RVT BC Ratio | 0 | 0 | 0 | 0 | 0 | 0 | 0 | 0 | 0 | 0 | 0 | 0 | 0 | 0 | 0 | 0 | 0 | 0 | 0 | 0 | 0 | 0 | 0 | 0 | 0 | 0 | 0
F4_Commercial_College (ID)_Existing_Miscellaneous_Natural Gas_Miscellaneous_E7 | F4 | Commercial | College (ID) | Existing | Miscellaneous | Natural Gas | Miscellaneous | E7 | RVT BC Ratio | 0 | 0 | 0 | 0 | 0 | 0 | 0 | 0 | 0 | 0 | 0 | 0 | 0 | 0 | 0 | 0 | 0 | 0 | 0 | 0 | 0 | 0 | 0 | 0 | 0 | 0 | 0
F4_Commercial_College (ID)_Existing_Miscellaneous_Natural Gas_Miscellaneous_E8 | F4 | Commercial | College (ID) | Existing | Miscellaneous | Natural Gas | Miscellaneous | E8 | RVT BC Ratio | 0 | 0 | 0 | 0 | 0 | 0 | 0 | 0 | 0 | 0 | 0 | 0 | 0 | 0 | 0 | 0 | 0 | 0 | 0 | 0 | 0 | 0 | 0 | 0 | 0 | 0 | 0
F4_Commercial_College (ID)_Existing_Miscellaneous_Natural Gas_Miscellaneous_E9 | F4 | Commercial | College (ID) | Existing | Miscellaneous | Natural Gas | Miscellaneous | E9 | RVT BC Ratio | 0 | 0 | 0 | 0 | 0 | 0 | 0 | 0 | 0 | 0 | 0 | 0 | 0 | 0 | 0 | 0 | 0 | 0 | 0 | 0 | 0 | 0 | 0 | 0 | 0 | 0 | 0
F4_Commercial_College (ID)_Existing_Miscellaneous_Natural Gas_Miscellaneous_E10 | F4 | Commercial | College (ID) | Existing | Miscellaneous | Natural Gas | Miscellaneous | E10 | RVT BC Ratio | 0 | 0 | 0 | 0 | 0 | 0 | 0 | 0 | 0 | 0 | 0 | 0 | 0 | 0 | 0 | 0 | 0 | 0 | 0 | 0 | 0 | 0 | 0 | 0 | 0 | 0 | 0
F5_Commercial_College (ID)_Existing_Miscellaneous_Natural Gas_Miscellaneous_E1 | F5 | Commercial | College (ID) | Existing | Miscellaneous | Natural Gas | Miscellaneous | E1 | RIM BC Ratio | [24 empty] | 1 | 1 | 1 | bar: 2019 to 2042
F5_Commercial_College (ID)_Existing_Miscellaneous_Natural Gas_Miscellaneous_E2 | F5 | Commercial | College (ID) | Existing | Miscellaneous | Natural Gas | Miscellaneous | E2 | RIM BC Ratio | 0 | 0 | 0 | 0 | 0 | 0 | 0 | 0 | 0 | 0 | 0 | 0 | 0 | 0 | 0 | 0 | 0 | 0 | 0 | 0 | 0 | 0 | 0 | 0 | 0 | 0 | 0
F5_Commercial_College (ID)_Existing_Miscellaneous_Natural Gas_Miscellaneous_E3 | F5 | Commercial | College (ID) | Existing | Miscellaneous | Natural Gas | Miscellaneous | E3 | RIM BC Ratio | 0 | 0 | 0 | 0 | 0 | 0 | 0 | 0 | 0 | 0 | 0 | 0 | 0 | 0 | 0 | 0 | 0 | 0 | 0 | 0 | 0 | 0 | 0 | 0 | 0 | 0 | 0
F5_Commercial_College (ID)_Existing_Miscellaneous_Natural Gas_Miscellaneous_E4 | F5 | Commercial | College (ID) | Existing | Miscellaneous | Natural Gas | Miscellaneous | E4 | RIM BC Ratio | 0 | 0 | 0 | 0 | 0 | 0 | 0 | 0 | 0 | 0 | 0 | 0 | 0 | 0 | 0 | 0 | 0 | 0 | 0 | 0 | 0 | 0 | 0 | 0 | 0 | 0 | 0
F5_Commercial_College (ID)_Existing_Miscellaneous_Natural Gas_Miscellaneous_E5 | F5 | Commercial | College (ID) | Existing | Miscellaneous | Natural Gas | Miscellaneous | E5 | RIM BC Ratio | 0 | 0 | 0 | 0 | 0 | 0 | 0 | 0 | 0 | 0 | 0 | 0 | 0 | 0 | 0 | 0 | 0 | 0 | 0 | 0 | 0 | 0 | 0 | 0 | 0 | 0 | 0
F5_Commercial_College (ID)_Existing_Miscellaneous_Natural Gas_Miscellaneous_E6 | F5 | Commercial | College (ID) | Existing | Miscellaneous | Natural Gas | Miscellaneous | E6 | RIM BC Ratio | 0 | 0 | 0 | 0 | 0 | 0 | 0 | 0 | 0 | 0 | 0 | 0 | 0 | 0 | 0 | 0 | 0 | 0 | 0 | 0 | 0 | 0 | 0 | 0 | 0 | 0 | 0
F5_Commercial_College (ID)_Existing_Miscellaneous_Natural Gas_Miscellaneous_E7 | F5 | Commercial | College (ID) | Existing | Miscellaneous | Natural Gas | Miscellaneous | E7 | RIM BC Ratio | 0 | 0 | 0 | 0 | 0 | 0 | 0 | 0 | 0 | 0 | 0 | 0 | 0 | 0 | 0 | 0 | 0 | 0 | 0 | 0 | 0 | 0 | 0 | 0 | 0 | 0 | 0
F5_Commercial_College (ID)_Existing_Miscellaneous_Natural Gas_Miscellaneous_E8 | F5 | Commercial | College (ID) | Existing | Miscellaneous | Natural Gas | Miscellaneous | E8 | RIM BC Ratio | 0 | 0 | 0 | 0 | 0 | 0 | 0 | 0 | 0 | 0 | 0 | 0 | 0 | 0 | 0 | 0 | 0 | 0 | 0 | 0 | 0 | 0 | 0 | 0 | 0 | 0 | 0
F5_Commercial_College (ID)_Existing_Miscellaneous_Natural Gas_Miscellaneous_E9 | F5 | Commercial | College (ID) | Existing | Miscellaneous | Natural Gas | Miscellaneous | E9 | RIM BC Ratio | 0 | 0 | 0 | 0 | 0 | 0 | 0 | 0 | 0 | 0 | 0 | 0 | 0 | 0 | 0 | 0 | 0 | 0 | 0 | 0 | 0 | 0 | 0 | 0 | 0 | 0 | 0
F5_Commercial_College (ID)_Existing_Miscellaneous_Natural Gas_Miscellaneous_E10 | F5 | Commercial | College (ID) | Existing | Miscellaneous | Natural Gas | Miscellaneous | E10 | RIM BC Ratio | 0 | 0 | 0 | 0 | 0 | 0 | 0 | 0 | 0 | 0 | 0 | 0 | 0 | 0 | 0 | 0 | 0 | 0 | 0 | 0 | 0 | 0 | 0 | 0 | 0 | 0 | 0
F0_Commercial_College (ID)_New_Space Heating_Natural Gas_Furnace_E0 | F0 | Commercial | College (ID) | New | Space Heating | Natural Gas | Furnace | E0 | Economic Unit | AFUE 80% (Standard) | AFUE 80% (Standard) | AFUE 80% (Standard) | AFUE 80% (Standard) | AFUE 80% (Standard) | AFUE 80% (Standard) | AFUE 80% (Standard) | AFUE 80% (Standard) | AFUE 80% (Standard) | AFUE 80% (Standard) | AFUE 80% (Standard) | AFUE 80% (Standard) | AFUE 80% (Standard) | AFUE 80% (Standard) | AFUE 80% (Standard) | AFUE 80% (Standard) | AFUE 80% (Standard) | AFUE 80% (Standard) | AFUE 80% (Standard) | AFUE 80% (Standard) | AFUE 80% (Standard) | AFUE 80% (Standard) | AFUE 80% (Standard) | AFUE 80% (Standard) | AFUE 80% (Standard) | AFUE 80% (Standard) | AFUE 80% (Standard)
F1_Commercial_College (ID)_New_Space Heating_Natural Gas_Furnace_E1 | F1 | Commercial | College (ID) | New | Space Heating | Natural Gas | Furnace | E1 | CCE | 0 | 0 | 0 | 0 | 0 | 0 | 0 | 0 | 0 | 0 | 0 | 0 | 0 | 0 | 0 | 0 | 0 | 0 | 0 | 0 | 0 | 0 | 0 | 0 | 0 | 0 | 0
F1_Commercial_College (ID)_New_Space Heating_Natural Gas_Furnace_E2 | F1 | Commercial | College (ID) | New | Space Heating | Natural Gas | Furnace | E2 | CCE | 0.048073 | 0.049888 | 0.049888 | 0.049888 | 0.049888 | 0.049888 | 0.049888 | 0.049888 | 0.049888 | 0.049888 | 0.049888 | 0.049888 | 0.049888 | 0.049888 | 0.049888 | 0.049888 | 0.049888 | 0.049888 | 0.049888 | 0.049888 | 0.049888 | 0.049888 | 0.049888 | 0.049888 | 0.049888 | 0.049888 | 0.049888
F1_Commercial_College (ID)_New_Space Heating_Natural Gas_Furnace_E3 | F1 | Commercial | College (ID) | New | Space Heating | Natural Gas | Furnace | E3 | CCE | 0.0071761 | 0.007447 | 0.007447 | 0.007447 | 0.007447 | 0.007447 | 0.007447 | 0.007447 | 0.007447 | 0.007447 | 0.007447 | 0.007447 | 0.007447 | 0.007447 | 0.007447 | 0.007447 | 0.007447 | 0.007447 | 0.007447 | 0.007447 | 0.007447 | 0.007447 | 0.007447 | 0.007447 | 0.007447 | 0.007447 | 0.007447
F1_Commercial_College (ID)_New_Space Heating_Natural Gas_Furnace_E4 | F1 | Commercial | College (ID) | New | Space Heating | Natural Gas | Furnace | E4 | CCE | 0 | 0 | 0 | 0 | 0 | 0 | 0 | 0 | 0 | 0 | 0 | 0 | 0 | 0 | 0 | 0 | 0 | 0 | 0 | 0 | 0 | 0 | 0 | 0 | 0 | 0 | 0
F1_Commercial_College (ID)_New_Space Heating_Natural Gas_Furnace_E5 | F1 | Commercial | College (ID) | New | Space Heating | Natural Gas | Furnace | E5 | CCE | 0 | 0 | 0 | 0 | 0 | 0 | 0 | 0 | 0 | 0 | 0 | 0 | 0 | 0 | 0 | 0 | 0 | 0 | 0 | 0 | 0 | 0 | 0 | 0 | 0 | 0 | 0
F1_Commercial_College (ID)_New_Space Heating_Natural Gas_Furnace_E6 | F1 | Commercial | College (ID) | New | Space Heating | Natural Gas | Furnace | E6 | CCE | 0 | 0 | 0 | 0 | 0 | 0 | 0 | 0 | 0 | 0 | 0 | 0 | 0 | 0 | 0 | 0 | 0 | 0 | 0 | 0 | 0 | 0 | 0 | 0 | 0 | 0 | 0
F1_Commercial_College (ID)_New_Space Heating_Natural Gas_Furnace_E7 | F1 | Commercial | College (ID) | New | Space Heating | Natural Gas | Furnace | E7 | CCE | 0 | 0 | 0 | 0 | 0 | 0 | 0 | 0 | 0 | 0 | 0 | 0 | 0 | 0 | 0 | 0 | 0 | 0 | 0 | 0 | 0 | 0 | 0 | 0 | 0 | 0 | 0
F1_Commercial_College (ID)_New_Space Heating_Natural Gas_Furnace_E8 | F1 | Commercial | College (ID) | New | Space Heating | Natural Gas | Furnace | E8 | CCE | 0 | 0 | 0 | 0 | 0 | 0 | 0 | 0 | 0 | 0 | 0 | 0 | 0 | 0 | 0 | 0 | 0 | 0 | 0 | 0 | 0 | 0 | 0 | 0 | 0 | 0 | 0
F1_Commercial_College (ID)_New_Space Heating_Natural Gas_Furnace_E9 | F1 | Commercial | College (ID) | New | Space Heating | Natural Gas | Furnace | E9 | CCE | 0 | 0 | 0 | 0 | 0 | 0 | 0 | 0 | 0 | 0 | 0 | 0 | 0 | 0 | 0 | 0 | 0 | 0 | 0 | 0 | 0 | 0 | 0 | 0 | 0 | 0 | 0
F1_Commercial_College (ID)_New_Space Heating_Natural Gas_Furnace_E10 | F1 | Commercial | College (ID) | New | Space Heating | Natural Gas | Furnace | E10 | CCE | 0 | 0 | 0 | 0 | 0 | 0 | 0 | 0 | 0 | 0 | 0 | 0 | 0 | 0 | 0 | 0 | 0 | 0 | 0 | 0 | 0 | 0 | 0 | 0 | 0 | 0 | 0
F2_Commercial_College (ID)_New_Space Heating_Natural Gas_Furnace_E1 | F2 | Commercial | College (ID) | New | Space Heating | Natural Gas | Furnace | E1 | TRC BC Ratio | [24 empty] | 1 | 1 | 1 | bar: 2019 to 2042
F2_Commercial_College (ID)_New_Space Heating_Natural Gas_Furnace_E2 | F2 | Commercial | College (ID) | New | Space Heating | Natural Gas | Furnace | E2 | TRC BC Ratio | 0.078231 | 0.079368 | 0.080981 | 0.082821 | 0.084908 | 0.087944 | 0.091044 | 0.094334 | 0.09743 | 0.10057 | 0.10332 | 0.1058 | 0.10856 | 0.11142 | 0.11403 | 0.11659 | 0.11894 | 0.12136 | 0.1239 | 0.1265 | 0.12915 | 0.13196 | 0.1353 | 0.13818 | 0.14111 | 0.1441 | 0.14716
F2_Commercial_College (ID)_New_Space Heating_Natural Gas_Furnace_E3 | F2 | Commercial | College (ID) | New | Space Heating | Natural Gas | Furnace | E3 | TRC BC Ratio | 0.52408 | 0.5317 | 0.5425 | 0.55482 | 0.5688 | 0.58914 | 0.60991 | 0.63195 | 0.65269 | 0.67372 | 0.69213 | 0.70876 | 0.72723 | 0.74638 | 0.76391 | 0.78107 | 0.79679 | 0.81301 | 0.82999 | 0.84742 | 0.86517 | 0.88404 | 0.90641 | 0.92565 | 0.9453 | 0.96536 | 0.98585
F2_Commercial_College (ID)_New_Space Heating_Natural Gas_Furnace_E4 | F2 | Commercial | College (ID) | New | Space Heating | Natural Gas | Furnace | E4 | TRC BC Ratio | 0 | 0 | 0 | 0 | 0 | 0 | 0 | 0 | 0 | 0 | 0 | 0 | 0 | 0 | 0 | 0 | 0 | 0 | 0 | 0 | 0 | 0 | 0 | 0 | 0 | 0 | 0
F2_Commercial_College (ID)_New_Space Heating_Natural Gas_Furnace_E5 | F2 | Commercial | College (ID) | New | Space Heating | Natural Gas | Furnace | E5 | TRC BC Ratio | 0 | 0 | 0 | 0 | 0 | 0 | 0 | 0 | 0 | 0 | 0 | 0 | 0 | 0 | 0 | 0 | 0 | 0 | 0 | 0 | 0 | 0 | 0 | 0 | 0 | 0 | 0
F2_Commercial_College (ID)_New_Space Heating_Natural Gas_Furnace_E6 | F2 | Commercial | College (ID) | New | Space Heating | Natural Gas | Furnace | E6 | TRC BC Ratio | 0 | 0 | 0 | 0 | 0 | 0 | 0 | 0 | 0 | 0 | 0 | 0 | 0 | 0 | 0 | 0 | 0 | 0 | 0 | 0 | 0 | 0 | 0 | 0 | 0 | 0 | 0
F2_Commercial_College (ID)_New_Space Heating_Natural Gas_Furnace_E7 | F2 | Commercial | College (ID) | New | Space Heating | Natural Gas | Furnace | E7 | TRC BC Ratio | 0 | 0 | 0 | 0 | 0 | 0 | 0 | 0 | 0 | 0 | 0 | 0 | 0 | 0 | 0 | 0 | 0 | 0 | 0 | 0 | 0 | 0 | 0 | 0 | 0 | 0 | 0
F2_Commercial_College (ID)_New_Space Heating_Natural Gas_Furnace_E8 | F2 | Commercial | College (ID) | New | Space Heating | Natural Gas | Furnace | E8 | TRC BC Ratio | 0 | 0 | 0 | 0 | 0 | 0 | 0 | 0 | 0 | 0 | 0 | 0 | 0 | 0 | 0 | 0 | 0 | 0 | 0 | 0 | 0 | 0 | 0 | 0 | 0 | 0 | 0
F2_Commercial_College (ID)_New_Space Heating_Natural Gas_Furnace_E9 | F2 | Commercial | College (ID) | New | Space Heating | Natural Gas | Furnace | E9 | TRC BC Ratio | 0 | 0 | 0 | 0 | 0 | 0 | 0 | 0 | 0 | 0 | 0 | 0 | 0 | 0 | 0 | 0 | 0 | 0 | 0 | 0 | 0 | 0 | 0 | 0 | 0 | 0 | 0
F2_Commercial_College (ID)_New_Space Heating_Natural Gas_Furnace_E10 | F2 | Commercial | College (ID) | New | Space Heating | Natural Gas | Furnace | E10 | TRC BC Ratio | 0 | 0 | 0 | 0 | 0 | 0 | 0 | 0 | 0 | 0 | 0 | 0 | 0 | 0 | 0 | 0 | 0 | 0 | 0 | 0 | 0 | 0 | 0 | 0 | 0 | 0 | 0
F3_Commercial_College (ID)_New_Space Heating_Natural Gas_Furnace_E1 | F3 | Commercial | College (ID) | New | Space Heating | Natural Gas | Furnace | E1 | PACT BC Ratio | [24 empty] | 1 | 1 | 1 | bar: 2019 to 2042
F3_Commercial_College (ID)_New_Space Heating_Natural Gas_Furnace_E2 | F3 | Commercial | College (ID) | New | Space Heating | Natural Gas | Furnace | E2 | PACT BC Ratio | 0.21912 | 0.2223 | 0.22682 | 0.23197 | 0.23782 | 0.24632 | 0.25501 | 0.26422 | 0.27289 | 0.28169 | 0.28938 | 0.29634 | 0.30406 | 0.31206 | 0.31939 | 0.32657 | 0.33314 | 0.33992 | 0.34702 | 0.35431 | 0.36173 | 0.36962 | 0.37897 | 0.38702 | 0.39523 | 0.40362 | 0.41219
F3_Commercial_College (ID)_New_Space Heating_Natural Gas_Furnace_E3 | F3 | Commercial | College (ID) | New | Space Heating | Natural Gas | Furnace | E3 | PACT BC Ratio | 1.4679 | 1.4892 | 1.5195 | 1.554 | 1.5932 | 1.6501 | 1.7083 | 1.77 | 1.8281 | 1.887 | 1.9386 | 1.9852 | 2.0369 | 2.0905 | 2.1397 | 2.1877 | 2.2317 | 2.2772 | 2.3247 | 2.3735 | 2.4233 | 2.4761 | 2.5388 | 2.5927 | 2.6477 | 2.7039 | 2.7613
F3_Commercial_College (ID)_New_Space Heating_Natural Gas_Furnace_E4 | F3 | Commercial | College (ID) | New | Space Heating | Natural Gas | Furnace | E4 | PACT BC Ratio | 0 | 0 | 0 | 0 | 0 | 0 | 0 | 0 | 0 | 0 | 0 | 0 | 0 | 0 | 0 | 0 | 0 | 0 | 0 | 0 | 0 | 0 | 0 | 0 | 0 | 0 | 0
F3_Commercial_College (ID)_New_Space Heating_Natural Gas_Furnace_E5 | F3 | Commercial | College (ID) | New | Space Heating | Natural Gas | Furnace | E5 | PACT BC Ratio | 0 | 0 | 0 | 0 | 0 | 0 | 0 | 0 | 0 | 0 | 0 | 0 | 0 | 0 | 0 | 0 | 0 | 0 | 0 | 0 | 0 | 0 | 0 | 0 | 0 | 0 | 0
F3_Commercial_College (ID)_New_Space Heating_Natural Gas_Furnace_E6 | F3 | Commercial | College (ID) | New | Space Heating | Natural Gas | Furnace | E6 | PACT BC Ratio | 0 | 0 | 0 | 0 | 0 | 0 | 0 | 0 | 0 | 0 | 0 | 0 | 0 | 0 | 0 | 0 | 0 | 0 | 0 | 0 | 0 | 0 | 0 | 0 | 0 | 0 | 0
F3_Commercial_College (ID)_New_Space Heating_Natural Gas_Furnace_E7 | F3 | Commercial | College (ID) | New | Space Heating | Natural Gas | Furnace | E7 | PACT BC Ratio | 0 | 0 | 0 | 0 | 0 | 0 | 0 | 0 | 0 | 0 | 0 | 0 | 0 | 0 | 0 | 0 | 0 | 0 | 0 | 0 | 0 | 0 | 0 | 0 | 0 | 0 | 0
F3_Commercial_College (ID)_New_Space Heating_Natural Gas_Furnace_E8 | F3 | Commercial | College (ID) | New | Space Heating | Natural Gas | Furnace | E8 | PACT BC Ratio | 0 | 0 | 0 | 0 | 0 | 0 | 0 | 0 | 0 | 0 | 0 | 0 | 0 | 0 | 0 | 0 | 0 | 0 | 0 | 0 | 0 | 0 | 0 | 0 | 0 | 0 | 0
F3_Commercial_College (ID)_New_Space Heating_Natural Gas_Furnace_E9 | F3 | Commercial | College (ID) | New | Space Heating | Natural Gas | Furnace | E9 | PACT BC Ratio | 0 | 0 | 0 | 0 | 0 | 0 | 0 | 0 | 0 | 0 | 0 | 0 | 0 | 0 | 0 | 0 | 0 | 0 | 0 | 0 | 0 | 0 | 0 | 0 | 0 | 0 | 0
F3_Commercial_College (ID)_New_Space Heating_Natural Gas_Furnace_E10 | F3 | Commercial | College (ID) | New | Space Heating | Natural Gas | Furnace | E10 | PACT BC Ratio | 0 | 0 | 0 | 0 | 0 | 0 | 0 | 0 | 0 | 0 | 0 | 0 | 0 | 0 | 0 | 0 | 0 | 0 | 0 | 0 | 0 | 0 | 0 | 0 | 0 | 0 | 0
F4_Commercial_College (ID)_New_Space Heating_Natural Gas_Furnace_E1 | F4 | Commercial | College (ID) | New | Space Heating | Natural Gas | Furnace | E1 | RVT BC Ratio | [24 empty] | 1 | 1 | 1 | bar: 2019 to 2042
F4_Commercial_College (ID)_New_Space Heating_Natural Gas_Furnace_E2 | F4 | Commercial | College (ID) | New | Space Heating | Natural Gas | Furnace | E2 | RVT BC Ratio | 0.33801 | 0.33892 | 0.34044 | 0.34219 | 0.3442 | 0.34746 | 0.35071 | 0.3541 | 0.35707 | 0.35996 | 0.36323 | 0.36609 | 0.36927 | 0.37255 | 0.37547 | 0.37827 | 0.38074 | 0.38326 | 0.38587 | 0.38851 | 0.39116 | 0.39471 | 0.39891 | 0.40253 | 0.40623 | 0.41 | 0.41386
F4_Commercial_College (ID)_New_Space Heating_Natural Gas_Furnace_E3 | F4 | Commercial | College (ID) | New | Space Heating | Natural Gas | Furnace | E3 | RVT BC Ratio | 0.96251 | 0.96861 | 0.97876 | 0.99049 | 1.0039 | 1.0258 | 1.0476 | 1.0703 | 1.0902 | 1.1095 | 1.1315 | 1.1506 | 1.1719 | 1.1939 | 1.2135 | 1.2322 | 1.2488 | 1.2656 | 1.2831 | 1.3008 | 1.3186 | 1.3423 | 1.3705 | 1.3948 | 1.4195 | 1.4448 | 1.4706
F4_Commercial_College (ID)_New_Space Heating_Natural Gas_Furnace_E4 | F4 | Commercial | College (ID) | New | Space Heating | Natural Gas | Furnace | E4 | RVT BC Ratio | 0 | 0 | 0 | 0 | 0 | 0 | 0 | 0 | 0 | 0 | 0 | 0 | 0 | 0 | 0 | 0 | 0 | 0 | 0 | 0 | 0 | 0 | 0 | 0 | 0 | 0 | 0
F4_Commercial_College (ID)_New_Space Heating_Natural Gas_Furnace_E5 | F4 | Commercial | College (ID) | New | Space Heating | Natural Gas | Furnace | E5 | RVT BC Ratio | 0 | 0 | 0 | 0 | 0 | 0 | 0 | 0 | 0 | 0 | 0 | 0 | 0 | 0 | 0 | 0 | 0 | 0 | 0 | 0 | 0 | 0 | 0 | 0 | 0 | 0 | 0
F4_Commercial_College (ID)_New_Space Heating_Natural Gas_Furnace_E6 | F4 | Commercial | College (ID) | New | Space Heating | Natural Gas | Furnace | E6 | RVT BC Ratio | 0 | 0 | 0 | 0 | 0 | 0 | 0 | 0 | 0 | 0 | 0 | 0 | 0 | 0 | 0 | 0 | 0 | 0 | 0 | 0 | 0 | 0 | 0 | 0 | 0 | 0 | 0
F4_Commercial_College (ID)_New_Space Heating_Natural Gas_Furnace_E7 | F4 | Commercial | College (ID) | New | Space Heating | Natural Gas | Furnace | E7 | RVT BC Ratio | 0 | 0 | 0 | 0 | 0 | 0 | 0 | 0 | 0 | 0 | 0 | 0 | 0 | 0 | 0 | 0 | 0 | 0 | 0 | 0 | 0 | 0 | 0 | 0 | 0 | 0 | 0
F4_Commercial_College (ID)_New_Space Heating_Natural Gas_Furnace_E8 | F4 | Commercial | College (ID) | New | Space Heating | Natural Gas | Furnace | E8 | RVT BC Ratio | 0 | 0 | 0 | 0 | 0 | 0 | 0 | 0 | 0 | 0 | 0 | 0 | 0 | 0 | 0 | 0 | 0 | 0 | 0 | 0 | 0 | 0 | 0 | 0 | 0 | 0 | 0
F4_Commercial_College (ID)_New_Space Heating_Natural Gas_Furnace_E9 | F4 | Commercial | College (ID) | New | Space Heating | Natural Gas | Furnace | E9 | RVT BC Ratio | 0 | 0 | 0 | 0 | 0 | 0 | 0 | 0 | 0 | 0 | 0 | 0 | 0 | 0 | 0 | 0 | 0 | 0 | 0 | 0 | 0 | 0 | 0 | 0 | 0 | 0 | 0
F4_Commercial_College (ID)_New_Space Heating_Natural Gas_Furnace_E10 | F4 | Commercial | College (ID) | New | Space Heating | Natural Gas | Furnace | E10 | RVT BC Ratio | 0 | 0 | 0 | 0 | 0 | 0 | 0 | 0 | 0 | 0 | 0 | 0 | 0 | 0 | 0 | 0 | 0 | 0 | 0 | 0 | 0 | 0 | 0 | 0 | 0 | 0 | 0
F5_Commercial_College (ID)_New_Space Heating_Natural Gas_Furnace_E1 | F5 | Commercial | College (ID) | New | Space Heating | Natural Gas | Furnace | E1 | RIM BC Ratio | [24 empty] | 1 | 1 | 1 | bar: 2019 to 2042
F5_Commercial_College (ID)_New_Space Heating_Natural Gas_Furnace_E2 | F5 | Commercial | College (ID) | New | Space Heating | Natural Gas | Furnace | E2 | RIM BC Ratio | 0.17449 | 0.17673 | 0.17981 | 0.1833 | 0.18723 | 0.19277 | 0.19839 | 0.2043 | 0.20988 | 0.21552 | 0.22012 | 0.22428 | 0.22883 | 0.23351 | 0.23779 | 0.24195 | 0.24577 | 0.24969 | 0.25377 | 0.25793 | 0.26216 | 0.26628 | 0.2711 | 0.27519 | 0.27932 | 0.28348 | 0.28768
F5_Commercial_College (ID)_New_Space Heating_Natural Gas_Furnace_E3 | F5 | Commercial | College (ID) | New | Space Heating | Natural Gas | Furnace | E3 | RIM BC Ratio | 0.54098 | 0.54598 | 0.55227 | 0.55925 | 0.56694 | 0.57673 | 0.58666 | 0.59699 | 0.60706 | 0.61737 | 0.62379 | 0.62973 | 0.63609 | 0.64255 | 0.64855 | 0.65443 | 0.65998 | 0.66566 | 0.67155 | 0.67756 | 0.68368 | 0.68782 | 0.69257 | 0.69652 | 0.70043 | 0.70431 | 0.70814
F5_Commercial_College (ID)_New_Space Heating_Natural Gas_Furnace_E4 | F5 | Commercial | College (ID) | New | Space Heating | Natural Gas | Furnace | E4 | RIM BC Ratio | 0 | 0 | 0 | 0 | 0 | 0 | 0 | 0 | 0 | 0 | 0 | 0 | 0 | 0 | 0 | 0 | 0 | 0 | 0 | 0 | 0 | 0 | 0 | 0 | 0 | 0 | 0
F5_Commercial_College (ID)_New_Space Heating_Natural Gas_Furnace_E5 | F5 | Commercial | College (ID) | New | Space Heating | Natural Gas | Furnace | E5 | RIM BC Ratio | 0 | 0 | 0 | 0 | 0 | 0 | 0 | 0 | 0 | 0 | 0 | 0 | 0 | 0 | 0 | 0 | 0 | 0 | 0 | 0 | 0 | 0 | 0 | 0 | 0 | 0 | 0
F5_Commercial_College (ID)_New_Space Heating_Natural Gas_Furnace_E6 | F5 | Commercial | College (ID) | New | Space Heating | Natural Gas | Furnace | E6 | RIM BC Ratio | 0 | 0 | 0 | 0 | 0 | 0 | 0 | 0 | 0 | 0 | 0 | 0 | 0 | 0 | 0 | 0 | 0 | 0 | 0 | 0 | 0 | 0 | 0 | 0 | 0 | 0 | 0
F5_Commercial_College (ID)_New_Space Heating_Natural Gas_Furnace_E7 | F5 | Commercial | College (ID) | New | Space Heating | Natural Gas | Furnace | E7 | RIM BC Ratio | 0 | 0 | 0 | 0 | 0 | 0 | 0 | 0 | 0 | 0 | 0 | 0 | 0 | 0 | 0 | 0 | 0 | 0 | 0 | 0 | 0 | 0 | 0 | 0 | 0 | 0 | 0
F5_Commercial_College (ID)_New_Space Heating_Natural Gas_Furnace_E8 | F5 | Commercial | College (ID) | New | Space Heating | Natural Gas | Furnace | E8 | RIM BC Ratio | 0 | 0 | 0 | 0 | 0 | 0 | 0 | 0 | 0 | 0 | 0 | 0 | 0 | 0 | 0 | 0 | 0 | 0 | 0 | 0 | 0 | 0 | 0 | 0 | 0 | 0 | 0
F5_Commercial_College (ID)_New_Space Heating_Natural Gas_Furnace_E9 | F5 | Commercial | College (ID) | New | Space Heating | Natural Gas | Furnace | E9 | RIM BC Ratio | 0 | 0 | 0 | 0 | 0 | 0 | 0 | 0 | 0 | 0 | 0 | 0 | 0 | 0 | 0 | 0 | 0 | 0 | 0 | 0 | 0 | 0 | 0 | 0 | 0 | 0 | 0
F5_Commercial_College (ID)_New_Space Heating_Natural Gas_Furnace_E10 | F5 | Commercial | College (ID) | New | Space Heating | Natural Gas | Furnace | E10 | RIM BC Ratio | 0 | 0 | 0 | 0 | 0 | 0 | 0 | 0 | 0 | 0 | 0 | 0 | 0 | 0 | 0 | 0 | 0 | 0 | 0 | 0 | 0 | 0 | 0 | 0 | 0 | 0 | 0
F0_Commercial_College (ID)_New_Space Heating_Natural Gas_Boiler_E0 | F0 | Commercial | College (ID) | New | Space Heating | Natural Gas | Boiler | E0 | Economic Unit | AFUE 97% | AFUE 97% | AFUE 97% | AFUE 97% | AFUE 97% | AFUE 97% | AFUE 97% | AFUE 97% | AFUE 97% | AFUE 97% | AFUE 97% | AFUE 97% | AFUE 97% | AFUE 97% | AFUE 97% | AFUE 97% | AFUE 97% | AFUE 97% | AFUE 97% | AFUE 97% | AFUE 97% | AFUE 97% | AFUE 97% | AFUE 97% | AFUE 97% | AFUE 97% | AFUE 97%
F1_Commercial_College (ID)_New_Space Heating_Natural Gas_Boiler_E1 | F1 | Commercial | College (ID) | New | Space Heating | Natural Gas | Boiler | E1 | CCE | 0 | 0 | 0 | 0 | 0 | 0 | 0 | 0 | 0 | 0 | 0 | 0 | 0 | 0 | 0 | 0 | 0 | 0 | 0 | 0 | 0 | 0 | 0 | 0 | 0 | 0 | 0
F1_Commercial_College (ID)_New_Space Heating_Natural Gas_Boiler_E2 | F1 | Commercial | College (ID) | New | Space Heating | Natural Gas | Boiler | E2 | CCE | 0.0030583 | 0.0031738 | 0.0031738 | 0.0031738 | 0.0031738 | 0.0031738 | 0.0031738 | 0.0031738 | 0.0031738 | 0.0031738 | 0.0031738 | 0.0031738 | 0.0031738 | 0.0031738 | 0.0031738 | 0.0031738 | 0.0031738 | 0.0031738 | 0.0031738 | 0.0031738 | 0.0031738 | 0.0031738 | 0.0031738 | 0.0031738 | 0.0031738 | 0.0031738 | 0.0031738
F1_Commercial_College (ID)_New_Space Heating_Natural Gas_Boiler_E3 | F1 | Commercial | College (ID) | New | Space Heating | Natural Gas | Boiler | E3 | CCE | -0.00066817 | -0.0006934 | -0.0006934 | -0.0006934 | -0.0006934 | -0.0006934 | -0.0006934 | -0.0006934 | -0.0006934 | -0.0006934 | -0.0006934 | -0.0006934 | -0.0006934 | -0.0006934 | -0.0006934 | -0.0006934 | -0.0006934 | -0.0006934 | -0.0006934 | -0.0006934 | -0.0006934 | -0.0006934 | -0.0006934 | -0.0006934 | -0.0006934 | -0.0006934 | -0.0006934
F1_Commercial_College (ID)_New_Space Heating_Natural Gas_Boiler_E4 | F1 | Commercial | College (ID) | New | Space Heating | Natural Gas | Boiler | E4 | CCE | 0.070281 | 0.072935 | 0.072935 | 0.072935 | 0.072935 | 0.072935 | 0.072935 | 0.072935 | 0.072935 | 0.072935 | 0.072935 | 0.072935 | 0.072935 | 0.072935 | 0.072935 | 0.072935 | 0.072935 | 0.072935 | 0.072935 | 0.072935 | 0.072935 | 0.072935 | 0.072935 | 0.072935 | 0.072935 | 0.072935 | 0.072935
F1_Commercial_College (ID)_New_Space Heating_Natural Gas_Boiler_E5 | F1 | Commercial | College (ID) | New | Space Heating | Natural Gas | Boiler | E5 | CCE | 0 | 0 | 0 | 0 | 0 | 0 | 0 | 0 | 0 | 0 | 0 | 0 | 0 | 0 | 0 | 0 | 0 | 0 | 0 | 0 | 0 | 0 | 0 | 0 | 0 | 0 | 0
F1_Commercial_College (ID)_New_Space Heating_Natural Gas_Boiler_E6 | F1 | Commercial | College (ID) | New | Space Heating | Natural Gas | Boiler | E6 | CCE | 0 | 0 | 0 | 0 | 0 | 0 | 0 | 0 | 0 | 0 | 0 | 0 | 0 | 0 | 0 | 0 | 0 | 0 | 0 | 0 | 0 | 0 | 0 | 0 | 0 | 0 | 0
F1_Commercial_College (ID)_New_Space Heating_Natural Gas_Boiler_E7 | F1 | Commercial | College (ID) | New | Space Heating | Natural Gas | Boiler | E7 | CCE | 0 | 0 | 0 | 0 | 0 | 0 | 0 | 0 | 0 | 0 | 0 | 0 | 0 | 0 | 0 | 0 | 0 | 0 | 0 | 0 | 0 | 0 | 0 | 0 | 0 | 0 | 0
F1_Commercial_College (ID)_New_Space Heating_Natural Gas_Boiler_E8 | F1 | Commercial | College (ID) | New | Space Heating | Natural Gas | Boiler | E8 | CCE | 0 | 0 | 0 | 0 | 0 | 0 | 0 | 0 | 0 | 0 | 0 | 0 | 0 | 0 | 0 | 0 | 0 | 0 | 0 | 0 | 0 | 0 | 0 | 0 | 0 | 0 | 0
F1_Commercial_College (ID)_New_Space Heating_Natural Gas_Boiler_E9 | F1 | Commercial | College (ID) | New | Space Heating | Natural Gas | Boiler | E9 | CCE | 0 | 0 | 0 | 0 | 0 | 0 | 0 | 0 | 0 | 0 | 0 | 0 | 0 | 0 | 0 | 0 | 0 | 0 | 0 | 0 | 0 | 0 | 0 | 0 | 0 | 0 | 0
F1_Commercial_College (ID)_New_Space Heating_Natural Gas_Boiler_E10 | F1 | Commercial | College (ID) | New | Space Heating | Natural Gas | Boiler | E10 | CCE | 0 | 0 | 0 | 0 | 0 | 0 | 0 | 0 | 0 | 0 | 0 | 0 | 0 | 0 | 0 | 0 | 0 | 0 | 0 | 0 | 0 | 0 | 0 | 0 | 0 | 0 | 0
F2_Commercial_College (ID)_New_Space Heating_Natural Gas_Boiler_E1 | F2 | Commercial | College (ID) | New | Space Heating | Natural Gas | Boiler | E1 | TRC BC Ratio | [24 empty] | 1 | 1 | 1 | bar: 2019 to 2042
F2_Commercial_College (ID)_New_Space Heating_Natural Gas_Boiler_E2 | F2 | Commercial | College (ID) | New | Space Heating | Natural Gas | Boiler | E2 | TRC BC Ratio | 1.3886 | 1.4128 | 1.4427 | 1.4753 | 1.5106 | 1.557 | 1.6043 | 1.6541 | 1.702 | 1.7507 | 1.7951 | 1.8369 | 1.882 | 1.9284 | 1.9722 | 2.0157 | 2.057 | 2.0995 | 2.1435 | 2.1887 | 2.2348 | 2.2828 | 2.3369 | 2.3854 | 2.4345 | 2.472 | 2.5058
F2_Commercial_College (ID)_New_Space Heating_Natural Gas_Boiler_E3 | F2 | Commercial | College (ID) | New | Space Heating | Natural Gas | Boiler | E3 | TRC BC Ratio | [24 empty] | 1 | 1 | 1 | bar: 2019 to 2042
F2_Commercial_College (ID)_New_Space Heating_Natural Gas_Boiler_E4 | F2 | Commercial | College (ID) | New | Space Heating | Natural Gas | Boiler | E4 | TRC BC Ratio | 0.069641 | 0.071064 | 0.072633 | 0.07426 | 0.075946 | 0.077887 | 0.079861 | 0.081916 | 0.083955 | 0.086035 | 0.088045 | 0.090019 | 0.09209 | 0.094186 | 0.09625 | 0.098329 | 0.10038 | 0.10249 | 0.10465 | 0.10687 | 0.10913 | 0.11143 | 0.11388 | 0.11619 | 0.1185 | 0.11957 | 0.12021
F2_Commercial_College (ID)_New_Space Heating_Natural Gas_Boiler_E5 | F2 | Commercial | College (ID) | New | Space Heating | Natural Gas | Boiler | E5 | TRC BC Ratio | 0 | 0 | 0 | 0 | 0 | 0 | 0 | 0 | 0 | 0 | 0 | 0 | 0 | 0 | 0 | 0 | 0 | 0 | 0 | 0 | 0 | 0 | 0 | 0 | 0 | 0 | 0
F2_Commercial_College (ID)_New_Space Heating_Natural Gas_Boiler_E6 | F2 | Commercial | College (ID) | New | Space Heating | Natural Gas | Boiler | E6 | TRC BC Ratio | 0 | 0 | 0 | 0 | 0 | 0 | 0 | 0 | 0 | 0 | 0 | 0 | 0 | 0 | 0 | 0 | 0 | 0 | 0 | 0 | 0 | 0 | 0 | 0 | 0 | 0 | 0
F2_Commercial_College (ID)_New_Space Heating_Natural Gas_Boiler_E7 | F2 | Commercial | College (ID) | New | Space Heating | Natural Gas | Boiler | E7 | TRC BC Ratio | 0 | 0 | 0 | 0 | 0 | 0 | 0 | 0 | 0 | 0 | 0 | 0 | 0 | 0 | 0 | 0 | 0 | 0 | 0 | 0 | 0 | 0 | 0 | 0 | 0 | 0 | 0
F2_Commercial_College (ID)_New_Space Heating_Natural Gas_Boiler_E8 | F2 | Commercial | College (ID) | New | Space Heating | Natural Gas | Boiler | E8 | TRC BC Ratio | 0 | 0 | 0 | 0 | 0 | 0 | 0 | 0 | 0 | 0 | 0 | 0 | 0 | 0 | 0 | 0 | 0 | 0 | 0 | 0 | 0 | 0 | 0 | 0 | 0 | 0 | 0
F2_Commercial_College (ID)_New_Space Heating_Natural Gas_Boiler_E9 | F2 | Commercial | College (ID) | New | Space Heating | Natural Gas | Boiler | E9 | TRC BC Ratio | 0 | 0 | 0 | 0 | 0 | 0 | 0 | 0 | 0 | 0 | 0 | 0 | 0 | 0 | 0 | 0 | 0 | 0 | 0 | 0 | 0 | 0 | 0 | 0 | 0 | 0 | 0
F2_Commercial_College (ID)_New_Space Heating_Natural Gas_Boiler_E10 | F2 | Commercial | College (ID) | New | Space Heating | Natural Gas | Boiler | E10 | TRC BC Ratio | 0 | 0 | 0 | 0 | 0 | 0 | 0 | 0 | 0 | 0 | 0 | 0 | 0 | 0 | 0 | 0 | 0 | 0 | 0 | 0 | 0 | 0 | 0 | 0 | 0 | 0 | 0
F3_Commercial_College (ID)_New_Space Heating_Natural Gas_Boiler_E1 | F3 | Commercial | College (ID) | New | Space Heating | Natural Gas | Boiler | E1 | PACT BC Ratio | [24 empty] | 1 | 1 | 1 | bar: 2019 to 2042
F3_Commercial_College (ID)_New_Space Heating_Natural Gas_Boiler_E2 | F3 | Commercial | College (ID) | New | Space Heating | Natural Gas | Boiler | E2 | PACT BC Ratio | 3.8892 | 3.9571 | 4.0409 | 4.1321 | 4.2311 | 4.361 | 4.4935 | 4.6329 | 4.7671 | 4.9034 | 5.028 | 5.145 | 5.2714 | 5.4012 | 5.5239 | 5.6457 | 5.7614 | 5.8804 | 6.0039 | 6.1304 | 6.2594 | 6.394 | 6.5454 | 6.6814 | 6.8188 | 6.9239 | 7.0184
F3_Commercial_College (ID)_New_Space Heating_Natural Gas_Boiler_E3 | F3 | Commercial | College (ID) | New | Space Heating | Natural Gas | Boiler | E3 | PACT BC Ratio | [24 empty] | 1 | 1 | 1 | bar: 2019 to 2042
F3_Commercial_College (ID)_New_Space Heating_Natural Gas_Boiler_E4 | F3 | Commercial | College (ID) | New | Space Heating | Natural Gas | Boiler | E4 | PACT BC Ratio | 0.19506 | 0.19904 | 0.20344 | 0.208 | 0.21272 | 0.21815 | 0.22368 | 0.22944 | 0.23515 | 0.24097 | 0.24661 | 0.25214 | 0.25794 | 0.26381 | 0.26959 | 0.27541 | 0.28116 | 0.28706 | 0.29312 | 0.29932 | 0.30565 | 0.31212 | 0.31896 | 0.32544 | 0.3319 | 0.33492 | 0.3367
F3_Commercial_College (ID)_New_Space Heating_Natural Gas_Boiler_E5 | F3 | Commercial | College (ID) | New | Space Heating | Natural Gas | Boiler | E5 | PACT BC Ratio | 0 | 0 | 0 | 0 | 0 | 0 | 0 | 0 | 0 | 0 | 0 | 0 | 0 | 0 | 0 | 0 | 0 | 0 | 0 | 0 | 0 | 0 | 0 | 0 | 0 | 0 | 0
F3_Commercial_College (ID)_New_Space Heating_Natural Gas_Boiler_E6 | F3 | Commercial | College (ID) | New | Space Heating | Natural Gas | Boiler | E6 | PACT BC Ratio | 0 | 0 | 0 | 0 | 0 | 0 | 0 | 0 | 0 | 0 | 0 | 0 | 0 | 0 | 0 | 0 | 0 | 0 | 0 | 0 | 0 | 0 | 0 | 0 | 0 | 0 | 0
F3_Commercial_College (ID)_New_Space Heating_Natural Gas_Boiler_E7 | F3 | Commercial | College (ID) | New | Space Heating | Natural Gas | Boiler | E7 | PACT BC Ratio | 0 | 0 | 0 | 0 | 0 | 0 | 0 | 0 | 0 | 0 | 0 | 0 | 0 | 0 | 0 | 0 | 0 | 0 | 0 | 0 | 0 | 0 | 0 | 0 | 0 | 0 | 0
F3_Commercial_College (ID)_New_Space Heating_Natural Gas_Boiler_E8 | F3 | Commercial | College (ID) | New | Space Heating | Natural Gas | Boiler | E8 | PACT BC Ratio | 0 | 0 | 0 | 0 | 0 | 0 | 0 | 0 | 0 | 0 | 0 | 0 | 0 | 0 | 0 | 0 | 0 | 0 | 0 | 0 | 0 | 0 | 0 | 0 | 0 | 0 | 0
F3_Commercial_College (ID)_New_Space Heating_Natural Gas_Boiler_E9 | F3 | Commercial | College (ID) | New | Space Heating | Natural Gas | Boiler | E9 | PACT BC Ratio | 0 | 0 | 0 | 0 | 0 | 0 | 0 | 0 | 0 | 0 | 0 | 0 | 0 | 0 | 0 | 0 | 0 | 0 | 0 | 0 | 0 | 0 | 0 | 0 | 0 | 0 | 0
F3_Commercial_College (ID)_New_Space Heating_Natural Gas_Boiler_E10 | F3 | Commercial | College (ID) | New | Space Heating | Natural Gas | Boiler | E10 | PACT BC Ratio | 0 | 0 | 0 | 0 | 0 | 0 | 0 | 0 | 0 | 0 | 0 | 0 | 0 | 0 | 0 | 0 | 0 | 0 | 0 | 0 | 0 | 0 | 0 | 0 | 0 | 0 | 0
F4_Commercial_College (ID)_New_Space Heating_Natural Gas_Boiler_E1 | F4 | Commercial | College (ID) | New | Space Heating | Natural Gas | Boiler | E1 | RVT BC Ratio | [24 empty] | 1 | 1 | 1 | bar: 2019 to 2042
F4_Commercial_College (ID)_New_Space Heating_Natural Gas_Boiler_E2 | F4 | Commercial | College (ID) | New | Space Heating | Natural Gas | Boiler | E2 | RVT BC Ratio | 2.1174 | 2.1402 | 2.1702 | 2.2031 | 2.2388 | 2.2894 | 2.3399 | 2.3928 | 2.4416 | 2.4899 | 2.5434 | 2.5929 | 2.6465 | 2.7011 | 2.752 | 2.8019 | 2.8483 | 2.8957 | 2.9446 | 2.9942 | 3.0442 | 3.1048 | 3.1729 | 3.2341 | 3.2959 | 3.3432 | 3.3857
F4_Commercial_College (ID)_New_Space Heating_Natural Gas_Boiler_E3 | F4 | Commercial | College (ID) | New | Space Heating | Natural Gas | Boiler | E3 | RVT BC Ratio | [24 empty] | 1 | 1 | 1 | bar: 2019 to 2042
F4_Commercial_College (ID)_New_Space Heating_Natural Gas_Boiler_E4 | F4 | Commercial | College (ID) | New | Space Heating | Natural Gas | Boiler | E4 | RVT BC Ratio | 0.3203 | 0.32178 | 0.32345 | 0.32518 | 0.32698 | 0.32913 | 0.33131 | 0.33359 | 0.33582 | 0.3381 | 0.34055 | 0.34297 | 0.3455 | 0.34806 | 0.35056 | 0.35308 | 0.35554 | 0.35805 | 0.36063 | 0.36326 | 0.36593 | 0.36884 | 0.37192 | 0.37483 | 0.37774 | 0.3791 | 0.3799
F4_Commercial_College (ID)_New_Space Heating_Natural Gas_Boiler_E5 | F4 | Commercial | College (ID) | New | Space Heating | Natural Gas | Boiler | E5 | RVT BC Ratio | 0 | 0 | 0 | 0 | 0 | 0 | 0 | 0 | 0 | 0 | 0 | 0 | 0 | 0 | 0 | 0 | 0 | 0 | 0 | 0 | 0 | 0 | 0 | 0 | 0 | 0 | 0
F4_Commercial_College (ID)_New_Space Heating_Natural Gas_Boiler_E6 | F4 | Commercial | College (ID) | New | Space Heating | Natural Gas | Boiler | E6 | RVT BC Ratio | 0 | 0 | 0 | 0 | 0 | 0 | 0 | 0 | 0 | 0 | 0 | 0 | 0 | 0 | 0 | 0 | 0 | 0 | 0 | 0 | 0 | 0 | 0 | 0 | 0 | 0 | 0
F4_Commercial_College (ID)_New_Space Heating_Natural Gas_Boiler_E7 | F4 | Commercial | College (ID) | New | Space Heating | Natural Gas | Boiler | E7 | RVT BC Ratio | 0 | 0 | 0 | 0 | 0 | 0 | 0 | 0 | 0 | 0 | 0 | 0 | 0 | 0 | 0 | 0 | 0 | 0 | 0 | 0 | 0 | 0 | 0 | 0 | 0 | 0 | 0
F4_Commercial_College (ID)_New_Space Heating_Natural Gas_Boiler_E8 | F4 | Commercial | College (ID) | New | Space Heating | Natural Gas | Boiler | E8 | RVT BC Ratio | 0 | 0 | 0 | 0 | 0 | 0 | 0 | 0 | 0 | 0 | 0 | 0 | 0 | 0 | 0 | 0 | 0 | 0 | 0 | 0 | 0 | 0 | 0 | 0 | 0 | 0 | 0
F4_Commercial_College (ID)_New_Space Heating_Natural Gas_Boiler_E9 | F4 | Commercial | College (ID) | New | Space Heating | Natural Gas | Boiler | E9 | RVT BC Ratio | 0 | 0 | 0 | 0 | 0 | 0 | 0 | 0 | 0 | 0 | 0 | 0 | 0 | 0 | 0 | 0 | 0 | 0 | 0 | 0 | 0 | 0 | 0 | 0 | 0 | 0 | 0
F4_Commercial_College (ID)_New_Space Heating_Natural Gas_Boiler_E10 | F4 | Commercial | College (ID) | New | Space Heating | Natural Gas | Boiler | E10 | RVT BC Ratio | 0 | 0 | 0 | 0 | 0 | 0 | 0 | 0 | 0 | 0 | 0 | 0 | 0 | 0 | 0 | 0 | 0 | 0 | 0 | 0 | 0 | 0 | 0 | 0 | 0 | 0 | 0
F5_Commercial_College (ID)_New_Space Heating_Natural Gas_Boiler_E1 | F5 | Commercial | College (ID) | New | Space Heating | Natural Gas | Boiler | E1 | RIM BC Ratio | [24 empty] | 1 | 1 | 1 | bar: 2019 to 2042
F5_Commercial_College (ID)_New_Space Heating_Natural Gas_Boiler_E2 | F5 | Commercial | College (ID) | New | Space Heating | Natural Gas | Boiler | E2 | RIM BC Ratio | 0.71902 | 0.72445 | 0.73042 | 0.7367 | 0.74329 | 0.75056 | 0.75795 | 0.76554 | 0.77317 | 0.78098 | 0.78521 | 0.78923 | 0.79342 | 0.79763 | 0.8017 | 0.80577 | 0.80975 | 0.81382 | 0.81799 | 0.82226 | 0.82661 | 0.82891 | 0.83141 | 0.83356 | 0.83566 | 0.83722 | 0.83859
F5_Commercial_College (ID)_New_Space Heating_Natural Gas_Boiler_E3 | F5 | Commercial | College (ID) | New | Space Heating | Natural Gas | Boiler | E3 | RIM BC Ratio | [24 empty] | 1 | 1 | 1 | bar: 2019 to 2042
F5_Commercial_College (ID)_New_Space Heating_Natural Gas_Boiler_E4 | F5 | Commercial | College (ID) | New | Space Heating | Natural Gas | Boiler | E4 | RIM BC Ratio | 0.16062 | 0.16343 | 0.16651 | 0.16968 | 0.17294 | 0.17664 | 0.18037 | 0.18422 | 0.18802 | 0.19186 | 0.19546 | 0.19895 | 0.20258 | 0.20622 | 0.20978 | 0.21334 | 0.21683 | 0.22038 | 0.224 | 0.22767 | 0.23139 | 0.23508 | 0.23894 | 0.24256 | 0.24613 | 0.24778 | 0.24876
F5_Commercial_College (ID)_New_Space Heating_Natural Gas_Boiler_E5 | F5 | Commercial | College (ID) | New | Space Heating | Natural Gas | Boiler | E5 | RIM BC Ratio | 0 | 0 | 0 | 0 | 0 | 0 | 0 | 0 | 0 | 0 | 0 | 0 | 0 | 0 | 0 | 0 | 0 | 0 | 0 | 0 | 0 | 0 | 0 | 0 | 0 | 0 | 0
F5_Commercial_College (ID)_New_Space Heating_Natural Gas_Boiler_E6 | F5 | Commercial | College (ID) | New | Space Heating | Natural Gas | Boiler | E6 | RIM BC Ratio | 0 | 0 | 0 | 0 | 0 | 0 | 0 | 0 | 0 | 0 | 0 | 0 | 0 | 0 | 0 | 0 | 0 | 0 | 0 | 0 | 0 | 0 | 0 | 0 | 0 | 0 | 0
F5_Commercial_College (ID)_New_Space Heating_Natural Gas_Boiler_E7 | F5 | Commercial | College (ID) | New | Space Heating | Natural Gas | Boiler | E7 | RIM BC Ratio | 0 | 0 | 0 | 0 | 0 | 0 | 0 | 0 | 0 | 0 | 0 | 0 | 0 | 0 | 0 | 0 | 0 | 0 | 0 | 0 | 0 | 0 | 0 | 0 | 0 | 0 | 0
F5_Commercial_College (ID)_New_Space Heating_Natural Gas_Boiler_E8 | F5 | Commercial | College (ID) | New | Space Heating | Natural Gas | Boiler | E8 | RIM BC Ratio | 0 | 0 | 0 | 0 | 0 | 0 | 0 | 0 | 0 | 0 | 0 | 0 | 0 | 0 | 0 | 0 | 0 | 0 | 0 | 0 | 0 | 0 | 0 | 0 | 0 | 0 | 0
F5_Commercial_College (ID)_New_Space Heating_Natural Gas_Boiler_E9 | F5 | Commercial | College (ID) | New | Space Heating | Natural Gas | Boiler | E9 | RIM BC Ratio | 0 | 0 | 0 | 0 | 0 | 0 | 0 | 0 | 0 | 0 | 0 | 0 | 0 | 0 | 0 | 0 | 0 | 0 | 0 | 0 | 0 | 0 | 0 | 0 | 0 | 0 | 0
F5_Commercial_College (ID)_New_Space Heating_Natural Gas_Boiler_E10 | F5 | Commercial | College (ID) | New | Space Heating | Natural Gas | Boiler | E10 | RIM BC Ratio | 0 | 0 | 0 | 0 | 0 | 0 | 0 | 0 | 0 | 0 | 0 | 0 | 0 | 0 | 0 | 0 | 0 | 0 | 0 | 0 | 0 | 0 | 0 | 0 | 0 | 0 | 0
F0_Commercial_College (ID)_New_Space Heating_Natural Gas_Unit Heater_E0 | F0 | Commercial | College (ID) | New | Space Heating | Natural Gas | Unit Heater | E0 | Economic Unit | Infrared Radiant | Infrared Radiant | Infrared Radiant | Infrared Radiant | Infrared Radiant | Infrared Radiant | Infrared Radiant | Infrared Radiant | Infrared Radiant | Infrared Radiant | Infrared Radiant | Infrared Radiant | Infrared Radiant | Infrared Radiant | Infrared Radiant | Infrared Radiant | Infrared Radiant | Infrared Radiant | Infrared Radiant | Infrared Radiant | Infrared Radiant | Infrared Radiant | Infrared Radiant | Infrared Radiant | Infrared Radiant | Infrared Radiant | Infrared Radiant
F1_Commercial_College (ID)_New_Space Heating_Natural Gas_Unit Heater_E1 | F1 | Commercial | College (ID) | New | Space Heating | Natural Gas | Unit Heater | E1 | CCE | 0 | 0 | 0 | 0 | 0 | 0 | 0 | 0 | 0 | 0 | 0 | 0 | 0 | 0 | 0 | 0 | 0 | 0 | 0 | 0 | 0 | 0 | 0 | 0 | 0 | 0 | 0
F1_Commercial_College (ID)_New_Space Heating_Natural Gas_Unit Heater_E2 | F1 | Commercial | College (ID) | New | Space Heating | Natural Gas | Unit Heater | E2 | CCE | 0.00010423 | 0.00010816 | 0.00010816 | 0.00010816 | 0.00010816 | 0.00010816 | 0.00010816 | 0.00010816 | 0.00010816 | 0.00010816 | 0.00010816 | 0.00010816 | 0.00010816 | 0.00010816 | 0.00010816 | 0.00010816 | 0.00010816 | 0.00010816 | 0.00010816 | 0.00010816 | 0.00010816 | 0.00010816 | 0.00010816 | 0.00010816 | 0.00010816 | 0.00010816 | 0.00010816
F1_Commercial_College (ID)_New_Space Heating_Natural Gas_Unit Heater_E3 | F1 | Commercial | College (ID) | New | Space Heating | Natural Gas | Unit Heater | E3 | CCE | 3.2713e-05 | 3.3948e-05 | 3.3948e-05 | 3.3948e-05 | 3.3948e-05 | 3.3948e-05 | 3.3948e-05 | 3.3948e-05 | 3.3948e-05 | 3.3948e-05 | 3.3948e-05 | 3.3948e-05 | 3.3948e-05 | 3.3948e-05 | 3.3948e-05 | 3.3948e-05 | 3.3948e-05 | 3.3948e-05 | 3.3948e-05 | 3.3948e-05 | 3.3948e-05 | 3.3948e-05 | 3.3948e-05 | 3.3948e-05 | 3.3948e-05 | 3.3948e-05 | 3.3948e-05
F1_Commercial_College (ID)_New_Space Heating_Natural Gas_Unit Heater_E4 | F1 | Commercial | College (ID) | New | Space Heating | Natural Gas | Unit Heater | E4 | CCE | 0 | 0 | 0 | 0 | 0 | 0 | 0 | 0 | 0 | 0 | 0 | 0 | 0 | 0 | 0 | 0 | 0 | 0 | 0 | 0 | 0 | 0 | 0 | 0 | 0 | 0 | 0
F1_Commercial_College (ID)_New_Space Heating_Natural Gas_Unit Heater_E5 | F1 | Commercial | College (ID) | New | Space Heating | Natural Gas | Unit Heater | E5 | CCE | 0 | 0 | 0 | 0 | 0 | 0 | 0 | 0 | 0 | 0 | 0 | 0 | 0 | 0 | 0 | 0 | 0 | 0 | 0 | 0 | 0 | 0 | 0 | 0 | 0 | 0 | 0
F1_Commercial_College (ID)_New_Space Heating_Natural Gas_Unit Heater_E6 | F1 | Commercial | College (ID) | New | Space Heating | Natural Gas | Unit Heater | E6 | CCE | 0 | 0 | 0 | 0 | 0 | 0 | 0 | 0 | 0 | 0 | 0 | 0 | 0 | 0 | 0 | 0 | 0 | 0 | 0 | 0 | 0 | 0 | 0 | 0 | 0 | 0 | 0
F1_Commercial_College (ID)_New_Space Heating_Natural Gas_Unit Heater_E7 | F1 | Commercial | College (ID) | New | Space Heating | Natural Gas | Unit Heater | E7 | CCE | 0 | 0 | 0 | 0 | 0 | 0 | 0 | 0 | 0 | 0 | 0 | 0 | 0 | 0 | 0 | 0 | 0 | 0 | 0 | 0 | 0 | 0 | 0 | 0 | 0 | 0 | 0
F1_Commercial_College (ID)_New_Space Heating_Natural Gas_Unit Heater_E8 | F1 | Commercial | College (ID) | New | Space Heating | Natural Gas | Unit Heater | E8 | CCE | 0 | 0 | 0 | 0 | 0 | 0 | 0 | 0 | 0 | 0 | 0 | 0 | 0 | 0 | 0 | 0 | 0 | 0 | 0 | 0 | 0 | 0 | 0 | 0 | 0 | 0 | 0
F1_Commercial_College (ID)_New_Space Heating_Natural Gas_Unit Heater_E9 | F1 | Commercial | College (ID) | New | Space Heating | Natural Gas | Unit Heater | E9 | CCE | 0 | 0 | 0 | 0 | 0 | 0 | 0 | 0 | 0 | 0 | 0 | 0 | 0 | 0 | 0 | 0 | 0 | 0 | 0 | 0 | 0 | 0 | 0 | 0 | 0 | 0 | 0
F1_Commercial_College (ID)_New_Space Heating_Natural Gas_Unit Heater_E10 | F1 | Commercial | College (ID) | New | Space Heating | Natural Gas | Unit Heater | E10 | CCE | 0 | 0 | 0 | 0 | 0 | 0 | 0 | 0 | 0 | 0 | 0 | 0 | 0 | 0 | 0 | 0 | 0 | 0 | 0 | 0 | 0 | 0 | 0 | 0 | 0 | 0 | 0
F2_Commercial_College (ID)_New_Space Heating_Natural Gas_Unit Heater_E1 | F2 | Commercial | College (ID) | New | Space Heating | Natural Gas | Unit Heater | E1 | TRC BC Ratio | [24 empty] | 1 | 1 | 1 | bar: 2019 to 2042
F2_Commercial_College (ID)_New_Space Heating_Natural Gas_Unit Heater_E2 | F2 | Commercial | College (ID) | New | Space Heating | Natural Gas | Unit Heater | E2 | TRC BC Ratio | 38.0341 | 38.6592 | 39.4749 | 40.3743 | 41.3644 | 42.7288 | 44.1184 | 45.5898 | 46.9978 | 48.4277 | 49.7079 | 50.8885 | 52.1808 | 53.508 | 54.7436 | 55.9615 | 57.098 | 58.2695 | 59.4896 | 60.7412 | 62.0168 | 63.3628 | 64.9211 | 66.299 | 67.7062 | 69.1433 | 70.6109
F2_Commercial_College (ID)_New_Space Heating_Natural Gas_Unit Heater_E3 | F2 | Commercial | College (ID) | New | Space Heating | Natural Gas | Unit Heater | E3 | TRC BC Ratio | 168.8361 | 173.2861 | 177.6465 | 181.7489 | 185.5767 | 189.0428 | 192.488 | 196.054 | 200.0439 | 204.1623 | 208.5508 | 213.1762 | 217.8061 | 222.2453 | 226.8789 | 231.6476 | 236.6073 | 241.6632 | 246.8065 | 252.0543 | 257.4157 | 262.8545 | 268.2551 | 273.9489 | 279.7636 | 285.7016 | 291.7657
F2_Commercial_College (ID)_New_Space Heating_Natural Gas_Unit Heater_E4 | F2 | Commercial | College (ID) | New | Space Heating | Natural Gas | Unit Heater | E4 | TRC BC Ratio | 0 | 0 | 0 | 0 | 0 | 0 | 0 | 0 | 0 | 0 | 0 | 0 | 0 | 0 | 0 | 0 | 0 | 0 | 0 | 0 | 0 | 0 | 0 | 0 | 0 | 0 | 0
F2_Commercial_College (ID)_New_Space Heating_Natural Gas_Unit Heater_E5 | F2 | Commercial | College (ID) | New | Space Heating | Natural Gas | Unit Heater | E5 | TRC BC Ratio | 0 | 0 | 0 | 0 | 0 | 0 | 0 | 0 | 0 | 0 | 0 | 0 | 0 | 0 | 0 | 0 | 0 | 0 | 0 | 0 | 0 | 0 | 0 | 0 | 0 | 0 | 0
F2_Commercial_College (ID)_New_Space Heating_Natural Gas_Unit Heater_E6 | F2 | Commercial | College (ID) | New | Space Heating | Natural Gas | Unit Heater | E6 | TRC BC Ratio | 0 | 0 | 0 | 0 | 0 | 0 | 0 | 0 | 0 | 0 | 0 | 0 | 0 | 0 | 0 | 0 | 0 | 0 | 0 | 0 | 0 | 0 | 0 | 0 | 0 | 0 | 0
F2_Commercial_College (ID)_New_Space Heating_Natural Gas_Unit Heater_E7 | F2 | Commercial | College (ID) | New | Space Heating | Natural Gas | Unit Heater | E7 | TRC BC Ratio | 0 | 0 | 0 | 0 | 0 | 0 | 0 | 0 | 0 | 0 | 0 | 0 | 0 | 0 | 0 | 0 | 0 | 0 | 0 | 0 | 0 | 0 | 0 | 0 | 0 | 0 | 0
F2_Commercial_College (ID)_New_Space Heating_Natural Gas_Unit Heater_E8 | F2 | Commercial | College (ID) | New | Space Heating | Natural Gas | Unit Heater | E8 | TRC BC Ratio | 0 | 0 | 0 | 0 | 0 | 0 | 0 | 0 | 0 | 0 | 0 | 0 | 0 | 0 | 0 | 0 | 0 | 0 | 0 | 0 | 0 | 0 | 0 | 0 | 0 | 0 | 0
F2_Commercial_College (ID)_New_Space Heating_Natural Gas_Unit Heater_E9 | F2 | Commercial | College (ID) | New | Space Heating | Natural Gas | Unit Heater | E9 | TRC BC Ratio | 0 | 0 | 0 | 0 | 0 | 0 | 0 | 0 | 0 | 0 | 0 | 0 | 0 | 0 | 0 | 0 | 0 | 0 | 0 | 0 | 0 | 0 | 0 | 0 | 0 | 0 | 0
F2_Commercial_College (ID)_New_Space Heating_Natural Gas_Unit Heater_E10 | F2 | Commercial | College (ID) | New | Space Heating | Natural Gas | Unit Heater | E10 | TRC BC Ratio | 0 | 0 | 0 | 0 | 0 | 0 | 0 | 0 | 0 | 0 | 0 | 0 | 0 | 0 | 0 | 0 | 0 | 0 | 0 | 0 | 0 | 0 | 0 | 0 | 0 | 0 | 0
F3_Commercial_College (ID)_New_Space Heating_Natural Gas_Unit Heater_E1 | F3 | Commercial | College (ID) | New | Space Heating | Natural Gas | Unit Heater | E1 | PACT BC Ratio | [24 empty] | 1 | 1 | 1 | bar: 2019 to 2042
F3_Commercial_College (ID)_New_Space Heating_Natural Gas_Unit Heater_E2 | F3 | Commercial | College (ID) | New | Space Heating | Natural Gas | Unit Heater | E2 | PACT BC Ratio | 106.53 | 108.2809 | 110.5657 | 113.0847 | 115.858 | 119.6796 | 123.5715 | 127.693 | 131.6364 | 135.6416 | 139.2272 | 142.5339 | 146.1538 | 149.8711 | 153.332 | 156.743 | 159.9264 | 163.2076 | 166.6251 | 170.1306 | 173.7035 | 177.4736 | 181.838 | 185.6975 | 189.639 | 193.6641 | 197.7747
F3_Commercial_College (ID)_New_Space Heating_Natural Gas_Unit Heater_E3 | F3 | Commercial | College (ID) | New | Space Heating | Natural Gas | Unit Heater | E3 | PACT BC Ratio | 472.8946 | 485.3587 | 497.5718 | 509.0623 | 519.7834 | 529.4916 | 539.1415 | 549.1296 | 560.3049 | 571.8401 | 584.1318 | 597.0871 | 610.0551 | 622.4888 | 635.4671 | 648.824 | 662.7156 | 676.8768 | 691.2827 | 705.9813 | 720.9979 | 736.2317 | 751.3583 | 767.3061 | 783.5924 | 800.2243 | 817.2093
F3_Commercial_College (ID)_New_Space Heating_Natural Gas_Unit Heater_E4 | F3 | Commercial | College (ID) | New | Space Heating | Natural Gas | Unit Heater | E4 | PACT BC Ratio | 0 | 0 | 0 | 0 | 0 | 0 | 0 | 0 | 0 | 0 | 0 | 0 | 0 | 0 | 0 | 0 | 0 | 0 | 0 | 0 | 0 | 0 | 0 | 0 | 0 | 0 | 0
F3_Commercial_College (ID)_New_Space Heating_Natural Gas_Unit Heater_E5 | F3 | Commercial | College (ID) | New | Space Heating | Natural Gas | Unit Heater | E5 | PACT BC Ratio | 0 | 0 | 0 | 0 | 0 | 0 | 0 | 0 | 0 | 0 | 0 | 0 | 0 | 0 | 0 | 0 | 0 | 0 | 0 | 0 | 0 | 0 | 0 | 0 | 0 | 0 | 0
F3_Commercial_College (ID)_New_Space Heating_Natural Gas_Unit Heater_E6 | F3 | Commercial | College (ID) | New | Space Heating | Natural Gas | Unit Heater | E6 | PACT BC Ratio | 0 | 0 | 0 | 0 | 0 | 0 | 0 | 0 | 0 | 0 | 0 | 0 | 0 | 0 | 0 | 0 | 0 | 0 | 0 | 0 | 0 | 0 | 0 | 0 | 0 | 0 | 0
F3_Commercial_College (ID)_New_Space Heating_Natural Gas_Unit Heater_E7 | F3 | Commercial | College (ID) | New | Space Heating | Natural Gas | Unit Heater | E7 | PACT BC Ratio | 0 | 0 | 0 | 0 | 0 | 0 | 0 | 0 | 0 | 0 | 0 | 0 | 0 | 0 | 0 | 0 | 0 | 0 | 0 | 0 | 0 | 0 | 0 | 0 | 0 | 0 | 0
F3_Commercial_College (ID)_New_Space Heating_Natural Gas_Unit Heater_E8 | F3 | Commercial | College (ID) | New | Space Heating | Natural Gas | Unit Heater | E8 | PACT BC Ratio | 0 | 0 | 0 | 0 | 0 | 0 | 0 | 0 | 0 | 0 | 0 | 0 | 0 | 0 | 0 | 0 | 0 | 0 | 0 | 0 | 0 | 0 | 0 | 0 | 0 | 0 | 0
F3_Commercial_College (ID)_New_Space Heating_Natural Gas_Unit Heater_E9 | F3 | Commercial | College (ID) | New | Space Heating | Natural Gas | Unit Heater | E9 | PACT BC Ratio | 0 | 0 | 0 | 0 | 0 | 0 | 0 | 0 | 0 | 0 | 0 | 0 | 0 | 0 | 0 | 0 | 0 | 0 | 0 | 0 | 0 | 0 | 0 | 0 | 0 | 0 | 0
F3_Commercial_College (ID)_New_Space Heating_Natural Gas_Unit Heater_E10 | F3 | Commercial | College (ID) | New | Space Heating | Natural Gas | Unit Heater | E10 | PACT BC Ratio | 0 | 0 | 0 | 0 | 0 | 0 | 0 | 0 | 0 | 0 | 0 | 0 | 0 | 0 | 0 | 0 | 0 | 0 | 0 | 0 | 0 | 0 | 0 | 0 | 0 | 0 | 0
F4_Commercial_College (ID)_New_Space Heating_Natural Gas_Unit Heater_E1 | F4 | Commercial | College (ID) | New | Space Heating | Natural Gas | Unit Heater | E1 | RVT BC Ratio | [24 empty] | 1 | 1 | 1 | bar: 2019 to 2042
F4_Commercial_College (ID)_New_Space Heating_Natural Gas_Unit Heater_E2 | F4 | Commercial | College (ID) | New | Space Heating | Natural Gas | Unit Heater | E2 | RVT BC Ratio | 52.8402 | 53.3941 | 54.187 | 55.0614 | 56.0242 | 57.4796 | 58.9208 | 60.4355 | 61.8099 | 63.1649 | 64.6902 | 66.0706 | 67.5842 | 69.1282 | 70.5349 | 71.9005 | 73.1396 | 74.4046 | 75.7119 | 77.0374 | 78.3696 | 80.0656 | 82.029 | 83.7652 | 85.5383 | 87.349 | 89.1982
F4_Commercial_College (ID)_New_Space Heating_Natural Gas_Unit Heater_E3 | F4 | Commercial | College (ID) | New | Space Heating | Natural Gas | Unit Heater | E3 | RVT BC Ratio | 218.4205 | 223.4556 | 228.2818 | 232.6917 | 236.6581 | 240.0331 | 243.2969 | 246.9187 | 251.3444 | 256.2328 | 261.471 | 267.3887 | 273.3184 | 279.0191 | 284.9831 | 291.1332 | 297.5438 | 304.0909 | 310.7639 | 317.5867 | 324.5722 | 331.4251 | 338.2299 | 345.4041 | 352.7305 | 360.2125 | 367.8532
F4_Commercial_College (ID)_New_Space Heating_Natural Gas_Unit Heater_E4 | F4 | Commercial | College (ID) | New | Space Heating | Natural Gas | Unit Heater | E4 | RVT BC Ratio | 0 | 0 | 0 | 0 | 0 | 0 | 0 | 0 | 0 | 0 | 0 | 0 | 0 | 0 | 0 | 0 | 0 | 0 | 0 | 0 | 0 | 0 | 0 | 0 | 0 | 0 | 0
F4_Commercial_College (ID)_New_Space Heating_Natural Gas_Unit Heater_E5 | F4 | Commercial | College (ID) | New | Space Heating | Natural Gas | Unit Heater | E5 | RVT BC Ratio | 0 | 0 | 0 | 0 | 0 | 0 | 0 | 0 | 0 | 0 | 0 | 0 | 0 | 0 | 0 | 0 | 0 | 0 | 0 | 0 | 0 | 0 | 0 | 0 | 0 | 0 | 0
F4_Commercial_College (ID)_New_Space Heating_Natural Gas_Unit Heater_E6 | F4 | Commercial | College (ID) | New | Space Heating | Natural Gas | Unit Heater | E6 | RVT BC Ratio | 0 | 0 | 0 | 0 | 0 | 0 | 0 | 0 | 0 | 0 | 0 | 0 | 0 | 0 | 0 | 0 | 0 | 0 | 0 | 0 | 0 | 0 | 0 | 0 | 0 | 0 | 0
F4_Commercial_College (ID)_New_Space Heating_Natural Gas_Unit Heater_E7 | F4 | Commercial | College (ID) | New | Space Heating | Natural Gas | Unit Heater | E7 | RVT BC Ratio | 0 | 0 | 0 | 0 | 0 | 0 | 0 | 0 | 0 | 0 | 0 | 0 | 0 | 0 | 0 | 0 | 0 | 0 | 0 | 0 | 0 | 0 | 0 | 0 | 0 | 0 | 0
F4_Commercial_College (ID)_New_Space Heating_Natural Gas_Unit Heater_E8 | F4 | Commercial | College (ID) | New | Space Heating | Natural Gas | Unit Heater | E8 | RVT BC Ratio | 0 | 0 | 0 | 0 | 0 | 0 | 0 | 0 | 0 | 0 | 0 | 0 | 0 | 0 | 0 | 0 | 0 | 0 | 0 | 0 | 0 | 0 | 0 | 0 | 0 | 0 | 0
F4_Commercial_College (ID)_New_Space Heating_Natural Gas_Unit Heater_E9 | F4 | Commercial | College (ID) | New | Space Heating | Natural Gas | Unit Heater | E9 | RVT BC Ratio | 0 | 0 | 0 | 0 | 0 | 0 | 0 | 0 | 0 | 0 | 0 | 0 | 0 | 0 | 0 | 0 | 0 | 0 | 0 | 0 | 0 | 0 | 0 | 0 | 0 | 0 | 0
F4_Commercial_College (ID)_New_Space Heating_Natural Gas_Unit Heater_E10 | F4 | Commercial | College (ID) | New | Space Heating | Natural Gas | Unit Heater | E10 | RVT BC Ratio | 0 | 0 | 0 | 0 | 0 | 0 | 0 | 0 | 0 | 0 | 0 | 0 | 0 | 0 | 0 | 0 | 0 | 0 | 0 | 0 | 0 | 0 | 0 | 0 | 0 | 0 | 0
F5_Commercial_College (ID)_New_Space Heating_Natural Gas_Unit Heater_E1 | F5 | Commercial | College (ID) | New | Space Heating | Natural Gas | Unit Heater | E1 | RIM BC Ratio | [24 empty] | 1 | 1 | 1 | bar: 2019 to 2042
F5_Commercial_College (ID)_New_Space Heating_Natural Gas_Unit Heater_E2 | F5 | Commercial | College (ID) | New | Space Heating | Natural Gas | Unit Heater | E2 | RIM BC Ratio | 0.8605 | 0.8656 | 0.87098 | 0.87673 | 0.88285 | 0.88896 | 0.89549 | 0.90224 | 0.90949 | 0.91712 | 0.91924 | 0.92147 | 0.92377 | 0.92617 | 0.92871 | 0.93139 | 0.93425 | 0.93725 | 0.9404 | 0.94371 | 0.94719 | 0.9473 | 0.94742 | 0.94752 | 0.94762 | 0.94772 | 0.94782
F5_Commercial_College (ID)_New_Space Heating_Natural Gas_Unit Heater_E3 | F5 | Commercial | College (ID) | New | Space Heating | Natural Gas | Unit Heater | E3 | RIM BC Ratio | 0.92674 | 0.92975 | 0.93301 | 0.93648 | 0.94019 | 0.9443 | 0.94862 | 0.95203 | 0.95432 | 0.9554 | 0.9564 | 0.95599 | 0.95557 | 0.95514 | 0.95467 | 0.95416 | 0.9536 | 0.95302 | 0.95242 | 0.95179 | 0.95112 | 0.95115 | 0.95118 | 0.9512 | 0.95122 | 0.95125 | 0.95127
F5_Commercial_College (ID)_New_Space Heating_Natural Gas_Unit Heater_E4 | F5 | Commercial | College (ID) | New | Space Heating | Natural Gas | Unit Heater | E4 | RIM BC Ratio | 0 | 0 | 0 | 0 | 0 | 0 | 0 | 0 | 0 | 0 | 0 | 0 | 0 | 0 | 0 | 0 | 0 | 0 | 0 | 0 | 0 | 0 | 0 | 0 | 0 | 0 | 0
F5_Commercial_College (ID)_New_Space Heating_Natural Gas_Unit Heater_E5 | F5 | Commercial | College (ID) | New | Space Heating | Natural Gas | Unit Heater | E5 | RIM BC Ratio | 0 | 0 | 0 | 0 | 0 | 0 | 0 | 0 | 0 | 0 | 0 | 0 | 0 | 0 | 0 | 0 | 0 | 0 | 0 | 0 | 0 | 0 | 0 | 0 | 0 | 0 | 0
F5_Commercial_College (ID)_New_Space Heating_Natural Gas_Unit Heater_E6 | F5 | Commercial | College (ID) | New | Space Heating | Natural Gas | Unit Heater | E6 | RIM BC Ratio | 0 | 0 | 0 | 0 | 0 | 0 | 0 | 0 | 0 | 0 | 0 | 0 | 0 | 0 | 0 | 0 | 0 | 0 | 0 | 0 | 0 | 0 | 0 | 0 | 0 | 0 | 0
F5_Commercial_College (ID)_New_Space Heating_Natural Gas_Unit Heater_E7 | F5 | Commercial | College (ID) | New | Space Heating | Natural Gas | Unit Heater | E7 | RIM BC Ratio | 0 | 0 | 0 | 0 | 0 | 0 | 0 | 0 | 0 | 0 | 0 | 0 | 0 | 0 | 0 | 0 | 0 | 0 | 0 | 0 | 0 | 0 | 0 | 0 | 0 | 0 | 0
F5_Commercial_College (ID)_New_Space Heating_Natural Gas_Unit Heater_E8 | F5 | Commercial | College (ID) | New | Space Heating | Natural Gas | Unit Heater | E8 | RIM BC Ratio | 0 | 0 | 0 | 0 | 0 | 0 | 0 | 0 | 0 | 0 | 0 | 0 | 0 | 0 | 0 | 0 | 0 | 0 | 0 | 0 | 0 | 0 | 0 | 0 | 0 | 0 | 0
F5_Commercial_College (ID)_New_Space Heating_Natural Gas_Unit Heater_E9 | F5 | Commercial | College (ID) | New | Space Heating | Natural Gas | Unit Heater | E9 | RIM BC Ratio | 0 | 0 | 0 | 0 | 0 | 0 | 0 | 0 | 0 | 0 | 0 | 0 | 0 | 0 | 0 | 0 | 0 | 0 | 0 | 0 | 0 | 0 | 0 | 0 | 0 | 0 | 0
F5_Commercial_College (ID)_New_Space Heating_Natural Gas_Unit Heater_E10 | F5 | Commercial | College (ID) | New | Space Heating | Natural Gas | Unit Heater | E10 | RIM BC Ratio | 0 | 0 | 0 | 0 | 0 | 0 | 0 | 0 | 0 | 0 | 0 | 0 | 0 | 0 | 0 | 0 | 0 | 0 | 0 | 0 | 0 | 0 | 0 | 0 | 0 | 0 | 0
F0_Commercial_College (ID)_New_Water Heating_Natural Gas_Water Heater_E0 | F0 | Commercial | College (ID) | New | Water Heating | Natural Gas | Water Heater | E0 | Economic Unit | TE 0.94 | TE 0.94 | TE 0.94 | TE 0.94 | TE 0.94 | TE 0.94 | Instantaneous TE 0.94 | Gas-Fired Absorption HPWH | Gas-Fired Absorption HPWH | Gas-Fired Absorption HPWH | Gas-Fired Absorption HPWH | Gas-Fired Absorption HPWH | Gas-Fired Absorption HPWH | Gas-Fired Absorption HPWH | Gas-Fired Absorption HPWH | Gas-Fired Absorption HPWH | Gas-Fired Absorption HPWH | Gas-Fired Absorption HPWH | Gas-Fired Absorption HPWH | Gas-Fired Absorption HPWH | Gas-Fired Absorption HPWH | Gas-Fired Absorption HPWH | Gas-Fired Absorption HPWH | Gas-Fired Absorption HPWH | Gas-Fired Absorption HPWH | Gas-Fired Absorption HPWH | Gas-Fired Absorption HPWH
F1_Commercial_College (ID)_New_Water Heating_Natural Gas_Water Heater_E1 | F1 | Commercial | College (ID) | New | Water Heating | Natural Gas | Water Heater | E1 | CCE | 0 | 0 | 0 | 0 | 0 | 0 | 0 | 0 | 0 | 0 | 0 | 0 | 0 | 0 | 0 | 0 | 0 | 0 | 0 | 0 | 0 | 0 | 0 | 0 | 0 | 0 | 0
F1_Commercial_College (ID)_New_Water Heating_Natural Gas_Water Heater_E2 | F1 | Commercial | College (ID) | New | Water Heating | Natural Gas | Water Heater | E2 | CCE | 0.0017425 | 0.0017425 | 0.0017425 | 0.0017425 | 0.0017425 | 0.0017425 | 0.0017425 | 0.0017425 | 0.0017425 | 0.0017425 | 0.0017425 | 0.0017425 | 0.0017425 | 0.0017425 | 0.0017425 | 0.0017425 | 0.0017425 | 0.0017425 | 0.0017425 | 0.0017425 | 0.0017425 | 0.0017425 | 0.0017425 | 0.0017425 | 0.0017425 | 0.0017425 | 0.0017425
F1_Commercial_College (ID)_New_Water Heating_Natural Gas_Water Heater_E3 | F1 | Commercial | College (ID) | New | Water Heating | Natural Gas | Water Heater | E3 | CCE | 0.0030882 | 0.0030882 | 0.0030882 | 0.0030882 | 0.0030882 | 0.0030882 | 0.0030882 | 0.0030882 | 0.0030882 | 0.0030882 | 0.0030882 | 0.0030882 | 0.0030882 | 0.0030882 | 0.0030882 | 0.0030882 | 0.0030882 | 0.0030882 | 0.0030882 | 0.0030882 | 0.0030882 | 0.0030882 | 0.0030882 | 0.0030882 | 0.0030882 | 0.0030882 | 0.0030882
F1_Commercial_College (ID)_New_Water Heating_Natural Gas_Water Heater_E4 | F1 | Commercial | College (ID) | New | Water Heating | Natural Gas | Water Heater | E4 | CCE | 0.0031449 | 0.0031449 | 0.0031449 | 0.0031449 | 0.0031449 | 0.0031449 | 0.0031449 | 0.0031449 | 0.0031449 | 0.0031449 | 0.0031449 | 0.0031449 | 0.0031449 | 0.0031449 | 0.0031449 | 0.0031449 | 0.0031449 | 0.0031449 | 0.0031449 | 0.0031449 | 0.0031449 | 0.0031449 | 0.0031449 | 0.0031449 | 0.0031449 | 0.0031449 | 0.0031449
F1_Commercial_College (ID)_New_Water Heating_Natural Gas_Water Heater_E5 | F1 | Commercial | College (ID) | New | Water Heating | Natural Gas | Water Heater | E5 | CCE | 0.0045832 | 0.0045832 | 0.0045832 | 0.0045832 | 0.0045832 | 0.0045832 | 0.0045832 | 0.0045832 | 0.0045832 | 0.0045832 | 0.0045832 | 0.0045832 | 0.0045832 | 0.0045832 | 0.0045832 | 0.0045832 | 0.0045832 | 0.0045832 | 0.0045832 | 0.0045832 | 0.0045832 | 0.0045832 | 0.0045832 | 0.0045832 | 0.0045832 | 0.0045832 | 0.0045832
F1_Commercial_College (ID)_New_Water Heating_Natural Gas_Water Heater_E6 | F1 | Commercial | College (ID) | New | Water Heating | Natural Gas | Water Heater | E6 | CCE | 0 | 0 | 0 | 0 | 0 | 0 | 0 | 0 | 0 | 0 | 0 | 0 | 0 | 0 | 0 | 0 | 0 | 0 | 0 | 0 | 0 | 0 | 0 | 0 | 0 | 0 | 0
F1_Commercial_College (ID)_New_Water Heating_Natural Gas_Water Heater_E7 | F1 | Commercial | College (ID) | New | Water Heating | Natural Gas | Water Heater | E7 | CCE | 0 | 0 | 0 | 0 | 0 | 0 | 0 | 0 | 0 | 0 | 0 | 0 | 0 | 0 | 0 | 0 | 0 | 0 | 0 | 0 | 0 | 0 | 0 | 0 | 0 | 0 | 0
F1_Commercial_College (ID)_New_Water Heating_Natural Gas_Water Heater_E8 | F1 | Commercial | College (ID) | New | Water Heating | Natural Gas | Water Heater | E8 | CCE | 0 | 0 | 0 | 0 | 0 | 0 | 0 | 0 | 0 | 0 | 0 | 0 | 0 | 0 | 0 | 0 | 0 | 0 | 0 | 0 | 0 | 0 | 0 | 0 | 0 | 0 | 0
F1_Commercial_College (ID)_New_Water Heating_Natural Gas_Water Heater_E9 | F1 | Commercial | College (ID) | New | Water Heating | Natural Gas | Water Heater | E9 | CCE | 0 | 0 | 0 | 0 | 0 | 0 | 0 | 0 | 0 | 0 | 0 | 0 | 0 | 0 | 0 | 0 | 0 | 0 | 0 | 0 | 0 | 0 | 0 | 0 | 0 | 0 | 0
F1_Commercial_College (ID)_New_Water Heating_Natural Gas_Water Heater_E10 | F1 | Commercial | College (ID) | New | Water Heating | Natural Gas | Water Heater | E10 | CCE | 0 | 0 | 0 | 0 | 0 | 0 | 0 | 0 | 0 | 0 | 0 | 0 | 0 | 0 | 0 | 0 | 0 | 0 | 0 | 0 | 0 | 0 | 0 | 0 | 0 | 0 | 0
F2_Commercial_College (ID)_New_Water Heating_Natural Gas_Water Heater_E1 | F2 | Commercial | College (ID) | New | Water Heating | Natural Gas | Water Heater | E1 | TRC BC Ratio | [24 empty] | 1 | 1 | 1 | bar: 2019 to 2042
F2_Commercial_College (ID)_New_Water Heating_Natural Gas_Water Heater_E2 | F2 | Commercial | College (ID) | New | Water Heating | Natural Gas | Water Heater | E2 | TRC BC Ratio | 2.1278 | 2.1837 | 2.2464 | 2.3166 | 2.3949 | 2.4874 | 2.5817 | 2.6746 | 2.7639 | 2.8545 | 2.9283 | 2.9979 | 3.0724 | 3.1456 | 3.2121 | 3.2751 | 3.3325 | 3.3895 | 3.4499 | 3.5092 | 3.57 | 3.6331 | 3.6969 | 3.7626 | 3.8294 | 3.8975 | 3.9667
F2_Commercial_College (ID)_New_Water Heating_Natural Gas_Water Heater_E3 | F2 | Commercial | College (ID) | New | Water Heating | Natural Gas | Water Heater | E3 | TRC BC Ratio | 1.2006 | 1.2321 | 1.2675 | 1.3072 | 1.3513 | 1.4035 | 1.4567 | 1.5091 | 1.5595 | 1.6107 | 1.6523 | 1.6916 | 1.7336 | 1.7749 | 1.8124 | 1.8479 | 1.8804 | 1.9125 | 1.9466 | 1.9801 | 2.0144 | 2.05 | 2.086 | 2.123 | 2.1607 | 2.1991 | 2.2382
F2_Commercial_College (ID)_New_Water Heating_Natural Gas_Water Heater_E4 | F2 | Commercial | College (ID) | New | Water Heating | Natural Gas | Water Heater | E4 | TRC BC Ratio | 0.75776 | 0.78083 | 0.81204 | 0.85282 | 0.90327 | 0.96902 | 1.0369 | 1.1029 | 1.1647 | 1.2274 | 1.2726 | 1.3129 | 1.3575 | 1.4003 | 1.4357 | 1.4671 | 1.4924 | 1.5167 | 1.5439 | 1.5693 | 1.5957 | 1.6237 | 1.6518 | 1.6811 | 1.711 | 1.7414 | 1.7723
F2_Commercial_College (ID)_New_Water Heating_Natural Gas_Water Heater_E5 | F2 | Commercial | College (ID) | New | Water Heating | Natural Gas | Water Heater | E5 | TRC BC Ratio | 0.82996 | 0.85173 | 0.87572 | 0.90204 | 0.93087 | 0.96447 | 0.9986 | 1.0323 | 1.0648 | 1.0978 | 1.1252 | 1.1512 | 1.1788 | 1.2061 | 1.2312 | 1.2551 | 1.2771 | 1.299 | 1.3222 | 1.345 | 1.3684 | 1.3926 | 1.417 | 1.4422 | 1.4678 | 1.4939 | 1.5205
F2_Commercial_College (ID)_New_Water Heating_Natural Gas_Water Heater_E6 | F2 | Commercial | College (ID) | New | Water Heating | Natural Gas | Water Heater | E6 | TRC BC Ratio | 0 | 0 | 0 | 0 | 0 | 0 | 0 | 0 | 0 | 0 | 0 | 0 | 0 | 0 | 0 | 0 | 0 | 0 | 0 | 0 | 0 | 0 | 0 | 0 | 0 | 0 | 0
F2_Commercial_College (ID)_New_Water Heating_Natural Gas_Water Heater_E7 | F2 | Commercial | College (ID) | New | Water Heating | Natural Gas | Water Heater | E7 | TRC BC Ratio | 0 | 0 | 0 | 0 | 0 | 0 | 0 | 0 | 0 | 0 | 0 | 0 | 0 | 0 | 0 | 0 | 0 | 0 | 0 | 0 | 0 | 0 | 0 | 0 | 0 | 0 | 0
F2_Commercial_College (ID)_New_Water Heating_Natural Gas_Water Heater_E8 | F2 | Commercial | College (ID) | New | Water Heating | Natural Gas | Water Heater | E8 | TRC BC Ratio | 0 | 0 | 0 | 0 | 0 | 0 | 0 | 0 | 0 | 0 | 0 | 0 | 0 | 0 | 0 | 0 | 0 | 0 | 0 | 0 | 0 | 0 | 0 | 0 | 0 | 0 | 0
F2_Commercial_College (ID)_New_Water Heating_Natural Gas_Water Heater_E9 | F2 | Commercial | College (ID) | New | Water Heating | Natural Gas | Water Heater | E9 | TRC BC Ratio | 0 | 0 | 0 | 0 | 0 | 0 | 0 | 0 | 0 | 0 | 0 | 0 | 0 | 0 | 0 | 0 | 0 | 0 | 0 | 0 | 0 | 0 | 0 | 0 | 0 | 0 | 0
F2_Commercial_College (ID)_New_Water Heating_Natural Gas_Water Heater_E10 | F2 | Commercial | College (ID) | New | Water Heating | Natural Gas | Water Heater | E10 | TRC BC Ratio | 0 | 0 | 0 | 0 | 0 | 0 | 0 | 0 | 0 | 0 | 0 | 0 | 0 | 0 | 0 | 0 | 0 | 0 | 0 | 0 | 0 | 0 | 0 | 0 | 0 | 0 | 0
F3_Commercial_College (ID)_New_Water Heating_Natural Gas_Water Heater_E1 | F3 | Commercial | College (ID) | New | Water Heating | Natural Gas | Water Heater | E1 | PACT BC Ratio | [24 empty] | 1 | 1 | 1 | bar: 2019 to 2042
F3_Commercial_College (ID)_New_Water Heating_Natural Gas_Water Heater_E2 | F3 | Commercial | College (ID) | New | Water Heating | Natural Gas | Water Heater | E2 | PACT BC Ratio | 5.2793 | 5.418 | 5.5736 | 5.748 | 5.9421 | 6.1718 | 6.4056 | 6.636 | 6.8576 | 7.0825 | 7.2655 | 7.4382 | 7.623 | 7.8048 | 7.9698 | 8.1259 | 8.2685 | 8.4098 | 8.5597 | 8.7069 | 8.8579 | 9.0143 | 9.1726 | 9.3356 | 9.5014 | 9.6702 | 9.842
F3_Commercial_College (ID)_New_Water Heating_Natural Gas_Water Heater_E3 | F3 | Commercial | College (ID) | New | Water Heating | Natural Gas | Water Heater | E3 | PACT BC Ratio | 2.9789 | 3.0571 | 3.1449 | 3.2433 | 3.3528 | 3.4824 | 3.6144 | 3.7444 | 3.8694 | 3.9963 | 4.0996 | 4.197 | 4.3013 | 4.4038 | 4.4969 | 4.585 | 4.6655 | 4.7452 | 4.8298 | 4.9128 | 4.998 | 5.0863 | 5.1756 | 5.2676 | 5.3612 | 5.4564 | 5.5533
F3_Commercial_College (ID)_New_Water Heating_Natural Gas_Water Heater_E4 | F3 | Commercial | College (ID) | New | Water Heating | Natural Gas | Water Heater | E4 | PACT BC Ratio | 1.8801 | 1.9374 | 2.0148 | 2.116 | 2.2412 | 2.4043 | 2.5728 | 2.7366 | 2.8899 | 3.0455 | 3.1575 | 3.2575 | 3.3682 | 3.4743 | 3.5623 | 3.6402 | 3.703 | 3.7632 | 3.8306 | 3.8937 | 3.9592 | 4.0286 | 4.0984 | 4.1712 | 4.2453 | 4.3207 | 4.3975
F3_Commercial_College (ID)_New_Water Heating_Natural Gas_Water Heater_E5 | F3 | Commercial | College (ID) | New | Water Heating | Natural Gas | Water Heater | E5 | PACT BC Ratio | 2.0593 | 2.1133 | 2.1728 | 2.2381 | 2.3096 | 2.393 | 2.4777 | 2.5613 | 2.642 | 2.7239 | 2.7917 | 2.8562 | 2.9248 | 2.9926 | 3.0548 | 3.114 | 3.1687 | 3.2231 | 3.2805 | 3.3371 | 3.3952 | 3.4552 | 3.5159 | 3.5784 | 3.6419 | 3.7066 | 3.7725
F3_Commercial_College (ID)_New_Water Heating_Natural Gas_Water Heater_E6 | F3 | Commercial | College (ID) | New | Water Heating | Natural Gas | Water Heater | E6 | PACT BC Ratio | 0 | 0 | 0 | 0 | 0 | 0 | 0 | 0 | 0 | 0 | 0 | 0 | 0 | 0 | 0 | 0 | 0 | 0 | 0 | 0 | 0 | 0 | 0 | 0 | 0 | 0 | 0
F3_Commercial_College (ID)_New_Water Heating_Natural Gas_Water Heater_E7 | F3 | Commercial | College (ID) | New | Water Heating | Natural Gas | Water Heater | E7 | PACT BC Ratio | 0 | 0 | 0 | 0 | 0 | 0 | 0 | 0 | 0 | 0 | 0 | 0 | 0 | 0 | 0 | 0 | 0 | 0 | 0 | 0 | 0 | 0 | 0 | 0 | 0 | 0 | 0
F3_Commercial_College (ID)_New_Water Heating_Natural Gas_Water Heater_E8 | F3 | Commercial | College (ID) | New | Water Heating | Natural Gas | Water Heater | E8 | PACT BC Ratio | 0 | 0 | 0 | 0 | 0 | 0 | 0 | 0 | 0 | 0 | 0 | 0 | 0 | 0 | 0 | 0 | 0 | 0 | 0 | 0 | 0 | 0 | 0 | 0 | 0 | 0 | 0
F3_Commercial_College (ID)_New_Water Heating_Natural Gas_Water Heater_E9 | F3 | Commercial | College (ID) | New | Water Heating | Natural Gas | Water Heater | E9 | PACT BC Ratio | 0 | 0 | 0 | 0 | 0 | 0 | 0 | 0 | 0 | 0 | 0 | 0 | 0 | 0 | 0 | 0 | 0 | 0 | 0 | 0 | 0 | 0 | 0 | 0 | 0 | 0 | 0
F3_Commercial_College (ID)_New_Water Heating_Natural Gas_Water Heater_E10 | F3 | Commercial | College (ID) | New | Water Heating | Natural Gas | Water Heater | E10 | PACT BC Ratio | 0 | 0 | 0 | 0 | 0 | 0 | 0 | 0 | 0 | 0 | 0 | 0 | 0 | 0 | 0 | 0 | 0 | 0 | 0 | 0 | 0 | 0 | 0 | 0 | 0 | 0 | 0
F4_Commercial_College (ID)_New_Water Heating_Natural Gas_Water Heater_E1 | F4 | Commercial | College (ID) | New | Water Heating | Natural Gas | Water Heater | E1 | RVT BC Ratio | [24 empty] | 1 | 1 | 1 | bar: 2019 to 2042
F4_Commercial_College (ID)_New_Water Heating_Natural Gas_Water Heater_E2 | F4 | Commercial | College (ID) | New | Water Heating | Natural Gas | Water Heater | E2 | RVT BC Ratio | 3.2602 | 3.32 | 3.3873 | 3.463 | 3.5473 | 3.6492 | 3.7503 | 3.8459 | 3.9327 | 4.0171 | 4.1046 | 4.1848 | 4.2704 | 4.3534 | 4.4264 | 4.4934 | 4.552 | 4.6086 | 4.6683 | 4.7249 | 4.7819 | 4.8614 | 4.9417 | 5.0245 | 5.1087 | 5.1944 | 5.2817
F4_Commercial_College (ID)_New_Water Heating_Natural Gas_Water Heater_E3 | F4 | Commercial | College (ID) | New | Water Heating | Natural Gas | Water Heater | E3 | RVT BC Ratio | 1.9632 | 1.9969 | 2.0349 | 2.0776 | 2.1251 | 2.1826 | 2.2397 | 2.2937 | 2.3426 | 2.3902 | 2.4396 | 2.4848 | 2.5332 | 2.58 | 2.6212 | 2.659 | 2.6921 | 2.724 | 2.7577 | 2.7896 | 2.8218 | 2.8666 | 2.912 | 2.9587 | 3.0062 | 3.0546 | 3.1038
F4_Commercial_College (ID)_New_Water Heating_Natural Gas_Water Heater_E4 | F4 | Commercial | College (ID) | New | Water Heating | Natural Gas | Water Heater | E4 | RVT BC Ratio | 1.4696 | 1.4933 | 1.5269 | 1.572 | 1.6288 | 1.7053 | 1.7823 | 1.852 | 1.9105 | 1.9643 | 2.0182 | 2.0615 | 2.1095 | 2.1541 | 2.188 | 2.2153 | 2.2334 | 2.2489 | 2.2666 | 2.2806 | 2.2942 | 2.3295 | 2.3649 | 2.4019 | 2.4395 | 2.4778 | 2.5168
F4_Commercial_College (ID)_New_Water Heating_Natural Gas_Water Heater_E5 | F4 | Commercial | College (ID) | New | Water Heating | Natural Gas | Water Heater | E5 | RVT BC Ratio | 1.4364 | 1.4602 | 1.486 | 1.5141 | 1.5445 | 1.5808 | 1.6169 | 1.6512 | 1.6828 | 1.7138 | 1.7461 | 1.7763 | 1.8084 | 1.8396 | 1.8675 | 1.8934 | 1.9165 | 1.9389 | 1.9625 | 1.985 | 2.0078 | 2.0383 | 2.0691 | 2.1008 | 2.1331 | 2.166 | 2.1994
F4_Commercial_College (ID)_New_Water Heating_Natural Gas_Water Heater_E6 | F4 | Commercial | College (ID) | New | Water Heating | Natural Gas | Water Heater | E6 | RVT BC Ratio | 0 | 0 | 0 | 0 | 0 | 0 | 0 | 0 | 0 | 0 | 0 | 0 | 0 | 0 | 0 | 0 | 0 | 0 | 0 | 0 | 0 | 0 | 0 | 0 | 0 | 0 | 0
F4_Commercial_College (ID)_New_Water Heating_Natural Gas_Water Heater_E7 | F4 | Commercial | College (ID) | New | Water Heating | Natural Gas | Water Heater | E7 | RVT BC Ratio | 0 | 0 | 0 | 0 | 0 | 0 | 0 | 0 | 0 | 0 | 0 | 0 | 0 | 0 | 0 | 0 | 0 | 0 | 0 | 0 | 0 | 0 | 0 | 0 | 0 | 0 | 0
F4_Commercial_College (ID)_New_Water Heating_Natural Gas_Water Heater_E8 | F4 | Commercial | College (ID) | New | Water Heating | Natural Gas | Water Heater | E8 | RVT BC Ratio | 0 | 0 | 0 | 0 | 0 | 0 | 0 | 0 | 0 | 0 | 0 | 0 | 0 | 0 | 0 | 0 | 0 | 0 | 0 | 0 | 0 | 0 | 0 | 0 | 0 | 0 | 0
F4_Commercial_College (ID)_New_Water Heating_Natural Gas_Water Heater_E9 | F4 | Commercial | College (ID) | New | Water Heating | Natural Gas | Water Heater | E9 | RVT BC Ratio | 0 | 0 | 0 | 0 | 0 | 0 | 0 | 0 | 0 | 0 | 0 | 0 | 0 | 0 | 0 | 0 | 0 | 0 | 0 | 0 | 0 | 0 | 0 | 0 | 0 | 0 | 0
F4_Commercial_College (ID)_New_Water Heating_Natural Gas_Water Heater_E10 | F4 | Commercial | College (ID) | New | Water Heating | Natural Gas | Water Heater | E10 | RVT BC Ratio | 0 | 0 | 0 | 0 | 0 | 0 | 0 | 0 | 0 | 0 | 0 | 0 | 0 | 0 | 0 | 0 | 0 | 0 | 0 | 0 | 0 | 0 | 0 | 0 | 0 | 0 | 0
F5_Commercial_College (ID)_New_Water Heating_Natural Gas_Water Heater_E1 | F5 | Commercial | College (ID) | New | Water Heating | Natural Gas | Water Heater | E1 | RIM BC Ratio | [24 empty] | 1 | 1 | 1 | bar: 2019 to 2042
F5_Commercial_College (ID)_New_Water Heating_Natural Gas_Water Heater_E2 | F5 | Commercial | College (ID) | New | Water Heating | Natural Gas | Water Heater | E2 | RIM BC Ratio | 0.73791 | 0.74443 | 0.75144 | 0.75894 | 0.76692 | 0.77547 | 0.78425 | 0.79326 | 0.80255 | 0.81227 | 0.81632 | 0.82045 | 0.82472 | 0.829 | 0.83317 | 0.83735 | 0.84154 | 0.84586 | 0.85038 | 0.85505 | 0.85992 | 0.86137 | 0.8628 | 0.86422 | 0.86562 | 0.86699 | 0.86835
F5_Commercial_College (ID)_New_Water Heating_Natural Gas_Water Heater_E3 | F5 | Commercial | College (ID) | New | Water Heating | Natural Gas | Water Heater | E3 | RIM BC Ratio | 0.66602 | 0.67301 | 0.68058 | 0.68872 | 0.69741 | 0.70688 | 0.71651 | 0.72622 | 0.73603 | 0.74618 | 0.75115 | 0.75605 | 0.76113 | 0.76615 | 0.77093 | 0.77563 | 0.78022 | 0.78489 | 0.78979 | 0.79478 | 0.79995 | 0.80218 | 0.80437 | 0.80656 | 0.80872 | 0.81085 | 0.81296
F5_Commercial_College (ID)_New_Water Heating_Natural Gas_Water Heater_E4 | F5 | Commercial | College (ID) | New | Water Heating | Natural Gas | Water Heater | E4 | RIM BC Ratio | 0.54462 | 0.55334 | 0.56428 | 0.57751 | 0.59269 | 0.61032 | 0.62771 | 0.64499 | 0.66227 | 0.68055 | 0.68844 | 0.69665 | 0.70535 | 0.71379 | 0.72148 | 0.72891 | 0.73597 | 0.74324 | 0.75109 | 0.75916 | 0.76771 | 0.77028 | 0.7728 | 0.77535 | 0.77787 | 0.78037 | 0.78284
F5_Commercial_College (ID)_New_Water Heating_Natural Gas_Water Heater_E5 | F5 | Commercial | College (ID) | New | Water Heating | Natural Gas | Water Heater | E5 | RIM BC Ratio | 0.60861 | 0.61565 | 0.62327 | 0.6315 | 0.64033 | 0.64991 | 0.65955 | 0.66914 | 0.67867 | 0.68837 | 0.69379 | 0.69898 | 0.70435 | 0.70963 | 0.7146 | 0.71944 | 0.7241 | 0.7288 | 0.73371 | 0.73866 | 0.74375 | 0.74659 | 0.74939 | 0.75219 | 0.75496 | 0.7577 | 0.76041
F5_Commercial_College (ID)_New_Water Heating_Natural Gas_Water Heater_E6 | F5 | Commercial | College (ID) | New | Water Heating | Natural Gas | Water Heater | E6 | RIM BC Ratio | 0 | 0 | 0 | 0 | 0 | 0 | 0 | 0 | 0 | 0 | 0 | 0 | 0 | 0 | 0 | 0 | 0 | 0 | 0 | 0 | 0 | 0 | 0 | 0 | 0 | 0 | 0
F5_Commercial_College (ID)_New_Water Heating_Natural Gas_Water Heater_E7 | F5 | Commercial | College (ID) | New | Water Heating | Natural Gas | Water Heater | E7 | RIM BC Ratio | 0 | 0 | 0 | 0 | 0 | 0 | 0 | 0 | 0 | 0 | 0 | 0 | 0 | 0 | 0 | 0 | 0 | 0 | 0 | 0 | 0 | 0 | 0 | 0 | 0 | 0 | 0
F5_Commercial_College (ID)_New_Water Heating_Natural Gas_Water Heater_E8 | F5 | Commercial | College (ID) | New | Water Heating | Natural Gas | Water Heater | E8 | RIM BC Ratio | 0 | 0 | 0 | 0 | 0 | 0 | 0 | 0 | 0 | 0 | 0 | 0 | 0 | 0 | 0 | 0 | 0 | 0 | 0 | 0 | 0 | 0 | 0 | 0 | 0 | 0 | 0
F5_Commercial_College (ID)_New_Water Heating_Natural Gas_Water Heater_E9 | F5 | Commercial | College (ID) | New | Water Heating | Natural Gas | Water Heater | E9 | RIM BC Ratio | 0 | 0 | 0 | 0 | 0 | 0 | 0 | 0 | 0 | 0 | 0 | 0 | 0 | 0 | 0 | 0 | 0 | 0 | 0 | 0 | 0 | 0 | 0 | 0 | 0 | 0 | 0
F5_Commercial_College (ID)_New_Water Heating_Natural Gas_Water Heater_E10 | F5 | Commercial | College (ID) | New | Water Heating | Natural Gas | Water Heater | E10 | RIM BC Ratio | 0 | 0 | 0 | 0 | 0 | 0 | 0 | 0 | 0 | 0 | 0 | 0 | 0 | 0 | 0 | 0 | 0 | 0 | 0 | 0 | 0 | 0 | 0 | 0 | 0 | 0 | 0
F0_Commercial_College (ID)_New_Food Preparation_Natural Gas_Oven_E0 | F0 | Commercial | College (ID) | New | Food Preparation | Natural Gas | Oven | E0 | Economic Unit | ENERGY STAR (>42% Baking Efficiency) | ENERGY STAR (>42% Baking Efficiency) | ENERGY STAR (>42% Baking Efficiency) | ENERGY STAR (>42% Baking Efficiency) | ENERGY STAR (>42% Baking Efficiency) | ENERGY STAR (>42% Baking Efficiency) | ENERGY STAR (>42% Baking Efficiency) | ENERGY STAR (>42% Baking Efficiency) | ENERGY STAR (>42% Baking Efficiency) | ENERGY STAR (>42% Baking Efficiency) | ENERGY STAR (>42% Baking Efficiency) | ENERGY STAR (>42% Baking Efficiency) | ENERGY STAR (>42% Baking Efficiency) | ENERGY STAR (>42% Baking Efficiency) | ENERGY STAR (>42% Baking Efficiency) | ENERGY STAR (>42% Baking Efficiency) | ENERGY STAR (>42% Baking Efficiency) | ENERGY STAR (>42% Baking Efficiency) | ENERGY STAR (>42% Baking Efficiency) | ENERGY STAR (>42% Baking Efficiency) | ENERGY STAR (>42% Baking Efficiency) | ENERGY STAR (>42% Baking Efficiency) | ENERGY STAR (>42% Baking Efficiency) | ENERGY STAR (>42% Baking Efficiency) | ENERGY STAR (>42% Baking Efficiency) | ENERGY STAR (>42% Baking Efficiency) | ENERGY STAR (>42% Baking Efficiency)
F1_Commercial_College (ID)_New_Food Preparation_Natural Gas_Oven_E1 | F1 | Commercial | College (ID) | New | Food Preparation | Natural Gas | Oven | E1 | CCE | 0 | 0 | 0 | 0 | 0 | 0 | 0 | 0 | 0 | 0 | 0 | 0 | 0 | 0 | 0 | 0 | 0 | 0 | 0 | 0 | 0 | 0 | 0 | 0 | 0 | 0 | 0
F1_Commercial_College (ID)_New_Food Preparation_Natural Gas_Oven_E2 | F1 | Commercial | College (ID) | New | Food Preparation | Natural Gas | Oven | E2 | CCE | 8.799e-05 | 8.799e-05 | 8.799e-05 | 8.799e-05 | 8.799e-05 | 8.799e-05 | 8.799e-05 | 8.799e-05 | 8.799e-05 | 8.799e-05 | 8.799e-05 | 8.799e-05 | 8.799e-05 | 8.799e-05 | 8.799e-05 | 8.799e-05 | 8.799e-05 | 8.799e-05 | 8.799e-05 | 8.799e-05 | 8.799e-05 | 8.799e-05 | 8.799e-05 | 8.799e-05 | 8.799e-05 | 8.799e-05 | 8.799e-05
F1_Commercial_College (ID)_New_Food Preparation_Natural Gas_Oven_E3 | F1 | Commercial | College (ID) | New | Food Preparation | Natural Gas | Oven | E3 | CCE | 0 | 0 | 0 | 0 | 0 | 0 | 0 | 0 | 0 | 0 | 0 | 0 | 0 | 0 | 0 | 0 | 0 | 0 | 0 | 0 | 0 | 0 | 0 | 0 | 0 | 0 | 0
F1_Commercial_College (ID)_New_Food Preparation_Natural Gas_Oven_E4 | F1 | Commercial | College (ID) | New | Food Preparation | Natural Gas | Oven | E4 | CCE | 0 | 0 | 0 | 0 | 0 | 0 | 0 | 0 | 0 | 0 | 0 | 0 | 0 | 0 | 0 | 0 | 0 | 0 | 0 | 0 | 0 | 0 | 0 | 0 | 0 | 0 | 0
F1_Commercial_College (ID)_New_Food Preparation_Natural Gas_Oven_E5 | F1 | Commercial | College (ID) | New | Food Preparation | Natural Gas | Oven | E5 | CCE | 0 | 0 | 0 | 0 | 0 | 0 | 0 | 0 | 0 | 0 | 0 | 0 | 0 | 0 | 0 | 0 | 0 | 0 | 0 | 0 | 0 | 0 | 0 | 0 | 0 | 0 | 0
F1_Commercial_College (ID)_New_Food Preparation_Natural Gas_Oven_E6 | F1 | Commercial | College (ID) | New | Food Preparation | Natural Gas | Oven | E6 | CCE | 0 | 0 | 0 | 0 | 0 | 0 | 0 | 0 | 0 | 0 | 0 | 0 | 0 | 0 | 0 | 0 | 0 | 0 | 0 | 0 | 0 | 0 | 0 | 0 | 0 | 0 | 0
F1_Commercial_College (ID)_New_Food Preparation_Natural Gas_Oven_E7 | F1 | Commercial | College (ID) | New | Food Preparation | Natural Gas | Oven | E7 | CCE | 0 | 0 | 0 | 0 | 0 | 0 | 0 | 0 | 0 | 0 | 0 | 0 | 0 | 0 | 0 | 0 | 0 | 0 | 0 | 0 | 0 | 0 | 0 | 0 | 0 | 0 | 0
F1_Commercial_College (ID)_New_Food Preparation_Natural Gas_Oven_E8 | F1 | Commercial | College (ID) | New | Food Preparation | Natural Gas | Oven | E8 | CCE | 0 | 0 | 0 | 0 | 0 | 0 | 0 | 0 | 0 | 0 | 0 | 0 | 0 | 0 | 0 | 0 | 0 | 0 | 0 | 0 | 0 | 0 | 0 | 0 | 0 | 0 | 0
F1_Commercial_College (ID)_New_Food Preparation_Natural Gas_Oven_E9 | F1 | Commercial | College (ID) | New | Food Preparation | Natural Gas | Oven | E9 | CCE | 0 | 0 | 0 | 0 | 0 | 0 | 0 | 0 | 0 | 0 | 0 | 0 | 0 | 0 | 0 | 0 | 0 | 0 | 0 | 0 | 0 | 0 | 0 | 0 | 0 | 0 | 0
F1_Commercial_College (ID)_New_Food Preparation_Natural Gas_Oven_E10 | F1 | Commercial | College (ID) | New | Food Preparation | Natural Gas | Oven | E10 | CCE | 0 | 0 | 0 | 0 | 0 | 0 | 0 | 0 | 0 | 0 | 0 | 0 | 0 | 0 | 0 | 0 | 0 | 0 | 0 | 0 | 0 | 0 | 0 | 0 | 0 | 0 | 0
F2_Commercial_College (ID)_New_Food Preparation_Natural Gas_Oven_E1 | F2 | Commercial | College (ID) | New | Food Preparation | Natural Gas | Oven | E1 | TRC BC Ratio | [24 empty] | 1 | 1 | 1 | bar: 2019 to 2042
F2_Commercial_College (ID)_New_Food Preparation_Natural Gas_Oven_E2 | F2 | Commercial | College (ID) | New | Food Preparation | Natural Gas | Oven | E2 | TRC BC Ratio | 39.4147 | 40.3246 | 41.4692 | 42.8194 | 44.3896 | 46.3698 | 48.4324 | 50.489 | 52.4726 | 54.4835 | 56.053 | 57.5129 | 59.0869 | 60.6202 | 61.9724 | 63.2245 | 64.3287 | 65.4141 | 66.5815 | 67.7134 | 68.8778 | 70.0921 | 71.318 | 72.5851 | 73.8746 | 75.187 | 76.5228
F2_Commercial_College (ID)_New_Food Preparation_Natural Gas_Oven_E3 | F2 | Commercial | College (ID) | New | Food Preparation | Natural Gas | Oven | E3 | TRC BC Ratio | 0 | 0 | 0 | 0 | 0 | 0 | 0 | 0 | 0 | 0 | 0 | 0 | 0 | 0 | 0 | 0 | 0 | 0 | 0 | 0 | 0 | 0 | 0 | 0 | 0 | 0 | 0
F2_Commercial_College (ID)_New_Food Preparation_Natural Gas_Oven_E4 | F2 | Commercial | College (ID) | New | Food Preparation | Natural Gas | Oven | E4 | TRC BC Ratio | 0 | 0 | 0 | 0 | 0 | 0 | 0 | 0 | 0 | 0 | 0 | 0 | 0 | 0 | 0 | 0 | 0 | 0 | 0 | 0 | 0 | 0 | 0 | 0 | 0 | 0 | 0
F2_Commercial_College (ID)_New_Food Preparation_Natural Gas_Oven_E5 | F2 | Commercial | College (ID) | New | Food Preparation | Natural Gas | Oven | E5 | TRC BC Ratio | 0 | 0 | 0 | 0 | 0 | 0 | 0 | 0 | 0 | 0 | 0 | 0 | 0 | 0 | 0 | 0 | 0 | 0 | 0 | 0 | 0 | 0 | 0 | 0 | 0 | 0 | 0
F2_Commercial_College (ID)_New_Food Preparation_Natural Gas_Oven_E6 | F2 | Commercial | College (ID) | New | Food Preparation | Natural Gas | Oven | E6 | TRC BC Ratio | 0 | 0 | 0 | 0 | 0 | 0 | 0 | 0 | 0 | 0 | 0 | 0 | 0 | 0 | 0 | 0 | 0 | 0 | 0 | 0 | 0 | 0 | 0 | 0 | 0 | 0 | 0
F2_Commercial_College (ID)_New_Food Preparation_Natural Gas_Oven_E7 | F2 | Commercial | College (ID) | New | Food Preparation | Natural Gas | Oven | E7 | TRC BC Ratio | 0 | 0 | 0 | 0 | 0 | 0 | 0 | 0 | 0 | 0 | 0 | 0 | 0 | 0 | 0 | 0 | 0 | 0 | 0 | 0 | 0 | 0 | 0 | 0 | 0 | 0 | 0
F2_Commercial_College (ID)_New_Food Preparation_Natural Gas_Oven_E8 | F2 | Commercial | College (ID) | New | Food Preparation | Natural Gas | Oven | E8 | TRC BC Ratio | 0 | 0 | 0 | 0 | 0 | 0 | 0 | 0 | 0 | 0 | 0 | 0 | 0 | 0 | 0 | 0 | 0 | 0 | 0 | 0 | 0 | 0 | 0 | 0 | 0 | 0 | 0
F2_Commercial_College (ID)_New_Food Preparation_Natural Gas_Oven_E9 | F2 | Commercial | College (ID) | New | Food Preparation | Natural Gas | Oven | E9 | TRC BC Ratio | 0 | 0 | 0 | 0 | 0 | 0 | 0 | 0 | 0 | 0 | 0 | 0 | 0 | 0 | 0 | 0 | 0 | 0 | 0 | 0 | 0 | 0 | 0 | 0 | 0 | 0 | 0
F2_Commercial_College (ID)_New_Food Preparation_Natural Gas_Oven_E10 | F2 | Commercial | College (ID) | New | Food Preparation | Natural Gas | Oven | E10 | TRC BC Ratio | 0 | 0 | 0 | 0 | 0 | 0 | 0 | 0 | 0 | 0 | 0 | 0 | 0 | 0 | 0 | 0 | 0 | 0 | 0 | 0 | 0 | 0 | 0 | 0 | 0 | 0 | 0
F3_Commercial_College (ID)_New_Food Preparation_Natural Gas_Oven_E1 | F3 | Commercial | College (ID) | New | Food Preparation | Natural Gas | Oven | E1 | PACT BC Ratio | [24 empty] | 1 | 1 | 1 | bar: 2019 to 2042
F3_Commercial_College (ID)_New_Food Preparation_Natural Gas_Oven_E2 | F3 | Commercial | College (ID) | New | Food Preparation | Natural Gas | Oven | E2 | PACT BC Ratio | 78.0555 | 79.8575 | 82.1242 | 84.7981 | 87.9076 | 91.8292 | 95.9139 | 99.9867 | 103.915 | 107.8973 | 111.0054 | 113.8966 | 117.0136 | 120.0501 | 122.7281 | 125.2077 | 127.3945 | 129.544 | 131.8558 | 134.0974 | 136.4033 | 138.808 | 141.2358 | 143.745 | 146.2988 | 148.8979 | 151.5432
F3_Commercial_College (ID)_New_Food Preparation_Natural Gas_Oven_E3 | F3 | Commercial | College (ID) | New | Food Preparation | Natural Gas | Oven | E3 | PACT BC Ratio | 0 | 0 | 0 | 0 | 0 | 0 | 0 | 0 | 0 | 0 | 0 | 0 | 0 | 0 | 0 | 0 | 0 | 0 | 0 | 0 | 0 | 0 | 0 | 0 | 0 | 0 | 0
F3_Commercial_College (ID)_New_Food Preparation_Natural Gas_Oven_E4 | F3 | Commercial | College (ID) | New | Food Preparation | Natural Gas | Oven | E4 | PACT BC Ratio | 0 | 0 | 0 | 0 | 0 | 0 | 0 | 0 | 0 | 0 | 0 | 0 | 0 | 0 | 0 | 0 | 0 | 0 | 0 | 0 | 0 | 0 | 0 | 0 | 0 | 0 | 0
F3_Commercial_College (ID)_New_Food Preparation_Natural Gas_Oven_E5 | F3 | Commercial | College (ID) | New | Food Preparation | Natural Gas | Oven | E5 | PACT BC Ratio | 0 | 0 | 0 | 0 | 0 | 0 | 0 | 0 | 0 | 0 | 0 | 0 | 0 | 0 | 0 | 0 | 0 | 0 | 0 | 0 | 0 | 0 | 0 | 0 | 0 | 0 | 0
F3_Commercial_College (ID)_New_Food Preparation_Natural Gas_Oven_E6 | F3 | Commercial | College (ID) | New | Food Preparation | Natural Gas | Oven | E6 | PACT BC Ratio | 0 | 0 | 0 | 0 | 0 | 0 | 0 | 0 | 0 | 0 | 0 | 0 | 0 | 0 | 0 | 0 | 0 | 0 | 0 | 0 | 0 | 0 | 0 | 0 | 0 | 0 | 0
F3_Commercial_College (ID)_New_Food Preparation_Natural Gas_Oven_E7 | F3 | Commercial | College (ID) | New | Food Preparation | Natural Gas | Oven | E7 | PACT BC Ratio | 0 | 0 | 0 | 0 | 0 | 0 | 0 | 0 | 0 | 0 | 0 | 0 | 0 | 0 | 0 | 0 | 0 | 0 | 0 | 0 | 0 | 0 | 0 | 0 | 0 | 0 | 0
F3_Commercial_College (ID)_New_Food Preparation_Natural Gas_Oven_E8 | F3 | Commercial | College (ID) | New | Food Preparation | Natural Gas | Oven | E8 | PACT BC Ratio | 0 | 0 | 0 | 0 | 0 | 0 | 0 | 0 | 0 | 0 | 0 | 0 | 0 | 0 | 0 | 0 | 0 | 0 | 0 | 0 | 0 | 0 | 0 | 0 | 0 | 0 | 0
F3_Commercial_College (ID)_New_Food Preparation_Natural Gas_Oven_E9 | F3 | Commercial | College (ID) | New | Food Preparation | Natural Gas | Oven | E9 | PACT BC Ratio | 0 | 0 | 0 | 0 | 0 | 0 | 0 | 0 | 0 | 0 | 0 | 0 | 0 | 0 | 0 | 0 | 0 | 0 | 0 | 0 | 0 | 0 | 0 | 0 | 0 | 0 | 0
F3_Commercial_College (ID)_New_Food Preparation_Natural Gas_Oven_E10 | F3 | Commercial | College (ID) | New | Food Preparation | Natural Gas | Oven | E10 | PACT BC Ratio | 0 | 0 | 0 | 0 | 0 | 0 | 0 | 0 | 0 | 0 | 0 | 0 | 0 | 0 | 0 | 0 | 0 | 0 | 0 | 0 | 0 | 0 | 0 | 0 | 0 | 0 | 0
F4_Commercial_College (ID)_New_Food Preparation_Natural Gas_Oven_E1 | F4 | Commercial | College (ID) | New | Food Preparation | Natural Gas | Oven | E1 | RVT BC Ratio | [24 empty] | 1 | 1 | 1 | bar: 2019 to 2042
F4_Commercial_College (ID)_New_Food Preparation_Natural Gas_Oven_E2 | F4 | Commercial | College (ID) | New | Food Preparation | Natural Gas | Oven | E2 | RVT BC Ratio | 56.6702 | 57.6068 | 58.7481 | 60.1353 | 61.7856 | 63.9669 | 66.2045 | 68.369 | 70.3615 | 72.275 | 74.2405 | 75.9962 | 77.8277 | 79.5203 | 80.9459 | 82.2093 | 83.2453 | 84.2218 | 85.2695 | 86.2306 | 87.192 | 88.722 | 90.2667 | 91.8631 | 93.4879 | 95.1416 | 96.8247
F4_Commercial_College (ID)_New_Food Preparation_Natural Gas_Oven_E3 | F4 | Commercial | College (ID) | New | Food Preparation | Natural Gas | Oven | E3 | RVT BC Ratio | 0 | 0 | 0 | 0 | 0 | 0 | 0 | 0 | 0 | 0 | 0 | 0 | 0 | 0 | 0 | 0 | 0 | 0 | 0 | 0 | 0 | 0 | 0 | 0 | 0 | 0 | 0
F4_Commercial_College (ID)_New_Food Preparation_Natural Gas_Oven_E4 | F4 | Commercial | College (ID) | New | Food Preparation | Natural Gas | Oven | E4 | RVT BC Ratio | 0 | 0 | 0 | 0 | 0 | 0 | 0 | 0 | 0 | 0 | 0 | 0 | 0 | 0 | 0 | 0 | 0 | 0 | 0 | 0 | 0 | 0 | 0 | 0 | 0 | 0 | 0
F4_Commercial_College (ID)_New_Food Preparation_Natural Gas_Oven_E5 | F4 | Commercial | College (ID) | New | Food Preparation | Natural Gas | Oven | E5 | RVT BC Ratio | 0 | 0 | 0 | 0 | 0 | 0 | 0 | 0 | 0 | 0 | 0 | 0 | 0 | 0 | 0 | 0 | 0 | 0 | 0 | 0 | 0 | 0 | 0 | 0 | 0 | 0 | 0
F4_Commercial_College (ID)_New_Food Preparation_Natural Gas_Oven_E6 | F4 | Commercial | College (ID) | New | Food Preparation | Natural Gas | Oven | E6 | RVT BC Ratio | 0 | 0 | 0 | 0 | 0 | 0 | 0 | 0 | 0 | 0 | 0 | 0 | 0 | 0 | 0 | 0 | 0 | 0 | 0 | 0 | 0 | 0 | 0 | 0 | 0 | 0 | 0
F4_Commercial_College (ID)_New_Food Preparation_Natural Gas_Oven_E7 | F4 | Commercial | College (ID) | New | Food Preparation | Natural Gas | Oven | E7 | RVT BC Ratio | 0 | 0 | 0 | 0 | 0 | 0 | 0 | 0 | 0 | 0 | 0 | 0 | 0 | 0 | 0 | 0 | 0 | 0 | 0 | 0 | 0 | 0 | 0 | 0 | 0 | 0 | 0
F4_Commercial_College (ID)_New_Food Preparation_Natural Gas_Oven_E8 | F4 | Commercial | College (ID) | New | Food Preparation | Natural Gas | Oven | E8 | RVT BC Ratio | 0 | 0 | 0 | 0 | 0 | 0 | 0 | 0 | 0 | 0 | 0 | 0 | 0 | 0 | 0 | 0 | 0 | 0 | 0 | 0 | 0 | 0 | 0 | 0 | 0 | 0 | 0
F4_Commercial_College (ID)_New_Food Preparation_Natural Gas_Oven_E9 | F4 | Commercial | College (ID) | New | Food Preparation | Natural Gas | Oven | E9 | RVT BC Ratio | 0 | 0 | 0 | 0 | 0 | 0 | 0 | 0 | 0 | 0 | 0 | 0 | 0 | 0 | 0 | 0 | 0 | 0 | 0 | 0 | 0 | 0 | 0 | 0 | 0 | 0 | 0
F4_Commercial_College (ID)_New_Food Preparation_Natural Gas_Oven_E10 | F4 | Commercial | College (ID) | New | Food Preparation | Natural Gas | Oven | E10 | RVT BC Ratio | 0 | 0 | 0 | 0 | 0 | 0 | 0 | 0 | 0 | 0 | 0 | 0 | 0 | 0 | 0 | 0 | 0 | 0 | 0 | 0 | 0 | 0 | 0 | 0 | 0 | 0 | 0
F5_Commercial_College (ID)_New_Food Preparation_Natural Gas_Oven_E1 | F5 | Commercial | College (ID) | New | Food Preparation | Natural Gas | Oven | E1 | RIM BC Ratio | [24 empty] | 1 | 1 | 1 | bar: 2019 to 2042
F5_Commercial_College (ID)_New_Food Preparation_Natural Gas_Oven_E2 | F5 | Commercial | College (ID) | New | Food Preparation | Natural Gas | Oven | E2 | RIM BC Ratio | 0.83168 | 0.83709 | 0.84418 | 0.85163 | 0.85935 | 0.86717 | 0.87523 | 0.88359 | 0.89237 | 0.90211 | 0.90359 | 0.90576 | 0.90871 | 0.91249 | 0.91646 | 0.92064 | 0.92509 | 0.92982 | 0.93481 | 0.94013 | 0.94578 | 0.94589 | 0.946 | 0.94611 | 0.94622 | 0.94633 | 0.94643
F5_Commercial_College (ID)_New_Food Preparation_Natural Gas_Oven_E3 | F5 | Commercial | College (ID) | New | Food Preparation | Natural Gas | Oven | E3 | RIM BC Ratio | 0 | 0 | 0 | 0 | 0 | 0 | 0 | 0 | 0 | 0 | 0 | 0 | 0 | 0 | 0 | 0 | 0 | 0 | 0 | 0 | 0 | 0 | 0 | 0 | 0 | 0 | 0
F5_Commercial_College (ID)_New_Food Preparation_Natural Gas_Oven_E4 | F5 | Commercial | College (ID) | New | Food Preparation | Natural Gas | Oven | E4 | RIM BC Ratio | 0 | 0 | 0 | 0 | 0 | 0 | 0 | 0 | 0 | 0 | 0 | 0 | 0 | 0 | 0 | 0 | 0 | 0 | 0 | 0 | 0 | 0 | 0 | 0 | 0 | 0 | 0
F5_Commercial_College (ID)_New_Food Preparation_Natural Gas_Oven_E5 | F5 | Commercial | College (ID) | New | Food Preparation | Natural Gas | Oven | E5 | RIM BC Ratio | 0 | 0 | 0 | 0 | 0 | 0 | 0 | 0 | 0 | 0 | 0 | 0 | 0 | 0 | 0 | 0 | 0 | 0 | 0 | 0 | 0 | 0 | 0 | 0 | 0 | 0 | 0
F5_Commercial_College (ID)_New_Food Preparation_Natural Gas_Oven_E6 | F5 | Commercial | College (ID) | New | Food Preparation | Natural Gas | Oven | E6 | RIM BC Ratio | 0 | 0 | 0 | 0 | 0 | 0 | 0 | 0 | 0 | 0 | 0 | 0 | 0 | 0 | 0 | 0 | 0 | 0 | 0 | 0 | 0 | 0 | 0 | 0 | 0 | 0 | 0
F5_Commercial_College (ID)_New_Food Preparation_Natural Gas_Oven_E7 | F5 | Commercial | College (ID) | New | Food Preparation | Natural Gas | Oven | E7 | RIM BC Ratio | 0 | 0 | 0 | 0 | 0 | 0 | 0 | 0 | 0 | 0 | 0 | 0 | 0 | 0 | 0 | 0 | 0 | 0 | 0 | 0 | 0 | 0 | 0 | 0 | 0 | 0 | 0
F5_Commercial_College (ID)_New_Food Preparation_Natural Gas_Oven_E8 | F5 | Commercial | College (ID) | New | Food Preparation | Natural Gas | Oven | E8 | RIM BC Ratio | 0 | 0 | 0 | 0 | 0 | 0 | 0 | 0 | 0 | 0 | 0 | 0 | 0 | 0 | 0 | 0 | 0 | 0 | 0 | 0 | 0 | 0 | 0 | 0 | 0 | 0 | 0
F5_Commercial_College (ID)_New_Food Preparation_Natural Gas_Oven_E9 | F5 | Commercial | College (ID) | New | Food Preparation | Natural Gas | Oven | E9 | RIM BC Ratio | 0 | 0 | 0 | 0 | 0 | 0 | 0 | 0 | 0 | 0 | 0 | 0 | 0 | 0 | 0 | 0 | 0 | 0 | 0 | 0 | 0 | 0 | 0 | 0 | 0 | 0 | 0
F5_Commercial_College (ID)_New_Food Preparation_Natural Gas_Oven_E10 | F5 | Commercial | College (ID) | New | Food Preparation | Natural Gas | Oven | E10 | RIM BC Ratio | 0 | 0 | 0 | 0 | 0 | 0 | 0 | 0 | 0 | 0 | 0 | 0 | 0 | 0 | 0 | 0 | 0 | 0 | 0 | 0 | 0 | 0 | 0 | 0 | 0 | 0 | 0
F0_Commercial_College (ID)_New_Food Preparation_Natural Gas_Conveyor Oven_E0 | F0 | Commercial | College (ID) | New | Food Preparation | Natural Gas | Conveyor Oven | E0 | Economic Unit | ENERGY STAR (>42% Baking Efficiency) | ENERGY STAR (>42% Baking Efficiency) | ENERGY STAR (>42% Baking Efficiency) | ENERGY STAR (>42% Baking Efficiency) | ENERGY STAR (>42% Baking Efficiency) | ENERGY STAR (>42% Baking Efficiency) | ENERGY STAR (>42% Baking Efficiency) | ENERGY STAR (>42% Baking Efficiency) | ENERGY STAR (>42% Baking Efficiency) | ENERGY STAR (>42% Baking Efficiency) | ENERGY STAR (>42% Baking Efficiency) | ENERGY STAR (>42% Baking Efficiency) | ENERGY STAR (>42% Baking Efficiency) | ENERGY STAR (>42% Baking Efficiency) | ENERGY STAR (>42% Baking Efficiency) | ENERGY STAR (>42% Baking Efficiency) | ENERGY STAR (>42% Baking Efficiency) | ENERGY STAR (>42% Baking Efficiency) | ENERGY STAR (>42% Baking Efficiency) | ENERGY STAR (>42% Baking Efficiency) | ENERGY STAR (>42% Baking Efficiency) | ENERGY STAR (>42% Baking Efficiency) | ENERGY STAR (>42% Baking Efficiency) | ENERGY STAR (>42% Baking Efficiency) | ENERGY STAR (>42% Baking Efficiency) | ENERGY STAR (>42% Baking Efficiency) | ENERGY STAR (>42% Baking Efficiency)
F1_Commercial_College (ID)_New_Food Preparation_Natural Gas_Conveyor Oven_E1 | F1 | Commercial | College (ID) | New | Food Preparation | Natural Gas | Conveyor Oven | E1 | CCE | 0 | 0 | 0 | 0 | 0 | 0 | 0 | 0 | 0 | 0 | 0 | 0 | 0 | 0 | 0 | 0 | 0 | 0 | 0 | 0 | 0 | 0 | 0 | 0 | 0 | 0 | 0
F1_Commercial_College (ID)_New_Food Preparation_Natural Gas_Conveyor Oven_E2 | F1 | Commercial | College (ID) | New | Food Preparation | Natural Gas | Conveyor Oven | E2 | CCE | 0.00013761 | 0.00013761 | 0.00013761 | 0.00013761 | 0.00013761 | 0.00013761 | 0.00013761 | 0.00013761 | 0.00013761 | 0.00013761 | 0.00013761 | 0.00013761 | 0.00013761 | 0.00013761 | 0.00013761 | 0.00013761 | 0.00013761 | 0.00013761 | 0.00013761 | 0.00013761 | 0.00013761 | 0.00013761 | 0.00013761 | 0.00013761 | 0.00013761 | 0.00013761 | 0.00013761
F1_Commercial_College (ID)_New_Food Preparation_Natural Gas_Conveyor Oven_E3 | F1 | Commercial | College (ID) | New | Food Preparation | Natural Gas | Conveyor Oven | E3 | CCE | 0 | 0 | 0 | 0 | 0 | 0 | 0 | 0 | 0 | 0 | 0 | 0 | 0 | 0 | 0 | 0 | 0 | 0 | 0 | 0 | 0 | 0 | 0 | 0 | 0 | 0 | 0
F1_Commercial_College (ID)_New_Food Preparation_Natural Gas_Conveyor Oven_E4 | F1 | Commercial | College (ID) | New | Food Preparation | Natural Gas | Conveyor Oven | E4 | CCE | 0 | 0 | 0 | 0 | 0 | 0 | 0 | 0 | 0 | 0 | 0 | 0 | 0 | 0 | 0 | 0 | 0 | 0 | 0 | 0 | 0 | 0 | 0 | 0 | 0 | 0 | 0
F1_Commercial_College (ID)_New_Food Preparation_Natural Gas_Conveyor Oven_E5 | F1 | Commercial | College (ID) | New | Food Preparation | Natural Gas | Conveyor Oven | E5 | CCE | 0 | 0 | 0 | 0 | 0 | 0 | 0 | 0 | 0 | 0 | 0 | 0 | 0 | 0 | 0 | 0 | 0 | 0 | 0 | 0 | 0 | 0 | 0 | 0 | 0 | 0 | 0
F1_Commercial_College (ID)_New_Food Preparation_Natural Gas_Conveyor Oven_E6 | F1 | Commercial | College (ID) | New | Food Preparation | Natural Gas | Conveyor Oven | E6 | CCE | 0 | 0 | 0 | 0 | 0 | 0 | 0 | 0 | 0 | 0 | 0 | 0 | 0 | 0 | 0 | 0 | 0 | 0 | 0 | 0 | 0 | 0 | 0 | 0 | 0 | 0 | 0
F1_Commercial_College (ID)_New_Food Preparation_Natural Gas_Conveyor Oven_E7 | F1 | Commercial | College (ID) | New | Food Preparation | Natural Gas | Conveyor Oven | E7 | CCE | 0 | 0 | 0 | 0 | 0 | 0 | 0 | 0 | 0 | 0 | 0 | 0 | 0 | 0 | 0 | 0 | 0 | 0 | 0 | 0 | 0 | 0 | 0 | 0 | 0 | 0 | 0
F1_Commercial_College (ID)_New_Food Preparation_Natural Gas_Conveyor Oven_E8 | F1 | Commercial | College (ID) | New | Food Preparation | Natural Gas | Conveyor Oven | E8 | CCE | 0 | 0 | 0 | 0 | 0 | 0 | 0 | 0 | 0 | 0 | 0 | 0 | 0 | 0 | 0 | 0 | 0 | 0 | 0 | 0 | 0 | 0 | 0 | 0 | 0 | 0 | 0
F1_Commercial_College (ID)_New_Food Preparation_Natural Gas_Conveyor Oven_E9 | F1 | Commercial | College (ID) | New | Food Preparation | Natural Gas | Conveyor Oven | E9 | CCE | 0 | 0 | 0 | 0 | 0 | 0 | 0 | 0 | 0 | 0 | 0 | 0 | 0 | 0 | 0 | 0 | 0 | 0 | 0 | 0 | 0 | 0 | 0 | 0 | 0 | 0 | 0
F1_Commercial_College (ID)_New_Food Preparation_Natural Gas_Conveyor Oven_E10 | F1 | Commercial | College (ID) | New | Food Preparation | Natural Gas | Conveyor Oven | E10 | CCE | 0 | 0 | 0 | 0 | 0 | 0 | 0 | 0 | 0 | 0 | 0 | 0 | 0 | 0 | 0 | 0 | 0 | 0 | 0 | 0 | 0 | 0 | 0 | 0 | 0 | 0 | 0
F2_Commercial_College (ID)_New_Food Preparation_Natural Gas_Conveyor Oven_E1 | F2 | Commercial | College (ID) | New | Food Preparation | Natural Gas | Conveyor Oven | E1 | TRC BC Ratio | [24 empty] | 1 | 1 | 1 | bar: 2019 to 2042
F2_Commercial_College (ID)_New_Food Preparation_Natural Gas_Conveyor Oven_E2 | F2 | Commercial | College (ID) | New | Food Preparation | Natural Gas | Conveyor Oven | E2 | TRC BC Ratio | 27.8787 | 28.6268 | 29.4489 | 30.3496 | 31.3363 | 32.4857 | 33.6515 | 34.8016 | 35.9112 | 37.037 | 37.9658 | 38.8474 | 39.7876 | 40.7149 | 41.5636 | 42.3714 | 43.1154 | 43.855 | 44.6366 | 45.4062 | 46.1951 | 47.0115 | 47.8379 | 48.6877 | 49.5527 | 50.4331 | 51.3291
F2_Commercial_College (ID)_New_Food Preparation_Natural Gas_Conveyor Oven_E3 | F2 | Commercial | College (ID) | New | Food Preparation | Natural Gas | Conveyor Oven | E3 | TRC BC Ratio | 0 | 0 | 0 | 0 | 0 | 0 | 0 | 0 | 0 | 0 | 0 | 0 | 0 | 0 | 0 | 0 | 0 | 0 | 0 | 0 | 0 | 0 | 0 | 0 | 0 | 0 | 0
F2_Commercial_College (ID)_New_Food Preparation_Natural Gas_Conveyor Oven_E4 | F2 | Commercial | College (ID) | New | Food Preparation | Natural Gas | Conveyor Oven | E4 | TRC BC Ratio | 0 | 0 | 0 | 0 | 0 | 0 | 0 | 0 | 0 | 0 | 0 | 0 | 0 | 0 | 0 | 0 | 0 | 0 | 0 | 0 | 0 | 0 | 0 | 0 | 0 | 0 | 0
F2_Commercial_College (ID)_New_Food Preparation_Natural Gas_Conveyor Oven_E5 | F2 | Commercial | College (ID) | New | Food Preparation | Natural Gas | Conveyor Oven | E5 | TRC BC Ratio | 0 | 0 | 0 | 0 | 0 | 0 | 0 | 0 | 0 | 0 | 0 | 0 | 0 | 0 | 0 | 0 | 0 | 0 | 0 | 0 | 0 | 0 | 0 | 0 | 0 | 0 | 0
F2_Commercial_College (ID)_New_Food Preparation_Natural Gas_Conveyor Oven_E6 | F2 | Commercial | College (ID) | New | Food Preparation | Natural Gas | Conveyor Oven | E6 | TRC BC Ratio | 0 | 0 | 0 | 0 | 0 | 0 | 0 | 0 | 0 | 0 | 0 | 0 | 0 | 0 | 0 | 0 | 0 | 0 | 0 | 0 | 0 | 0 | 0 | 0 | 0 | 0 | 0
F2_Commercial_College (ID)_New_Food Preparation_Natural Gas_Conveyor Oven_E7 | F2 | Commercial | College (ID) | New | Food Preparation | Natural Gas | Conveyor Oven | E7 | TRC BC Ratio | 0 | 0 | 0 | 0 | 0 | 0 | 0 | 0 | 0 | 0 | 0 | 0 | 0 | 0 | 0 | 0 | 0 | 0 | 0 | 0 | 0 | 0 | 0 | 0 | 0 | 0 | 0
F2_Commercial_College (ID)_New_Food Preparation_Natural Gas_Conveyor Oven_E8 | F2 | Commercial | College (ID) | New | Food Preparation | Natural Gas | Conveyor Oven | E8 | TRC BC Ratio | 0 | 0 | 0 | 0 | 0 | 0 | 0 | 0 | 0 | 0 | 0 | 0 | 0 | 0 | 0 | 0 | 0 | 0 | 0 | 0 | 0 | 0 | 0 | 0 | 0 | 0 | 0
F2_Commercial_College (ID)_New_Food Preparation_Natural Gas_Conveyor Oven_E9 | F2 | Commercial | College (ID) | New | Food Preparation | Natural Gas | Conveyor Oven | E9 | TRC BC Ratio | 0 | 0 | 0 | 0 | 0 | 0 | 0 | 0 | 0 | 0 | 0 | 0 | 0 | 0 | 0 | 0 | 0 | 0 | 0 | 0 | 0 | 0 | 0 | 0 | 0 | 0 | 0
F2_Commercial_College (ID)_New_Food Preparation_Natural Gas_Conveyor Oven_E10 | F2 | Commercial | College (ID) | New | Food Preparation | Natural Gas | Conveyor Oven | E10 | TRC BC Ratio | 0 | 0 | 0 | 0 | 0 | 0 | 0 | 0 | 0 | 0 | 0 | 0 | 0 | 0 | 0 | 0 | 0 | 0 | 0 | 0 | 0 | 0 | 0 | 0 | 0 | 0 | 0
F3_Commercial_College (ID)_New_Food Preparation_Natural Gas_Conveyor Oven_E1 | F3 | Commercial | College (ID) | New | Food Preparation | Natural Gas | Conveyor Oven | E1 | PACT BC Ratio | [24 empty] | 1 | 1 | 1 | bar: 2019 to 2042
F3_Commercial_College (ID)_New_Food Preparation_Natural Gas_Conveyor Oven_E2 | F3 | Commercial | College (ID) | New | Food Preparation | Natural Gas | Conveyor Oven | E2 | PACT BC Ratio | 55.21 | 56.6915 | 58.3197 | 60.1033 | 62.0573 | 64.3335 | 66.6422 | 68.9199 | 71.1173 | 73.3469 | 75.1863 | 76.9321 | 78.794 | 80.6305 | 82.3112 | 83.9109 | 85.3843 | 86.849 | 88.3967 | 89.9208 | 91.4833 | 93.1 | 94.7365 | 96.4196 | 98.1325 | 99.876 | 101.6503
F3_Commercial_College (ID)_New_Food Preparation_Natural Gas_Conveyor Oven_E3 | F3 | Commercial | College (ID) | New | Food Preparation | Natural Gas | Conveyor Oven | E3 | PACT BC Ratio | 0 | 0 | 0 | 0 | 0 | 0 | 0 | 0 | 0 | 0 | 0 | 0 | 0 | 0 | 0 | 0 | 0 | 0 | 0 | 0 | 0 | 0 | 0 | 0 | 0 | 0 | 0
F3_Commercial_College (ID)_New_Food Preparation_Natural Gas_Conveyor Oven_E4 | F3 | Commercial | College (ID) | New | Food Preparation | Natural Gas | Conveyor Oven | E4 | PACT BC Ratio | 0 | 0 | 0 | 0 | 0 | 0 | 0 | 0 | 0 | 0 | 0 | 0 | 0 | 0 | 0 | 0 | 0 | 0 | 0 | 0 | 0 | 0 | 0 | 0 | 0 | 0 | 0
F3_Commercial_College (ID)_New_Food Preparation_Natural Gas_Conveyor Oven_E5 | F3 | Commercial | College (ID) | New | Food Preparation | Natural Gas | Conveyor Oven | E5 | PACT BC Ratio | 0 | 0 | 0 | 0 | 0 | 0 | 0 | 0 | 0 | 0 | 0 | 0 | 0 | 0 | 0 | 0 | 0 | 0 | 0 | 0 | 0 | 0 | 0 | 0 | 0 | 0 | 0
F3_Commercial_College (ID)_New_Food Preparation_Natural Gas_Conveyor Oven_E6 | F3 | Commercial | College (ID) | New | Food Preparation | Natural Gas | Conveyor Oven | E6 | PACT BC Ratio | 0 | 0 | 0 | 0 | 0 | 0 | 0 | 0 | 0 | 0 | 0 | 0 | 0 | 0 | 0 | 0 | 0 | 0 | 0 | 0 | 0 | 0 | 0 | 0 | 0 | 0 | 0
F3_Commercial_College (ID)_New_Food Preparation_Natural Gas_Conveyor Oven_E7 | F3 | Commercial | College (ID) | New | Food Preparation | Natural Gas | Conveyor Oven | E7 | PACT BC Ratio | 0 | 0 | 0 | 0 | 0 | 0 | 0 | 0 | 0 | 0 | 0 | 0 | 0 | 0 | 0 | 0 | 0 | 0 | 0 | 0 | 0 | 0 | 0 | 0 | 0 | 0 | 0
F3_Commercial_College (ID)_New_Food Preparation_Natural Gas_Conveyor Oven_E8 | F3 | Commercial | College (ID) | New | Food Preparation | Natural Gas | Conveyor Oven | E8 | PACT BC Ratio | 0 | 0 | 0 | 0 | 0 | 0 | 0 | 0 | 0 | 0 | 0 | 0 | 0 | 0 | 0 | 0 | 0 | 0 | 0 | 0 | 0 | 0 | 0 | 0 | 0 | 0 | 0
F3_Commercial_College (ID)_New_Food Preparation_Natural Gas_Conveyor Oven_E9 | F3 | Commercial | College (ID) | New | Food Preparation | Natural Gas | Conveyor Oven | E9 | PACT BC Ratio | 0 | 0 | 0 | 0 | 0 | 0 | 0 | 0 | 0 | 0 | 0 | 0 | 0 | 0 | 0 | 0 | 0 | 0 | 0 | 0 | 0 | 0 | 0 | 0 | 0 | 0 | 0
F3_Commercial_College (ID)_New_Food Preparation_Natural Gas_Conveyor Oven_E10 | F3 | Commercial | College (ID) | New | Food Preparation | Natural Gas | Conveyor Oven | E10 | PACT BC Ratio | 0 | 0 | 0 | 0 | 0 | 0 | 0 | 0 | 0 | 0 | 0 | 0 | 0 | 0 | 0 | 0 | 0 | 0 | 0 | 0 | 0 | 0 | 0 | 0 | 0 | 0 | 0
F4_Commercial_College (ID)_New_Food Preparation_Natural Gas_Conveyor Oven_E1 | F4 | Commercial | College (ID) | New | Food Preparation | Natural Gas | Conveyor Oven | E1 | RVT BC Ratio | [24 empty] | 1 | 1 | 1 | bar: 2019 to 2042
F4_Commercial_College (ID)_New_Food Preparation_Natural Gas_Conveyor Oven_E2 | F4 | Commercial | College (ID) | New | Food Preparation | Natural Gas | Conveyor Oven | E2 | RVT BC Ratio | 39.1879 | 40.0168 | 40.9182 | 41.8952 | 42.9545 | 44.2023 | 45.4232 | 46.5855 | 47.6509 | 48.6983 | 49.7931 | 50.8149 | 51.9027 | 52.9613 | 53.9029 | 54.7765 | 55.5508 | 56.3032 | 57.0937 | 57.8499 | 58.6118 | 59.6405 | 60.6816 | 61.7525 | 62.8424 | 63.9516 | 65.0806
F4_Commercial_College (ID)_New_Food Preparation_Natural Gas_Conveyor Oven_E3 | F4 | Commercial | College (ID) | New | Food Preparation | Natural Gas | Conveyor Oven | E3 | RVT BC Ratio | 0 | 0 | 0 | 0 | 0 | 0 | 0 | 0 | 0 | 0 | 0 | 0 | 0 | 0 | 0 | 0 | 0 | 0 | 0 | 0 | 0 | 0 | 0 | 0 | 0 | 0 | 0
F4_Commercial_College (ID)_New_Food Preparation_Natural Gas_Conveyor Oven_E4 | F4 | Commercial | College (ID) | New | Food Preparation | Natural Gas | Conveyor Oven | E4 | RVT BC Ratio | 0 | 0 | 0 | 0 | 0 | 0 | 0 | 0 | 0 | 0 | 0 | 0 | 0 | 0 | 0 | 0 | 0 | 0 | 0 | 0 | 0 | 0 | 0 | 0 | 0 | 0 | 0
F4_Commercial_College (ID)_New_Food Preparation_Natural Gas_Conveyor Oven_E5 | F4 | Commercial | College (ID) | New | Food Preparation | Natural Gas | Conveyor Oven | E5 | RVT BC Ratio | 0 | 0 | 0 | 0 | 0 | 0 | 0 | 0 | 0 | 0 | 0 | 0 | 0 | 0 | 0 | 0 | 0 | 0 | 0 | 0 | 0 | 0 | 0 | 0 | 0 | 0 | 0
F4_Commercial_College (ID)_New_Food Preparation_Natural Gas_Conveyor Oven_E6 | F4 | Commercial | College (ID) | New | Food Preparation | Natural Gas | Conveyor Oven | E6 | RVT BC Ratio | 0 | 0 | 0 | 0 | 0 | 0 | 0 | 0 | 0 | 0 | 0 | 0 | 0 | 0 | 0 | 0 | 0 | 0 | 0 | 0 | 0 | 0 | 0 | 0 | 0 | 0 | 0
F4_Commercial_College (ID)_New_Food Preparation_Natural Gas_Conveyor Oven_E7 | F4 | Commercial | College (ID) | New | Food Preparation | Natural Gas | Conveyor Oven | E7 | RVT BC Ratio | 0 | 0 | 0 | 0 | 0 | 0 | 0 | 0 | 0 | 0 | 0 | 0 | 0 | 0 | 0 | 0 | 0 | 0 | 0 | 0 | 0 | 0 | 0 | 0 | 0 | 0 | 0
F4_Commercial_College (ID)_New_Food Preparation_Natural Gas_Conveyor Oven_E8 | F4 | Commercial | College (ID) | New | Food Preparation | Natural Gas | Conveyor Oven | E8 | RVT BC Ratio | 0 | 0 | 0 | 0 | 0 | 0 | 0 | 0 | 0 | 0 | 0 | 0 | 0 | 0 | 0 | 0 | 0 | 0 | 0 | 0 | 0 | 0 | 0 | 0 | 0 | 0 | 0
F4_Commercial_College (ID)_New_Food Preparation_Natural Gas_Conveyor Oven_E9 | F4 | Commercial | College (ID) | New | Food Preparation | Natural Gas | Conveyor Oven | E9 | RVT BC Ratio | 0 | 0 | 0 | 0 | 0 | 0 | 0 | 0 | 0 | 0 | 0 | 0 | 0 | 0 | 0 | 0 | 0 | 0 | 0 | 0 | 0 | 0 | 0 | 0 | 0 | 0 | 0
F4_Commercial_College (ID)_New_Food Preparation_Natural Gas_Conveyor Oven_E10 | F4 | Commercial | College (ID) | New | Food Preparation | Natural Gas | Conveyor Oven | E10 | RVT BC Ratio | 0 | 0 | 0 | 0 | 0 | 0 | 0 | 0 | 0 | 0 | 0 | 0 | 0 | 0 | 0 | 0 | 0 | 0 | 0 | 0 | 0 | 0 | 0 | 0 | 0 | 0 | 0
F5_Commercial_College (ID)_New_Food Preparation_Natural Gas_Conveyor Oven_E1 | F5 | Commercial | College (ID) | New | Food Preparation | Natural Gas | Conveyor Oven | E1 | RIM BC Ratio | [24 empty] | 1 | 1 | 1 | bar: 2019 to 2042
F5_Commercial_College (ID)_New_Food Preparation_Natural Gas_Conveyor Oven_E2 | F5 | Commercial | College (ID) | New | Food Preparation | Natural Gas | Conveyor Oven | E2 | RIM BC Ratio | 0.84936 | 0.85417 | 0.85944 | 0.86517 | 0.87137 | 0.87795 | 0.88511 | 0.89262 | 0.90058 | 0.90892 | 0.91131 | 0.91379 | 0.91637 | 0.91905 | 0.92188 | 0.92486 | 0.92803 | 0.93138 | 0.9349 | 0.93863 | 0.94257 | 0.94274 | 0.9429 | 0.94307 | 0.94323 | 0.94339 | 0.94354
F5_Commercial_College (ID)_New_Food Preparation_Natural Gas_Conveyor Oven_E3 | F5 | Commercial | College (ID) | New | Food Preparation | Natural Gas | Conveyor Oven | E3 | RIM BC Ratio | 0 | 0 | 0 | 0 | 0 | 0 | 0 | 0 | 0 | 0 | 0 | 0 | 0 | 0 | 0 | 0 | 0 | 0 | 0 | 0 | 0 | 0 | 0 | 0 | 0 | 0 | 0
F5_Commercial_College (ID)_New_Food Preparation_Natural Gas_Conveyor Oven_E4 | F5 | Commercial | College (ID) | New | Food Preparation | Natural Gas | Conveyor Oven | E4 | RIM BC Ratio | 0 | 0 | 0 | 0 | 0 | 0 | 0 | 0 | 0 | 0 | 0 | 0 | 0 | 0 | 0 | 0 | 0 | 0 | 0 | 0 | 0 | 0 | 0 | 0 | 0 | 0 | 0
F5_Commercial_College (ID)_New_Food Preparation_Natural Gas_Conveyor Oven_E5 | F5 | Commercial | College (ID) | New | Food Preparation | Natural Gas | Conveyor Oven | E5 | RIM BC Ratio | 0 | 0 | 0 | 0 | 0 | 0 | 0 | 0 | 0 | 0 | 0 | 0 | 0 | 0 | 0 | 0 | 0 | 0 | 0 | 0 | 0 | 0 | 0 | 0 | 0 | 0 | 0
F5_Commercial_College (ID)_New_Food Preparation_Natural Gas_Conveyor Oven_E6 | F5 | Commercial | College (ID) | New | Food Preparation | Natural Gas | Conveyor Oven | E6 | RIM BC Ratio | 0 | 0 | 0 | 0 | 0 | 0 | 0 | 0 | 0 | 0 | 0 | 0 | 0 | 0 | 0 | 0 | 0 | 0 | 0 | 0 | 0 | 0 | 0 | 0 | 0 | 0 | 0
F5_Commercial_College (ID)_New_Food Preparation_Natural Gas_Conveyor Oven_E7 | F5 | Commercial | College (ID) | New | Food Preparation | Natural Gas | Conveyor Oven | E7 | RIM BC Ratio | 0 | 0 | 0 | 0 | 0 | 0 | 0 | 0 | 0 | 0 | 0 | 0 | 0 | 0 | 0 | 0 | 0 | 0 | 0 | 0 | 0 | 0 | 0 | 0 | 0 | 0 | 0
F5_Commercial_College (ID)_New_Food Preparation_Natural Gas_Conveyor Oven_E8 | F5 | Commercial | College (ID) | New | Food Preparation | Natural Gas | Conveyor Oven | E8 | RIM BC Ratio | 0 | 0 | 0 | 0 | 0 | 0 | 0 | 0 | 0 | 0 | 0 | 0 | 0 | 0 | 0 | 0 | 0 | 0 | 0 | 0 | 0 | 0 | 0 | 0 | 0 | 0 | 0
F5_Commercial_College (ID)_New_Food Preparation_Natural Gas_Conveyor Oven_E9 | F5 | Commercial | College (ID) | New | Food Preparation | Natural Gas | Conveyor Oven | E9 | RIM BC Ratio | 0 | 0 | 0 | 0 | 0 | 0 | 0 | 0 | 0 | 0 | 0 | 0 | 0 | 0 | 0 | 0 | 0 | 0 | 0 | 0 | 0 | 0 | 0 | 0 | 0 | 0 | 0
F5_Commercial_College (ID)_New_Food Preparation_Natural Gas_Conveyor Oven_E10 | F5 | Commercial | College (ID) | New | Food Preparation | Natural Gas | Conveyor Oven | E10 | RIM BC Ratio | 0 | 0 | 0 | 0 | 0 | 0 | 0 | 0 | 0 | 0 | 0 | 0 | 0 | 0 | 0 | 0 | 0 | 0 | 0 | 0 | 0 | 0 | 0 | 0 | 0 | 0 | 0
F0_Commercial_College (ID)_New_Food Preparation_Natural Gas_Double Rack Oven_E0 | F0 | Commercial | College (ID) | New | Food Preparation | Natural Gas | Double Rack Oven | E0 | Economic Unit | FTSC Qualified (>50% Cooking Efficiency) | FTSC Qualified (>50% Cooking Efficiency) | FTSC Qualified (>50% Cooking Efficiency) | FTSC Qualified (>50% Cooking Efficiency) | FTSC Qualified (>50% Cooking Efficiency) | FTSC Qualified (>50% Cooking Efficiency) | FTSC Qualified (>50% Cooking Efficiency) | FTSC Qualified (>50% Cooking Efficiency) | FTSC Qualified (>50% Cooking Efficiency) | FTSC Qualified (>50% Cooking Efficiency) | FTSC Qualified (>50% Cooking Efficiency) | FTSC Qualified (>50% Cooking Efficiency) | FTSC Qualified (>50% Cooking Efficiency) | FTSC Qualified (>50% Cooking Efficiency) | FTSC Qualified (>50% Cooking Efficiency) | FTSC Qualified (>50% Cooking Efficiency) | FTSC Qualified (>50% Cooking Efficiency) | FTSC Qualified (>50% Cooking Efficiency) | FTSC Qualified (>50% Cooking Efficiency) | FTSC Qualified (>50% Cooking Efficiency) | FTSC Qualified (>50% Cooking Efficiency) | FTSC Qualified (>50% Cooking Efficiency) | FTSC Qualified (>50% Cooking Efficiency) | FTSC Qualified (>50% Cooking Efficiency) | FTSC Qualified (>50% Cooking Efficiency) | FTSC Qualified (>50% Cooking Efficiency) | FTSC Qualified (>50% Cooking Efficiency)
F1_Commercial_College (ID)_New_Food Preparation_Natural Gas_Double Rack Oven_E1 | F1 | Commercial | College (ID) | New | Food Preparation | Natural Gas | Double Rack Oven | E1 | CCE | 0 | 0 | 0 | 0 | 0 | 0 | 0 | 0 | 0 | 0 | 0 | 0 | 0 | 0 | 0 | 0 | 0 | 0 | 0 | 0 | 0 | 0 | 0 | 0 | 0 | 0 | 0
F1_Commercial_College (ID)_New_Food Preparation_Natural Gas_Double Rack Oven_E2 | F1 | Commercial | College (ID) | New | Food Preparation | Natural Gas | Double Rack Oven | E2 | CCE | 0.00028896 | 0.00028896 | 0.00028896 | 0.00028896 | 0.00028896 | 0.00028896 | 0.00028896 | 0.00028896 | 0.00028896 | 0.00028896 | 0.00028896 | 0.00028896 | 0.00028896 | 0.00028896 | 0.00028896 | 0.00028896 | 0.00028896 | 0.00028896 | 0.00028896 | 0.00028896 | 0.00028896 | 0.00028896 | 0.00028896 | 0.00028896 | 0.00028896 | 0.00028896 | 0.00028896
F1_Commercial_College (ID)_New_Food Preparation_Natural Gas_Double Rack Oven_E3 | F1 | Commercial | College (ID) | New | Food Preparation | Natural Gas | Double Rack Oven | E3 | CCE | 0 | 0 | 0 | 0 | 0 | 0 | 0 | 0 | 0 | 0 | 0 | 0 | 0 | 0 | 0 | 0 | 0 | 0 | 0 | 0 | 0 | 0 | 0 | 0 | 0 | 0 | 0
F1_Commercial_College (ID)_New_Food Preparation_Natural Gas_Double Rack Oven_E4 | F1 | Commercial | College (ID) | New | Food Preparation | Natural Gas | Double Rack Oven | E4 | CCE | 0 | 0 | 0 | 0 | 0 | 0 | 0 | 0 | 0 | 0 | 0 | 0 | 0 | 0 | 0 | 0 | 0 | 0 | 0 | 0 | 0 | 0 | 0 | 0 | 0 | 0 | 0
F1_Commercial_College (ID)_New_Food Preparation_Natural Gas_Double Rack Oven_E5 | F1 | Commercial | College (ID) | New | Food Preparation | Natural Gas | Double Rack Oven | E5 | CCE | 0 | 0 | 0 | 0 | 0 | 0 | 0 | 0 | 0 | 0 | 0 | 0 | 0 | 0 | 0 | 0 | 0 | 0 | 0 | 0 | 0 | 0 | 0 | 0 | 0 | 0 | 0
F1_Commercial_College (ID)_New_Food Preparation_Natural Gas_Double Rack Oven_E6 | F1 | Commercial | College (ID) | New | Food Preparation | Natural Gas | Double Rack Oven | E6 | CCE | 0 | 0 | 0 | 0 | 0 | 0 | 0 | 0 | 0 | 0 | 0 | 0 | 0 | 0 | 0 | 0 | 0 | 0 | 0 | 0 | 0 | 0 | 0 | 0 | 0 | 0 | 0
F1_Commercial_College (ID)_New_Food Preparation_Natural Gas_Double Rack Oven_E7 | F1 | Commercial | College (ID) | New | Food Preparation | Natural Gas | Double Rack Oven | E7 | CCE | 0 | 0 | 0 | 0 | 0 | 0 | 0 | 0 | 0 | 0 | 0 | 0 | 0 | 0 | 0 | 0 | 0 | 0 | 0 | 0 | 0 | 0 | 0 | 0 | 0 | 0 | 0
F1_Commercial_College (ID)_New_Food Preparation_Natural Gas_Double Rack Oven_E8 | F1 | Commercial | College (ID) | New | Food Preparation | Natural Gas | Double Rack Oven | E8 | CCE | 0 | 0 | 0 | 0 | 0 | 0 | 0 | 0 | 0 | 0 | 0 | 0 | 0 | 0 | 0 | 0 | 0 | 0 | 0 | 0 | 0 | 0 | 0 | 0 | 0 | 0 | 0
F1_Commercial_College (ID)_New_Food Preparation_Natural Gas_Double Rack Oven_E9 | F1 | Commercial | College (ID) | New | Food Preparation | Natural Gas | Double Rack Oven | E9 | CCE | 0 | 0 | 0 | 0 | 0 | 0 | 0 | 0 | 0 | 0 | 0 | 0 | 0 | 0 | 0 | 0 | 0 | 0 | 0 | 0 | 0 | 0 | 0 | 0 | 0 | 0 | 0
F1_Commercial_College (ID)_New_Food Preparation_Natural Gas_Double Rack Oven_E10 | F1 | Commercial | College (ID) | New | Food Preparation | Natural Gas | Double Rack Oven | E10 | CCE | 0 | 0 | 0 | 0 | 0 | 0 | 0 | 0 | 0 | 0 | 0 | 0 | 0 | 0 | 0 | 0 | 0 | 0 | 0 | 0 | 0 | 0 | 0 | 0 | 0 | 0 | 0
F2_Commercial_College (ID)_New_Food Preparation_Natural Gas_Double Rack Oven_E1 | F2 | Commercial | College (ID) | New | Food Preparation | Natural Gas | Double Rack Oven | E1 | TRC BC Ratio | [24 empty] | 1 | 1 | 1 | bar: 2019 to 2042
F2_Commercial_College (ID)_New_Food Preparation_Natural Gas_Double Rack Oven_E2 | F2 | Commercial | College (ID) | New | Food Preparation | Natural Gas | Double Rack Oven | E2 | TRC BC Ratio | 12.3167 | 12.6271 | 12.9949 | 13.4163 | 13.8929 | 14.4728 | 15.0696 | 15.6607 | 16.2297 | 16.8067 | 17.2657 | 17.6958 | 18.1579 | 18.6102 | 19.0147 | 19.3931 | 19.7326 | 20.0677 | 20.4256 | 20.7748 | 21.1335 | 21.5064 | 21.8833 | 22.272 | 22.6677 | 23.0704 | 23.4803
F2_Commercial_College (ID)_New_Food Preparation_Natural Gas_Double Rack Oven_E3 | F2 | Commercial | College (ID) | New | Food Preparation | Natural Gas | Double Rack Oven | E3 | TRC BC Ratio | 0 | 0 | 0 | 0 | 0 | 0 | 0 | 0 | 0 | 0 | 0 | 0 | 0 | 0 | 0 | 0 | 0 | 0 | 0 | 0 | 0 | 0 | 0 | 0 | 0 | 0 | 0
F2_Commercial_College (ID)_New_Food Preparation_Natural Gas_Double Rack Oven_E4 | F2 | Commercial | College (ID) | New | Food Preparation | Natural Gas | Double Rack Oven | E4 | TRC BC Ratio | 0 | 0 | 0 | 0 | 0 | 0 | 0 | 0 | 0 | 0 | 0 | 0 | 0 | 0 | 0 | 0 | 0 | 0 | 0 | 0 | 0 | 0 | 0 | 0 | 0 | 0 | 0
F2_Commercial_College (ID)_New_Food Preparation_Natural Gas_Double Rack Oven_E5 | F2 | Commercial | College (ID) | New | Food Preparation | Natural Gas | Double Rack Oven | E5 | TRC BC Ratio | 0 | 0 | 0 | 0 | 0 | 0 | 0 | 0 | 0 | 0 | 0 | 0 | 0 | 0 | 0 | 0 | 0 | 0 | 0 | 0 | 0 | 0 | 0 | 0 | 0 | 0 | 0
F2_Commercial_College (ID)_New_Food Preparation_Natural Gas_Double Rack Oven_E6 | F2 | Commercial | College (ID) | New | Food Preparation | Natural Gas | Double Rack Oven | E6 | TRC BC Ratio | 0 | 0 | 0 | 0 | 0 | 0 | 0 | 0 | 0 | 0 | 0 | 0 | 0 | 0 | 0 | 0 | 0 | 0 | 0 | 0 | 0 | 0 | 0 | 0 | 0 | 0 | 0
F2_Commercial_College (ID)_New_Food Preparation_Natural Gas_Double Rack Oven_E7 | F2 | Commercial | College (ID) | New | Food Preparation | Natural Gas | Double Rack Oven | E7 | TRC BC Ratio | 0 | 0 | 0 | 0 | 0 | 0 | 0 | 0 | 0 | 0 | 0 | 0 | 0 | 0 | 0 | 0 | 0 | 0 | 0 | 0 | 0 | 0 | 0 | 0 | 0 | 0 | 0
F2_Commercial_College (ID)_New_Food Preparation_Natural Gas_Double Rack Oven_E8 | F2 | Commercial | College (ID) | New | Food Preparation | Natural Gas | Double Rack Oven | E8 | TRC BC Ratio | 0 | 0 | 0 | 0 | 0 | 0 | 0 | 0 | 0 | 0 | 0 | 0 | 0 | 0 | 0 | 0 | 0 | 0 | 0 | 0 | 0 | 0 | 0 | 0 | 0 | 0 | 0
F2_Commercial_College (ID)_New_Food Preparation_Natural Gas_Double Rack Oven_E9 | F2 | Commercial | College (ID) | New | Food Preparation | Natural Gas | Double Rack Oven | E9 | TRC BC Ratio | 0 | 0 | 0 | 0 | 0 | 0 | 0 | 0 | 0 | 0 | 0 | 0 | 0 | 0 | 0 | 0 | 0 | 0 | 0 | 0 | 0 | 0 | 0 | 0 | 0 | 0 | 0
F2_Commercial_College (ID)_New_Food Preparation_Natural Gas_Double Rack Oven_E10 | F2 | Commercial | College (ID) | New | Food Preparation | Natural Gas | Double Rack Oven | E10 | TRC BC Ratio | 0 | 0 | 0 | 0 | 0 | 0 | 0 | 0 | 0 | 0 | 0 | 0 | 0 | 0 | 0 | 0 | 0 | 0 | 0 | 0 | 0 | 0 | 0 | 0 | 0 | 0 | 0
F3_Commercial_College (ID)_New_Food Preparation_Natural Gas_Double Rack Oven_E1 | F3 | Commercial | College (ID) | New | Food Preparation | Natural Gas | Double Rack Oven | E1 | PACT BC Ratio | [24 empty] | 1 | 1 | 1 | bar: 2019 to 2042
F3_Commercial_College (ID)_New_Food Preparation_Natural Gas_Double Rack Oven_E2 | F3 | Commercial | College (ID) | New | Food Preparation | Natural Gas | Double Rack Oven | E2 | PACT BC Ratio | 24.3916 | 25.0063 | 25.7346 | 26.5692 | 27.513 | 28.6614 | 29.8434 | 31.0139 | 32.1408 | 33.2834 | 34.1925 | 35.0442 | 35.9593 | 36.8551 | 37.656 | 38.4055 | 39.0777 | 39.7413 | 40.4502 | 41.1416 | 41.852 | 42.5905 | 43.3369 | 44.1068 | 44.8904 | 45.6879 | 46.4996
F3_Commercial_College (ID)_New_Food Preparation_Natural Gas_Double Rack Oven_E3 | F3 | Commercial | College (ID) | New | Food Preparation | Natural Gas | Double Rack Oven | E3 | PACT BC Ratio | 0 | 0 | 0 | 0 | 0 | 0 | 0 | 0 | 0 | 0 | 0 | 0 | 0 | 0 | 0 | 0 | 0 | 0 | 0 | 0 | 0 | 0 | 0 | 0 | 0 | 0 | 0
F3_Commercial_College (ID)_New_Food Preparation_Natural Gas_Double Rack Oven_E4 | F3 | Commercial | College (ID) | New | Food Preparation | Natural Gas | Double Rack Oven | E4 | PACT BC Ratio | 0 | 0 | 0 | 0 | 0 | 0 | 0 | 0 | 0 | 0 | 0 | 0 | 0 | 0 | 0 | 0 | 0 | 0 | 0 | 0 | 0 | 0 | 0 | 0 | 0 | 0 | 0
F3_Commercial_College (ID)_New_Food Preparation_Natural Gas_Double Rack Oven_E5 | F3 | Commercial | College (ID) | New | Food Preparation | Natural Gas | Double Rack Oven | E5 | PACT BC Ratio | 0 | 0 | 0 | 0 | 0 | 0 | 0 | 0 | 0 | 0 | 0 | 0 | 0 | 0 | 0 | 0 | 0 | 0 | 0 | 0 | 0 | 0 | 0 | 0 | 0 | 0 | 0
F3_Commercial_College (ID)_New_Food Preparation_Natural Gas_Double Rack Oven_E6 | F3 | Commercial | College (ID) | New | Food Preparation | Natural Gas | Double Rack Oven | E6 | PACT BC Ratio | 0 | 0 | 0 | 0 | 0 | 0 | 0 | 0 | 0 | 0 | 0 | 0 | 0 | 0 | 0 | 0 | 0 | 0 | 0 | 0 | 0 | 0 | 0 | 0 | 0 | 0 | 0
F3_Commercial_College (ID)_New_Food Preparation_Natural Gas_Double Rack Oven_E7 | F3 | Commercial | College (ID) | New | Food Preparation | Natural Gas | Double Rack Oven | E7 | PACT BC Ratio | 0 | 0 | 0 | 0 | 0 | 0 | 0 | 0 | 0 | 0 | 0 | 0 | 0 | 0 | 0 | 0 | 0 | 0 | 0 | 0 | 0 | 0 | 0 | 0 | 0 | 0 | 0
F3_Commercial_College (ID)_New_Food Preparation_Natural Gas_Double Rack Oven_E8 | F3 | Commercial | College (ID) | New | Food Preparation | Natural Gas | Double Rack Oven | E8 | PACT BC Ratio | 0 | 0 | 0 | 0 | 0 | 0 | 0 | 0 | 0 | 0 | 0 | 0 | 0 | 0 | 0 | 0 | 0 | 0 | 0 | 0 | 0 | 0 | 0 | 0 | 0 | 0 | 0
F3_Commercial_College (ID)_New_Food Preparation_Natural Gas_Double Rack Oven_E9 | F3 | Commercial | College (ID) | New | Food Preparation | Natural Gas | Double Rack Oven | E9 | PACT BC Ratio | 0 | 0 | 0 | 0 | 0 | 0 | 0 | 0 | 0 | 0 | 0 | 0 | 0 | 0 | 0 | 0 | 0 | 0 | 0 | 0 | 0 | 0 | 0 | 0 | 0 | 0 | 0
F3_Commercial_College (ID)_New_Food Preparation_Natural Gas_Double Rack Oven_E10 | F3 | Commercial | College (ID) | New | Food Preparation | Natural Gas | Double Rack Oven | E10 | PACT BC Ratio | 0 | 0 | 0 | 0 | 0 | 0 | 0 | 0 | 0 | 0 | 0 | 0 | 0 | 0 | 0 | 0 | 0 | 0 | 0 | 0 | 0 | 0 | 0 | 0 | 0 | 0 | 0
F4_Commercial_College (ID)_New_Food Preparation_Natural Gas_Double Rack Oven_E1 | F4 | Commercial | College (ID) | New | Food Preparation | Natural Gas | Double Rack Oven | E1 | RVT BC Ratio | [24 empty] | 1 | 1 | 1 | bar: 2019 to 2042
F4_Commercial_College (ID)_New_Food Preparation_Natural Gas_Double Rack Oven_E2 | F4 | Commercial | College (ID) | New | Food Preparation | Natural Gas | Double Rack Oven | E2 | RVT BC Ratio | 17.8139 | 18.1427 | 18.5287 | 18.9787 | 19.4941 | 20.1375 | 20.7827 | 21.3953 | 21.9498 | 22.4873 | 23.0443 | 23.5504 | 24.0847 | 24.5903 | 25.025 | 25.4173 | 25.7494 | 26.0664 | 26.4035 | 26.7182 | 27.0341 | 27.504 | 27.9789 | 28.4687 | 28.9673 | 29.4747 | 29.9911
F4_Commercial_College (ID)_New_Food Preparation_Natural Gas_Double Rack Oven_E3 | F4 | Commercial | College (ID) | New | Food Preparation | Natural Gas | Double Rack Oven | E3 | RVT BC Ratio | 0 | 0 | 0 | 0 | 0 | 0 | 0 | 0 | 0 | 0 | 0 | 0 | 0 | 0 | 0 | 0 | 0 | 0 | 0 | 0 | 0 | 0 | 0 | 0 | 0 | 0 | 0
F4_Commercial_College (ID)_New_Food Preparation_Natural Gas_Double Rack Oven_E4 | F4 | Commercial | College (ID) | New | Food Preparation | Natural Gas | Double Rack Oven | E4 | RVT BC Ratio | 0 | 0 | 0 | 0 | 0 | 0 | 0 | 0 | 0 | 0 | 0 | 0 | 0 | 0 | 0 | 0 | 0 | 0 | 0 | 0 | 0 | 0 | 0 | 0 | 0 | 0 | 0
F4_Commercial_College (ID)_New_Food Preparation_Natural Gas_Double Rack Oven_E5 | F4 | Commercial | College (ID) | New | Food Preparation | Natural Gas | Double Rack Oven | E5 | RVT BC Ratio | 0 | 0 | 0 | 0 | 0 | 0 | 0 | 0 | 0 | 0 | 0 | 0 | 0 | 0 | 0 | 0 | 0 | 0 | 0 | 0 | 0 | 0 | 0 | 0 | 0 | 0 | 0
F4_Commercial_College (ID)_New_Food Preparation_Natural Gas_Double Rack Oven_E6 | F4 | Commercial | College (ID) | New | Food Preparation | Natural Gas | Double Rack Oven | E6 | RVT BC Ratio | 0 | 0 | 0 | 0 | 0 | 0 | 0 | 0 | 0 | 0 | 0 | 0 | 0 | 0 | 0 | 0 | 0 | 0 | 0 | 0 | 0 | 0 | 0 | 0 | 0 | 0 | 0
F4_Commercial_College (ID)_New_Food Preparation_Natural Gas_Double Rack Oven_E7 | F4 | Commercial | College (ID) | New | Food Preparation | Natural Gas | Double Rack Oven | E7 | RVT BC Ratio | 0 | 0 | 0 | 0 | 0 | 0 | 0 | 0 | 0 | 0 | 0 | 0 | 0 | 0 | 0 | 0 | 0 | 0 | 0 | 0 | 0 | 0 | 0 | 0 | 0 | 0 | 0
F4_Commercial_College (ID)_New_Food Preparation_Natural Gas_Double Rack Oven_E8 | F4 | Commercial | College (ID) | New | Food Preparation | Natural Gas | Double Rack Oven | E8 | RVT BC Ratio | 0 | 0 | 0 | 0 | 0 | 0 | 0 | 0 | 0 | 0 | 0 | 0 | 0 | 0 | 0 | 0 | 0 | 0 | 0 | 0 | 0 | 0 | 0 | 0 | 0 | 0 | 0
F4_Commercial_College (ID)_New_Food Preparation_Natural Gas_Double Rack Oven_E9 | F4 | Commercial | College (ID) | New | Food Preparation | Natural Gas | Double Rack Oven | E9 | RVT BC Ratio | 0 | 0 | 0 | 0 | 0 | 0 | 0 | 0 | 0 | 0 | 0 | 0 | 0 | 0 | 0 | 0 | 0 | 0 | 0 | 0 | 0 | 0 | 0 | 0 | 0 | 0 | 0
F4_Commercial_College (ID)_New_Food Preparation_Natural Gas_Double Rack Oven_E10 | F4 | Commercial | College (ID) | New | Food Preparation | Natural Gas | Double Rack Oven | E10 | RVT BC Ratio | 0 | 0 | 0 | 0 | 0 | 0 | 0 | 0 | 0 | 0 | 0 | 0 | 0 | 0 | 0 | 0 | 0 | 0 | 0 | 0 | 0 | 0 | 0 | 0 | 0 | 0 | 0
F5_Commercial_College (ID)_New_Food Preparation_Natural Gas_Double Rack Oven_E1 | F5 | Commercial | College (ID) | New | Food Preparation | Natural Gas | Double Rack Oven | E1 | RIM BC Ratio | [24 empty] | 1 | 1 | 1 | bar: 2019 to 2042
F5_Commercial_College (ID)_New_Food Preparation_Natural Gas_Double Rack Oven_E2 | F5 | Commercial | College (ID) | New | Food Preparation | Natural Gas | Double Rack Oven | E2 | RIM BC Ratio | 0.82048 | 0.82608 | 0.83262 | 0.83945 | 0.84652 | 0.85396 | 0.86183 | 0.87023 | 0.87927 | 0.88896 | 0.89136 | 0.89409 | 0.89725 | 0.90085 | 0.90456 | 0.90844 | 0.91251 | 0.91681 | 0.92134 | 0.92613 | 0.93119 | 0.93155 | 0.9319 | 0.93225 | 0.9326 | 0.93293 | 0.93327
F5_Commercial_College (ID)_New_Food Preparation_Natural Gas_Double Rack Oven_E3 | F5 | Commercial | College (ID) | New | Food Preparation | Natural Gas | Double Rack Oven | E3 | RIM BC Ratio | 0 | 0 | 0 | 0 | 0 | 0 | 0 | 0 | 0 | 0 | 0 | 0 | 0 | 0 | 0 | 0 | 0 | 0 | 0 | 0 | 0 | 0 | 0 | 0 | 0 | 0 | 0
F5_Commercial_College (ID)_New_Food Preparation_Natural Gas_Double Rack Oven_E4 | F5 | Commercial | College (ID) | New | Food Preparation | Natural Gas | Double Rack Oven | E4 | RIM BC Ratio | 0 | 0 | 0 | 0 | 0 | 0 | 0 | 0 | 0 | 0 | 0 | 0 | 0 | 0 | 0 | 0 | 0 | 0 | 0 | 0 | 0 | 0 | 0 | 0 | 0 | 0 | 0
F5_Commercial_College (ID)_New_Food Preparation_Natural Gas_Double Rack Oven_E5 | F5 | Commercial | College (ID) | New | Food Preparation | Natural Gas | Double Rack Oven | E5 | RIM BC Ratio | 0 | 0 | 0 | 0 | 0 | 0 | 0 | 0 | 0 | 0 | 0 | 0 | 0 | 0 | 0 | 0 | 0 | 0 | 0 | 0 | 0 | 0 | 0 | 0 | 0 | 0 | 0
F5_Commercial_College (ID)_New_Food Preparation_Natural Gas_Double Rack Oven_E6 | F5 | Commercial | College (ID) | New | Food Preparation | Natural Gas | Double Rack Oven | E6 | RIM BC Ratio | 0 | 0 | 0 | 0 | 0 | 0 | 0 | 0 | 0 | 0 | 0 | 0 | 0 | 0 | 0 | 0 | 0 | 0 | 0 | 0 | 0 | 0 | 0 | 0 | 0 | 0 | 0
F5_Commercial_College (ID)_New_Food Preparation_Natural Gas_Double Rack Oven_E7 | F5 | Commercial | College (ID) | New | Food Preparation | Natural Gas | Double Rack Oven | E7 | RIM BC Ratio | 0 | 0 | 0 | 0 | 0 | 0 | 0 | 0 | 0 | 0 | 0 | 0 | 0 | 0 | 0 | 0 | 0 | 0 | 0 | 0 | 0 | 0 | 0 | 0 | 0 | 0 | 0
F5_Commercial_College (ID)_New_Food Preparation_Natural Gas_Double Rack Oven_E8 | F5 | Commercial | College (ID) | New | Food Preparation | Natural Gas | Double Rack Oven | E8 | RIM BC Ratio | 0 | 0 | 0 | 0 | 0 | 0 | 0 | 0 | 0 | 0 | 0 | 0 | 0 | 0 | 0 | 0 | 0 | 0 | 0 | 0 | 0 | 0 | 0 | 0 | 0 | 0 | 0
F5_Commercial_College (ID)_New_Food Preparation_Natural Gas_Double Rack Oven_E9 | F5 | Commercial | College (ID) | New | Food Preparation | Natural Gas | Double Rack Oven | E9 | RIM BC Ratio | 0 | 0 | 0 | 0 | 0 | 0 | 0 | 0 | 0 | 0 | 0 | 0 | 0 | 0 | 0 | 0 | 0 | 0 | 0 | 0 | 0 | 0 | 0 | 0 | 0 | 0 | 0
F5_Commercial_College (ID)_New_Food Preparation_Natural Gas_Double Rack Oven_E10 | F5 | Commercial | College (ID) | New | Food Preparation | Natural Gas | Double Rack Oven | E10 | RIM BC Ratio | 0 | 0 | 0 | 0 | 0 | 0 | 0 | 0 | 0 | 0 | 0 | 0 | 0 | 0 | 0 | 0 | 0 | 0 | 0 | 0 | 0 | 0 | 0 | 0 | 0 | 0 | 0
F0_Commercial_College (ID)_New_Food Preparation_Natural Gas_Fryer_E0 | F0 | Commercial | College (ID) | New | Food Preparation | Natural Gas | Fryer | E0 | Economic Unit | ENERGY STAR | ENERGY STAR | ENERGY STAR | ENERGY STAR | ENERGY STAR | ENERGY STAR | ENERGY STAR | ENERGY STAR | ENERGY STAR | ENERGY STAR | ENERGY STAR | ENERGY STAR | ENERGY STAR | ENERGY STAR | ENERGY STAR | ENERGY STAR | ENERGY STAR | ENERGY STAR | ENERGY STAR | ENERGY STAR | ENERGY STAR | ENERGY STAR | ENERGY STAR | ENERGY STAR | ENERGY STAR | ENERGY STAR | ENERGY STAR
F1_Commercial_College (ID)_New_Food Preparation_Natural Gas_Fryer_E1 | F1 | Commercial | College (ID) | New | Food Preparation | Natural Gas | Fryer | E1 | CCE | 0 | 0 | 0 | 0 | 0 | 0 | 0 | 0 | 0 | 0 | 0 | 0 | 0 | 0 | 0 | 0 | 0 | 0 | 0 | 0 | 0 | 0 | 0 | 0 | 0 | 0 | 0
F1_Commercial_College (ID)_New_Food Preparation_Natural Gas_Fryer_E2 | F1 | Commercial | College (ID) | New | Food Preparation | Natural Gas | Fryer | E2 | CCE | 0.0003771 | 0.0003771 | 0.0003771 | 0.0003771 | 0.0003771 | 0.0003771 | 0.0003771 | 0.0003771 | 0.0003771 | 0.0003771 | 0.0003771 | 0.0003771 | 0.0003771 | 0.0003771 | 0.0003771 | 0.0003771 | 0.0003771 | 0.0003771 | 0.0003771 | 0.0003771 | 0.0003771 | 0.0003771 | 0.0003771 | 0.0003771 | 0.0003771 | 0.0003771 | 0.0003771
F1_Commercial_College (ID)_New_Food Preparation_Natural Gas_Fryer_E3 | F1 | Commercial | College (ID) | New | Food Preparation | Natural Gas | Fryer | E3 | CCE | 0 | 0 | 0 | 0 | 0 | 0 | 0 | 0 | 0 | 0 | 0 | 0 | 0 | 0 | 0 | 0 | 0 | 0 | 0 | 0 | 0 | 0 | 0 | 0 | 0 | 0 | 0
F1_Commercial_College (ID)_New_Food Preparation_Natural Gas_Fryer_E4 | F1 | Commercial | College (ID) | New | Food Preparation | Natural Gas | Fryer | E4 | CCE | 0 | 0 | 0 | 0 | 0 | 0 | 0 | 0 | 0 | 0 | 0 | 0 | 0 | 0 | 0 | 0 | 0 | 0 | 0 | 0 | 0 | 0 | 0 | 0 | 0 | 0 | 0
F1_Commercial_College (ID)_New_Food Preparation_Natural Gas_Fryer_E5 | F1 | Commercial | College (ID) | New | Food Preparation | Natural Gas | Fryer | E5 | CCE | 0 | 0 | 0 | 0 | 0 | 0 | 0 | 0 | 0 | 0 | 0 | 0 | 0 | 0 | 0 | 0 | 0 | 0 | 0 | 0 | 0 | 0 | 0 | 0 | 0 | 0 | 0
F1_Commercial_College (ID)_New_Food Preparation_Natural Gas_Fryer_E6 | F1 | Commercial | College (ID) | New | Food Preparation | Natural Gas | Fryer | E6 | CCE | 0 | 0 | 0 | 0 | 0 | 0 | 0 | 0 | 0 | 0 | 0 | 0 | 0 | 0 | 0 | 0 | 0 | 0 | 0 | 0 | 0 | 0 | 0 | 0 | 0 | 0 | 0
F1_Commercial_College (ID)_New_Food Preparation_Natural Gas_Fryer_E7 | F1 | Commercial | College (ID) | New | Food Preparation | Natural Gas | Fryer | E7 | CCE | 0 | 0 | 0 | 0 | 0 | 0 | 0 | 0 | 0 | 0 | 0 | 0 | 0 | 0 | 0 | 0 | 0 | 0 | 0 | 0 | 0 | 0 | 0 | 0 | 0 | 0 | 0
F1_Commercial_College (ID)_New_Food Preparation_Natural Gas_Fryer_E8 | F1 | Commercial | College (ID) | New | Food Preparation | Natural Gas | Fryer | E8 | CCE | 0 | 0 | 0 | 0 | 0 | 0 | 0 | 0 | 0 | 0 | 0 | 0 | 0 | 0 | 0 | 0 | 0 | 0 | 0 | 0 | 0 | 0 | 0 | 0 | 0 | 0 | 0
F1_Commercial_College (ID)_New_Food Preparation_Natural Gas_Fryer_E9 | F1 | Commercial | College (ID) | New | Food Preparation | Natural Gas | Fryer | E9 | CCE | 0 | 0 | 0 | 0 | 0 | 0 | 0 | 0 | 0 | 0 | 0 | 0 | 0 | 0 | 0 | 0 | 0 | 0 | 0 | 0 | 0 | 0 | 0 | 0 | 0 | 0 | 0
F1_Commercial_College (ID)_New_Food Preparation_Natural Gas_Fryer_E10 | F1 | Commercial | College (ID) | New | Food Preparation | Natural Gas | Fryer | E10 | CCE | 0 | 0 | 0 | 0 | 0 | 0 | 0 | 0 | 0 | 0 | 0 | 0 | 0 | 0 | 0 | 0 | 0 | 0 | 0 | 0 | 0 | 0 | 0 | 0 | 0 | 0 | 0
F2_Commercial_College (ID)_New_Food Preparation_Natural Gas_Fryer_E1 | F2 | Commercial | College (ID) | New | Food Preparation | Natural Gas | Fryer | E1 | TRC BC Ratio | [24 empty] | 1 | 1 | 1 | bar: 2019 to 2042
F2_Commercial_College (ID)_New_Food Preparation_Natural Gas_Fryer_E2 | F2 | Commercial | College (ID) | New | Food Preparation | Natural Gas | Fryer | E2 | TRC BC Ratio | 9.832 | 10.0902 | 10.3801 | 10.7048 | 11.0663 | 11.494 | 11.9296 | 12.3587 | 12.7713 | 13.1901 | 13.531 | 13.8526 | 14.1967 | 14.5353 | 14.8426 | 15.1334 | 15.3988 | 15.6621 | 15.9413 | 16.2153 | 16.4965 | 16.7879 | 17.0826 | 17.3861 | 17.695 | 18.0094 | 18.3293
F2_Commercial_College (ID)_New_Food Preparation_Natural Gas_Fryer_E3 | F2 | Commercial | College (ID) | New | Food Preparation | Natural Gas | Fryer | E3 | TRC BC Ratio | 0 | 0 | 0 | 0 | 0 | 0 | 0 | 0 | 0 | 0 | 0 | 0 | 0 | 0 | 0 | 0 | 0 | 0 | 0 | 0 | 0 | 0 | 0 | 0 | 0 | 0 | 0
F2_Commercial_College (ID)_New_Food Preparation_Natural Gas_Fryer_E4 | F2 | Commercial | College (ID) | New | Food Preparation | Natural Gas | Fryer | E4 | TRC BC Ratio | 0 | 0 | 0 | 0 | 0 | 0 | 0 | 0 | 0 | 0 | 0 | 0 | 0 | 0 | 0 | 0 | 0 | 0 | 0 | 0 | 0 | 0 | 0 | 0 | 0 | 0 | 0
F2_Commercial_College (ID)_New_Food Preparation_Natural Gas_Fryer_E5 | F2 | Commercial | College (ID) | New | Food Preparation | Natural Gas | Fryer | E5 | TRC BC Ratio | 0 | 0 | 0 | 0 | 0 | 0 | 0 | 0 | 0 | 0 | 0 | 0 | 0 | 0 | 0 | 0 | 0 | 0 | 0 | 0 | 0 | 0 | 0 | 0 | 0 | 0 | 0
F2_Commercial_College (ID)_New_Food Preparation_Natural Gas_Fryer_E6 | F2 | Commercial | College (ID) | New | Food Preparation | Natural Gas | Fryer | E6 | TRC BC Ratio | 0 | 0 | 0 | 0 | 0 | 0 | 0 | 0 | 0 | 0 | 0 | 0 | 0 | 0 | 0 | 0 | 0 | 0 | 0 | 0 | 0 | 0 | 0 | 0 | 0 | 0 | 0
F2_Commercial_College (ID)_New_Food Preparation_Natural Gas_Fryer_E7 | F2 | Commercial | College (ID) | New | Food Preparation | Natural Gas | Fryer | E7 | TRC BC Ratio | 0 | 0 | 0 | 0 | 0 | 0 | 0 | 0 | 0 | 0 | 0 | 0 | 0 | 0 | 0 | 0 | 0 | 0 | 0 | 0 | 0 | 0 | 0 | 0 | 0 | 0 | 0
F2_Commercial_College (ID)_New_Food Preparation_Natural Gas_Fryer_E8 | F2 | Commercial | College (ID) | New | Food Preparation | Natural Gas | Fryer | E8 | TRC BC Ratio | 0 | 0 | 0 | 0 | 0 | 0 | 0 | 0 | 0 | 0 | 0 | 0 | 0 | 0 | 0 | 0 | 0 | 0 | 0 | 0 | 0 | 0 | 0 | 0 | 0 | 0 | 0
F2_Commercial_College (ID)_New_Food Preparation_Natural Gas_Fryer_E9 | F2 | Commercial | College (ID) | New | Food Preparation | Natural Gas | Fryer | E9 | TRC BC Ratio | 0 | 0 | 0 | 0 | 0 | 0 | 0 | 0 | 0 | 0 | 0 | 0 | 0 | 0 | 0 | 0 | 0 | 0 | 0 | 0 | 0 | 0 | 0 | 0 | 0 | 0 | 0
F2_Commercial_College (ID)_New_Food Preparation_Natural Gas_Fryer_E10 | F2 | Commercial | College (ID) | New | Food Preparation | Natural Gas | Fryer | E10 | TRC BC Ratio | 0 | 0 | 0 | 0 | 0 | 0 | 0 | 0 | 0 | 0 | 0 | 0 | 0 | 0 | 0 | 0 | 0 | 0 | 0 | 0 | 0 | 0 | 0 | 0 | 0 | 0 | 0
F3_Commercial_College (ID)_New_Food Preparation_Natural Gas_Fryer_E1 | F3 | Commercial | College (ID) | New | Food Preparation | Natural Gas | Fryer | E1 | PACT BC Ratio | [24 empty] | 1 | 1 | 1 | bar: 2019 to 2042
F3_Commercial_College (ID)_New_Food Preparation_Natural Gas_Fryer_E2 | F3 | Commercial | College (ID) | New | Food Preparation | Natural Gas | Fryer | E2 | PACT BC Ratio | 19.4709 | 19.9824 | 20.5564 | 21.1993 | 21.9153 | 22.7623 | 23.6249 | 24.4747 | 25.2919 | 26.1212 | 26.7963 | 27.4333 | 28.1148 | 28.7852 | 29.3937 | 29.9697 | 30.4953 | 31.0167 | 31.5696 | 32.1123 | 32.6691 | 33.2461 | 33.8299 | 34.4309 | 35.0426 | 35.6652 | 36.2988
F3_Commercial_College (ID)_New_Food Preparation_Natural Gas_Fryer_E3 | F3 | Commercial | College (ID) | New | Food Preparation | Natural Gas | Fryer | E3 | PACT BC Ratio | 0 | 0 | 0 | 0 | 0 | 0 | 0 | 0 | 0 | 0 | 0 | 0 | 0 | 0 | 0 | 0 | 0 | 0 | 0 | 0 | 0 | 0 | 0 | 0 | 0 | 0 | 0
F3_Commercial_College (ID)_New_Food Preparation_Natural Gas_Fryer_E4 | F3 | Commercial | College (ID) | New | Food Preparation | Natural Gas | Fryer | E4 | PACT BC Ratio | 0 | 0 | 0 | 0 | 0 | 0 | 0 | 0 | 0 | 0 | 0 | 0 | 0 | 0 | 0 | 0 | 0 | 0 | 0 | 0 | 0 | 0 | 0 | 0 | 0 | 0 | 0
F3_Commercial_College (ID)_New_Food Preparation_Natural Gas_Fryer_E5 | F3 | Commercial | College (ID) | New | Food Preparation | Natural Gas | Fryer | E5 | PACT BC Ratio | 0 | 0 | 0 | 0 | 0 | 0 | 0 | 0 | 0 | 0 | 0 | 0 | 0 | 0 | 0 | 0 | 0 | 0 | 0 | 0 | 0 | 0 | 0 | 0 | 0 | 0 | 0
F3_Commercial_College (ID)_New_Food Preparation_Natural Gas_Fryer_E6 | F3 | Commercial | College (ID) | New | Food Preparation | Natural Gas | Fryer | E6 | PACT BC Ratio | 0 | 0 | 0 | 0 | 0 | 0 | 0 | 0 | 0 | 0 | 0 | 0 | 0 | 0 | 0 | 0 | 0 | 0 | 0 | 0 | 0 | 0 | 0 | 0 | 0 | 0 | 0
F3_Commercial_College (ID)_New_Food Preparation_Natural Gas_Fryer_E7 | F3 | Commercial | College (ID) | New | Food Preparation | Natural Gas | Fryer | E7 | PACT BC Ratio | 0 | 0 | 0 | 0 | 0 | 0 | 0 | 0 | 0 | 0 | 0 | 0 | 0 | 0 | 0 | 0 | 0 | 0 | 0 | 0 | 0 | 0 | 0 | 0 | 0 | 0 | 0
F3_Commercial_College (ID)_New_Food Preparation_Natural Gas_Fryer_E8 | F3 | Commercial | College (ID) | New | Food Preparation | Natural Gas | Fryer | E8 | PACT BC Ratio | 0 | 0 | 0 | 0 | 0 | 0 | 0 | 0 | 0 | 0 | 0 | 0 | 0 | 0 | 0 | 0 | 0 | 0 | 0 | 0 | 0 | 0 | 0 | 0 | 0 | 0 | 0
F3_Commercial_College (ID)_New_Food Preparation_Natural Gas_Fryer_E9 | F3 | Commercial | College (ID) | New | Food Preparation | Natural Gas | Fryer | E9 | PACT BC Ratio | 0 | 0 | 0 | 0 | 0 | 0 | 0 | 0 | 0 | 0 | 0 | 0 | 0 | 0 | 0 | 0 | 0 | 0 | 0 | 0 | 0 | 0 | 0 | 0 | 0 | 0 | 0
F3_Commercial_College (ID)_New_Food Preparation_Natural Gas_Fryer_E10 | F3 | Commercial | College (ID) | New | Food Preparation | Natural Gas | Fryer | E10 | PACT BC Ratio | 0 | 0 | 0 | 0 | 0 | 0 | 0 | 0 | 0 | 0 | 0 | 0 | 0 | 0 | 0 | 0 | 0 | 0 | 0 | 0 | 0 | 0 | 0 | 0 | 0 | 0 | 0
F4_Commercial_College (ID)_New_Food Preparation_Natural Gas_Fryer_E1 | F4 | Commercial | College (ID) | New | Food Preparation | Natural Gas | Fryer | E1 | RVT BC Ratio | [24 empty] | 1 | 1 | 1 | bar: 2019 to 2042
F4_Commercial_College (ID)_New_Food Preparation_Natural Gas_Fryer_E2 | F4 | Commercial | College (ID) | New | Food Preparation | Natural Gas | Fryer | E2 | RVT BC Ratio | 14.1599 | 14.4364 | 14.7475 | 15.0969 | 15.4865 | 15.9575 | 16.4248 | 16.8666 | 17.2673 | 17.6575 | 18.0617 | 18.4322 | 18.8279 | 19.2114 | 19.5486 | 19.8586 | 20.1292 | 20.3906 | 20.6664 | 20.9281 | 21.1915 | 21.5586 | 21.9301 | 22.3125 | 22.7017 | 23.0978 | 23.5009
F4_Commercial_College (ID)_New_Food Preparation_Natural Gas_Fryer_E3 | F4 | Commercial | College (ID) | New | Food Preparation | Natural Gas | Fryer | E3 | RVT BC Ratio | 0 | 0 | 0 | 0 | 0 | 0 | 0 | 0 | 0 | 0 | 0 | 0 | 0 | 0 | 0 | 0 | 0 | 0 | 0 | 0 | 0 | 0 | 0 | 0 | 0 | 0 | 0
F4_Commercial_College (ID)_New_Food Preparation_Natural Gas_Fryer_E4 | F4 | Commercial | College (ID) | New | Food Preparation | Natural Gas | Fryer | E4 | RVT BC Ratio | 0 | 0 | 0 | 0 | 0 | 0 | 0 | 0 | 0 | 0 | 0 | 0 | 0 | 0 | 0 | 0 | 0 | 0 | 0 | 0 | 0 | 0 | 0 | 0 | 0 | 0 | 0
F4_Commercial_College (ID)_New_Food Preparation_Natural Gas_Fryer_E5 | F4 | Commercial | College (ID) | New | Food Preparation | Natural Gas | Fryer | E5 | RVT BC Ratio | 0 | 0 | 0 | 0 | 0 | 0 | 0 | 0 | 0 | 0 | 0 | 0 | 0 | 0 | 0 | 0 | 0 | 0 | 0 | 0 | 0 | 0 | 0 | 0 | 0 | 0 | 0
F4_Commercial_College (ID)_New_Food Preparation_Natural Gas_Fryer_E6 | F4 | Commercial | College (ID) | New | Food Preparation | Natural Gas | Fryer | E6 | RVT BC Ratio | 0 | 0 | 0 | 0 | 0 | 0 | 0 | 0 | 0 | 0 | 0 | 0 | 0 | 0 | 0 | 0 | 0 | 0 | 0 | 0 | 0 | 0 | 0 | 0 | 0 | 0 | 0
F4_Commercial_College (ID)_New_Food Preparation_Natural Gas_Fryer_E7 | F4 | Commercial | College (ID) | New | Food Preparation | Natural Gas | Fryer | E7 | RVT BC Ratio | 0 | 0 | 0 | 0 | 0 | 0 | 0 | 0 | 0 | 0 | 0 | 0 | 0 | 0 | 0 | 0 | 0 | 0 | 0 | 0 | 0 | 0 | 0 | 0 | 0 | 0 | 0
F4_Commercial_College (ID)_New_Food Preparation_Natural Gas_Fryer_E8 | F4 | Commercial | College (ID) | New | Food Preparation | Natural Gas | Fryer | E8 | RVT BC Ratio | 0 | 0 | 0 | 0 | 0 | 0 | 0 | 0 | 0 | 0 | 0 | 0 | 0 | 0 | 0 | 0 | 0 | 0 | 0 | 0 | 0 | 0 | 0 | 0 | 0 | 0 | 0
F4_Commercial_College (ID)_New_Food Preparation_Natural Gas_Fryer_E9 | F4 | Commercial | College (ID) | New | Food Preparation | Natural Gas | Fryer | E9 | RVT BC Ratio | 0 | 0 | 0 | 0 | 0 | 0 | 0 | 0 | 0 | 0 | 0 | 0 | 0 | 0 | 0 | 0 | 0 | 0 | 0 | 0 | 0 | 0 | 0 | 0 | 0 | 0 | 0
F4_Commercial_College (ID)_New_Food Preparation_Natural Gas_Fryer_E10 | F4 | Commercial | College (ID) | New | Food Preparation | Natural Gas | Fryer | E10 | RVT BC Ratio | 0 | 0 | 0 | 0 | 0 | 0 | 0 | 0 | 0 | 0 | 0 | 0 | 0 | 0 | 0 | 0 | 0 | 0 | 0 | 0 | 0 | 0 | 0 | 0 | 0 | 0 | 0
F5_Commercial_College (ID)_New_Food Preparation_Natural Gas_Fryer_E1 | F5 | Commercial | College (ID) | New | Food Preparation | Natural Gas | Fryer | E1 | RIM BC Ratio | [24 empty] | 1 | 1 | 1 | bar: 2019 to 2042
F5_Commercial_College (ID)_New_Food Preparation_Natural Gas_Fryer_E2 | F5 | Commercial | College (ID) | New | Food Preparation | Natural Gas | Fryer | E2 | RIM BC Ratio | 0.82162 | 0.82727 | 0.83332 | 0.83976 | 0.84656 | 0.85365 | 0.86109 | 0.86897 | 0.87739 | 0.88636 | 0.88914 | 0.89217 | 0.89532 | 0.89856 | 0.90189 | 0.90535 | 0.90897 | 0.91277 | 0.91676 | 0.92097 | 0.9254 | 0.92586 | 0.9263 | 0.92675 | 0.92718 | 0.92761 | 0.92803
F5_Commercial_College (ID)_New_Food Preparation_Natural Gas_Fryer_E3 | F5 | Commercial | College (ID) | New | Food Preparation | Natural Gas | Fryer | E3 | RIM BC Ratio | 0 | 0 | 0 | 0 | 0 | 0 | 0 | 0 | 0 | 0 | 0 | 0 | 0 | 0 | 0 | 0 | 0 | 0 | 0 | 0 | 0 | 0 | 0 | 0 | 0 | 0 | 0
F5_Commercial_College (ID)_New_Food Preparation_Natural Gas_Fryer_E4 | F5 | Commercial | College (ID) | New | Food Preparation | Natural Gas | Fryer | E4 | RIM BC Ratio | 0 | 0 | 0 | 0 | 0 | 0 | 0 | 0 | 0 | 0 | 0 | 0 | 0 | 0 | 0 | 0 | 0 | 0 | 0 | 0 | 0 | 0 | 0 | 0 | 0 | 0 | 0
F5_Commercial_College (ID)_New_Food Preparation_Natural Gas_Fryer_E5 | F5 | Commercial | College (ID) | New | Food Preparation | Natural Gas | Fryer | E5 | RIM BC Ratio | 0 | 0 | 0 | 0 | 0 | 0 | 0 | 0 | 0 | 0 | 0 | 0 | 0 | 0 | 0 | 0 | 0 | 0 | 0 | 0 | 0 | 0 | 0 | 0 | 0 | 0 | 0
F5_Commercial_College (ID)_New_Food Preparation_Natural Gas_Fryer_E6 | F5 | Commercial | College (ID) | New | Food Preparation | Natural Gas | Fryer | E6 | RIM BC Ratio | 0 | 0 | 0 | 0 | 0 | 0 | 0 | 0 | 0 | 0 | 0 | 0 | 0 | 0 | 0 | 0 | 0 | 0 | 0 | 0 | 0 | 0 | 0 | 0 | 0 | 0 | 0
F5_Commercial_College (ID)_New_Food Preparation_Natural Gas_Fryer_E7 | F5 | Commercial | College (ID) | New | Food Preparation | Natural Gas | Fryer | E7 | RIM BC Ratio | 0 | 0 | 0 | 0 | 0 | 0 | 0 | 0 | 0 | 0 | 0 | 0 | 0 | 0 | 0 | 0 | 0 | 0 | 0 | 0 | 0 | 0 | 0 | 0 | 0 | 0 | 0
F5_Commercial_College (ID)_New_Food Preparation_Natural Gas_Fryer_E8 | F5 | Commercial | College (ID) | New | Food Preparation | Natural Gas | Fryer | E8 | RIM BC Ratio | 0 | 0 | 0 | 0 | 0 | 0 | 0 | 0 | 0 | 0 | 0 | 0 | 0 | 0 | 0 | 0 | 0 | 0 | 0 | 0 | 0 | 0 | 0 | 0 | 0 | 0 | 0
F5_Commercial_College (ID)_New_Food Preparation_Natural Gas_Fryer_E9 | F5 | Commercial | College (ID) | New | Food Preparation | Natural Gas | Fryer | E9 | RIM BC Ratio | 0 | 0 | 0 | 0 | 0 | 0 | 0 | 0 | 0 | 0 | 0 | 0 | 0 | 0 | 0 | 0 | 0 | 0 | 0 | 0 | 0 | 0 | 0 | 0 | 0 | 0 | 0
F5_Commercial_College (ID)_New_Food Preparation_Natural Gas_Fryer_E10 | F5 | Commercial | College (ID) | New | Food Preparation | Natural Gas | Fryer | E10 | RIM BC Ratio | 0 | 0 | 0 | 0 | 0 | 0 | 0 | 0 | 0 | 0 | 0 | 0 | 0 | 0 | 0 | 0 | 0 | 0 | 0 | 0 | 0 | 0 | 0 | 0 | 0 | 0 | 0
F0_Commercial_College (ID)_New_Food Preparation_Natural Gas_Broiler_E0 | F0 | Commercial | College (ID) | New | Food Preparation | Natural Gas | Broiler | E0 | Economic Unit | Infrared Burners | Infrared Burners | Infrared Burners | Infrared Burners | Infrared Burners | Infrared Burners | Infrared Burners | Infrared Burners | Infrared Burners | Infrared Burners | Infrared Burners | Infrared Burners | Infrared Burners | Infrared Burners | Infrared Burners | Infrared Burners | Infrared Burners | Infrared Burners | Infrared Burners | Infrared Burners | Infrared Burners | Infrared Burners | Infrared Burners | Infrared Burners | Infrared Burners | Infrared Burners | Infrared Burners
F1_Commercial_College (ID)_New_Food Preparation_Natural Gas_Broiler_E1 | F1 | Commercial | College (ID) | New | Food Preparation | Natural Gas | Broiler | E1 | CCE | 0 | 0 | 0 | 0 | 0 | 0 | 0 | 0 | 0 | 0 | 0 | 0 | 0 | 0 | 0 | 0 | 0 | 0 | 0 | 0 | 0 | 0 | 0 | 0 | 0 | 0 | 0
F1_Commercial_College (ID)_New_Food Preparation_Natural Gas_Broiler_E2 | F1 | Commercial | College (ID) | New | Food Preparation | Natural Gas | Broiler | E2 | CCE | 0.0011545 | 0.0011545 | 0.0011545 | 0.0011545 | 0.0011545 | 0.0011545 | 0.0011545 | 0.0011545 | 0.0011545 | 0.0011545 | 0.0011545 | 0.0011545 | 0.0011545 | 0.0011545 | 0.0011545 | 0.0011545 | 0.0011545 | 0.0011545 | 0.0011545 | 0.0011545 | 0.0011545 | 0.0011545 | 0.0011545 | 0.0011545 | 0.0011545 | 0.0011545 | 0.0011545
F1_Commercial_College (ID)_New_Food Preparation_Natural Gas_Broiler_E3 | F1 | Commercial | College (ID) | New | Food Preparation | Natural Gas | Broiler | E3 | CCE | 0 | 0 | 0 | 0 | 0 | 0 | 0 | 0 | 0 | 0 | 0 | 0 | 0 | 0 | 0 | 0 | 0 | 0 | 0 | 0 | 0 | 0 | 0 | 0 | 0 | 0 | 0
F1_Commercial_College (ID)_New_Food Preparation_Natural Gas_Broiler_E4 | F1 | Commercial | College (ID) | New | Food Preparation | Natural Gas | Broiler | E4 | CCE | 0 | 0 | 0 | 0 | 0 | 0 | 0 | 0 | 0 | 0 | 0 | 0 | 0 | 0 | 0 | 0 | 0 | 0 | 0 | 0 | 0 | 0 | 0 | 0 | 0 | 0 | 0
F1_Commercial_College (ID)_New_Food Preparation_Natural Gas_Broiler_E5 | F1 | Commercial | College (ID) | New | Food Preparation | Natural Gas | Broiler | E5 | CCE | 0 | 0 | 0 | 0 | 0 | 0 | 0 | 0 | 0 | 0 | 0 | 0 | 0 | 0 | 0 | 0 | 0 | 0 | 0 | 0 | 0 | 0 | 0 | 0 | 0 | 0 | 0
F1_Commercial_College (ID)_New_Food Preparation_Natural Gas_Broiler_E6 | F1 | Commercial | College (ID) | New | Food Preparation | Natural Gas | Broiler | E6 | CCE | 0 | 0 | 0 | 0 | 0 | 0 | 0 | 0 | 0 | 0 | 0 | 0 | 0 | 0 | 0 | 0 | 0 | 0 | 0 | 0 | 0 | 0 | 0 | 0 | 0 | 0 | 0
F1_Commercial_College (ID)_New_Food Preparation_Natural Gas_Broiler_E7 | F1 | Commercial | College (ID) | New | Food Preparation | Natural Gas | Broiler | E7 | CCE | 0 | 0 | 0 | 0 | 0 | 0 | 0 | 0 | 0 | 0 | 0 | 0 | 0 | 0 | 0 | 0 | 0 | 0 | 0 | 0 | 0 | 0 | 0 | 0 | 0 | 0 | 0
F1_Commercial_College (ID)_New_Food Preparation_Natural Gas_Broiler_E8 | F1 | Commercial | College (ID) | New | Food Preparation | Natural Gas | Broiler | E8 | CCE | 0 | 0 | 0 | 0 | 0 | 0 | 0 | 0 | 0 | 0 | 0 | 0 | 0 | 0 | 0 | 0 | 0 | 0 | 0 | 0 | 0 | 0 | 0 | 0 | 0 | 0 | 0
F1_Commercial_College (ID)_New_Food Preparation_Natural Gas_Broiler_E9 | F1 | Commercial | College (ID) | New | Food Preparation | Natural Gas | Broiler | E9 | CCE | 0 | 0 | 0 | 0 | 0 | 0 | 0 | 0 | 0 | 0 | 0 | 0 | 0 | 0 | 0 | 0 | 0 | 0 | 0 | 0 | 0 | 0 | 0 | 0 | 0 | 0 | 0
F1_Commercial_College (ID)_New_Food Preparation_Natural Gas_Broiler_E10 | F1 | Commercial | College (ID) | New | Food Preparation | Natural Gas | Broiler | E10 | CCE | 0 | 0 | 0 | 0 | 0 | 0 | 0 | 0 | 0 | 0 | 0 | 0 | 0 | 0 | 0 | 0 | 0 | 0 | 0 | 0 | 0 | 0 | 0 | 0 | 0 | 0 | 0
F2_Commercial_College (ID)_New_Food Preparation_Natural Gas_Broiler_E1 | F2 | Commercial | College (ID) | New | Food Preparation | Natural Gas | Broiler | E1 | TRC BC Ratio | [24 empty] | 1 | 1 | 1 | bar: 2019 to 2042
F2_Commercial_College (ID)_New_Food Preparation_Natural Gas_Broiler_E2 | F2 | Commercial | College (ID) | New | Food Preparation | Natural Gas | Broiler | E2 | TRC BC Ratio | 3.0827 | 3.1604 | 3.2525 | 3.358 | 3.4773 | 3.6224 | 3.7718 | 3.9197 | 4.0621 | 4.2065 | 4.3214 | 4.4291 | 4.5447 | 4.658 | 4.7592 | 4.8539 | 4.9389 | 5.0227 | 5.1123 | 5.1997 | 5.2895 | 5.3828 | 5.4772 | 5.5745 | 5.6735 | 5.7743 | 5.8769
F2_Commercial_College (ID)_New_Food Preparation_Natural Gas_Broiler_E3 | F2 | Commercial | College (ID) | New | Food Preparation | Natural Gas | Broiler | E3 | TRC BC Ratio | 0 | 0 | 0 | 0 | 0 | 0 | 0 | 0 | 0 | 0 | 0 | 0 | 0 | 0 | 0 | 0 | 0 | 0 | 0 | 0 | 0 | 0 | 0 | 0 | 0 | 0 | 0
F2_Commercial_College (ID)_New_Food Preparation_Natural Gas_Broiler_E4 | F2 | Commercial | College (ID) | New | Food Preparation | Natural Gas | Broiler | E4 | TRC BC Ratio | 0 | 0 | 0 | 0 | 0 | 0 | 0 | 0 | 0 | 0 | 0 | 0 | 0 | 0 | 0 | 0 | 0 | 0 | 0 | 0 | 0 | 0 | 0 | 0 | 0 | 0 | 0
F2_Commercial_College (ID)_New_Food Preparation_Natural Gas_Broiler_E5 | F2 | Commercial | College (ID) | New | Food Preparation | Natural Gas | Broiler | E5 | TRC BC Ratio | 0 | 0 | 0 | 0 | 0 | 0 | 0 | 0 | 0 | 0 | 0 | 0 | 0 | 0 | 0 | 0 | 0 | 0 | 0 | 0 | 0 | 0 | 0 | 0 | 0 | 0 | 0
F2_Commercial_College (ID)_New_Food Preparation_Natural Gas_Broiler_E6 | F2 | Commercial | College (ID) | New | Food Preparation | Natural Gas | Broiler | E6 | TRC BC Ratio | 0 | 0 | 0 | 0 | 0 | 0 | 0 | 0 | 0 | 0 | 0 | 0 | 0 | 0 | 0 | 0 | 0 | 0 | 0 | 0 | 0 | 0 | 0 | 0 | 0 | 0 | 0
F2_Commercial_College (ID)_New_Food Preparation_Natural Gas_Broiler_E7 | F2 | Commercial | College (ID) | New | Food Preparation | Natural Gas | Broiler | E7 | TRC BC Ratio | 0 | 0 | 0 | 0 | 0 | 0 | 0 | 0 | 0 | 0 | 0 | 0 | 0 | 0 | 0 | 0 | 0 | 0 | 0 | 0 | 0 | 0 | 0 | 0 | 0 | 0 | 0
F2_Commercial_College (ID)_New_Food Preparation_Natural Gas_Broiler_E8 | F2 | Commercial | College (ID) | New | Food Preparation | Natural Gas | Broiler | E8 | TRC BC Ratio | 0 | 0 | 0 | 0 | 0 | 0 | 0 | 0 | 0 | 0 | 0 | 0 | 0 | 0 | 0 | 0 | 0 | 0 | 0 | 0 | 0 | 0 | 0 | 0 | 0 | 0 | 0
F2_Commercial_College (ID)_New_Food Preparation_Natural Gas_Broiler_E9 | F2 | Commercial | College (ID) | New | Food Preparation | Natural Gas | Broiler | E9 | TRC BC Ratio | 0 | 0 | 0 | 0 | 0 | 0 | 0 | 0 | 0 | 0 | 0 | 0 | 0 | 0 | 0 | 0 | 0 | 0 | 0 | 0 | 0 | 0 | 0 | 0 | 0 | 0 | 0
F2_Commercial_College (ID)_New_Food Preparation_Natural Gas_Broiler_E10 | F2 | Commercial | College (ID) | New | Food Preparation | Natural Gas | Broiler | E10 | TRC BC Ratio | 0 | 0 | 0 | 0 | 0 | 0 | 0 | 0 | 0 | 0 | 0 | 0 | 0 | 0 | 0 | 0 | 0 | 0 | 0 | 0 | 0 | 0 | 0 | 0 | 0 | 0 | 0
F3_Commercial_College (ID)_New_Food Preparation_Natural Gas_Broiler_E1 | F3 | Commercial | College (ID) | New | Food Preparation | Natural Gas | Broiler | E1 | PACT BC Ratio | [24 empty] | 1 | 1 | 1 | bar: 2019 to 2042
F3_Commercial_College (ID)_New_Food Preparation_Natural Gas_Broiler_E2 | F3 | Commercial | College (ID) | New | Food Preparation | Natural Gas | Broiler | E2 | PACT BC Ratio | 6.105 | 6.2588 | 6.4411 | 6.65 | 6.8862 | 7.1737 | 7.4695 | 7.7625 | 8.0445 | 8.3305 | 8.558 | 8.7712 | 9.0003 | 9.2245 | 9.4249 | 9.6125 | 9.7808 | 9.9469 | 10.1243 | 10.2973 | 10.4751 | 10.66 | 10.8468 | 11.0395 | 11.2356 | 11.4352 | 11.6384
F3_Commercial_College (ID)_New_Food Preparation_Natural Gas_Broiler_E3 | F3 | Commercial | College (ID) | New | Food Preparation | Natural Gas | Broiler | E3 | PACT BC Ratio | 0 | 0 | 0 | 0 | 0 | 0 | 0 | 0 | 0 | 0 | 0 | 0 | 0 | 0 | 0 | 0 | 0 | 0 | 0 | 0 | 0 | 0 | 0 | 0 | 0 | 0 | 0
F3_Commercial_College (ID)_New_Food Preparation_Natural Gas_Broiler_E4 | F3 | Commercial | College (ID) | New | Food Preparation | Natural Gas | Broiler | E4 | PACT BC Ratio | 0 | 0 | 0 | 0 | 0 | 0 | 0 | 0 | 0 | 0 | 0 | 0 | 0 | 0 | 0 | 0 | 0 | 0 | 0 | 0 | 0 | 0 | 0 | 0 | 0 | 0 | 0
F3_Commercial_College (ID)_New_Food Preparation_Natural Gas_Broiler_E5 | F3 | Commercial | College (ID) | New | Food Preparation | Natural Gas | Broiler | E5 | PACT BC Ratio | 0 | 0 | 0 | 0 | 0 | 0 | 0 | 0 | 0 | 0 | 0 | 0 | 0 | 0 | 0 | 0 | 0 | 0 | 0 | 0 | 0 | 0 | 0 | 0 | 0 | 0 | 0
F3_Commercial_College (ID)_New_Food Preparation_Natural Gas_Broiler_E6 | F3 | Commercial | College (ID) | New | Food Preparation | Natural Gas | Broiler | E6 | PACT BC Ratio | 0 | 0 | 0 | 0 | 0 | 0 | 0 | 0 | 0 | 0 | 0 | 0 | 0 | 0 | 0 | 0 | 0 | 0 | 0 | 0 | 0 | 0 | 0 | 0 | 0 | 0 | 0
F3_Commercial_College (ID)_New_Food Preparation_Natural Gas_Broiler_E7 | F3 | Commercial | College (ID) | New | Food Preparation | Natural Gas | Broiler | E7 | PACT BC Ratio | 0 | 0 | 0 | 0 | 0 | 0 | 0 | 0 | 0 | 0 | 0 | 0 | 0 | 0 | 0 | 0 | 0 | 0 | 0 | 0 | 0 | 0 | 0 | 0 | 0 | 0 | 0
F3_Commercial_College (ID)_New_Food Preparation_Natural Gas_Broiler_E8 | F3 | Commercial | College (ID) | New | Food Preparation | Natural Gas | Broiler | E8 | PACT BC Ratio | 0 | 0 | 0 | 0 | 0 | 0 | 0 | 0 | 0 | 0 | 0 | 0 | 0 | 0 | 0 | 0 | 0 | 0 | 0 | 0 | 0 | 0 | 0 | 0 | 0 | 0 | 0
F3_Commercial_College (ID)_New_Food Preparation_Natural Gas_Broiler_E9 | F3 | Commercial | College (ID) | New | Food Preparation | Natural Gas | Broiler | E9 | PACT BC Ratio | 0 | 0 | 0 | 0 | 0 | 0 | 0 | 0 | 0 | 0 | 0 | 0 | 0 | 0 | 0 | 0 | 0 | 0 | 0 | 0 | 0 | 0 | 0 | 0 | 0 | 0 | 0
F3_Commercial_College (ID)_New_Food Preparation_Natural Gas_Broiler_E10 | F3 | Commercial | College (ID) | New | Food Preparation | Natural Gas | Broiler | E10 | PACT BC Ratio | 0 | 0 | 0 | 0 | 0 | 0 | 0 | 0 | 0 | 0 | 0 | 0 | 0 | 0 | 0 | 0 | 0 | 0 | 0 | 0 | 0 | 0 | 0 | 0 | 0 | 0 | 0
F4_Commercial_College (ID)_New_Food Preparation_Natural Gas_Broiler_E1 | F4 | Commercial | College (ID) | New | Food Preparation | Natural Gas | Broiler | E1 | RVT BC Ratio | [24 empty] | 1 | 1 | 1 | bar: 2019 to 2042
F4_Commercial_College (ID)_New_Food Preparation_Natural Gas_Broiler_E2 | F4 | Commercial | College (ID) | New | Food Preparation | Natural Gas | Broiler | E2 | RVT BC Ratio | 4.763 | 4.8453 | 4.9419 | 5.0545 | 5.1835 | 5.3446 | 5.506 | 5.6594 | 5.7982 | 5.9327 | 6.0721 | 6.1988 | 6.3325 | 6.459 | 6.5678 | 6.666 | 6.7492 | 6.8285 | 6.9129 | 6.9917 | 7.0707 | 7.1883 | 7.3072 | 7.4298 | 7.5546 | 7.6816 | 7.8108
F4_Commercial_College (ID)_New_Food Preparation_Natural Gas_Broiler_E3 | F4 | Commercial | College (ID) | New | Food Preparation | Natural Gas | Broiler | E3 | RVT BC Ratio | 0 | 0 | 0 | 0 | 0 | 0 | 0 | 0 | 0 | 0 | 0 | 0 | 0 | 0 | 0 | 0 | 0 | 0 | 0 | 0 | 0 | 0 | 0 | 0 | 0 | 0 | 0
F4_Commercial_College (ID)_New_Food Preparation_Natural Gas_Broiler_E4 | F4 | Commercial | College (ID) | New | Food Preparation | Natural Gas | Broiler | E4 | RVT BC Ratio | 0 | 0 | 0 | 0 | 0 | 0 | 0 | 0 | 0 | 0 | 0 | 0 | 0 | 0 | 0 | 0 | 0 | 0 | 0 | 0 | 0 | 0 | 0 | 0 | 0 | 0 | 0
F4_Commercial_College (ID)_New_Food Preparation_Natural Gas_Broiler_E5 | F4 | Commercial | College (ID) | New | Food Preparation | Natural Gas | Broiler | E5 | RVT BC Ratio | 0 | 0 | 0 | 0 | 0 | 0 | 0 | 0 | 0 | 0 | 0 | 0 | 0 | 0 | 0 | 0 | 0 | 0 | 0 | 0 | 0 | 0 | 0 | 0 | 0 | 0 | 0
F4_Commercial_College (ID)_New_Food Preparation_Natural Gas_Broiler_E6 | F4 | Commercial | College (ID) | New | Food Preparation | Natural Gas | Broiler | E6 | RVT BC Ratio | 0 | 0 | 0 | 0 | 0 | 0 | 0 | 0 | 0 | 0 | 0 | 0 | 0 | 0 | 0 | 0 | 0 | 0 | 0 | 0 | 0 | 0 | 0 | 0 | 0 | 0 | 0
F4_Commercial_College (ID)_New_Food Preparation_Natural Gas_Broiler_E7 | F4 | Commercial | College (ID) | New | Food Preparation | Natural Gas | Broiler | E7 | RVT BC Ratio | 0 | 0 | 0 | 0 | 0 | 0 | 0 | 0 | 0 | 0 | 0 | 0 | 0 | 0 | 0 | 0 | 0 | 0 | 0 | 0 | 0 | 0 | 0 | 0 | 0 | 0 | 0
F4_Commercial_College (ID)_New_Food Preparation_Natural Gas_Broiler_E8 | F4 | Commercial | College (ID) | New | Food Preparation | Natural Gas | Broiler | E8 | RVT BC Ratio | 0 | 0 | 0 | 0 | 0 | 0 | 0 | 0 | 0 | 0 | 0 | 0 | 0 | 0 | 0 | 0 | 0 | 0 | 0 | 0 | 0 | 0 | 0 | 0 | 0 | 0 | 0
F4_Commercial_College (ID)_New_Food Preparation_Natural Gas_Broiler_E9 | F4 | Commercial | College (ID) | New | Food Preparation | Natural Gas | Broiler | E9 | RVT BC Ratio | 0 | 0 | 0 | 0 | 0 | 0 | 0 | 0 | 0 | 0 | 0 | 0 | 0 | 0 | 0 | 0 | 0 | 0 | 0 | 0 | 0 | 0 | 0 | 0 | 0 | 0 | 0
F4_Commercial_College (ID)_New_Food Preparation_Natural Gas_Broiler_E10 | F4 | Commercial | College (ID) | New | Food Preparation | Natural Gas | Broiler | E10 | RVT BC Ratio | 0 | 0 | 0 | 0 | 0 | 0 | 0 | 0 | 0 | 0 | 0 | 0 | 0 | 0 | 0 | 0 | 0 | 0 | 0 | 0 | 0 | 0 | 0 | 0 | 0 | 0 | 0
F5_Commercial_College (ID)_New_Food Preparation_Natural Gas_Broiler_E1 | F5 | Commercial | College (ID) | New | Food Preparation | Natural Gas | Broiler | E1 | RIM BC Ratio | [24 empty] | 1 | 1 | 1 | bar: 2019 to 2042
F5_Commercial_College (ID)_New_Food Preparation_Natural Gas_Broiler_E2 | F5 | Commercial | College (ID) | New | Food Preparation | Natural Gas | Broiler | E2 | RIM BC Ratio | 0.74538 | 0.7517 | 0.75906 | 0.76688 | 0.77509 | 0.78399 | 0.79322 | 0.80276 | 0.81268 | 0.82311 | 0.82679 | 0.83061 | 0.83485 | 0.83939 | 0.84385 | 0.84833 | 0.85286 | 0.85755 | 0.86249 | 0.86763 | 0.87301 | 0.87427 | 0.87551 | 0.87674 | 0.87796 | 0.87916 | 0.88034
F5_Commercial_College (ID)_New_Food Preparation_Natural Gas_Broiler_E3 | F5 | Commercial | College (ID) | New | Food Preparation | Natural Gas | Broiler | E3 | RIM BC Ratio | 0 | 0 | 0 | 0 | 0 | 0 | 0 | 0 | 0 | 0 | 0 | 0 | 0 | 0 | 0 | 0 | 0 | 0 | 0 | 0 | 0 | 0 | 0 | 0 | 0 | 0 | 0
F5_Commercial_College (ID)_New_Food Preparation_Natural Gas_Broiler_E4 | F5 | Commercial | College (ID) | New | Food Preparation | Natural Gas | Broiler | E4 | RIM BC Ratio | 0 | 0 | 0 | 0 | 0 | 0 | 0 | 0 | 0 | 0 | 0 | 0 | 0 | 0 | 0 | 0 | 0 | 0 | 0 | 0 | 0 | 0 | 0 | 0 | 0 | 0 | 0
F5_Commercial_College (ID)_New_Food Preparation_Natural Gas_Broiler_E5 | F5 | Commercial | College (ID) | New | Food Preparation | Natural Gas | Broiler | E5 | RIM BC Ratio | 0 | 0 | 0 | 0 | 0 | 0 | 0 | 0 | 0 | 0 | 0 | 0 | 0 | 0 | 0 | 0 | 0 | 0 | 0 | 0 | 0 | 0 | 0 | 0 | 0 | 0 | 0
F5_Commercial_College (ID)_New_Food Preparation_Natural Gas_Broiler_E6 | F5 | Commercial | College (ID) | New | Food Preparation | Natural Gas | Broiler | E6 | RIM BC Ratio | 0 | 0 | 0 | 0 | 0 | 0 | 0 | 0 | 0 | 0 | 0 | 0 | 0 | 0 | 0 | 0 | 0 | 0 | 0 | 0 | 0 | 0 | 0 | 0 | 0 | 0 | 0
F5_Commercial_College (ID)_New_Food Preparation_Natural Gas_Broiler_E7 | F5 | Commercial | College (ID) | New | Food Preparation | Natural Gas | Broiler | E7 | RIM BC Ratio | 0 | 0 | 0 | 0 | 0 | 0 | 0 | 0 | 0 | 0 | 0 | 0 | 0 | 0 | 0 | 0 | 0 | 0 | 0 | 0 | 0 | 0 | 0 | 0 | 0 | 0 | 0
F5_Commercial_College (ID)_New_Food Preparation_Natural Gas_Broiler_E8 | F5 | Commercial | College (ID) | New | Food Preparation | Natural Gas | Broiler | E8 | RIM BC Ratio | 0 | 0 | 0 | 0 | 0 | 0 | 0 | 0 | 0 | 0 | 0 | 0 | 0 | 0 | 0 | 0 | 0 | 0 | 0 | 0 | 0 | 0 | 0 | 0 | 0 | 0 | 0
F5_Commercial_College (ID)_New_Food Preparation_Natural Gas_Broiler_E9 | F5 | Commercial | College (ID) | New | Food Preparation | Natural Gas | Broiler | E9 | RIM BC Ratio | 0 | 0 | 0 | 0 | 0 | 0 | 0 | 0 | 0 | 0 | 0 | 0 | 0 | 0 | 0 | 0 | 0 | 0 | 0 | 0 | 0 | 0 | 0 | 0 | 0 | 0 | 0
F5_Commercial_College (ID)_New_Food Preparation_Natural Gas_Broiler_E10 | F5 | Commercial | College (ID) | New | Food Preparation | Natural Gas | Broiler | E10 | RIM BC Ratio | 0 | 0 | 0 | 0 | 0 | 0 | 0 | 0 | 0 | 0 | 0 | 0 | 0 | 0 | 0 | 0 | 0 | 0 | 0 | 0 | 0 | 0 | 0 | 0 | 0 | 0 | 0
F0_Commercial_College (ID)_New_Food Preparation_Natural Gas_Griddle_E0 | F0 | Commercial | College (ID) | New | Food Preparation | Natural Gas | Griddle | E0 | Economic Unit | ENERGY STAR | ENERGY STAR | ENERGY STAR | ENERGY STAR | ENERGY STAR | ENERGY STAR | ENERGY STAR | ENERGY STAR | ENERGY STAR | ENERGY STAR | ENERGY STAR | ENERGY STAR | ENERGY STAR | ENERGY STAR | ENERGY STAR | ENERGY STAR | ENERGY STAR | ENERGY STAR | ENERGY STAR | ENERGY STAR | ENERGY STAR | ENERGY STAR | ENERGY STAR | ENERGY STAR | ENERGY STAR | ENERGY STAR | ENERGY STAR
F1_Commercial_College (ID)_New_Food Preparation_Natural Gas_Griddle_E1 | F1 | Commercial | College (ID) | New | Food Preparation | Natural Gas | Griddle | E1 | CCE | 0 | 0 | 0 | 0 | 0 | 0 | 0 | 0 | 0 | 0 | 0 | 0 | 0 | 0 | 0 | 0 | 0 | 0 | 0 | 0 | 0 | 0 | 0 | 0 | 0 | 0 | 0
F1_Commercial_College (ID)_New_Food Preparation_Natural Gas_Griddle_E2 | F1 | Commercial | College (ID) | New | Food Preparation | Natural Gas | Griddle | E2 | CCE | 0.00091307 | 0.00091307 | 0.00091307 | 0.00091307 | 0.00091307 | 0.00091307 | 0.00091307 | 0.00091307 | 0.00091307 | 0.00091307 | 0.00091307 | 0.00091307 | 0.00091307 | 0.00091307 | 0.00091307 | 0.00091307 | 0.00091307 | 0.00091307 | 0.00091307 | 0.00091307 | 0.00091307 | 0.00091307 | 0.00091307 | 0.00091307 | 0.00091307 | 0.00091307 | 0.00091307
F1_Commercial_College (ID)_New_Food Preparation_Natural Gas_Griddle_E3 | F1 | Commercial | College (ID) | New | Food Preparation | Natural Gas | Griddle | E3 | CCE | 0 | 0 | 0 | 0 | 0 | 0 | 0 | 0 | 0 | 0 | 0 | 0 | 0 | 0 | 0 | 0 | 0 | 0 | 0 | 0 | 0 | 0 | 0 | 0 | 0 | 0 | 0
F1_Commercial_College (ID)_New_Food Preparation_Natural Gas_Griddle_E4 | F1 | Commercial | College (ID) | New | Food Preparation | Natural Gas | Griddle | E4 | CCE | 0 | 0 | 0 | 0 | 0 | 0 | 0 | 0 | 0 | 0 | 0 | 0 | 0 | 0 | 0 | 0 | 0 | 0 | 0 | 0 | 0 | 0 | 0 | 0 | 0 | 0 | 0
F1_Commercial_College (ID)_New_Food Preparation_Natural Gas_Griddle_E5 | F1 | Commercial | College (ID) | New | Food Preparation | Natural Gas | Griddle | E5 | CCE | 0 | 0 | 0 | 0 | 0 | 0 | 0 | 0 | 0 | 0 | 0 | 0 | 0 | 0 | 0 | 0 | 0 | 0 | 0 | 0 | 0 | 0 | 0 | 0 | 0 | 0 | 0
F1_Commercial_College (ID)_New_Food Preparation_Natural Gas_Griddle_E6 | F1 | Commercial | College (ID) | New | Food Preparation | Natural Gas | Griddle | E6 | CCE | 0 | 0 | 0 | 0 | 0 | 0 | 0 | 0 | 0 | 0 | 0 | 0 | 0 | 0 | 0 | 0 | 0 | 0 | 0 | 0 | 0 | 0 | 0 | 0 | 0 | 0 | 0
F1_Commercial_College (ID)_New_Food Preparation_Natural Gas_Griddle_E7 | F1 | Commercial | College (ID) | New | Food Preparation | Natural Gas | Griddle | E7 | CCE | 0 | 0 | 0 | 0 | 0 | 0 | 0 | 0 | 0 | 0 | 0 | 0 | 0 | 0 | 0 | 0 | 0 | 0 | 0 | 0 | 0 | 0 | 0 | 0 | 0 | 0 | 0
F1_Commercial_College (ID)_New_Food Preparation_Natural Gas_Griddle_E8 | F1 | Commercial | College (ID) | New | Food Preparation | Natural Gas | Griddle | E8 | CCE | 0 | 0 | 0 | 0 | 0 | 0 | 0 | 0 | 0 | 0 | 0 | 0 | 0 | 0 | 0 | 0 | 0 | 0 | 0 | 0 | 0 | 0 | 0 | 0 | 0 | 0 | 0
F1_Commercial_College (ID)_New_Food Preparation_Natural Gas_Griddle_E9 | F1 | Commercial | College (ID) | New | Food Preparation | Natural Gas | Griddle | E9 | CCE | 0 | 0 | 0 | 0 | 0 | 0 | 0 | 0 | 0 | 0 | 0 | 0 | 0 | 0 | 0 | 0 | 0 | 0 | 0 | 0 | 0 | 0 | 0 | 0 | 0 | 0 | 0
F1_Commercial_College (ID)_New_Food Preparation_Natural Gas_Griddle_E10 | F1 | Commercial | College (ID) | New | Food Preparation | Natural Gas | Griddle | E10 | CCE | 0 | 0 | 0 | 0 | 0 | 0 | 0 | 0 | 0 | 0 | 0 | 0 | 0 | 0 | 0 | 0 | 0 | 0 | 0 | 0 | 0 | 0 | 0 | 0 | 0 | 0 | 0
F2_Commercial_College (ID)_New_Food Preparation_Natural Gas_Griddle_E1 | F2 | Commercial | College (ID) | New | Food Preparation | Natural Gas | Griddle | E1 | TRC BC Ratio | [24 empty] | 1 | 1 | 1 | bar: 2019 to 2042
F2_Commercial_College (ID)_New_Food Preparation_Natural Gas_Griddle_E2 | F2 | Commercial | College (ID) | New | Food Preparation | Natural Gas | Griddle | E2 | TRC BC Ratio | 3.8979 | 3.9961 | 4.1125 | 4.2458 | 4.3967 | 4.5802 | 4.7691 | 4.9561 | 5.1362 | 5.3188 | 5.4641 | 5.6002 | 5.7464 | 5.8896 | 6.0176 | 6.1373 | 6.2447 | 6.3508 | 6.4641 | 6.5746 | 6.6881 | 6.8061 | 6.9254 | 7.0484 | 7.1736 | 7.3011 | 7.4308
F2_Commercial_College (ID)_New_Food Preparation_Natural Gas_Griddle_E3 | F2 | Commercial | College (ID) | New | Food Preparation | Natural Gas | Griddle | E3 | TRC BC Ratio | 0 | 0 | 0 | 0 | 0 | 0 | 0 | 0 | 0 | 0 | 0 | 0 | 0 | 0 | 0 | 0 | 0 | 0 | 0 | 0 | 0 | 0 | 0 | 0 | 0 | 0 | 0
F2_Commercial_College (ID)_New_Food Preparation_Natural Gas_Griddle_E4 | F2 | Commercial | College (ID) | New | Food Preparation | Natural Gas | Griddle | E4 | TRC BC Ratio | 0 | 0 | 0 | 0 | 0 | 0 | 0 | 0 | 0 | 0 | 0 | 0 | 0 | 0 | 0 | 0 | 0 | 0 | 0 | 0 | 0 | 0 | 0 | 0 | 0 | 0 | 0
F2_Commercial_College (ID)_New_Food Preparation_Natural Gas_Griddle_E5 | F2 | Commercial | College (ID) | New | Food Preparation | Natural Gas | Griddle | E5 | TRC BC Ratio | 0 | 0 | 0 | 0 | 0 | 0 | 0 | 0 | 0 | 0 | 0 | 0 | 0 | 0 | 0 | 0 | 0 | 0 | 0 | 0 | 0 | 0 | 0 | 0 | 0 | 0 | 0
F2_Commercial_College (ID)_New_Food Preparation_Natural Gas_Griddle_E6 | F2 | Commercial | College (ID) | New | Food Preparation | Natural Gas | Griddle | E6 | TRC BC Ratio | 0 | 0 | 0 | 0 | 0 | 0 | 0 | 0 | 0 | 0 | 0 | 0 | 0 | 0 | 0 | 0 | 0 | 0 | 0 | 0 | 0 | 0 | 0 | 0 | 0 | 0 | 0
F2_Commercial_College (ID)_New_Food Preparation_Natural Gas_Griddle_E7 | F2 | Commercial | College (ID) | New | Food Preparation | Natural Gas | Griddle | E7 | TRC BC Ratio | 0 | 0 | 0 | 0 | 0 | 0 | 0 | 0 | 0 | 0 | 0 | 0 | 0 | 0 | 0 | 0 | 0 | 0 | 0 | 0 | 0 | 0 | 0 | 0 | 0 | 0 | 0
F2_Commercial_College (ID)_New_Food Preparation_Natural Gas_Griddle_E8 | F2 | Commercial | College (ID) | New | Food Preparation | Natural Gas | Griddle | E8 | TRC BC Ratio | 0 | 0 | 0 | 0 | 0 | 0 | 0 | 0 | 0 | 0 | 0 | 0 | 0 | 0 | 0 | 0 | 0 | 0 | 0 | 0 | 0 | 0 | 0 | 0 | 0 | 0 | 0
F2_Commercial_College (ID)_New_Food Preparation_Natural Gas_Griddle_E9 | F2 | Commercial | College (ID) | New | Food Preparation | Natural Gas | Griddle | E9 | TRC BC Ratio | 0 | 0 | 0 | 0 | 0 | 0 | 0 | 0 | 0 | 0 | 0 | 0 | 0 | 0 | 0 | 0 | 0 | 0 | 0 | 0 | 0 | 0 | 0 | 0 | 0 | 0 | 0
F2_Commercial_College (ID)_New_Food Preparation_Natural Gas_Griddle_E10 | F2 | Commercial | College (ID) | New | Food Preparation | Natural Gas | Griddle | E10 | TRC BC Ratio | 0 | 0 | 0 | 0 | 0 | 0 | 0 | 0 | 0 | 0 | 0 | 0 | 0 | 0 | 0 | 0 | 0 | 0 | 0 | 0 | 0 | 0 | 0 | 0 | 0 | 0 | 0
F3_Commercial_College (ID)_New_Food Preparation_Natural Gas_Griddle_E1 | F3 | Commercial | College (ID) | New | Food Preparation | Natural Gas | Griddle | E1 | PACT BC Ratio | [24 empty] | 1 | 1 | 1 | bar: 2019 to 2042
F3_Commercial_College (ID)_New_Food Preparation_Natural Gas_Griddle_E2 | F3 | Commercial | College (ID) | New | Food Preparation | Natural Gas | Griddle | E2 | PACT BC Ratio | 7.7192 | 7.9137 | 8.1442 | 8.4083 | 8.707 | 9.0704 | 9.4445 | 9.8149 | 10.1716 | 10.5332 | 10.8209 | 11.0904 | 11.38 | 11.6635 | 11.917 | 12.1542 | 12.3669 | 12.5769 | 12.8012 | 13.02 | 13.2448 | 13.4786 | 13.7148 | 13.9584 | 14.2064 | 14.4588 | 14.7157
F3_Commercial_College (ID)_New_Food Preparation_Natural Gas_Griddle_E3 | F3 | Commercial | College (ID) | New | Food Preparation | Natural Gas | Griddle | E3 | PACT BC Ratio | 0 | 0 | 0 | 0 | 0 | 0 | 0 | 0 | 0 | 0 | 0 | 0 | 0 | 0 | 0 | 0 | 0 | 0 | 0 | 0 | 0 | 0 | 0 | 0 | 0 | 0 | 0
F3_Commercial_College (ID)_New_Food Preparation_Natural Gas_Griddle_E4 | F3 | Commercial | College (ID) | New | Food Preparation | Natural Gas | Griddle | E4 | PACT BC Ratio | 0 | 0 | 0 | 0 | 0 | 0 | 0 | 0 | 0 | 0 | 0 | 0 | 0 | 0 | 0 | 0 | 0 | 0 | 0 | 0 | 0 | 0 | 0 | 0 | 0 | 0 | 0
F3_Commercial_College (ID)_New_Food Preparation_Natural Gas_Griddle_E5 | F3 | Commercial | College (ID) | New | Food Preparation | Natural Gas | Griddle | E5 | PACT BC Ratio | 0 | 0 | 0 | 0 | 0 | 0 | 0 | 0 | 0 | 0 | 0 | 0 | 0 | 0 | 0 | 0 | 0 | 0 | 0 | 0 | 0 | 0 | 0 | 0 | 0 | 0 | 0
F3_Commercial_College (ID)_New_Food Preparation_Natural Gas_Griddle_E6 | F3 | Commercial | College (ID) | New | Food Preparation | Natural Gas | Griddle | E6 | PACT BC Ratio | 0 | 0 | 0 | 0 | 0 | 0 | 0 | 0 | 0 | 0 | 0 | 0 | 0 | 0 | 0 | 0 | 0 | 0 | 0 | 0 | 0 | 0 | 0 | 0 | 0 | 0 | 0
F3_Commercial_College (ID)_New_Food Preparation_Natural Gas_Griddle_E7 | F3 | Commercial | College (ID) | New | Food Preparation | Natural Gas | Griddle | E7 | PACT BC Ratio | 0 | 0 | 0 | 0 | 0 | 0 | 0 | 0 | 0 | 0 | 0 | 0 | 0 | 0 | 0 | 0 | 0 | 0 | 0 | 0 | 0 | 0 | 0 | 0 | 0 | 0 | 0
F3_Commercial_College (ID)_New_Food Preparation_Natural Gas_Griddle_E8 | F3 | Commercial | College (ID) | New | Food Preparation | Natural Gas | Griddle | E8 | PACT BC Ratio | 0 | 0 | 0 | 0 | 0 | 0 | 0 | 0 | 0 | 0 | 0 | 0 | 0 | 0 | 0 | 0 | 0 | 0 | 0 | 0 | 0 | 0 | 0 | 0 | 0 | 0 | 0
F3_Commercial_College (ID)_New_Food Preparation_Natural Gas_Griddle_E9 | F3 | Commercial | College (ID) | New | Food Preparation | Natural Gas | Griddle | E9 | PACT BC Ratio | 0 | 0 | 0 | 0 | 0 | 0 | 0 | 0 | 0 | 0 | 0 | 0 | 0 | 0 | 0 | 0 | 0 | 0 | 0 | 0 | 0 | 0 | 0 | 0 | 0 | 0 | 0
F3_Commercial_College (ID)_New_Food Preparation_Natural Gas_Griddle_E10 | F3 | Commercial | College (ID) | New | Food Preparation | Natural Gas | Griddle | E10 | PACT BC Ratio | 0 | 0 | 0 | 0 | 0 | 0 | 0 | 0 | 0 | 0 | 0 | 0 | 0 | 0 | 0 | 0 | 0 | 0 | 0 | 0 | 0 | 0 | 0 | 0 | 0 | 0 | 0
F4_Commercial_College (ID)_New_Food Preparation_Natural Gas_Griddle_E1 | F4 | Commercial | College (ID) | New | Food Preparation | Natural Gas | Griddle | E1 | RVT BC Ratio | [24 empty] | 1 | 1 | 1 | bar: 2019 to 2042
F4_Commercial_College (ID)_New_Food Preparation_Natural Gas_Griddle_E2 | F4 | Commercial | College (ID) | New | Food Preparation | Natural Gas | Griddle | E2 | RVT BC Ratio | 5.915 | 6.0191 | 6.1412 | 6.2836 | 6.4468 | 6.6504 | 6.8545 | 7.0484 | 7.2239 | 7.394 | 7.5703 | 7.7305 | 7.8995 | 8.0595 | 8.1971 | 8.3213 | 8.4263 | 8.5267 | 8.6333 | 8.733 | 8.8329 | 8.9816 | 9.1319 | 9.2869 | 9.4447 | 9.6053 | 9.7687
F4_Commercial_College (ID)_New_Food Preparation_Natural Gas_Griddle_E3 | F4 | Commercial | College (ID) | New | Food Preparation | Natural Gas | Griddle | E3 | RVT BC Ratio | 0 | 0 | 0 | 0 | 0 | 0 | 0 | 0 | 0 | 0 | 0 | 0 | 0 | 0 | 0 | 0 | 0 | 0 | 0 | 0 | 0 | 0 | 0 | 0 | 0 | 0 | 0
F4_Commercial_College (ID)_New_Food Preparation_Natural Gas_Griddle_E4 | F4 | Commercial | College (ID) | New | Food Preparation | Natural Gas | Griddle | E4 | RVT BC Ratio | 0 | 0 | 0 | 0 | 0 | 0 | 0 | 0 | 0 | 0 | 0 | 0 | 0 | 0 | 0 | 0 | 0 | 0 | 0 | 0 | 0 | 0 | 0 | 0 | 0 | 0 | 0
F4_Commercial_College (ID)_New_Food Preparation_Natural Gas_Griddle_E5 | F4 | Commercial | College (ID) | New | Food Preparation | Natural Gas | Griddle | E5 | RVT BC Ratio | 0 | 0 | 0 | 0 | 0 | 0 | 0 | 0 | 0 | 0 | 0 | 0 | 0 | 0 | 0 | 0 | 0 | 0 | 0 | 0 | 0 | 0 | 0 | 0 | 0 | 0 | 0
F4_Commercial_College (ID)_New_Food Preparation_Natural Gas_Griddle_E6 | F4 | Commercial | College (ID) | New | Food Preparation | Natural Gas | Griddle | E6 | RVT BC Ratio | 0 | 0 | 0 | 0 | 0 | 0 | 0 | 0 | 0 | 0 | 0 | 0 | 0 | 0 | 0 | 0 | 0 | 0 | 0 | 0 | 0 | 0 | 0 | 0 | 0 | 0 | 0
F4_Commercial_College (ID)_New_Food Preparation_Natural Gas_Griddle_E7 | F4 | Commercial | College (ID) | New | Food Preparation | Natural Gas | Griddle | E7 | RVT BC Ratio | 0 | 0 | 0 | 0 | 0 | 0 | 0 | 0 | 0 | 0 | 0 | 0 | 0 | 0 | 0 | 0 | 0 | 0 | 0 | 0 | 0 | 0 | 0 | 0 | 0 | 0 | 0
F4_Commercial_College (ID)_New_Food Preparation_Natural Gas_Griddle_E8 | F4 | Commercial | College (ID) | New | Food Preparation | Natural Gas | Griddle | E8 | RVT BC Ratio | 0 | 0 | 0 | 0 | 0 | 0 | 0 | 0 | 0 | 0 | 0 | 0 | 0 | 0 | 0 | 0 | 0 | 0 | 0 | 0 | 0 | 0 | 0 | 0 | 0 | 0 | 0
F4_Commercial_College (ID)_New_Food Preparation_Natural Gas_Griddle_E9 | F4 | Commercial | College (ID) | New | Food Preparation | Natural Gas | Griddle | E9 | RVT BC Ratio | 0 | 0 | 0 | 0 | 0 | 0 | 0 | 0 | 0 | 0 | 0 | 0 | 0 | 0 | 0 | 0 | 0 | 0 | 0 | 0 | 0 | 0 | 0 | 0 | 0 | 0 | 0
F4_Commercial_College (ID)_New_Food Preparation_Natural Gas_Griddle_E10 | F4 | Commercial | College (ID) | New | Food Preparation | Natural Gas | Griddle | E10 | RVT BC Ratio | 0 | 0 | 0 | 0 | 0 | 0 | 0 | 0 | 0 | 0 | 0 | 0 | 0 | 0 | 0 | 0 | 0 | 0 | 0 | 0 | 0 | 0 | 0 | 0 | 0 | 0 | 0
F5_Commercial_College (ID)_New_Food Preparation_Natural Gas_Griddle_E1 | F5 | Commercial | College (ID) | New | Food Preparation | Natural Gas | Griddle | E1 | RIM BC Ratio | [24 empty] | 1 | 1 | 1 | bar: 2019 to 2042
F5_Commercial_College (ID)_New_Food Preparation_Natural Gas_Griddle_E2 | F5 | Commercial | College (ID) | New | Food Preparation | Natural Gas | Griddle | E2 | RIM BC Ratio | 0.76491 | 0.77106 | 0.77823 | 0.78583 | 0.79377 | 0.80232 | 0.81123 | 0.8205 | 0.83022 | 0.84047 | 0.84384 | 0.84739 | 0.85137 | 0.85567 | 0.85995 | 0.86428 | 0.8687 | 0.87329 | 0.87814 | 0.88319 | 0.88849 | 0.88953 | 0.89054 | 0.89155 | 0.89255 | 0.89353 | 0.89449
F5_Commercial_College (ID)_New_Food Preparation_Natural Gas_Griddle_E3 | F5 | Commercial | College (ID) | New | Food Preparation | Natural Gas | Griddle | E3 | RIM BC Ratio | 0 | 0 | 0 | 0 | 0 | 0 | 0 | 0 | 0 | 0 | 0 | 0 | 0 | 0 | 0 | 0 | 0 | 0 | 0 | 0 | 0 | 0 | 0 | 0 | 0 | 0 | 0
F5_Commercial_College (ID)_New_Food Preparation_Natural Gas_Griddle_E4 | F5 | Commercial | College (ID) | New | Food Preparation | Natural Gas | Griddle | E4 | RIM BC Ratio | 0 | 0 | 0 | 0 | 0 | 0 | 0 | 0 | 0 | 0 | 0 | 0 | 0 | 0 | 0 | 0 | 0 | 0 | 0 | 0 | 0 | 0 | 0 | 0 | 0 | 0 | 0
F5_Commercial_College (ID)_New_Food Preparation_Natural Gas_Griddle_E5 | F5 | Commercial | College (ID) | New | Food Preparation | Natural Gas | Griddle | E5 | RIM BC Ratio | 0 | 0 | 0 | 0 | 0 | 0 | 0 | 0 | 0 | 0 | 0 | 0 | 0 | 0 | 0 | 0 | 0 | 0 | 0 | 0 | 0 | 0 | 0 | 0 | 0 | 0 | 0
F5_Commercial_College (ID)_New_Food Preparation_Natural Gas_Griddle_E6 | F5 | Commercial | College (ID) | New | Food Preparation | Natural Gas | Griddle | E6 | RIM BC Ratio | 0 | 0 | 0 | 0 | 0 | 0 | 0 | 0 | 0 | 0 | 0 | 0 | 0 | 0 | 0 | 0 | 0 | 0 | 0 | 0 | 0 | 0 | 0 | 0 | 0 | 0 | 0
F5_Commercial_College (ID)_New_Food Preparation_Natural Gas_Griddle_E7 | F5 | Commercial | College (ID) | New | Food Preparation | Natural Gas | Griddle | E7 | RIM BC Ratio | 0 | 0 | 0 | 0 | 0 | 0 | 0 | 0 | 0 | 0 | 0 | 0 | 0 | 0 | 0 | 0 | 0 | 0 | 0 | 0 | 0 | 0 | 0 | 0 | 0 | 0 | 0
F5_Commercial_College (ID)_New_Food Preparation_Natural Gas_Griddle_E8 | F5 | Commercial | College (ID) | New | Food Preparation | Natural Gas | Griddle | E8 | RIM BC Ratio | 0 | 0 | 0 | 0 | 0 | 0 | 0 | 0 | 0 | 0 | 0 | 0 | 0 | 0 | 0 | 0 | 0 | 0 | 0 | 0 | 0 | 0 | 0 | 0 | 0 | 0 | 0
F5_Commercial_College (ID)_New_Food Preparation_Natural Gas_Griddle_E9 | F5 | Commercial | College (ID) | New | Food Preparation | Natural Gas | Griddle | E9 | RIM BC Ratio | 0 | 0 | 0 | 0 | 0 | 0 | 0 | 0 | 0 | 0 | 0 | 0 | 0 | 0 | 0 | 0 | 0 | 0 | 0 | 0 | 0 | 0 | 0 | 0 | 0 | 0 | 0
F5_Commercial_College (ID)_New_Food Preparation_Natural Gas_Griddle_E10 | F5 | Commercial | College (ID) | New | Food Preparation | Natural Gas | Griddle | E10 | RIM BC Ratio | 0 | 0 | 0 | 0 | 0 | 0 | 0 | 0 | 0 | 0 | 0 | 0 | 0 | 0 | 0 | 0 | 0 | 0 | 0 | 0 | 0 | 0 | 0 | 0 | 0 | 0 | 0
F0_Commercial_College (ID)_New_Food Preparation_Natural Gas_Range_E0 | F0 | Commercial | College (ID) | New | Food Preparation | Natural Gas | Range | E0 | Economic Unit | High Efficiency | High Efficiency | High Efficiency | High Efficiency | High Efficiency | High Efficiency | High Efficiency | High Efficiency | High Efficiency | High Efficiency | High Efficiency | High Efficiency | High Efficiency | High Efficiency | High Efficiency | High Efficiency | High Efficiency | High Efficiency | High Efficiency | High Efficiency | High Efficiency | High Efficiency | High Efficiency | High Efficiency | High Efficiency | High Efficiency | High Efficiency
F1_Commercial_College (ID)_New_Food Preparation_Natural Gas_Range_E1 | F1 | Commercial | College (ID) | New | Food Preparation | Natural Gas | Range | E1 | CCE | 0 | 0 | 0 | 0 | 0 | 0 | 0 | 0 | 0 | 0 | 0 | 0 | 0 | 0 | 0 | 0 | 0 | 0 | 0 | 0 | 0 | 0 | 0 | 0 | 0 | 0 | 0
F1_Commercial_College (ID)_New_Food Preparation_Natural Gas_Range_E2 | F1 | Commercial | College (ID) | New | Food Preparation | Natural Gas | Range | E2 | CCE | 0.00030265 | 0.00030265 | 0.00030265 | 0.00030265 | 0.00030265 | 0.00030265 | 0.00030265 | 0.00030265 | 0.00030265 | 0.00030265 | 0.00030265 | 0.00030265 | 0.00030265 | 0.00030265 | 0.00030265 | 0.00030265 | 0.00030265 | 0.00030265 | 0.00030265 | 0.00030265 | 0.00030265 | 0.00030265 | 0.00030265 | 0.00030265 | 0.00030265 | 0.00030265 | 0.00030265
F1_Commercial_College (ID)_New_Food Preparation_Natural Gas_Range_E3 | F1 | Commercial | College (ID) | New | Food Preparation | Natural Gas | Range | E3 | CCE | 0 | 0 | 0 | 0 | 0 | 0 | 0 | 0 | 0 | 0 | 0 | 0 | 0 | 0 | 0 | 0 | 0 | 0 | 0 | 0 | 0 | 0 | 0 | 0 | 0 | 0 | 0
F1_Commercial_College (ID)_New_Food Preparation_Natural Gas_Range_E4 | F1 | Commercial | College (ID) | New | Food Preparation | Natural Gas | Range | E4 | CCE | 0 | 0 | 0 | 0 | 0 | 0 | 0 | 0 | 0 | 0 | 0 | 0 | 0 | 0 | 0 | 0 | 0 | 0 | 0 | 0 | 0 | 0 | 0 | 0 | 0 | 0 | 0
F1_Commercial_College (ID)_New_Food Preparation_Natural Gas_Range_E5 | F1 | Commercial | College (ID) | New | Food Preparation | Natural Gas | Range | E5 | CCE | 0 | 0 | 0 | 0 | 0 | 0 | 0 | 0 | 0 | 0 | 0 | 0 | 0 | 0 | 0 | 0 | 0 | 0 | 0 | 0 | 0 | 0 | 0 | 0 | 0 | 0 | 0
F1_Commercial_College (ID)_New_Food Preparation_Natural Gas_Range_E6 | F1 | Commercial | College (ID) | New | Food Preparation | Natural Gas | Range | E6 | CCE | 0 | 0 | 0 | 0 | 0 | 0 | 0 | 0 | 0 | 0 | 0 | 0 | 0 | 0 | 0 | 0 | 0 | 0 | 0 | 0 | 0 | 0 | 0 | 0 | 0 | 0 | 0
F1_Commercial_College (ID)_New_Food Preparation_Natural Gas_Range_E7 | F1 | Commercial | College (ID) | New | Food Preparation | Natural Gas | Range | E7 | CCE | 0 | 0 | 0 | 0 | 0 | 0 | 0 | 0 | 0 | 0 | 0 | 0 | 0 | 0 | 0 | 0 | 0 | 0 | 0 | 0 | 0 | 0 | 0 | 0 | 0 | 0 | 0
F1_Commercial_College (ID)_New_Food Preparation_Natural Gas_Range_E8 | F1 | Commercial | College (ID) | New | Food Preparation | Natural Gas | Range | E8 | CCE | 0 | 0 | 0 | 0 | 0 | 0 | 0 | 0 | 0 | 0 | 0 | 0 | 0 | 0 | 0 | 0 | 0 | 0 | 0 | 0 | 0 | 0 | 0 | 0 | 0 | 0 | 0
F1_Commercial_College (ID)_New_Food Preparation_Natural Gas_Range_E9 | F1 | Commercial | College (ID) | New | Food Preparation | Natural Gas | Range | E9 | CCE | 0 | 0 | 0 | 0 | 0 | 0 | 0 | 0 | 0 | 0 | 0 | 0 | 0 | 0 | 0 | 0 | 0 | 0 | 0 | 0 | 0 | 0 | 0 | 0 | 0 | 0 | 0
F1_Commercial_College (ID)_New_Food Preparation_Natural Gas_Range_E10 | F1 | Commercial | College (ID) | New | Food Preparation | Natural Gas | Range | E10 | CCE | 0 | 0 | 0 | 0 | 0 | 0 | 0 | 0 | 0 | 0 | 0 | 0 | 0 | 0 | 0 | 0 | 0 | 0 | 0 | 0 | 0 | 0 | 0 | 0 | 0 | 0 | 0
F2_Commercial_College (ID)_New_Food Preparation_Natural Gas_Range_E1 | F2 | Commercial | College (ID) | New | Food Preparation | Natural Gas | Range | E1 | TRC BC Ratio | [24 empty] | 1 | 1 | 1 | bar: 2019 to 2042
F2_Commercial_College (ID)_New_Food Preparation_Natural Gas_Range_E2 | F2 | Commercial | College (ID) | New | Food Preparation | Natural Gas | Range | E2 | TRC BC Ratio | 11.459 | 11.7236 | 12.0563 | 12.4489 | 12.9054 | 13.4811 | 14.0807 | 14.6786 | 15.2553 | 15.84 | 16.2963 | 16.7207 | 17.1783 | 17.6241 | 18.0172 | 18.3812 | 18.7023 | 19.0178 | 19.3572 | 19.6863 | 20.0248 | 20.3779 | 20.7343 | 21.1026 | 21.4775 | 21.8591 | 22.2474
F2_Commercial_College (ID)_New_Food Preparation_Natural Gas_Range_E3 | F2 | Commercial | College (ID) | New | Food Preparation | Natural Gas | Range | E3 | TRC BC Ratio | 0 | 0 | 0 | 0 | 0 | 0 | 0 | 0 | 0 | 0 | 0 | 0 | 0 | 0 | 0 | 0 | 0 | 0 | 0 | 0 | 0 | 0 | 0 | 0 | 0 | 0 | 0
F2_Commercial_College (ID)_New_Food Preparation_Natural Gas_Range_E4 | F2 | Commercial | College (ID) | New | Food Preparation | Natural Gas | Range | E4 | TRC BC Ratio | 0 | 0 | 0 | 0 | 0 | 0 | 0 | 0 | 0 | 0 | 0 | 0 | 0 | 0 | 0 | 0 | 0 | 0 | 0 | 0 | 0 | 0 | 0 | 0 | 0 | 0 | 0
F2_Commercial_College (ID)_New_Food Preparation_Natural Gas_Range_E5 | F2 | Commercial | College (ID) | New | Food Preparation | Natural Gas | Range | E5 | TRC BC Ratio | 0 | 0 | 0 | 0 | 0 | 0 | 0 | 0 | 0 | 0 | 0 | 0 | 0 | 0 | 0 | 0 | 0 | 0 | 0 | 0 | 0 | 0 | 0 | 0 | 0 | 0 | 0
F2_Commercial_College (ID)_New_Food Preparation_Natural Gas_Range_E6 | F2 | Commercial | College (ID) | New | Food Preparation | Natural Gas | Range | E6 | TRC BC Ratio | 0 | 0 | 0 | 0 | 0 | 0 | 0 | 0 | 0 | 0 | 0 | 0 | 0 | 0 | 0 | 0 | 0 | 0 | 0 | 0 | 0 | 0 | 0 | 0 | 0 | 0 | 0
F2_Commercial_College (ID)_New_Food Preparation_Natural Gas_Range_E7 | F2 | Commercial | College (ID) | New | Food Preparation | Natural Gas | Range | E7 | TRC BC Ratio | 0 | 0 | 0 | 0 | 0 | 0 | 0 | 0 | 0 | 0 | 0 | 0 | 0 | 0 | 0 | 0 | 0 | 0 | 0 | 0 | 0 | 0 | 0 | 0 | 0 | 0 | 0
F2_Commercial_College (ID)_New_Food Preparation_Natural Gas_Range_E8 | F2 | Commercial | College (ID) | New | Food Preparation | Natural Gas | Range | E8 | TRC BC Ratio | 0 | 0 | 0 | 0 | 0 | 0 | 0 | 0 | 0 | 0 | 0 | 0 | 0 | 0 | 0 | 0 | 0 | 0 | 0 | 0 | 0 | 0 | 0 | 0 | 0 | 0 | 0
F2_Commercial_College (ID)_New_Food Preparation_Natural Gas_Range_E9 | F2 | Commercial | College (ID) | New | Food Preparation | Natural Gas | Range | E9 | TRC BC Ratio | 0 | 0 | 0 | 0 | 0 | 0 | 0 | 0 | 0 | 0 | 0 | 0 | 0 | 0 | 0 | 0 | 0 | 0 | 0 | 0 | 0 | 0 | 0 | 0 | 0 | 0 | 0
F2_Commercial_College (ID)_New_Food Preparation_Natural Gas_Range_E10 | F2 | Commercial | College (ID) | New | Food Preparation | Natural Gas | Range | E10 | TRC BC Ratio | 0 | 0 | 0 | 0 | 0 | 0 | 0 | 0 | 0 | 0 | 0 | 0 | 0 | 0 | 0 | 0 | 0 | 0 | 0 | 0 | 0 | 0 | 0 | 0 | 0 | 0 | 0
F3_Commercial_College (ID)_New_Food Preparation_Natural Gas_Range_E1 | F3 | Commercial | College (ID) | New | Food Preparation | Natural Gas | Range | E1 | PACT BC Ratio | [24 empty] | 1 | 1 | 1 | bar: 2019 to 2042
F3_Commercial_College (ID)_New_Food Preparation_Natural Gas_Range_E2 | F3 | Commercial | College (ID) | New | Food Preparation | Natural Gas | Range | E2 | PACT BC Ratio | 22.693 | 23.2169 | 23.8759 | 24.6533 | 25.5573 | 26.6975 | 27.885 | 29.0691 | 30.2112 | 31.3689 | 32.2726 | 33.1131 | 34.0193 | 34.9021 | 35.6807 | 36.4016 | 37.0373 | 37.6623 | 38.3344 | 38.9861 | 39.6565 | 40.3556 | 41.0614 | 41.7909 | 42.5334 | 43.289 | 44.0581
F3_Commercial_College (ID)_New_Food Preparation_Natural Gas_Range_E3 | F3 | Commercial | College (ID) | New | Food Preparation | Natural Gas | Range | E3 | PACT BC Ratio | 0 | 0 | 0 | 0 | 0 | 0 | 0 | 0 | 0 | 0 | 0 | 0 | 0 | 0 | 0 | 0 | 0 | 0 | 0 | 0 | 0 | 0 | 0 | 0 | 0 | 0 | 0
F3_Commercial_College (ID)_New_Food Preparation_Natural Gas_Range_E4 | F3 | Commercial | College (ID) | New | Food Preparation | Natural Gas | Range | E4 | PACT BC Ratio | 0 | 0 | 0 | 0 | 0 | 0 | 0 | 0 | 0 | 0 | 0 | 0 | 0 | 0 | 0 | 0 | 0 | 0 | 0 | 0 | 0 | 0 | 0 | 0 | 0 | 0 | 0
F3_Commercial_College (ID)_New_Food Preparation_Natural Gas_Range_E5 | F3 | Commercial | College (ID) | New | Food Preparation | Natural Gas | Range | E5 | PACT BC Ratio | 0 | 0 | 0 | 0 | 0 | 0 | 0 | 0 | 0 | 0 | 0 | 0 | 0 | 0 | 0 | 0 | 0 | 0 | 0 | 0 | 0 | 0 | 0 | 0 | 0 | 0 | 0
F3_Commercial_College (ID)_New_Food Preparation_Natural Gas_Range_E6 | F3 | Commercial | College (ID) | New | Food Preparation | Natural Gas | Range | E6 | PACT BC Ratio | 0 | 0 | 0 | 0 | 0 | 0 | 0 | 0 | 0 | 0 | 0 | 0 | 0 | 0 | 0 | 0 | 0 | 0 | 0 | 0 | 0 | 0 | 0 | 0 | 0 | 0 | 0
F3_Commercial_College (ID)_New_Food Preparation_Natural Gas_Range_E7 | F3 | Commercial | College (ID) | New | Food Preparation | Natural Gas | Range | E7 | PACT BC Ratio | 0 | 0 | 0 | 0 | 0 | 0 | 0 | 0 | 0 | 0 | 0 | 0 | 0 | 0 | 0 | 0 | 0 | 0 | 0 | 0 | 0 | 0 | 0 | 0 | 0 | 0 | 0
F3_Commercial_College (ID)_New_Food Preparation_Natural Gas_Range_E8 | F3 | Commercial | College (ID) | New | Food Preparation | Natural Gas | Range | E8 | PACT BC Ratio | 0 | 0 | 0 | 0 | 0 | 0 | 0 | 0 | 0 | 0 | 0 | 0 | 0 | 0 | 0 | 0 | 0 | 0 | 0 | 0 | 0 | 0 | 0 | 0 | 0 | 0 | 0
F3_Commercial_College (ID)_New_Food Preparation_Natural Gas_Range_E9 | F3 | Commercial | College (ID) | New | Food Preparation | Natural Gas | Range | E9 | PACT BC Ratio | 0 | 0 | 0 | 0 | 0 | 0 | 0 | 0 | 0 | 0 | 0 | 0 | 0 | 0 | 0 | 0 | 0 | 0 | 0 | 0 | 0 | 0 | 0 | 0 | 0 | 0 | 0
F3_Commercial_College (ID)_New_Food Preparation_Natural Gas_Range_E10 | F3 | Commercial | College (ID) | New | Food Preparation | Natural Gas | Range | E10 | PACT BC Ratio | 0 | 0 | 0 | 0 | 0 | 0 | 0 | 0 | 0 | 0 | 0 | 0 | 0 | 0 | 0 | 0 | 0 | 0 | 0 | 0 | 0 | 0 | 0 | 0 | 0 | 0 | 0
F4_Commercial_College (ID)_New_Food Preparation_Natural Gas_Range_E1 | F4 | Commercial | College (ID) | New | Food Preparation | Natural Gas | Range | E1 | RVT BC Ratio | [24 empty] | 1 | 1 | 1 | bar: 2019 to 2042
F4_Commercial_College (ID)_New_Food Preparation_Natural Gas_Range_E2 | F4 | Commercial | College (ID) | New | Food Preparation | Natural Gas | Range | E2 | RVT BC Ratio | 16.7636 | 17.0359 | 17.3677 | 17.771 | 18.2508 | 18.885 | 19.5355 | 20.1648 | 20.7441 | 21.3004 | 21.8719 | 22.3823 | 22.9147 | 23.4068 | 23.8213 | 24.1886 | 24.4898 | 24.7737 | 25.0783 | 25.3577 | 25.6372 | 26.082 | 26.5311 | 26.9953 | 27.4676 | 27.9484 | 28.4377
F4_Commercial_College (ID)_New_Food Preparation_Natural Gas_Range_E3 | F4 | Commercial | College (ID) | New | Food Preparation | Natural Gas | Range | E3 | RVT BC Ratio | 0 | 0 | 0 | 0 | 0 | 0 | 0 | 0 | 0 | 0 | 0 | 0 | 0 | 0 | 0 | 0 | 0 | 0 | 0 | 0 | 0 | 0 | 0 | 0 | 0 | 0 | 0
F4_Commercial_College (ID)_New_Food Preparation_Natural Gas_Range_E4 | F4 | Commercial | College (ID) | New | Food Preparation | Natural Gas | Range | E4 | RVT BC Ratio | 0 | 0 | 0 | 0 | 0 | 0 | 0 | 0 | 0 | 0 | 0 | 0 | 0 | 0 | 0 | 0 | 0 | 0 | 0 | 0 | 0 | 0 | 0 | 0 | 0 | 0 | 0
F4_Commercial_College (ID)_New_Food Preparation_Natural Gas_Range_E5 | F4 | Commercial | College (ID) | New | Food Preparation | Natural Gas | Range | E5 | RVT BC Ratio | 0 | 0 | 0 | 0 | 0 | 0 | 0 | 0 | 0 | 0 | 0 | 0 | 0 | 0 | 0 | 0 | 0 | 0 | 0 | 0 | 0 | 0 | 0 | 0 | 0 | 0 | 0
F4_Commercial_College (ID)_New_Food Preparation_Natural Gas_Range_E6 | F4 | Commercial | College (ID) | New | Food Preparation | Natural Gas | Range | E6 | RVT BC Ratio | 0 | 0 | 0 | 0 | 0 | 0 | 0 | 0 | 0 | 0 | 0 | 0 | 0 | 0 | 0 | 0 | 0 | 0 | 0 | 0 | 0 | 0 | 0 | 0 | 0 | 0 | 0
F4_Commercial_College (ID)_New_Food Preparation_Natural Gas_Range_E7 | F4 | Commercial | College (ID) | New | Food Preparation | Natural Gas | Range | E7 | RVT BC Ratio | 0 | 0 | 0 | 0 | 0 | 0 | 0 | 0 | 0 | 0 | 0 | 0 | 0 | 0 | 0 | 0 | 0 | 0 | 0 | 0 | 0 | 0 | 0 | 0 | 0 | 0 | 0
F4_Commercial_College (ID)_New_Food Preparation_Natural Gas_Range_E8 | F4 | Commercial | College (ID) | New | Food Preparation | Natural Gas | Range | E8 | RVT BC Ratio | 0 | 0 | 0 | 0 | 0 | 0 | 0 | 0 | 0 | 0 | 0 | 0 | 0 | 0 | 0 | 0 | 0 | 0 | 0 | 0 | 0 | 0 | 0 | 0 | 0 | 0 | 0
F4_Commercial_College (ID)_New_Food Preparation_Natural Gas_Range_E9 | F4 | Commercial | College (ID) | New | Food Preparation | Natural Gas | Range | E9 | RVT BC Ratio | 0 | 0 | 0 | 0 | 0 | 0 | 0 | 0 | 0 | 0 | 0 | 0 | 0 | 0 | 0 | 0 | 0 | 0 | 0 | 0 | 0 | 0 | 0 | 0 | 0 | 0 | 0
F4_Commercial_College (ID)_New_Food Preparation_Natural Gas_Range_E10 | F4 | Commercial | College (ID) | New | Food Preparation | Natural Gas | Range | E10 | RVT BC Ratio | 0 | 0 | 0 | 0 | 0 | 0 | 0 | 0 | 0 | 0 | 0 | 0 | 0 | 0 | 0 | 0 | 0 | 0 | 0 | 0 | 0 | 0 | 0 | 0 | 0 | 0 | 0
F5_Commercial_College (ID)_New_Food Preparation_Natural Gas_Range_E1 | F5 | Commercial | College (ID) | New | Food Preparation | Natural Gas | Range | E1 | RIM BC Ratio | [24 empty] | 1 | 1 | 1 | bar: 2019 to 2042
F5_Commercial_College (ID)_New_Food Preparation_Natural Gas_Range_E2 | F5 | Commercial | College (ID) | New | Food Preparation | Natural Gas | Range | E2 | RIM BC Ratio | 0.8106 | 0.81622 | 0.82353 | 0.83126 | 0.83934 | 0.84765 | 0.85617 | 0.86494 | 0.87406 | 0.88407 | 0.88599 | 0.88852 | 0.89181 | 0.89588 | 0.90006 | 0.90442 | 0.90899 | 0.91382 | 0.91892 | 0.92432 | 0.93005 | 0.93042 | 0.93079 | 0.93116 | 0.93152 | 0.93188 | 0.93223
F5_Commercial_College (ID)_New_Food Preparation_Natural Gas_Range_E3 | F5 | Commercial | College (ID) | New | Food Preparation | Natural Gas | Range | E3 | RIM BC Ratio | 0 | 0 | 0 | 0 | 0 | 0 | 0 | 0 | 0 | 0 | 0 | 0 | 0 | 0 | 0 | 0 | 0 | 0 | 0 | 0 | 0 | 0 | 0 | 0 | 0 | 0 | 0
F5_Commercial_College (ID)_New_Food Preparation_Natural Gas_Range_E4 | F5 | Commercial | College (ID) | New | Food Preparation | Natural Gas | Range | E4 | RIM BC Ratio | 0 | 0 | 0 | 0 | 0 | 0 | 0 | 0 | 0 | 0 | 0 | 0 | 0 | 0 | 0 | 0 | 0 | 0 | 0 | 0 | 0 | 0 | 0 | 0 | 0 | 0 | 0
F5_Commercial_College (ID)_New_Food Preparation_Natural Gas_Range_E5 | F5 | Commercial | College (ID) | New | Food Preparation | Natural Gas | Range | E5 | RIM BC Ratio | 0 | 0 | 0 | 0 | 0 | 0 | 0 | 0 | 0 | 0 | 0 | 0 | 0 | 0 | 0 | 0 | 0 | 0 | 0 | 0 | 0 | 0 | 0 | 0 | 0 | 0 | 0
F5_Commercial_College (ID)_New_Food Preparation_Natural Gas_Range_E6 | F5 | Commercial | College (ID) | New | Food Preparation | Natural Gas | Range | E6 | RIM BC Ratio | 0 | 0 | 0 | 0 | 0 | 0 | 0 | 0 | 0 | 0 | 0 | 0 | 0 | 0 | 0 | 0 | 0 | 0 | 0 | 0 | 0 | 0 | 0 | 0 | 0 | 0 | 0
F5_Commercial_College (ID)_New_Food Preparation_Natural Gas_Range_E7 | F5 | Commercial | College (ID) | New | Food Preparation | Natural Gas | Range | E7 | RIM BC Ratio | 0 | 0 | 0 | 0 | 0 | 0 | 0 | 0 | 0 | 0 | 0 | 0 | 0 | 0 | 0 | 0 | 0 | 0 | 0 | 0 | 0 | 0 | 0 | 0 | 0 | 0 | 0
F5_Commercial_College (ID)_New_Food Preparation_Natural Gas_Range_E8 | F5 | Commercial | College (ID) | New | Food Preparation | Natural Gas | Range | E8 | RIM BC Ratio | 0 | 0 | 0 | 0 | 0 | 0 | 0 | 0 | 0 | 0 | 0 | 0 | 0 | 0 | 0 | 0 | 0 | 0 | 0 | 0 | 0 | 0 | 0 | 0 | 0 | 0 | 0
F5_Commercial_College (ID)_New_Food Preparation_Natural Gas_Range_E9 | F5 | Commercial | College (ID) | New | Food Preparation | Natural Gas | Range | E9 | RIM BC Ratio | 0 | 0 | 0 | 0 | 0 | 0 | 0 | 0 | 0 | 0 | 0 | 0 | 0 | 0 | 0 | 0 | 0 | 0 | 0 | 0 | 0 | 0 | 0 | 0 | 0 | 0 | 0
F5_Commercial_College (ID)_New_Food Preparation_Natural Gas_Range_E10 | F5 | Commercial | College (ID) | New | Food Preparation | Natural Gas | Range | E10 | RIM BC Ratio | 0 | 0 | 0 | 0 | 0 | 0 | 0 | 0 | 0 | 0 | 0 | 0 | 0 | 0 | 0 | 0 | 0 | 0 | 0 | 0 | 0 | 0 | 0 | 0 | 0 | 0 | 0
F0_Commercial_College (ID)_New_Food Preparation_Natural Gas_Steamer_E0 | F0 | Commercial | College (ID) | New | Food Preparation | Natural Gas | Steamer | E0 | Economic Unit | ENERGY STAR | ENERGY STAR | ENERGY STAR | ENERGY STAR | ENERGY STAR | ENERGY STAR | ENERGY STAR | ENERGY STAR | ENERGY STAR | ENERGY STAR | ENERGY STAR | ENERGY STAR | ENERGY STAR | ENERGY STAR | ENERGY STAR | ENERGY STAR | ENERGY STAR | ENERGY STAR | ENERGY STAR | ENERGY STAR | ENERGY STAR | ENERGY STAR | ENERGY STAR | ENERGY STAR | ENERGY STAR | ENERGY STAR | ENERGY STAR
F1_Commercial_College (ID)_New_Food Preparation_Natural Gas_Steamer_E1 | F1 | Commercial | College (ID) | New | Food Preparation | Natural Gas | Steamer | E1 | CCE | 0 | 0 | 0 | 0 | 0 | 0 | 0 | 0 | 0 | 0 | 0 | 0 | 0 | 0 | 0 | 0 | 0 | 0 | 0 | 0 | 0 | 0 | 0 | 0 | 0 | 0 | 0
F1_Commercial_College (ID)_New_Food Preparation_Natural Gas_Steamer_E2 | F1 | Commercial | College (ID) | New | Food Preparation | Natural Gas | Steamer | E2 | CCE | 0.00016469 | 0.00016469 | 0.00016469 | 0.00016469 | 0.00016469 | 0.00016469 | 0.00016469 | 0.00016469 | 0.00016469 | 0.00016469 | 0.00016469 | 0.00016469 | 0.00016469 | 0.00016469 | 0.00016469 | 0.00016469 | 0.00016469 | 0.00016469 | 0.00016469 | 0.00016469 | 0.00016469 | 0.00016469 | 0.00016469 | 0.00016469 | 0.00016469 | 0.00016469 | 0.00016469
F1_Commercial_College (ID)_New_Food Preparation_Natural Gas_Steamer_E3 | F1 | Commercial | College (ID) | New | Food Preparation | Natural Gas | Steamer | E3 | CCE | 0 | 0 | 0 | 0 | 0 | 0 | 0 | 0 | 0 | 0 | 0 | 0 | 0 | 0 | 0 | 0 | 0 | 0 | 0 | 0 | 0 | 0 | 0 | 0 | 0 | 0 | 0
F1_Commercial_College (ID)_New_Food Preparation_Natural Gas_Steamer_E4 | F1 | Commercial | College (ID) | New | Food Preparation | Natural Gas | Steamer | E4 | CCE | 0 | 0 | 0 | 0 | 0 | 0 | 0 | 0 | 0 | 0 | 0 | 0 | 0 | 0 | 0 | 0 | 0 | 0 | 0 | 0 | 0 | 0 | 0 | 0 | 0 | 0 | 0
F1_Commercial_College (ID)_New_Food Preparation_Natural Gas_Steamer_E5 | F1 | Commercial | College (ID) | New | Food Preparation | Natural Gas | Steamer | E5 | CCE | 0 | 0 | 0 | 0 | 0 | 0 | 0 | 0 | 0 | 0 | 0 | 0 | 0 | 0 | 0 | 0 | 0 | 0 | 0 | 0 | 0 | 0 | 0 | 0 | 0 | 0 | 0
F1_Commercial_College (ID)_New_Food Preparation_Natural Gas_Steamer_E6 | F1 | Commercial | College (ID) | New | Food Preparation | Natural Gas | Steamer | E6 | CCE | 0 | 0 | 0 | 0 | 0 | 0 | 0 | 0 | 0 | 0 | 0 | 0 | 0 | 0 | 0 | 0 | 0 | 0 | 0 | 0 | 0 | 0 | 0 | 0 | 0 | 0 | 0
F1_Commercial_College (ID)_New_Food Preparation_Natural Gas_Steamer_E7 | F1 | Commercial | College (ID) | New | Food Preparation | Natural Gas | Steamer | E7 | CCE | 0 | 0 | 0 | 0 | 0 | 0 | 0 | 0 | 0 | 0 | 0 | 0 | 0 | 0 | 0 | 0 | 0 | 0 | 0 | 0 | 0 | 0 | 0 | 0 | 0 | 0 | 0
F1_Commercial_College (ID)_New_Food Preparation_Natural Gas_Steamer_E8 | F1 | Commercial | College (ID) | New | Food Preparation | Natural Gas | Steamer | E8 | CCE | 0 | 0 | 0 | 0 | 0 | 0 | 0 | 0 | 0 | 0 | 0 | 0 | 0 | 0 | 0 | 0 | 0 | 0 | 0 | 0 | 0 | 0 | 0 | 0 | 0 | 0 | 0
F1_Commercial_College (ID)_New_Food Preparation_Natural Gas_Steamer_E9 | F1 | Commercial | College (ID) | New | Food Preparation | Natural Gas | Steamer | E9 | CCE | 0 | 0 | 0 | 0 | 0 | 0 | 0 | 0 | 0 | 0 | 0 | 0 | 0 | 0 | 0 | 0 | 0 | 0 | 0 | 0 | 0 | 0 | 0 | 0 | 0 | 0 | 0
F1_Commercial_College (ID)_New_Food Preparation_Natural Gas_Steamer_E10 | F1 | Commercial | College (ID) | New | Food Preparation | Natural Gas | Steamer | E10 | CCE | 0 | 0 | 0 | 0 | 0 | 0 | 0 | 0 | 0 | 0 | 0 | 0 | 0 | 0 | 0 | 0 | 0 | 0 | 0 | 0 | 0 | 0 | 0 | 0 | 0 | 0 | 0
F2_Commercial_College (ID)_New_Food Preparation_Natural Gas_Steamer_E1 | F2 | Commercial | College (ID) | New | Food Preparation | Natural Gas | Steamer | E1 | TRC BC Ratio | [24 empty] | 1 | 1 | 1 | bar: 2019 to 2042
F2_Commercial_College (ID)_New_Food Preparation_Natural Gas_Steamer_E2 | F2 | Commercial | College (ID) | New | Food Preparation | Natural Gas | Steamer | E2 | TRC BC Ratio | 21.6106 | 22.1553 | 22.8005 | 23.54 | 24.3762 | 25.3936 | 26.4408 | 27.4779 | 28.4763 | 29.4886 | 30.2941 | 31.0487 | 31.8595 | 32.6531 | 33.3627 | 34.0268 | 34.6223 | 35.2103 | 35.8383 | 36.4509 | 37.0803 | 37.7346 | 38.3959 | 39.078 | 39.7723 | 40.4789 | 41.198
F2_Commercial_College (ID)_New_Food Preparation_Natural Gas_Steamer_E3 | F2 | Commercial | College (ID) | New | Food Preparation | Natural Gas | Steamer | E3 | TRC BC Ratio | 0 | 0 | 0 | 0 | 0 | 0 | 0 | 0 | 0 | 0 | 0 | 0 | 0 | 0 | 0 | 0 | 0 | 0 | 0 | 0 | 0 | 0 | 0 | 0 | 0 | 0 | 0
F2_Commercial_College (ID)_New_Food Preparation_Natural Gas_Steamer_E4 | F2 | Commercial | College (ID) | New | Food Preparation | Natural Gas | Steamer | E4 | TRC BC Ratio | 0 | 0 | 0 | 0 | 0 | 0 | 0 | 0 | 0 | 0 | 0 | 0 | 0 | 0 | 0 | 0 | 0 | 0 | 0 | 0 | 0 | 0 | 0 | 0 | 0 | 0 | 0
F2_Commercial_College (ID)_New_Food Preparation_Natural Gas_Steamer_E5 | F2 | Commercial | College (ID) | New | Food Preparation | Natural Gas | Steamer | E5 | TRC BC Ratio | 0 | 0 | 0 | 0 | 0 | 0 | 0 | 0 | 0 | 0 | 0 | 0 | 0 | 0 | 0 | 0 | 0 | 0 | 0 | 0 | 0 | 0 | 0 | 0 | 0 | 0 | 0
F2_Commercial_College (ID)_New_Food Preparation_Natural Gas_Steamer_E6 | F2 | Commercial | College (ID) | New | Food Preparation | Natural Gas | Steamer | E6 | TRC BC Ratio | 0 | 0 | 0 | 0 | 0 | 0 | 0 | 0 | 0 | 0 | 0 | 0 | 0 | 0 | 0 | 0 | 0 | 0 | 0 | 0 | 0 | 0 | 0 | 0 | 0 | 0 | 0
F2_Commercial_College (ID)_New_Food Preparation_Natural Gas_Steamer_E7 | F2 | Commercial | College (ID) | New | Food Preparation | Natural Gas | Steamer | E7 | TRC BC Ratio | 0 | 0 | 0 | 0 | 0 | 0 | 0 | 0 | 0 | 0 | 0 | 0 | 0 | 0 | 0 | 0 | 0 | 0 | 0 | 0 | 0 | 0 | 0 | 0 | 0 | 0 | 0
F2_Commercial_College (ID)_New_Food Preparation_Natural Gas_Steamer_E8 | F2 | Commercial | College (ID) | New | Food Preparation | Natural Gas | Steamer | E8 | TRC BC Ratio | 0 | 0 | 0 | 0 | 0 | 0 | 0 | 0 | 0 | 0 | 0 | 0 | 0 | 0 | 0 | 0 | 0 | 0 | 0 | 0 | 0 | 0 | 0 | 0 | 0 | 0 | 0
F2_Commercial_College (ID)_New_Food Preparation_Natural Gas_Steamer_E9 | F2 | Commercial | College (ID) | New | Food Preparation | Natural Gas | Steamer | E9 | TRC BC Ratio | 0 | 0 | 0 | 0 | 0 | 0 | 0 | 0 | 0 | 0 | 0 | 0 | 0 | 0 | 0 | 0 | 0 | 0 | 0 | 0 | 0 | 0 | 0 | 0 | 0 | 0 | 0
F2_Commercial_College (ID)_New_Food Preparation_Natural Gas_Steamer_E10 | F2 | Commercial | College (ID) | New | Food Preparation | Natural Gas | Steamer | E10 | TRC BC Ratio | 0 | 0 | 0 | 0 | 0 | 0 | 0 | 0 | 0 | 0 | 0 | 0 | 0 | 0 | 0 | 0 | 0 | 0 | 0 | 0 | 0 | 0 | 0 | 0 | 0 | 0 | 0
F3_Commercial_College (ID)_New_Food Preparation_Natural Gas_Steamer_E1 | F3 | Commercial | College (ID) | New | Food Preparation | Natural Gas | Steamer | E1 | PACT BC Ratio | [24 empty] | 1 | 1 | 1 | bar: 2019 to 2042
F3_Commercial_College (ID)_New_Food Preparation_Natural Gas_Steamer_E2 | F3 | Commercial | College (ID) | New | Food Preparation | Natural Gas | Steamer | E2 | PACT BC Ratio | 42.797 | 43.8755 | 45.1534 | 46.6178 | 48.2738 | 50.2887 | 52.3625 | 54.4164 | 56.3936 | 58.3983 | 59.9934 | 61.4878 | 63.0934 | 64.6651 | 66.0704 | 67.3855 | 68.5649 | 69.7293 | 70.973 | 72.1862 | 73.4326 | 74.7284 | 76.0379 | 77.3888 | 78.7637 | 80.163 | 81.5872
F3_Commercial_College (ID)_New_Food Preparation_Natural Gas_Steamer_E3 | F3 | Commercial | College (ID) | New | Food Preparation | Natural Gas | Steamer | E3 | PACT BC Ratio | 0 | 0 | 0 | 0 | 0 | 0 | 0 | 0 | 0 | 0 | 0 | 0 | 0 | 0 | 0 | 0 | 0 | 0 | 0 | 0 | 0 | 0 | 0 | 0 | 0 | 0 | 0
F3_Commercial_College (ID)_New_Food Preparation_Natural Gas_Steamer_E4 | F3 | Commercial | College (ID) | New | Food Preparation | Natural Gas | Steamer | E4 | PACT BC Ratio | 0 | 0 | 0 | 0 | 0 | 0 | 0 | 0 | 0 | 0 | 0 | 0 | 0 | 0 | 0 | 0 | 0 | 0 | 0 | 0 | 0 | 0 | 0 | 0 | 0 | 0 | 0
F3_Commercial_College (ID)_New_Food Preparation_Natural Gas_Steamer_E5 | F3 | Commercial | College (ID) | New | Food Preparation | Natural Gas | Steamer | E5 | PACT BC Ratio | 0 | 0 | 0 | 0 | 0 | 0 | 0 | 0 | 0 | 0 | 0 | 0 | 0 | 0 | 0 | 0 | 0 | 0 | 0 | 0 | 0 | 0 | 0 | 0 | 0 | 0 | 0
F3_Commercial_College (ID)_New_Food Preparation_Natural Gas_Steamer_E6 | F3 | Commercial | College (ID) | New | Food Preparation | Natural Gas | Steamer | E6 | PACT BC Ratio | 0 | 0 | 0 | 0 | 0 | 0 | 0 | 0 | 0 | 0 | 0 | 0 | 0 | 0 | 0 | 0 | 0 | 0 | 0 | 0 | 0 | 0 | 0 | 0 | 0 | 0 | 0
F3_Commercial_College (ID)_New_Food Preparation_Natural Gas_Steamer_E7 | F3 | Commercial | College (ID) | New | Food Preparation | Natural Gas | Steamer | E7 | PACT BC Ratio | 0 | 0 | 0 | 0 | 0 | 0 | 0 | 0 | 0 | 0 | 0 | 0 | 0 | 0 | 0 | 0 | 0 | 0 | 0 | 0 | 0 | 0 | 0 | 0 | 0 | 0 | 0
F3_Commercial_College (ID)_New_Food Preparation_Natural Gas_Steamer_E8 | F3 | Commercial | College (ID) | New | Food Preparation | Natural Gas | Steamer | E8 | PACT BC Ratio | 0 | 0 | 0 | 0 | 0 | 0 | 0 | 0 | 0 | 0 | 0 | 0 | 0 | 0 | 0 | 0 | 0 | 0 | 0 | 0 | 0 | 0 | 0 | 0 | 0 | 0 | 0
F3_Commercial_College (ID)_New_Food Preparation_Natural Gas_Steamer_E9 | F3 | Commercial | College (ID) | New | Food Preparation | Natural Gas | Steamer | E9 | PACT BC Ratio | 0 | 0 | 0 | 0 | 0 | 0 | 0 | 0 | 0 | 0 | 0 | 0 | 0 | 0 | 0 | 0 | 0 | 0 | 0 | 0 | 0 | 0 | 0 | 0 | 0 | 0 | 0
F3_Commercial_College (ID)_New_Food Preparation_Natural Gas_Steamer_E10 | F3 | Commercial | College (ID) | New | Food Preparation | Natural Gas | Steamer | E10 | PACT BC Ratio | 0 | 0 | 0 | 0 | 0 | 0 | 0 | 0 | 0 | 0 | 0 | 0 | 0 | 0 | 0 | 0 | 0 | 0 | 0 | 0 | 0 | 0 | 0 | 0 | 0 | 0 | 0
F4_Commercial_College (ID)_New_Food Preparation_Natural Gas_Steamer_E1 | F4 | Commercial | College (ID) | New | Food Preparation | Natural Gas | Steamer | E1 | RVT BC Ratio | [24 empty] | 1 | 1 | 1 | bar: 2019 to 2042
F4_Commercial_College (ID)_New_Food Preparation_Natural Gas_Steamer_E2 | F4 | Commercial | College (ID) | New | Food Preparation | Natural Gas | Steamer | E2 | RVT BC Ratio | 30.9495 | 31.5265 | 32.2037 | 32.9933 | 33.8977 | 35.0265 | 36.1585 | 37.2333 | 38.2063 | 39.1494 | 40.1266 | 41.0148 | 41.9523 | 42.8392 | 43.602 | 44.2904 | 44.8729 | 45.4291 | 46.0206 | 46.5729 | 47.1271 | 47.9516 | 48.7848 | 49.6443 | 50.519 | 51.4093 | 52.3155
F4_Commercial_College (ID)_New_Food Preparation_Natural Gas_Steamer_E3 | F4 | Commercial | College (ID) | New | Food Preparation | Natural Gas | Steamer | E3 | RVT BC Ratio | 0 | 0 | 0 | 0 | 0 | 0 | 0 | 0 | 0 | 0 | 0 | 0 | 0 | 0 | 0 | 0 | 0 | 0 | 0 | 0 | 0 | 0 | 0 | 0 | 0 | 0 | 0
F4_Commercial_College (ID)_New_Food Preparation_Natural Gas_Steamer_E4 | F4 | Commercial | College (ID) | New | Food Preparation | Natural Gas | Steamer | E4 | RVT BC Ratio | 0 | 0 | 0 | 0 | 0 | 0 | 0 | 0 | 0 | 0 | 0 | 0 | 0 | 0 | 0 | 0 | 0 | 0 | 0 | 0 | 0 | 0 | 0 | 0 | 0 | 0 | 0
F4_Commercial_College (ID)_New_Food Preparation_Natural Gas_Steamer_E5 | F4 | Commercial | College (ID) | New | Food Preparation | Natural Gas | Steamer | E5 | RVT BC Ratio | 0 | 0 | 0 | 0 | 0 | 0 | 0 | 0 | 0 | 0 | 0 | 0 | 0 | 0 | 0 | 0 | 0 | 0 | 0 | 0 | 0 | 0 | 0 | 0 | 0 | 0 | 0
F4_Commercial_College (ID)_New_Food Preparation_Natural Gas_Steamer_E6 | F4 | Commercial | College (ID) | New | Food Preparation | Natural Gas | Steamer | E6 | RVT BC Ratio | 0 | 0 | 0 | 0 | 0 | 0 | 0 | 0 | 0 | 0 | 0 | 0 | 0 | 0 | 0 | 0 | 0 | 0 | 0 | 0 | 0 | 0 | 0 | 0 | 0 | 0 | 0
F4_Commercial_College (ID)_New_Food Preparation_Natural Gas_Steamer_E7 | F4 | Commercial | College (ID) | New | Food Preparation | Natural Gas | Steamer | E7 | RVT BC Ratio | 0 | 0 | 0 | 0 | 0 | 0 | 0 | 0 | 0 | 0 | 0 | 0 | 0 | 0 | 0 | 0 | 0 | 0 | 0 | 0 | 0 | 0 | 0 | 0 | 0 | 0 | 0
F4_Commercial_College (ID)_New_Food Preparation_Natural Gas_Steamer_E8 | F4 | Commercial | College (ID) | New | Food Preparation | Natural Gas | Steamer | E8 | RVT BC Ratio | 0 | 0 | 0 | 0 | 0 | 0 | 0 | 0 | 0 | 0 | 0 | 0 | 0 | 0 | 0 | 0 | 0 | 0 | 0 | 0 | 0 | 0 | 0 | 0 | 0 | 0 | 0
F4_Commercial_College (ID)_New_Food Preparation_Natural Gas_Steamer_E9 | F4 | Commercial | College (ID) | New | Food Preparation | Natural Gas | Steamer | E9 | RVT BC Ratio | 0 | 0 | 0 | 0 | 0 | 0 | 0 | 0 | 0 | 0 | 0 | 0 | 0 | 0 | 0 | 0 | 0 | 0 | 0 | 0 | 0 | 0 | 0 | 0 | 0 | 0 | 0
F4_Commercial_College (ID)_New_Food Preparation_Natural Gas_Steamer_E10 | F4 | Commercial | College (ID) | New | Food Preparation | Natural Gas | Steamer | E10 | RVT BC Ratio | 0 | 0 | 0 | 0 | 0 | 0 | 0 | 0 | 0 | 0 | 0 | 0 | 0 | 0 | 0 | 0 | 0 | 0 | 0 | 0 | 0 | 0 | 0 | 0 | 0 | 0 | 0
F5_Commercial_College (ID)_New_Food Preparation_Natural Gas_Steamer_E1 | F5 | Commercial | College (ID) | New | Food Preparation | Natural Gas | Steamer | E1 | RIM BC Ratio | [24 empty] | 1 | 1 | 1 | bar: 2019 to 2042
F5_Commercial_College (ID)_New_Food Preparation_Natural Gas_Steamer_E2 | F5 | Commercial | College (ID) | New | Food Preparation | Natural Gas | Steamer | E2 | RIM BC Ratio | 0.83253 | 0.83799 | 0.84437 | 0.85101 | 0.85787 | 0.86504 | 0.87267 | 0.88086 | 0.88974 | 0.89929 | 0.90146 | 0.90401 | 0.90698 | 0.91042 | 0.91401 | 0.91778 | 0.92177 | 0.92599 | 0.93045 | 0.93518 | 0.94019 | 0.9404 | 0.9406 | 0.9408 | 0.941 | 0.9412 | 0.94139
F5_Commercial_College (ID)_New_Food Preparation_Natural Gas_Steamer_E3 | F5 | Commercial | College (ID) | New | Food Preparation | Natural Gas | Steamer | E3 | RIM BC Ratio | 0 | 0 | 0 | 0 | 0 | 0 | 0 | 0 | 0 | 0 | 0 | 0 | 0 | 0 | 0 | 0 | 0 | 0 | 0 | 0 | 0 | 0 | 0 | 0 | 0 | 0 | 0
F5_Commercial_College (ID)_New_Food Preparation_Natural Gas_Steamer_E4 | F5 | Commercial | College (ID) | New | Food Preparation | Natural Gas | Steamer | E4 | RIM BC Ratio | 0 | 0 | 0 | 0 | 0 | 0 | 0 | 0 | 0 | 0 | 0 | 0 | 0 | 0 | 0 | 0 | 0 | 0 | 0 | 0 | 0 | 0 | 0 | 0 | 0 | 0 | 0
F5_Commercial_College (ID)_New_Food Preparation_Natural Gas_Steamer_E5 | F5 | Commercial | College (ID) | New | Food Preparation | Natural Gas | Steamer | E5 | RIM BC Ratio | 0 | 0 | 0 | 0 | 0 | 0 | 0 | 0 | 0 | 0 | 0 | 0 | 0 | 0 | 0 | 0 | 0 | 0 | 0 | 0 | 0 | 0 | 0 | 0 | 0 | 0 | 0
F5_Commercial_College (ID)_New_Food Preparation_Natural Gas_Steamer_E6 | F5 | Commercial | College (ID) | New | Food Preparation | Natural Gas | Steamer | E6 | RIM BC Ratio | 0 | 0 | 0 | 0 | 0 | 0 | 0 | 0 | 0 | 0 | 0 | 0 | 0 | 0 | 0 | 0 | 0 | 0 | 0 | 0 | 0 | 0 | 0 | 0 | 0 | 0 | 0
F5_Commercial_College (ID)_New_Food Preparation_Natural Gas_Steamer_E7 | F5 | Commercial | College (ID) | New | Food Preparation | Natural Gas | Steamer | E7 | RIM BC Ratio | 0 | 0 | 0 | 0 | 0 | 0 | 0 | 0 | 0 | 0 | 0 | 0 | 0 | 0 | 0 | 0 | 0 | 0 | 0 | 0 | 0 | 0 | 0 | 0 | 0 | 0 | 0
F5_Commercial_College (ID)_New_Food Preparation_Natural Gas_Steamer_E8 | F5 | Commercial | College (ID) | New | Food Preparation | Natural Gas | Steamer | E8 | RIM BC Ratio | 0 | 0 | 0 | 0 | 0 | 0 | 0 | 0 | 0 | 0 | 0 | 0 | 0 | 0 | 0 | 0 | 0 | 0 | 0 | 0 | 0 | 0 | 0 | 0 | 0 | 0 | 0
F5_Commercial_College (ID)_New_Food Preparation_Natural Gas_Steamer_E9 | F5 | Commercial | College (ID) | New | Food Preparation | Natural Gas | Steamer | E9 | RIM BC Ratio | 0 | 0 | 0 | 0 | 0 | 0 | 0 | 0 | 0 | 0 | 0 | 0 | 0 | 0 | 0 | 0 | 0 | 0 | 0 | 0 | 0 | 0 | 0 | 0 | 0 | 0 | 0
F5_Commercial_College (ID)_New_Food Preparation_Natural Gas_Steamer_E10 | F5 | Commercial | College (ID) | New | Food Preparation | Natural Gas | Steamer | E10 | RIM BC Ratio | 0 | 0 | 0 | 0 | 0 | 0 | 0 | 0 | 0 | 0 | 0 | 0 | 0 | 0 | 0 | 0 | 0 | 0 | 0 | 0 | 0 | 0 | 0 | 0 | 0 | 0 | 0
F0_Commercial_College (ID)_New_Food Preparation_Natural Gas_Food Prep Other_E0 | F0 | Commercial | College (ID) | New | Food Preparation | Natural Gas | Food Prep Other | E0 | Economic Unit | ENERGY STAR | ENERGY STAR | ENERGY STAR | ENERGY STAR | ENERGY STAR | ENERGY STAR | ENERGY STAR | ENERGY STAR | ENERGY STAR | ENERGY STAR | ENERGY STAR | ENERGY STAR | ENERGY STAR | ENERGY STAR | ENERGY STAR | ENERGY STAR | ENERGY STAR | ENERGY STAR | ENERGY STAR | ENERGY STAR | ENERGY STAR | ENERGY STAR | ENERGY STAR | ENERGY STAR | ENERGY STAR | ENERGY STAR | ENERGY STAR
F1_Commercial_College (ID)_New_Food Preparation_Natural Gas_Food Prep Other_E1 | F1 | Commercial | College (ID) | New | Food Preparation | Natural Gas | Food Prep Other | E1 | CCE | 0 | 0 | 0 | 0 | 0 | 0 | 0 | 0 | 0 | 0 | 0 | 0 | 0 | 0 | 0 | 0 | 0 | 0 | 0 | 0 | 0 | 0 | 0 | 0 | 0 | 0 | 0
F1_Commercial_College (ID)_New_Food Preparation_Natural Gas_Food Prep Other_E2 | F1 | Commercial | College (ID) | New | Food Preparation | Natural Gas | Food Prep Other | E2 | CCE | 0.0024994 | 0.0024994 | 0.0024994 | 0.0024994 | 0.0024994 | 0.0024994 | 0.0024994 | 0.0024994 | 0.0024994 | 0.0024994 | 0.0024994 | 0.0024994 | 0.0024994 | 0.0024994 | 0.0024994 | 0.0024994 | 0.0024994 | 0.0024994 | 0.0024994 | 0.0024994 | 0.0024994 | 0.0024994 | 0.0024994 | 0.0024994 | 0.0024994 | 0.0024994 | 0.0024994
F1_Commercial_College (ID)_New_Food Preparation_Natural Gas_Food Prep Other_E3 | F1 | Commercial | College (ID) | New | Food Preparation | Natural Gas | Food Prep Other | E3 | CCE | 0 | 0 | 0 | 0 | 0 | 0 | 0 | 0 | 0 | 0 | 0 | 0 | 0 | 0 | 0 | 0 | 0 | 0 | 0 | 0 | 0 | 0 | 0 | 0 | 0 | 0 | 0
F1_Commercial_College (ID)_New_Food Preparation_Natural Gas_Food Prep Other_E4 | F1 | Commercial | College (ID) | New | Food Preparation | Natural Gas | Food Prep Other | E4 | CCE | 0 | 0 | 0 | 0 | 0 | 0 | 0 | 0 | 0 | 0 | 0 | 0 | 0 | 0 | 0 | 0 | 0 | 0 | 0 | 0 | 0 | 0 | 0 | 0 | 0 | 0 | 0
F1_Commercial_College (ID)_New_Food Preparation_Natural Gas_Food Prep Other_E5 | F1 | Commercial | College (ID) | New | Food Preparation | Natural Gas | Food Prep Other | E5 | CCE | 0 | 0 | 0 | 0 | 0 | 0 | 0 | 0 | 0 | 0 | 0 | 0 | 0 | 0 | 0 | 0 | 0 | 0 | 0 | 0 | 0 | 0 | 0 | 0 | 0 | 0 | 0
F1_Commercial_College (ID)_New_Food Preparation_Natural Gas_Food Prep Other_E6 | F1 | Commercial | College (ID) | New | Food Preparation | Natural Gas | Food Prep Other | E6 | CCE | 0 | 0 | 0 | 0 | 0 | 0 | 0 | 0 | 0 | 0 | 0 | 0 | 0 | 0 | 0 | 0 | 0 | 0 | 0 | 0 | 0 | 0 | 0 | 0 | 0 | 0 | 0
F1_Commercial_College (ID)_New_Food Preparation_Natural Gas_Food Prep Other_E7 | F1 | Commercial | College (ID) | New | Food Preparation | Natural Gas | Food Prep Other | E7 | CCE | 0 | 0 | 0 | 0 | 0 | 0 | 0 | 0 | 0 | 0 | 0 | 0 | 0 | 0 | 0 | 0 | 0 | 0 | 0 | 0 | 0 | 0 | 0 | 0 | 0 | 0 | 0
F1_Commercial_College (ID)_New_Food Preparation_Natural Gas_Food Prep Other_E8 | F1 | Commercial | College (ID) | New | Food Preparation | Natural Gas | Food Prep Other | E8 | CCE | 0 | 0 | 0 | 0 | 0 | 0 | 0 | 0 | 0 | 0 | 0 | 0 | 0 | 0 | 0 | 0 | 0 | 0 | 0 | 0 | 0 | 0 | 0 | 0 | 0 | 0 | 0
F1_Commercial_College (ID)_New_Food Preparation_Natural Gas_Food Prep Other_E9 | F1 | Commercial | College (ID) | New | Food Preparation | Natural Gas | Food Prep Other | E9 | CCE | 0 | 0 | 0 | 0 | 0 | 0 | 0 | 0 | 0 | 0 | 0 | 0 | 0 | 0 | 0 | 0 | 0 | 0 | 0 | 0 | 0 | 0 | 0 | 0 | 0 | 0 | 0
F1_Commercial_College (ID)_New_Food Preparation_Natural Gas_Food Prep Other_E10 | F1 | Commercial | College (ID) | New | Food Preparation | Natural Gas | Food Prep Other | E10 | CCE | 0 | 0 | 0 | 0 | 0 | 0 | 0 | 0 | 0 | 0 | 0 | 0 | 0 | 0 | 0 | 0 | 0 | 0 | 0 | 0 | 0 | 0 | 0 | 0 | 0 | 0 | 0
F2_Commercial_College (ID)_New_Food Preparation_Natural Gas_Food Prep Other_E1 | F2 | Commercial | College (ID) | New | Food Preparation | Natural Gas | Food Prep Other | E1 | TRC BC Ratio | [24 empty] | 1 | 1 | 1 | bar: 2019 to 2042
F2_Commercial_College (ID)_New_Food Preparation_Natural Gas_Food Prep Other_E2 | F2 | Commercial | College (ID) | New | Food Preparation | Natural Gas | Food Prep Other | E2 | TRC BC Ratio | 1.3876 | 1.4196 | 1.4599 | 1.5074 | 1.5627 | 1.6324 | 1.705 | 1.7774 | 1.8472 | 1.918 | 1.9733 | 2.0247 | 2.0801 | 2.1341 | 2.1817 | 2.2258 | 2.2646 | 2.3028 | 2.3439 | 2.3838 | 2.4248 | 2.4675 | 2.5107 | 2.5553 | 2.6007 | 2.6469 | 2.6939
F2_Commercial_College (ID)_New_Food Preparation_Natural Gas_Food Prep Other_E3 | F2 | Commercial | College (ID) | New | Food Preparation | Natural Gas | Food Prep Other | E3 | TRC BC Ratio | 0 | 0 | 0 | 0 | 0 | 0 | 0 | 0 | 0 | 0 | 0 | 0 | 0 | 0 | 0 | 0 | 0 | 0 | 0 | 0 | 0 | 0 | 0 | 0 | 0 | 0 | 0
F2_Commercial_College (ID)_New_Food Preparation_Natural Gas_Food Prep Other_E4 | F2 | Commercial | College (ID) | New | Food Preparation | Natural Gas | Food Prep Other | E4 | TRC BC Ratio | 0 | 0 | 0 | 0 | 0 | 0 | 0 | 0 | 0 | 0 | 0 | 0 | 0 | 0 | 0 | 0 | 0 | 0 | 0 | 0 | 0 | 0 | 0 | 0 | 0 | 0 | 0
F2_Commercial_College (ID)_New_Food Preparation_Natural Gas_Food Prep Other_E5 | F2 | Commercial | College (ID) | New | Food Preparation | Natural Gas | Food Prep Other | E5 | TRC BC Ratio | 0 | 0 | 0 | 0 | 0 | 0 | 0 | 0 | 0 | 0 | 0 | 0 | 0 | 0 | 0 | 0 | 0 | 0 | 0 | 0 | 0 | 0 | 0 | 0 | 0 | 0 | 0
F2_Commercial_College (ID)_New_Food Preparation_Natural Gas_Food Prep Other_E6 | F2 | Commercial | College (ID) | New | Food Preparation | Natural Gas | Food Prep Other | E6 | TRC BC Ratio | 0 | 0 | 0 | 0 | 0 | 0 | 0 | 0 | 0 | 0 | 0 | 0 | 0 | 0 | 0 | 0 | 0 | 0 | 0 | 0 | 0 | 0 | 0 | 0 | 0 | 0 | 0
F2_Commercial_College (ID)_New_Food Preparation_Natural Gas_Food Prep Other_E7 | F2 | Commercial | College (ID) | New | Food Preparation | Natural Gas | Food Prep Other | E7 | TRC BC Ratio | 0 | 0 | 0 | 0 | 0 | 0 | 0 | 0 | 0 | 0 | 0 | 0 | 0 | 0 | 0 | 0 | 0 | 0 | 0 | 0 | 0 | 0 | 0 | 0 | 0 | 0 | 0
F2_Commercial_College (ID)_New_Food Preparation_Natural Gas_Food Prep Other_E8 | F2 | Commercial | College (ID) | New | Food Preparation | Natural Gas | Food Prep Other | E8 | TRC BC Ratio | 0 | 0 | 0 | 0 | 0 | 0 | 0 | 0 | 0 | 0 | 0 | 0 | 0 | 0 | 0 | 0 | 0 | 0 | 0 | 0 | 0 | 0 | 0 | 0 | 0 | 0 | 0
F2_Commercial_College (ID)_New_Food Preparation_Natural Gas_Food Prep Other_E9 | F2 | Commercial | College (ID) | New | Food Preparation | Natural Gas | Food Prep Other | E9 | TRC BC Ratio | 0 | 0 | 0 | 0 | 0 | 0 | 0 | 0 | 0 | 0 | 0 | 0 | 0 | 0 | 0 | 0 | 0 | 0 | 0 | 0 | 0 | 0 | 0 | 0 | 0 | 0 | 0
F2_Commercial_College (ID)_New_Food Preparation_Natural Gas_Food Prep Other_E10 | F2 | Commercial | College (ID) | New | Food Preparation | Natural Gas | Food Prep Other | E10 | TRC BC Ratio | 0 | 0 | 0 | 0 | 0 | 0 | 0 | 0 | 0 | 0 | 0 | 0 | 0 | 0 | 0 | 0 | 0 | 0 | 0 | 0 | 0 | 0 | 0 | 0 | 0 | 0 | 0
F3_Commercial_College (ID)_New_Food Preparation_Natural Gas_Food Prep Other_E1 | F3 | Commercial | College (ID) | New | Food Preparation | Natural Gas | Food Prep Other | E1 | PACT BC Ratio | [24 empty] | 1 | 1 | 1 | bar: 2019 to 2042
F3_Commercial_College (ID)_New_Food Preparation_Natural Gas_Food Prep Other_E2 | F3 | Commercial | College (ID) | New | Food Preparation | Natural Gas | Food Prep Other | E2 | PACT BC Ratio | 2.7479 | 2.8113 | 2.8911 | 2.9852 | 3.0947 | 3.2328 | 3.3766 | 3.5199 | 3.6582 | 3.7984 | 3.9078 | 4.0096 | 4.1193 | 4.2262 | 4.3205 | 4.4078 | 4.4848 | 4.5605 | 4.6419 | 4.7208 | 4.8019 | 4.8866 | 4.9721 | 5.0604 | 5.1503 | 5.2418 | 5.3349
F3_Commercial_College (ID)_New_Food Preparation_Natural Gas_Food Prep Other_E3 | F3 | Commercial | College (ID) | New | Food Preparation | Natural Gas | Food Prep Other | E3 | PACT BC Ratio | 0 | 0 | 0 | 0 | 0 | 0 | 0 | 0 | 0 | 0 | 0 | 0 | 0 | 0 | 0 | 0 | 0 | 0 | 0 | 0 | 0 | 0 | 0 | 0 | 0 | 0 | 0
F3_Commercial_College (ID)_New_Food Preparation_Natural Gas_Food Prep Other_E4 | F3 | Commercial | College (ID) | New | Food Preparation | Natural Gas | Food Prep Other | E4 | PACT BC Ratio | 0 | 0 | 0 | 0 | 0 | 0 | 0 | 0 | 0 | 0 | 0 | 0 | 0 | 0 | 0 | 0 | 0 | 0 | 0 | 0 | 0 | 0 | 0 | 0 | 0 | 0 | 0
F3_Commercial_College (ID)_New_Food Preparation_Natural Gas_Food Prep Other_E5 | F3 | Commercial | College (ID) | New | Food Preparation | Natural Gas | Food Prep Other | E5 | PACT BC Ratio | 0 | 0 | 0 | 0 | 0 | 0 | 0 | 0 | 0 | 0 | 0 | 0 | 0 | 0 | 0 | 0 | 0 | 0 | 0 | 0 | 0 | 0 | 0 | 0 | 0 | 0 | 0
F3_Commercial_College (ID)_New_Food Preparation_Natural Gas_Food Prep Other_E6 | F3 | Commercial | College (ID) | New | Food Preparation | Natural Gas | Food Prep Other | E6 | PACT BC Ratio | 0 | 0 | 0 | 0 | 0 | 0 | 0 | 0 | 0 | 0 | 0 | 0 | 0 | 0 | 0 | 0 | 0 | 0 | 0 | 0 | 0 | 0 | 0 | 0 | 0 | 0 | 0
F3_Commercial_College (ID)_New_Food Preparation_Natural Gas_Food Prep Other_E7 | F3 | Commercial | College (ID) | New | Food Preparation | Natural Gas | Food Prep Other | E7 | PACT BC Ratio | 0 | 0 | 0 | 0 | 0 | 0 | 0 | 0 | 0 | 0 | 0 | 0 | 0 | 0 | 0 | 0 | 0 | 0 | 0 | 0 | 0 | 0 | 0 | 0 | 0 | 0 | 0
F3_Commercial_College (ID)_New_Food Preparation_Natural Gas_Food Prep Other_E8 | F3 | Commercial | College (ID) | New | Food Preparation | Natural Gas | Food Prep Other | E8 | PACT BC Ratio | 0 | 0 | 0 | 0 | 0 | 0 | 0 | 0 | 0 | 0 | 0 | 0 | 0 | 0 | 0 | 0 | 0 | 0 | 0 | 0 | 0 | 0 | 0 | 0 | 0 | 0 | 0
F3_Commercial_College (ID)_New_Food Preparation_Natural Gas_Food Prep Other_E9 | F3 | Commercial | College (ID) | New | Food Preparation | Natural Gas | Food Prep Other | E9 | PACT BC Ratio | 0 | 0 | 0 | 0 | 0 | 0 | 0 | 0 | 0 | 0 | 0 | 0 | 0 | 0 | 0 | 0 | 0 | 0 | 0 | 0 | 0 | 0 | 0 | 0 | 0 | 0 | 0
F3_Commercial_College (ID)_New_Food Preparation_Natural Gas_Food Prep Other_E10 | F3 | Commercial | College (ID) | New | Food Preparation | Natural Gas | Food Prep Other | E10 | PACT BC Ratio | 0 | 0 | 0 | 0 | 0 | 0 | 0 | 0 | 0 | 0 | 0 | 0 | 0 | 0 | 0 | 0 | 0 | 0 | 0 | 0 | 0 | 0 | 0 | 0 | 0 | 0 | 0
F4_Commercial_College (ID)_New_Food Preparation_Natural Gas_Food Prep Other_E1 | F4 | Commercial | College (ID) | New | Food Preparation | Natural Gas | Food Prep Other | E1 | RVT BC Ratio | [24 empty] | 1 | 1 | 1 | bar: 2019 to 2042
F4_Commercial_College (ID)_New_Food Preparation_Natural Gas_Food Prep Other_E2 | F4 | Commercial | College (ID) | New | Food Preparation | Natural Gas | Food Prep Other | E2 | RVT BC Ratio | 2.3867 | 2.4196 | 2.4598 | 2.5087 | 2.5668 | 2.6435 | 2.7223 | 2.7985 | 2.8687 | 2.936 | 3.0052 | 3.067 | 3.1315 | 3.1911 | 3.2413 | 3.2858 | 3.3222 | 3.3566 | 3.3935 | 3.4273 | 3.4612 | 3.515 | 3.5694 | 3.6256 | 3.6828 | 3.741 | 3.8003
F4_Commercial_College (ID)_New_Food Preparation_Natural Gas_Food Prep Other_E3 | F4 | Commercial | College (ID) | New | Food Preparation | Natural Gas | Food Prep Other | E3 | RVT BC Ratio | 0 | 0 | 0 | 0 | 0 | 0 | 0 | 0 | 0 | 0 | 0 | 0 | 0 | 0 | 0 | 0 | 0 | 0 | 0 | 0 | 0 | 0 | 0 | 0 | 0 | 0 | 0
F4_Commercial_College (ID)_New_Food Preparation_Natural Gas_Food Prep Other_E4 | F4 | Commercial | College (ID) | New | Food Preparation | Natural Gas | Food Prep Other | E4 | RVT BC Ratio | 0 | 0 | 0 | 0 | 0 | 0 | 0 | 0 | 0 | 0 | 0 | 0 | 0 | 0 | 0 | 0 | 0 | 0 | 0 | 0 | 0 | 0 | 0 | 0 | 0 | 0 | 0
F4_Commercial_College (ID)_New_Food Preparation_Natural Gas_Food Prep Other_E5 | F4 | Commercial | College (ID) | New | Food Preparation | Natural Gas | Food Prep Other | E5 | RVT BC Ratio | 0 | 0 | 0 | 0 | 0 | 0 | 0 | 0 | 0 | 0 | 0 | 0 | 0 | 0 | 0 | 0 | 0 | 0 | 0 | 0 | 0 | 0 | 0 | 0 | 0 | 0 | 0
F4_Commercial_College (ID)_New_Food Preparation_Natural Gas_Food Prep Other_E6 | F4 | Commercial | College (ID) | New | Food Preparation | Natural Gas | Food Prep Other | E6 | RVT BC Ratio | 0 | 0 | 0 | 0 | 0 | 0 | 0 | 0 | 0 | 0 | 0 | 0 | 0 | 0 | 0 | 0 | 0 | 0 | 0 | 0 | 0 | 0 | 0 | 0 | 0 | 0 | 0
F4_Commercial_College (ID)_New_Food Preparation_Natural Gas_Food Prep Other_E7 | F4 | Commercial | College (ID) | New | Food Preparation | Natural Gas | Food Prep Other | E7 | RVT BC Ratio | 0 | 0 | 0 | 0 | 0 | 0 | 0 | 0 | 0 | 0 | 0 | 0 | 0 | 0 | 0 | 0 | 0 | 0 | 0 | 0 | 0 | 0 | 0 | 0 | 0 | 0 | 0
F4_Commercial_College (ID)_New_Food Preparation_Natural Gas_Food Prep Other_E8 | F4 | Commercial | College (ID) | New | Food Preparation | Natural Gas | Food Prep Other | E8 | RVT BC Ratio | 0 | 0 | 0 | 0 | 0 | 0 | 0 | 0 | 0 | 0 | 0 | 0 | 0 | 0 | 0 | 0 | 0 | 0 | 0 | 0 | 0 | 0 | 0 | 0 | 0 | 0 | 0
F4_Commercial_College (ID)_New_Food Preparation_Natural Gas_Food Prep Other_E9 | F4 | Commercial | College (ID) | New | Food Preparation | Natural Gas | Food Prep Other | E9 | RVT BC Ratio | 0 | 0 | 0 | 0 | 0 | 0 | 0 | 0 | 0 | 0 | 0 | 0 | 0 | 0 | 0 | 0 | 0 | 0 | 0 | 0 | 0 | 0 | 0 | 0 | 0 | 0 | 0
F4_Commercial_College (ID)_New_Food Preparation_Natural Gas_Food Prep Other_E10 | F4 | Commercial | College (ID) | New | Food Preparation | Natural Gas | Food Prep Other | E10 | RVT BC Ratio | 0 | 0 | 0 | 0 | 0 | 0 | 0 | 0 | 0 | 0 | 0 | 0 | 0 | 0 | 0 | 0 | 0 | 0 | 0 | 0 | 0 | 0 | 0 | 0 | 0 | 0 | 0
F5_Commercial_College (ID)_New_Food Preparation_Natural Gas_Food Prep Other_E1 | F5 | Commercial | College (ID) | New | Food Preparation | Natural Gas | Food Prep Other | E1 | RIM BC Ratio | [24 empty] | 1 | 1 | 1 | bar: 2019 to 2042
F5_Commercial_College (ID)_New_Food Preparation_Natural Gas_Food Prep Other_E2 | F5 | Commercial | College (ID) | New | Food Preparation | Natural Gas | Food Prep Other | E2 | RIM BC Ratio | 0.64371 | 0.65028 | 0.65864 | 0.66782 | 0.67777 | 0.68889 | 0.70014 | 0.71132 | 0.72236 | 0.73394 | 0.73878 | 0.74368 | 0.74925 | 0.75518 | 0.76077 | 0.76623 | 0.77154 | 0.77698 | 0.78273 | 0.78861 | 0.79476 | 0.79704 | 0.79928 | 0.80153 | 0.80375 | 0.80595 | 0.80812
F5_Commercial_College (ID)_New_Food Preparation_Natural Gas_Food Prep Other_E3 | F5 | Commercial | College (ID) | New | Food Preparation | Natural Gas | Food Prep Other | E3 | RIM BC Ratio | 0 | 0 | 0 | 0 | 0 | 0 | 0 | 0 | 0 | 0 | 0 | 0 | 0 | 0 | 0 | 0 | 0 | 0 | 0 | 0 | 0 | 0 | 0 | 0 | 0 | 0 | 0
F5_Commercial_College (ID)_New_Food Preparation_Natural Gas_Food Prep Other_E4 | F5 | Commercial | College (ID) | New | Food Preparation | Natural Gas | Food Prep Other | E4 | RIM BC Ratio | 0 | 0 | 0 | 0 | 0 | 0 | 0 | 0 | 0 | 0 | 0 | 0 | 0 | 0 | 0 | 0 | 0 | 0 | 0 | 0 | 0 | 0 | 0 | 0 | 0 | 0 | 0
F5_Commercial_College (ID)_New_Food Preparation_Natural Gas_Food Prep Other_E5 | F5 | Commercial | College (ID) | New | Food Preparation | Natural Gas | Food Prep Other | E5 | RIM BC Ratio | 0 | 0 | 0 | 0 | 0 | 0 | 0 | 0 | 0 | 0 | 0 | 0 | 0 | 0 | 0 | 0 | 0 | 0 | 0 | 0 | 0 | 0 | 0 | 0 | 0 | 0 | 0
F5_Commercial_College (ID)_New_Food Preparation_Natural Gas_Food Prep Other_E6 | F5 | Commercial | College (ID) | New | Food Preparation | Natural Gas | Food Prep Other | E6 | RIM BC Ratio | 0 | 0 | 0 | 0 | 0 | 0 | 0 | 0 | 0 | 0 | 0 | 0 | 0 | 0 | 0 | 0 | 0 | 0 | 0 | 0 | 0 | 0 | 0 | 0 | 0 | 0 | 0
F5_Commercial_College (ID)_New_Food Preparation_Natural Gas_Food Prep Other_E7 | F5 | Commercial | College (ID) | New | Food Preparation | Natural Gas | Food Prep Other | E7 | RIM BC Ratio | 0 | 0 | 0 | 0 | 0 | 0 | 0 | 0 | 0 | 0 | 0 | 0 | 0 | 0 | 0 | 0 | 0 | 0 | 0 | 0 | 0 | 0 | 0 | 0 | 0 | 0 | 0
F5_Commercial_College (ID)_New_Food Preparation_Natural Gas_Food Prep Other_E8 | F5 | Commercial | College (ID) | New | Food Preparation | Natural Gas | Food Prep Other | E8 | RIM BC Ratio | 0 | 0 | 0 | 0 | 0 | 0 | 0 | 0 | 0 | 0 | 0 | 0 | 0 | 0 | 0 | 0 | 0 | 0 | 0 | 0 | 0 | 0 | 0 | 0 | 0 | 0 | 0
F5_Commercial_College (ID)_New_Food Preparation_Natural Gas_Food Prep Other_E9 | F5 | Commercial | College (ID) | New | Food Preparation | Natural Gas | Food Prep Other | E9 | RIM BC Ratio | 0 | 0 | 0 | 0 | 0 | 0 | 0 | 0 | 0 | 0 | 0 | 0 | 0 | 0 | 0 | 0 | 0 | 0 | 0 | 0 | 0 | 0 | 0 | 0 | 0 | 0 | 0
F5_Commercial_College (ID)_New_Food Preparation_Natural Gas_Food Prep Other_E10 | F5 | Commercial | College (ID) | New | Food Preparation | Natural Gas | Food Prep Other | E10 | RIM BC Ratio | 0 | 0 | 0 | 0 | 0 | 0 | 0 | 0 | 0 | 0 | 0 | 0 | 0 | 0 | 0 | 0 | 0 | 0 | 0 | 0 | 0 | 0 | 0 | 0 | 0 | 0 | 0
F0_Commercial_College (ID)_New_Miscellaneous_Natural Gas_Pool Heater_E0 | F0 | Commercial | College (ID) | New | Miscellaneous | Natural Gas | Pool Heater | E0 | Economic Unit | Condensing (EF .90) | Condensing (EF .90) | Condensing (EF .90) | Condensing (EF .90) | Condensing (EF .90) | Condensing (EF .90) | Condensing (EF .90) | Condensing (EF .90) | Condensing (EF .90) | Condensing (EF .90) | Condensing (EF .90) | Condensing (EF .90) | Condensing (EF .90) | Condensing (EF .90) | Condensing (EF .90) | Condensing (EF .90) | Condensing (EF .90) | Condensing (EF .90) | Condensing (EF .90) | Condensing (EF .90) | Condensing (EF .90) | Condensing (EF .90) | Condensing (EF .90) | Condensing (EF .90) | Condensing (EF .90) | Condensing (EF .90) | Condensing (EF .90)
F1_Commercial_College (ID)_New_Miscellaneous_Natural Gas_Pool Heater_E1 | F1 | Commercial | College (ID) | New | Miscellaneous | Natural Gas | Pool Heater | E1 | CCE | 0 | 0 | 0 | 0 | 0 | 0 | 0 | 0 | 0 | 0 | 0 | 0 | 0 | 0 | 0 | 0 | 0 | 0 | 0 | 0 | 0 | 0 | 0 | 0 | 0 | 0 | 0
F1_Commercial_College (ID)_New_Miscellaneous_Natural Gas_Pool Heater_E2 | F1 | Commercial | College (ID) | New | Miscellaneous | Natural Gas | Pool Heater | E2 | CCE | 0.0001637 | 0.0001637 | 0.0001637 | 0.0001637 | 0.0001637 | 0.0001637 | 0.0001637 | 0.0001637 | 0.0001637 | 0.0001637 | 0.0001637 | 0.0001637 | 0.0001637 | 0.0001637 | 0.0001637 | 0.0001637 | 0.0001637 | 0.0001637 | 0.0001637 | 0.0001637 | 0.0001637 | 0.0001637 | 0.0001637 | 0.0001637 | 0.0001637 | 0.0001637 | 0.0001637
F1_Commercial_College (ID)_New_Miscellaneous_Natural Gas_Pool Heater_E3 | F1 | Commercial | College (ID) | New | Miscellaneous | Natural Gas | Pool Heater | E3 | CCE | 0 | 0 | 0 | 0 | 0 | 0 | 0 | 0 | 0 | 0 | 0 | 0 | 0 | 0 | 0 | 0 | 0 | 0 | 0 | 0 | 0 | 0 | 0 | 0 | 0 | 0 | 0
F1_Commercial_College (ID)_New_Miscellaneous_Natural Gas_Pool Heater_E4 | F1 | Commercial | College (ID) | New | Miscellaneous | Natural Gas | Pool Heater | E4 | CCE | 0 | 0 | 0 | 0 | 0 | 0 | 0 | 0 | 0 | 0 | 0 | 0 | 0 | 0 | 0 | 0 | 0 | 0 | 0 | 0 | 0 | 0 | 0 | 0 | 0 | 0 | 0
F1_Commercial_College (ID)_New_Miscellaneous_Natural Gas_Pool Heater_E5 | F1 | Commercial | College (ID) | New | Miscellaneous | Natural Gas | Pool Heater | E5 | CCE | 0 | 0 | 0 | 0 | 0 | 0 | 0 | 0 | 0 | 0 | 0 | 0 | 0 | 0 | 0 | 0 | 0 | 0 | 0 | 0 | 0 | 0 | 0 | 0 | 0 | 0 | 0
F1_Commercial_College (ID)_New_Miscellaneous_Natural Gas_Pool Heater_E6 | F1 | Commercial | College (ID) | New | Miscellaneous | Natural Gas | Pool Heater | E6 | CCE | 0 | 0 | 0 | 0 | 0 | 0 | 0 | 0 | 0 | 0 | 0 | 0 | 0 | 0 | 0 | 0 | 0 | 0 | 0 | 0 | 0 | 0 | 0 | 0 | 0 | 0 | 0
F1_Commercial_College (ID)_New_Miscellaneous_Natural Gas_Pool Heater_E7 | F1 | Commercial | College (ID) | New | Miscellaneous | Natural Gas | Pool Heater | E7 | CCE | 0 | 0 | 0 | 0 | 0 | 0 | 0 | 0 | 0 | 0 | 0 | 0 | 0 | 0 | 0 | 0 | 0 | 0 | 0 | 0 | 0 | 0 | 0 | 0 | 0 | 0 | 0
F1_Commercial_College (ID)_New_Miscellaneous_Natural Gas_Pool Heater_E8 | F1 | Commercial | College (ID) | New | Miscellaneous | Natural Gas | Pool Heater | E8 | CCE | 0 | 0 | 0 | 0 | 0 | 0 | 0 | 0 | 0 | 0 | 0 | 0 | 0 | 0 | 0 | 0 | 0 | 0 | 0 | 0 | 0 | 0 | 0 | 0 | 0 | 0 | 0
F1_Commercial_College (ID)_New_Miscellaneous_Natural Gas_Pool Heater_E9 | F1 | Commercial | College (ID) | New | Miscellaneous | Natural Gas | Pool Heater | E9 | CCE | 0 | 0 | 0 | 0 | 0 | 0 | 0 | 0 | 0 | 0 | 0 | 0 | 0 | 0 | 0 | 0 | 0 | 0 | 0 | 0 | 0 | 0 | 0 | 0 | 0 | 0 | 0
F1_Commercial_College (ID)_New_Miscellaneous_Natural Gas_Pool Heater_E10 | F1 | Commercial | College (ID) | New | Miscellaneous | Natural Gas | Pool Heater | E10 | CCE | 0 | 0 | 0 | 0 | 0 | 0 | 0 | 0 | 0 | 0 | 0 | 0 | 0 | 0 | 0 | 0 | 0 | 0 | 0 | 0 | 0 | 0 | 0 | 0 | 0 | 0 | 0
F2_Commercial_College (ID)_New_Miscellaneous_Natural Gas_Pool Heater_E1 | F2 | Commercial | College (ID) | New | Miscellaneous | Natural Gas | Pool Heater | E1 | TRC BC Ratio | [24 empty] | 1 | 1 | 1 | bar: 2019 to 2042
F2_Commercial_College (ID)_New_Miscellaneous_Natural Gas_Pool Heater_E2 | F2 | Commercial | College (ID) | New | Miscellaneous | Natural Gas | Pool Heater | E2 | TRC BC Ratio | 20.214 | 20.3673 | 20.697 | 21.2302 | 21.9653 | 23.0331 | 24.2039 | 25.3783 | 26.5151 | 27.7309 | 28.6484 | 29.5092 | 30.4824 | 31.4215 | 32.2082 | 32.9138 | 33.4912 | 34.044 | 34.6553 | 35.2306 | 35.8258 | 36.4549 | 37.0872 | 37.7461 | 38.4167 | 39.0992 | 39.7938
F2_Commercial_College (ID)_New_Miscellaneous_Natural Gas_Pool Heater_E3 | F2 | Commercial | College (ID) | New | Miscellaneous | Natural Gas | Pool Heater | E3 | TRC BC Ratio | 0 | 0 | 0 | 0 | 0 | 0 | 0 | 0 | 0 | 0 | 0 | 0 | 0 | 0 | 0 | 0 | 0 | 0 | 0 | 0 | 0 | 0 | 0 | 0 | 0 | 0 | 0
F2_Commercial_College (ID)_New_Miscellaneous_Natural Gas_Pool Heater_E4 | F2 | Commercial | College (ID) | New | Miscellaneous | Natural Gas | Pool Heater | E4 | TRC BC Ratio | 0 | 0 | 0 | 0 | 0 | 0 | 0 | 0 | 0 | 0 | 0 | 0 | 0 | 0 | 0 | 0 | 0 | 0 | 0 | 0 | 0 | 0 | 0 | 0 | 0 | 0 | 0
F2_Commercial_College (ID)_New_Miscellaneous_Natural Gas_Pool Heater_E5 | F2 | Commercial | College (ID) | New | Miscellaneous | Natural Gas | Pool Heater | E5 | TRC BC Ratio | 0 | 0 | 0 | 0 | 0 | 0 | 0 | 0 | 0 | 0 | 0 | 0 | 0 | 0 | 0 | 0 | 0 | 0 | 0 | 0 | 0 | 0 | 0 | 0 | 0 | 0 | 0
F2_Commercial_College (ID)_New_Miscellaneous_Natural Gas_Pool Heater_E6 | F2 | Commercial | College (ID) | New | Miscellaneous | Natural Gas | Pool Heater | E6 | TRC BC Ratio | 0 | 0 | 0 | 0 | 0 | 0 | 0 | 0 | 0 | 0 | 0 | 0 | 0 | 0 | 0 | 0 | 0 | 0 | 0 | 0 | 0 | 0 | 0 | 0 | 0 | 0 | 0
F2_Commercial_College (ID)_New_Miscellaneous_Natural Gas_Pool Heater_E7 | F2 | Commercial | College (ID) | New | Miscellaneous | Natural Gas | Pool Heater | E7 | TRC BC Ratio | 0 | 0 | 0 | 0 | 0 | 0 | 0 | 0 | 0 | 0 | 0 | 0 | 0 | 0 | 0 | 0 | 0 | 0 | 0 | 0 | 0 | 0 | 0 | 0 | 0 | 0 | 0
F2_Commercial_College (ID)_New_Miscellaneous_Natural Gas_Pool Heater_E8 | F2 | Commercial | College (ID) | New | Miscellaneous | Natural Gas | Pool Heater | E8 | TRC BC Ratio | 0 | 0 | 0 | 0 | 0 | 0 | 0 | 0 | 0 | 0 | 0 | 0 | 0 | 0 | 0 | 0 | 0 | 0 | 0 | 0 | 0 | 0 | 0 | 0 | 0 | 0 | 0
F2_Commercial_College (ID)_New_Miscellaneous_Natural Gas_Pool Heater_E9 | F2 | Commercial | College (ID) | New | Miscellaneous | Natural Gas | Pool Heater | E9 | TRC BC Ratio | 0 | 0 | 0 | 0 | 0 | 0 | 0 | 0 | 0 | 0 | 0 | 0 | 0 | 0 | 0 | 0 | 0 | 0 | 0 | 0 | 0 | 0 | 0 | 0 | 0 | 0 | 0
F2_Commercial_College (ID)_New_Miscellaneous_Natural Gas_Pool Heater_E10 | F2 | Commercial | College (ID) | New | Miscellaneous | Natural Gas | Pool Heater | E10 | TRC BC Ratio | 0 | 0 | 0 | 0 | 0 | 0 | 0 | 0 | 0 | 0 | 0 | 0 | 0 | 0 | 0 | 0 | 0 | 0 | 0 | 0 | 0 | 0 | 0 | 0 | 0 | 0 | 0
F3_Commercial_College (ID)_New_Miscellaneous_Natural Gas_Pool Heater_E1 | F3 | Commercial | College (ID) | New | Miscellaneous | Natural Gas | Pool Heater | E1 | PACT BC Ratio | [24 empty] | 1 | 1 | 1 | bar: 2019 to 2042
F3_Commercial_College (ID)_New_Miscellaneous_Natural Gas_Pool Heater_E2 | F3 | Commercial | College (ID) | New | Miscellaneous | Natural Gas | Pool Heater | E2 | PACT BC Ratio | 50.154 | 50.5346 | 51.3525 | 52.6755 | 54.4994 | 57.1487 | 60.0538 | 62.9675 | 65.7881 | 68.8047 | 71.0811 | 73.2171 | 75.6317 | 77.9616 | 79.9137 | 81.6643 | 83.097 | 84.4685 | 85.9853 | 87.4126 | 88.8896 | 90.4503 | 92.0192 | 93.654 | 95.3179 | 97.0113 | 98.7348
F3_Commercial_College (ID)_New_Miscellaneous_Natural Gas_Pool Heater_E3 | F3 | Commercial | College (ID) | New | Miscellaneous | Natural Gas | Pool Heater | E3 | PACT BC Ratio | 0 | 0 | 0 | 0 | 0 | 0 | 0 | 0 | 0 | 0 | 0 | 0 | 0 | 0 | 0 | 0 | 0 | 0 | 0 | 0 | 0 | 0 | 0 | 0 | 0 | 0 | 0
F3_Commercial_College (ID)_New_Miscellaneous_Natural Gas_Pool Heater_E4 | F3 | Commercial | College (ID) | New | Miscellaneous | Natural Gas | Pool Heater | E4 | PACT BC Ratio | 0 | 0 | 0 | 0 | 0 | 0 | 0 | 0 | 0 | 0 | 0 | 0 | 0 | 0 | 0 | 0 | 0 | 0 | 0 | 0 | 0 | 0 | 0 | 0 | 0 | 0 | 0
F3_Commercial_College (ID)_New_Miscellaneous_Natural Gas_Pool Heater_E5 | F3 | Commercial | College (ID) | New | Miscellaneous | Natural Gas | Pool Heater | E5 | PACT BC Ratio | 0 | 0 | 0 | 0 | 0 | 0 | 0 | 0 | 0 | 0 | 0 | 0 | 0 | 0 | 0 | 0 | 0 | 0 | 0 | 0 | 0 | 0 | 0 | 0 | 0 | 0 | 0
F3_Commercial_College (ID)_New_Miscellaneous_Natural Gas_Pool Heater_E6 | F3 | Commercial | College (ID) | New | Miscellaneous | Natural Gas | Pool Heater | E6 | PACT BC Ratio | 0 | 0 | 0 | 0 | 0 | 0 | 0 | 0 | 0 | 0 | 0 | 0 | 0 | 0 | 0 | 0 | 0 | 0 | 0 | 0 | 0 | 0 | 0 | 0 | 0 | 0 | 0
F3_Commercial_College (ID)_New_Miscellaneous_Natural Gas_Pool Heater_E7 | F3 | Commercial | College (ID) | New | Miscellaneous | Natural Gas | Pool Heater | E7 | PACT BC Ratio | 0 | 0 | 0 | 0 | 0 | 0 | 0 | 0 | 0 | 0 | 0 | 0 | 0 | 0 | 0 | 0 | 0 | 0 | 0 | 0 | 0 | 0 | 0 | 0 | 0 | 0 | 0
F3_Commercial_College (ID)_New_Miscellaneous_Natural Gas_Pool Heater_E8 | F3 | Commercial | College (ID) | New | Miscellaneous | Natural Gas | Pool Heater | E8 | PACT BC Ratio | 0 | 0 | 0 | 0 | 0 | 0 | 0 | 0 | 0 | 0 | 0 | 0 | 0 | 0 | 0 | 0 | 0 | 0 | 0 | 0 | 0 | 0 | 0 | 0 | 0 | 0 | 0
F3_Commercial_College (ID)_New_Miscellaneous_Natural Gas_Pool Heater_E9 | F3 | Commercial | College (ID) | New | Miscellaneous | Natural Gas | Pool Heater | E9 | PACT BC Ratio | 0 | 0 | 0 | 0 | 0 | 0 | 0 | 0 | 0 | 0 | 0 | 0 | 0 | 0 | 0 | 0 | 0 | 0 | 0 | 0 | 0 | 0 | 0 | 0 | 0 | 0 | 0
F3_Commercial_College (ID)_New_Miscellaneous_Natural Gas_Pool Heater_E10 | F3 | Commercial | College (ID) | New | Miscellaneous | Natural Gas | Pool Heater | E10 | PACT BC Ratio | 0 | 0 | 0 | 0 | 0 | 0 | 0 | 0 | 0 | 0 | 0 | 0 | 0 | 0 | 0 | 0 | 0 | 0 | 0 | 0 | 0 | 0 | 0 | 0 | 0 | 0 | 0
F4_Commercial_College (ID)_New_Miscellaneous_Natural Gas_Pool Heater_E1 | F4 | Commercial | College (ID) | New | Miscellaneous | Natural Gas | Pool Heater | E1 | RVT BC Ratio | [24 empty] | 1 | 1 | 1 | bar: 2019 to 2042
F4_Commercial_College (ID)_New_Miscellaneous_Natural Gas_Pool Heater_E2 | F4 | Commercial | College (ID) | New | Miscellaneous | Natural Gas | Pool Heater | E2 | RVT BC Ratio | 29.3918 | 29.6126 | 30.0113 | 30.6131 | 31.403 | 32.5533 | 33.7142 | 34.828 | 35.8321 | 36.8884 | 38.0995 | 39.2358 | 40.5205 | 41.709 | 42.6376 | 43.3913 | 43.8984 | 44.2848 | 44.7193 | 45.0753 | 45.4242 | 46.2168 | 47.0135 | 47.8437 | 48.6887 | 49.5486 | 50.4239
F4_Commercial_College (ID)_New_Miscellaneous_Natural Gas_Pool Heater_E3 | F4 | Commercial | College (ID) | New | Miscellaneous | Natural Gas | Pool Heater | E3 | RVT BC Ratio | 0 | 0 | 0 | 0 | 0 | 0 | 0 | 0 | 0 | 0 | 0 | 0 | 0 | 0 | 0 | 0 | 0 | 0 | 0 | 0 | 0 | 0 | 0 | 0 | 0 | 0 | 0
F4_Commercial_College (ID)_New_Miscellaneous_Natural Gas_Pool Heater_E4 | F4 | Commercial | College (ID) | New | Miscellaneous | Natural Gas | Pool Heater | E4 | RVT BC Ratio | 0 | 0 | 0 | 0 | 0 | 0 | 0 | 0 | 0 | 0 | 0 | 0 | 0 | 0 | 0 | 0 | 0 | 0 | 0 | 0 | 0 | 0 | 0 | 0 | 0 | 0 | 0
F4_Commercial_College (ID)_New_Miscellaneous_Natural Gas_Pool Heater_E5 | F4 | Commercial | College (ID) | New | Miscellaneous | Natural Gas | Pool Heater | E5 | RVT BC Ratio | 0 | 0 | 0 | 0 | 0 | 0 | 0 | 0 | 0 | 0 | 0 | 0 | 0 | 0 | 0 | 0 | 0 | 0 | 0 | 0 | 0 | 0 | 0 | 0 | 0 | 0 | 0
F4_Commercial_College (ID)_New_Miscellaneous_Natural Gas_Pool Heater_E6 | F4 | Commercial | College (ID) | New | Miscellaneous | Natural Gas | Pool Heater | E6 | RVT BC Ratio | 0 | 0 | 0 | 0 | 0 | 0 | 0 | 0 | 0 | 0 | 0 | 0 | 0 | 0 | 0 | 0 | 0 | 0 | 0 | 0 | 0 | 0 | 0 | 0 | 0 | 0 | 0
F4_Commercial_College (ID)_New_Miscellaneous_Natural Gas_Pool Heater_E7 | F4 | Commercial | College (ID) | New | Miscellaneous | Natural Gas | Pool Heater | E7 | RVT BC Ratio | 0 | 0 | 0 | 0 | 0 | 0 | 0 | 0 | 0 | 0 | 0 | 0 | 0 | 0 | 0 | 0 | 0 | 0 | 0 | 0 | 0 | 0 | 0 | 0 | 0 | 0 | 0
F4_Commercial_College (ID)_New_Miscellaneous_Natural Gas_Pool Heater_E8 | F4 | Commercial | College (ID) | New | Miscellaneous | Natural Gas | Pool Heater | E8 | RVT BC Ratio | 0 | 0 | 0 | 0 | 0 | 0 | 0 | 0 | 0 | 0 | 0 | 0 | 0 | 0 | 0 | 0 | 0 | 0 | 0 | 0 | 0 | 0 | 0 | 0 | 0 | 0 | 0
F4_Commercial_College (ID)_New_Miscellaneous_Natural Gas_Pool Heater_E9 | F4 | Commercial | College (ID) | New | Miscellaneous | Natural Gas | Pool Heater | E9 | RVT BC Ratio | 0 | 0 | 0 | 0 | 0 | 0 | 0 | 0 | 0 | 0 | 0 | 0 | 0 | 0 | 0 | 0 | 0 | 0 | 0 | 0 | 0 | 0 | 0 | 0 | 0 | 0 | 0
F4_Commercial_College (ID)_New_Miscellaneous_Natural Gas_Pool Heater_E10 | F4 | Commercial | College (ID) | New | Miscellaneous | Natural Gas | Pool Heater | E10 | RVT BC Ratio | 0 | 0 | 0 | 0 | 0 | 0 | 0 | 0 | 0 | 0 | 0 | 0 | 0 | 0 | 0 | 0 | 0 | 0 | 0 | 0 | 0 | 0 | 0 | 0 | 0 | 0 | 0
F5_Commercial_College (ID)_New_Miscellaneous_Natural Gas_Pool Heater_E1 | F5 | Commercial | College (ID) | New | Miscellaneous | Natural Gas | Pool Heater | E1 | RIM BC Ratio | [24 empty] | 1 | 1 | 1 | bar: 2019 to 2042
F5_Commercial_College (ID)_New_Miscellaneous_Natural Gas_Pool Heater_E2 | F5 | Commercial | College (ID) | New | Miscellaneous | Natural Gas | Pool Heater | E2 | RIM BC Ratio | 0.81971 | 0.81981 | 0.82209 | 0.8268 | 0.83405 | 0.84387 | 0.85642 | 0.86942 | 0.88305 | 0.89724 | 0.89761 | 0.89794 | 0.89829 | 0.89971 | 0.90224 | 0.90606 | 0.91136 | 0.91835 | 0.9258 | 0.93377 | 0.94229 | 0.94246 | 0.94262 | 0.94279 | 0.94296 | 0.94312 | 0.94328
F5_Commercial_College (ID)_New_Miscellaneous_Natural Gas_Pool Heater_E3 | F5 | Commercial | College (ID) | New | Miscellaneous | Natural Gas | Pool Heater | E3 | RIM BC Ratio | 0 | 0 | 0 | 0 | 0 | 0 | 0 | 0 | 0 | 0 | 0 | 0 | 0 | 0 | 0 | 0 | 0 | 0 | 0 | 0 | 0 | 0 | 0 | 0 | 0 | 0 | 0
F5_Commercial_College (ID)_New_Miscellaneous_Natural Gas_Pool Heater_E4 | F5 | Commercial | College (ID) | New | Miscellaneous | Natural Gas | Pool Heater | E4 | RIM BC Ratio | 0 | 0 | 0 | 0 | 0 | 0 | 0 | 0 | 0 | 0 | 0 | 0 | 0 | 0 | 0 | 0 | 0 | 0 | 0 | 0 | 0 | 0 | 0 | 0 | 0 | 0 | 0
F5_Commercial_College (ID)_New_Miscellaneous_Natural Gas_Pool Heater_E5 | F5 | Commercial | College (ID) | New | Miscellaneous | Natural Gas | Pool Heater | E5 | RIM BC Ratio | 0 | 0 | 0 | 0 | 0 | 0 | 0 | 0 | 0 | 0 | 0 | 0 | 0 | 0 | 0 | 0 | 0 | 0 | 0 | 0 | 0 | 0 | 0 | 0 | 0 | 0 | 0
F5_Commercial_College (ID)_New_Miscellaneous_Natural Gas_Pool Heater_E6 | F5 | Commercial | College (ID) | New | Miscellaneous | Natural Gas | Pool Heater | E6 | RIM BC Ratio | 0 | 0 | 0 | 0 | 0 | 0 | 0 | 0 | 0 | 0 | 0 | 0 | 0 | 0 | 0 | 0 | 0 | 0 | 0 | 0 | 0 | 0 | 0 | 0 | 0 | 0 | 0
F5_Commercial_College (ID)_New_Miscellaneous_Natural Gas_Pool Heater_E7 | F5 | Commercial | College (ID) | New | Miscellaneous | Natural Gas | Pool Heater | E7 | RIM BC Ratio | 0 | 0 | 0 | 0 | 0 | 0 | 0 | 0 | 0 | 0 | 0 | 0 | 0 | 0 | 0 | 0 | 0 | 0 | 0 | 0 | 0 | 0 | 0 | 0 | 0 | 0 | 0
F5_Commercial_College (ID)_New_Miscellaneous_Natural Gas_Pool Heater_E8 | F5 | Commercial | College (ID) | New | Miscellaneous | Natural Gas | Pool Heater | E8 | RIM BC Ratio | 0 | 0 | 0 | 0 | 0 | 0 | 0 | 0 | 0 | 0 | 0 | 0 | 0 | 0 | 0 | 0 | 0 | 0 | 0 | 0 | 0 | 0 | 0 | 0 | 0 | 0 | 0
F5_Commercial_College (ID)_New_Miscellaneous_Natural Gas_Pool Heater_E9 | F5 | Commercial | College (ID) | New | Miscellaneous | Natural Gas | Pool Heater | E9 | RIM BC Ratio | 0 | 0 | 0 | 0 | 0 | 0 | 0 | 0 | 0 | 0 | 0 | 0 | 0 | 0 | 0 | 0 | 0 | 0 | 0 | 0 | 0 | 0 | 0 | 0 | 0 | 0 | 0
F5_Commercial_College (ID)_New_Miscellaneous_Natural Gas_Pool Heater_E10 | F5 | Commercial | College (ID) | New | Miscellaneous | Natural Gas | Pool Heater | E10 | RIM BC Ratio | 0 | 0 | 0 | 0 | 0 | 0 | 0 | 0 | 0 | 0 | 0 | 0 | 0 | 0 | 0 | 0 | 0 | 0 | 0 | 0 | 0 | 0 | 0 | 0 | 0 | 0 | 0
F0_Commercial_College (ID)_New_Miscellaneous_Natural Gas_Miscellaneous_E0 | F0 | Commercial | College (ID) | New | Miscellaneous | Natural Gas | Miscellaneous | E0 | Economic Unit | Standard | Standard | Standard | Standard | Standard | Standard | Standard | Standard | Standard | Standard | Standard | Standard | Standard | Standard | Standard | Standard | Standard | Standard | Standard | Standard | Standard | Standard | Standard | Standard | Standard | Standard | Standard
F1_Commercial_College (ID)_New_Miscellaneous_Natural Gas_Miscellaneous_E1 | F1 | Commercial | College (ID) | New | Miscellaneous | Natural Gas | Miscellaneous | E1 | CCE | 0 | 0 | 0 | 0 | 0 | 0 | 0 | 0 | 0 | 0 | 0 | 0 | 0 | 0 | 0 | 0 | 0 | 0 | 0 | 0 | 0 | 0 | 0 | 0 | 0 | 0 | 0
F1_Commercial_College (ID)_New_Miscellaneous_Natural Gas_Miscellaneous_E2 | F1 | Commercial | College (ID) | New | Miscellaneous | Natural Gas | Miscellaneous | E2 | CCE | 0 | 0 | 0 | 0 | 0 | 0 | 0 | 0 | 0 | 0 | 0 | 0 | 0 | 0 | 0 | 0 | 0 | 0 | 0 | 0 | 0 | 0 | 0 | 0 | 0 | 0 | 0
F1_Commercial_College (ID)_New_Miscellaneous_Natural Gas_Miscellaneous_E3 | F1 | Commercial | College (ID) | New | Miscellaneous | Natural Gas | Miscellaneous | E3 | CCE | 0 | 0 | 0 | 0 | 0 | 0 | 0 | 0 | 0 | 0 | 0 | 0 | 0 | 0 | 0 | 0 | 0 | 0 | 0 | 0 | 0 | 0 | 0 | 0 | 0 | 0 | 0
F1_Commercial_College (ID)_New_Miscellaneous_Natural Gas_Miscellaneous_E4 | F1 | Commercial | College (ID) | New | Miscellaneous | Natural Gas | Miscellaneous | E4 | CCE | 0 | 0 | 0 | 0 | 0 | 0 | 0 | 0 | 0 | 0 | 0 | 0 | 0 | 0 | 0 | 0 | 0 | 0 | 0 | 0 | 0 | 0 | 0 | 0 | 0 | 0 | 0
F1_Commercial_College (ID)_New_Miscellaneous_Natural Gas_Miscellaneous_E5 | F1 | Commercial | College (ID) | New | Miscellaneous | Natural Gas | Miscellaneous | E5 | CCE | 0 | 0 | 0 | 0 | 0 | 0 | 0 | 0 | 0 | 0 | 0 | 0 | 0 | 0 | 0 | 0 | 0 | 0 | 0 | 0 | 0 | 0 | 0 | 0 | 0 | 0 | 0
F1_Commercial_College (ID)_New_Miscellaneous_Natural Gas_Miscellaneous_E6 | F1 | Commercial | College (ID) | New | Miscellaneous | Natural Gas | Miscellaneous | E6 | CCE | 0 | 0 | 0 | 0 | 0 | 0 | 0 | 0 | 0 | 0 | 0 | 0 | 0 | 0 | 0 | 0 | 0 | 0 | 0 | 0 | 0 | 0 | 0 | 0 | 0 | 0 | 0
F1_Commercial_College (ID)_New_Miscellaneous_Natural Gas_Miscellaneous_E7 | F1 | Commercial | College (ID) | New | Miscellaneous | Natural Gas | Miscellaneous | E7 | CCE | 0 | 0 | 0 | 0 | 0 | 0 | 0 | 0 | 0 | 0 | 0 | 0 | 0 | 0 | 0 | 0 | 0 | 0 | 0 | 0 | 0 | 0 | 0 | 0 | 0 | 0 | 0
F1_Commercial_College (ID)_New_Miscellaneous_Natural Gas_Miscellaneous_E8 | F1 | Commercial | College (ID) | New | Miscellaneous | Natural Gas | Miscellaneous | E8 | CCE | 0 | 0 | 0 | 0 | 0 | 0 | 0 | 0 | 0 | 0 | 0 | 0 | 0 | 0 | 0 | 0 | 0 | 0 | 0 | 0 | 0 | 0 | 0 | 0 | 0 | 0 | 0
F1_Commercial_College (ID)_New_Miscellaneous_Natural Gas_Miscellaneous_E9 | F1 | Commercial | College (ID) | New | Miscellaneous | Natural Gas | Miscellaneous | E9 | CCE | 0 | 0 | 0 | 0 | 0 | 0 | 0 | 0 | 0 | 0 | 0 | 0 | 0 | 0 | 0 | 0 | 0 | 0 | 0 | 0 | 0 | 0 | 0 | 0 | 0 | 0 | 0
F1_Commercial_College (ID)_New_Miscellaneous_Natural Gas_Miscellaneous_E10 | F1 | Commercial | College (ID) | New | Miscellaneous | Natural Gas | Miscellaneous | E10 | CCE | 0 | 0 | 0 | 0 | 0 | 0 | 0 | 0 | 0 | 0 | 0 | 0 | 0 | 0 | 0 | 0 | 0 | 0 | 0 | 0 | 0 | 0 | 0 | 0 | 0 | 0 | 0
F2_Commercial_College (ID)_New_Miscellaneous_Natural Gas_Miscellaneous_E1 | F2 | Commercial | College (ID) | New | Miscellaneous | Natural Gas | Miscellaneous | E1 | TRC BC Ratio | [24 empty] | 1 | 1 | 1 | bar: 2019 to 2042
F2_Commercial_College (ID)_New_Miscellaneous_Natural Gas_Miscellaneous_E2 | F2 | Commercial | College (ID) | New | Miscellaneous | Natural Gas | Miscellaneous | E2 | TRC BC Ratio | 0 | 0 | 0 | 0 | 0 | 0 | 0 | 0 | 0 | 0 | 0 | 0 | 0 | 0 | 0 | 0 | 0 | 0 | 0 | 0 | 0 | 0 | 0 | 0 | 0 | 0 | 0
F2_Commercial_College (ID)_New_Miscellaneous_Natural Gas_Miscellaneous_E3 | F2 | Commercial | College (ID) | New | Miscellaneous | Natural Gas | Miscellaneous | E3 | TRC BC Ratio | 0 | 0 | 0 | 0 | 0 | 0 | 0 | 0 | 0 | 0 | 0 | 0 | 0 | 0 | 0 | 0 | 0 | 0 | 0 | 0 | 0 | 0 | 0 | 0 | 0 | 0 | 0
F2_Commercial_College (ID)_New_Miscellaneous_Natural Gas_Miscellaneous_E4 | F2 | Commercial | College (ID) | New | Miscellaneous | Natural Gas | Miscellaneous | E4 | TRC BC Ratio | 0 | 0 | 0 | 0 | 0 | 0 | 0 | 0 | 0 | 0 | 0 | 0 | 0 | 0 | 0 | 0 | 0 | 0 | 0 | 0 | 0 | 0 | 0 | 0 | 0 | 0 | 0
F2_Commercial_College (ID)_New_Miscellaneous_Natural Gas_Miscellaneous_E5 | F2 | Commercial | College (ID) | New | Miscellaneous | Natural Gas | Miscellaneous | E5 | TRC BC Ratio | 0 | 0 | 0 | 0 | 0 | 0 | 0 | 0 | 0 | 0 | 0 | 0 | 0 | 0 | 0 | 0 | 0 | 0 | 0 | 0 | 0 | 0 | 0 | 0 | 0 | 0 | 0
F2_Commercial_College (ID)_New_Miscellaneous_Natural Gas_Miscellaneous_E6 | F2 | Commercial | College (ID) | New | Miscellaneous | Natural Gas | Miscellaneous | E6 | TRC BC Ratio | 0 | 0 | 0 | 0 | 0 | 0 | 0 | 0 | 0 | 0 | 0 | 0 | 0 | 0 | 0 | 0 | 0 | 0 | 0 | 0 | 0 | 0 | 0 | 0 | 0 | 0 | 0
F2_Commercial_College (ID)_New_Miscellaneous_Natural Gas_Miscellaneous_E7 | F2 | Commercial | College (ID) | New | Miscellaneous | Natural Gas | Miscellaneous | E7 | TRC BC Ratio | 0 | 0 | 0 | 0 | 0 | 0 | 0 | 0 | 0 | 0 | 0 | 0 | 0 | 0 | 0 | 0 | 0 | 0 | 0 | 0 | 0 | 0 | 0 | 0 | 0 | 0 | 0
F2_Commercial_College (ID)_New_Miscellaneous_Natural Gas_Miscellaneous_E8 | F2 | Commercial | College (ID) | New | Miscellaneous | Natural Gas | Miscellaneous | E8 | TRC BC Ratio | 0 | 0 | 0 | 0 | 0 | 0 | 0 | 0 | 0 | 0 | 0 | 0 | 0 | 0 | 0 | 0 | 0 | 0 | 0 | 0 | 0 | 0 | 0 | 0 | 0 | 0 | 0
F2_Commercial_College (ID)_New_Miscellaneous_Natural Gas_Miscellaneous_E9 | F2 | Commercial | College (ID) | New | Miscellaneous | Natural Gas | Miscellaneous | E9 | TRC BC Ratio | 0 | 0 | 0 | 0 | 0 | 0 | 0 | 0 | 0 | 0 | 0 | 0 | 0 | 0 | 0 | 0 | 0 | 0 | 0 | 0 | 0 | 0 | 0 | 0 | 0 | 0 | 0
F2_Commercial_College (ID)_New_Miscellaneous_Natural Gas_Miscellaneous_E10 | F2 | Commercial | College (ID) | New | Miscellaneous | Natural Gas | Miscellaneous | E10 | TRC BC Ratio | 0 | 0 | 0 | 0 | 0 | 0 | 0 | 0 | 0 | 0 | 0 | 0 | 0 | 0 | 0 | 0 | 0 | 0 | 0 | 0 | 0 | 0 | 0 | 0 | 0 | 0 | 0
F3_Commercial_College (ID)_New_Miscellaneous_Natural Gas_Miscellaneous_E1 | F3 | Commercial | College (ID) | New | Miscellaneous | Natural Gas | Miscellaneous | E1 | PACT BC Ratio | [24 empty] | 1 | 1 | 1 | bar: 2019 to 2042
F3_Commercial_College (ID)_New_Miscellaneous_Natural Gas_Miscellaneous_E2 | F3 | Commercial | College (ID) | New | Miscellaneous | Natural Gas | Miscellaneous | E2 | PACT BC Ratio | 0 | 0 | 0 | 0 | 0 | 0 | 0 | 0 | 0 | 0 | 0 | 0 | 0 | 0 | 0 | 0 | 0 | 0 | 0 | 0 | 0 | 0 | 0 | 0 | 0 | 0 | 0
F3_Commercial_College (ID)_New_Miscellaneous_Natural Gas_Miscellaneous_E3 | F3 | Commercial | College (ID) | New | Miscellaneous | Natural Gas | Miscellaneous | E3 | PACT BC Ratio | 0 | 0 | 0 | 0 | 0 | 0 | 0 | 0 | 0 | 0 | 0 | 0 | 0 | 0 | 0 | 0 | 0 | 0 | 0 | 0 | 0 | 0 | 0 | 0 | 0 | 0 | 0
F3_Commercial_College (ID)_New_Miscellaneous_Natural Gas_Miscellaneous_E4 | F3 | Commercial | College (ID) | New | Miscellaneous | Natural Gas | Miscellaneous | E4 | PACT BC Ratio | 0 | 0 | 0 | 0 | 0 | 0 | 0 | 0 | 0 | 0 | 0 | 0 | 0 | 0 | 0 | 0 | 0 | 0 | 0 | 0 | 0 | 0 | 0 | 0 | 0 | 0 | 0
F3_Commercial_College (ID)_New_Miscellaneous_Natural Gas_Miscellaneous_E5 | F3 | Commercial | College (ID) | New | Miscellaneous | Natural Gas | Miscellaneous | E5 | PACT BC Ratio | 0 | 0 | 0 | 0 | 0 | 0 | 0 | 0 | 0 | 0 | 0 | 0 | 0 | 0 | 0 | 0 | 0 | 0 | 0 | 0 | 0 | 0 | 0 | 0 | 0 | 0 | 0
F3_Commercial_College (ID)_New_Miscellaneous_Natural Gas_Miscellaneous_E6 | F3 | Commercial | College (ID) | New | Miscellaneous | Natural Gas | Miscellaneous | E6 | PACT BC Ratio | 0 | 0 | 0 | 0 | 0 | 0 | 0 | 0 | 0 | 0 | 0 | 0 | 0 | 0 | 0 | 0 | 0 | 0 | 0 | 0 | 0 | 0 | 0 | 0 | 0 | 0 | 0
F3_Commercial_College (ID)_New_Miscellaneous_Natural Gas_Miscellaneous_E7 | F3 | Commercial | College (ID) | New | Miscellaneous | Natural Gas | Miscellaneous | E7 | PACT BC Ratio | 0 | 0 | 0 | 0 | 0 | 0 | 0 | 0 | 0 | 0 | 0 | 0 | 0 | 0 | 0 | 0 | 0 | 0 | 0 | 0 | 0 | 0 | 0 | 0 | 0 | 0 | 0
F3_Commercial_College (ID)_New_Miscellaneous_Natural Gas_Miscellaneous_E8 | F3 | Commercial | College (ID) | New | Miscellaneous | Natural Gas | Miscellaneous | E8 | PACT BC Ratio | 0 | 0 | 0 | 0 | 0 | 0 | 0 | 0 | 0 | 0 | 0 | 0 | 0 | 0 | 0 | 0 | 0 | 0 | 0 | 0 | 0 | 0 | 0 | 0 | 0 | 0 | 0
F3_Commercial_College (ID)_New_Miscellaneous_Natural Gas_Miscellaneous_E9 | F3 | Commercial | College (ID) | New | Miscellaneous | Natural Gas | Miscellaneous | E9 | PACT BC Ratio | 0 | 0 | 0 | 0 | 0 | 0 | 0 | 0 | 0 | 0 | 0 | 0 | 0 | 0 | 0 | 0 | 0 | 0 | 0 | 0 | 0 | 0 | 0 | 0 | 0 | 0 | 0
F3_Commercial_College (ID)_New_Miscellaneous_Natural Gas_Miscellaneous_E10 | F3 | Commercial | College (ID) | New | Miscellaneous | Natural Gas | Miscellaneous | E10 | PACT BC Ratio | 0 | 0 | 0 | 0 | 0 | 0 | 0 | 0 | 0 | 0 | 0 | 0 | 0 | 0 | 0 | 0 | 0 | 0 | 0 | 0 | 0 | 0 | 0 | 0 | 0 | 0 | 0
F4_Commercial_College (ID)_New_Miscellaneous_Natural Gas_Miscellaneous_E1 | F4 | Commercial | College (ID) | New | Miscellaneous | Natural Gas | Miscellaneous | E1 | RVT BC Ratio | [24 empty] | 1 | 1 | 1 | bar: 2019 to 2042
F4_Commercial_College (ID)_New_Miscellaneous_Natural Gas_Miscellaneous_E2 | F4 | Commercial | College (ID) | New | Miscellaneous | Natural Gas | Miscellaneous | E2 | RVT BC Ratio | 0 | 0 | 0 | 0 | 0 | 0 | 0 | 0 | 0 | 0 | 0 | 0 | 0 | 0 | 0 | 0 | 0 | 0 | 0 | 0 | 0 | 0 | 0 | 0 | 0 | 0 | 0
F4_Commercial_College (ID)_New_Miscellaneous_Natural Gas_Miscellaneous_E3 | F4 | Commercial | College (ID) | New | Miscellaneous | Natural Gas | Miscellaneous | E3 | RVT BC Ratio | 0 | 0 | 0 | 0 | 0 | 0 | 0 | 0 | 0 | 0 | 0 | 0 | 0 | 0 | 0 | 0 | 0 | 0 | 0 | 0 | 0 | 0 | 0 | 0 | 0 | 0 | 0
F4_Commercial_College (ID)_New_Miscellaneous_Natural Gas_Miscellaneous_E4 | F4 | Commercial | College (ID) | New | Miscellaneous | Natural Gas | Miscellaneous | E4 | RVT BC Ratio | 0 | 0 | 0 | 0 | 0 | 0 | 0 | 0 | 0 | 0 | 0 | 0 | 0 | 0 | 0 | 0 | 0 | 0 | 0 | 0 | 0 | 0 | 0 | 0 | 0 | 0 | 0
F4_Commercial_College (ID)_New_Miscellaneous_Natural Gas_Miscellaneous_E5 | F4 | Commercial | College (ID) | New | Miscellaneous | Natural Gas | Miscellaneous | E5 | RVT BC Ratio | 0 | 0 | 0 | 0 | 0 | 0 | 0 | 0 | 0 | 0 | 0 | 0 | 0 | 0 | 0 | 0 | 0 | 0 | 0 | 0 | 0 | 0 | 0 | 0 | 0 | 0 | 0
F4_Commercial_College (ID)_New_Miscellaneous_Natural Gas_Miscellaneous_E6 | F4 | Commercial | College (ID) | New | Miscellaneous | Natural Gas | Miscellaneous | E6 | RVT BC Ratio | 0 | 0 | 0 | 0 | 0 | 0 | 0 | 0 | 0 | 0 | 0 | 0 | 0 | 0 | 0 | 0 | 0 | 0 | 0 | 0 | 0 | 0 | 0 | 0 | 0 | 0 | 0
F4_Commercial_College (ID)_New_Miscellaneous_Natural Gas_Miscellaneous_E7 | F4 | Commercial | College (ID) | New | Miscellaneous | Natural Gas | Miscellaneous | E7 | RVT BC Ratio | 0 | 0 | 0 | 0 | 0 | 0 | 0 | 0 | 0 | 0 | 0 | 0 | 0 | 0 | 0 | 0 | 0 | 0 | 0 | 0 | 0 | 0 | 0 | 0 | 0 | 0 | 0
F4_Commercial_College (ID)_New_Miscellaneous_Natural Gas_Miscellaneous_E8 | F4 | Commercial | College (ID) | New | Miscellaneous | Natural Gas | Miscellaneous | E8 | RVT BC Ratio | 0 | 0 | 0 | 0 | 0 | 0 | 0 | 0 | 0 | 0 | 0 | 0 | 0 | 0 | 0 | 0 | 0 | 0 | 0 | 0 | 0 | 0 | 0 | 0 | 0 | 0 | 0
F4_Commercial_College (ID)_New_Miscellaneous_Natural Gas_Miscellaneous_E9 | F4 | Commercial | College (ID) | New | Miscellaneous | Natural Gas | Miscellaneous | E9 | RVT BC Ratio | 0 | 0 | 0 | 0 | 0 | 0 | 0 | 0 | 0 | 0 | 0 | 0 | 0 | 0 | 0 | 0 | 0 | 0 | 0 | 0 | 0 | 0 | 0 | 0 | 0 | 0 | 0
F4_Commercial_College (ID)_New_Miscellaneous_Natural Gas_Miscellaneous_E10 | F4 | Commercial | College (ID) | New | Miscellaneous | Natural Gas | Miscellaneous | E10 | RVT BC Ratio | 0 | 0 | 0 | 0 | 0 | 0 | 0 | 0 | 0 | 0 | 0 | 0 | 0 | 0 | 0 | 0 | 0 | 0 | 0 | 0 | 0 | 0 | 0 | 0 | 0 | 0 | 0
F5_Commercial_College (ID)_New_Miscellaneous_Natural Gas_Miscellaneous_E1 | F5 | Commercial | College (ID) | New | Miscellaneous | Natural Gas | Miscellaneous | E1 | RIM BC Ratio | [24 empty] | 1 | 1 | 1 | bar: 2019 to 2042
F5_Commercial_College (ID)_New_Miscellaneous_Natural Gas_Miscellaneous_E2 | F5 | Commercial | College (ID) | New | Miscellaneous | Natural Gas | Miscellaneous | E2 | RIM BC Ratio | 0 | 0 | 0 | 0 | 0 | 0 | 0 | 0 | 0 | 0 | 0 | 0 | 0 | 0 | 0 | 0 | 0 | 0 | 0 | 0 | 0 | 0 | 0 | 0 | 0 | 0 | 0
F5_Commercial_College (ID)_New_Miscellaneous_Natural Gas_Miscellaneous_E3 | F5 | Commercial | College (ID) | New | Miscellaneous | Natural Gas | Miscellaneous | E3 | RIM BC Ratio | 0 | 0 | 0 | 0 | 0 | 0 | 0 | 0 | 0 | 0 | 0 | 0 | 0 | 0 | 0 | 0 | 0 | 0 | 0 | 0 | 0 | 0 | 0 | 0 | 0 | 0 | 0
F5_Commercial_College (ID)_New_Miscellaneous_Natural Gas_Miscellaneous_E4 | F5 | Commercial | College (ID) | New | Miscellaneous | Natural Gas | Miscellaneous | E4 | RIM BC Ratio | 0 | 0 | 0 | 0 | 0 | 0 | 0 | 0 | 0 | 0 | 0 | 0 | 0 | 0 | 0 | 0 | 0 | 0 | 0 | 0 | 0 | 0 | 0 | 0 | 0 | 0 | 0
F5_Commercial_College (ID)_New_Miscellaneous_Natural Gas_Miscellaneous_E5 | F5 | Commercial | College (ID) | New | Miscellaneous | Natural Gas | Miscellaneous | E5 | RIM BC Ratio | 0 | 0 | 0 | 0 | 0 | 0 | 0 | 0 | 0 | 0 | 0 | 0 | 0 | 0 | 0 | 0 | 0 | 0 | 0 | 0 | 0 | 0 | 0 | 0 | 0 | 0 | 0
F5_Commercial_College (ID)_New_Miscellaneous_Natural Gas_Miscellaneous_E6 | F5 | Commercial | College (ID) | New | Miscellaneous | Natural Gas | Miscellaneous | E6 | RIM BC Ratio | 0 | 0 | 0 | 0 | 0 | 0 | 0 | 0 | 0 | 0 | 0 | 0 | 0 | 0 | 0 | 0 | 0 | 0 | 0 | 0 | 0 | 0 | 0 | 0 | 0 | 0 | 0
F5_Commercial_College (ID)_New_Miscellaneous_Natural Gas_Miscellaneous_E7 | F5 | Commercial | College (ID) | New | Miscellaneous | Natural Gas | Miscellaneous | E7 | RIM BC Ratio | 0 | 0 | 0 | 0 | 0 | 0 | 0 | 0 | 0 | 0 | 0 | 0 | 0 | 0 | 0 | 0 | 0 | 0 | 0 | 0 | 0 | 0 | 0 | 0 | 0 | 0 | 0
F5_Commercial_College (ID)_New_Miscellaneous_Natural Gas_Miscellaneous_E8 | F5 | Commercial | College (ID) | New | Miscellaneous | Natural Gas | Miscellaneous | E8 | RIM BC Ratio | 0 | 0 | 0 | 0 | 0 | 0 | 0 | 0 | 0 | 0 | 0 | 0 | 0 | 0 | 0 | 0 | 0 | 0 | 0 | 0 | 0 | 0 | 0 | 0 | 0 | 0 | 0
F5_Commercial_College (ID)_New_Miscellaneous_Natural Gas_Miscellaneous_E9 | F5 | Commercial | College (ID) | New | Miscellaneous | Natural Gas | Miscellaneous | E9 | RIM BC Ratio | 0 | 0 | 0 | 0 | 0 | 0 | 0 | 0 | 0 | 0 | 0 | 0 | 0 | 0 | 0 | 0 | 0 | 0 | 0 | 0 | 0 | 0 | 0 | 0 | 0 | 0 | 0
F5_Commercial_College (ID)_New_Miscellaneous_Natural Gas_Miscellaneous_E10 | F5 | Commercial | College (ID) | New | Miscellaneous | Natural Gas | Miscellaneous | E10 | RIM BC Ratio | 0 | 0 | 0 | 0 | 0 | 0 | 0 | 0 | 0 | 0 | 0 | 0 | 0 | 0 | 0 | 0 | 0 | 0 | 0 | 0 | 0 | 0 | 0 | 0 | 0 | 0 | 0
F0_Commercial_Health (ID)_Existing_Space Heating_Natural Gas_Furnace_E0 | F0 | Commercial | Health (ID) | Existing | Space Heating | Natural Gas | Furnace | E0 | Economic Unit | AFUE 80% (Standard) | AFUE 80% (Standard) | AFUE 80% (Standard) | AFUE 80% (Standard) | AFUE 80% (Standard) | AFUE 80% (Standard) | AFUE 80% (Standard) | AFUE 80% (Standard) | AFUE 80% (Standard) | AFUE 80% (Standard) | AFUE 80% (Standard) | AFUE 80% (Standard) | AFUE 80% (Standard) | AFUE 80% (Standard) | AFUE 80% (Standard) | AFUE 80% (Standard) | AFUE 80% (Standard) | AFUE 80% (Standard) | AFUE 80% (Standard) | AFUE 80% (Standard) | AFUE 96% | AFUE 96% | AFUE 96% | AFUE 96% | AFUE 96% | AFUE 96% | AFUE 96%
F1_Commercial_Health (ID)_Existing_Space Heating_Natural Gas_Furnace_E1 | F1 | Commercial | Health (ID) | Existing | Space Heating | Natural Gas | Furnace | E1 | CCE | 0 | 0 | 0 | 0 | 0 | 0 | 0 | 0 | 0 | 0 | 0 | 0 | 0 | 0 | 0 | 0 | 0 | 0 | 0 | 0 | 0 | 0 | 0 | 0 | 0 | 0 | 0
F1_Commercial_Health (ID)_Existing_Space Heating_Natural Gas_Furnace_E2 | F1 | Commercial | Health (ID) | Existing | Space Heating | Natural Gas | Furnace | E2 | CCE | 0.041494 | 0.043061 | 0.043061 | 0.043061 | 0.043061 | 0.043061 | 0.043061 | 0.043061 | 0.043061 | 0.043061 | 0.043061 | 0.043061 | 0.043061 | 0.043061 | 0.043061 | 0.043061 | 0.043061 | 0.043061 | 0.043061 | 0.043061 | 0.043061 | 0.043061 | 0.043061 | 0.043061 | 0.043061 | 0.043061 | 0.043061
F1_Commercial_Health (ID)_Existing_Space Heating_Natural Gas_Furnace_E3 | F1 | Commercial | Health (ID) | Existing | Space Heating | Natural Gas | Furnace | E3 | CCE | 0.0061968 | 0.0064308 | 0.0064308 | 0.0064308 | 0.0064308 | 0.0064308 | 0.0064308 | 0.0064308 | 0.0064308 | 0.0064308 | 0.0064308 | 0.0064308 | 0.0064308 | 0.0064308 | 0.0064308 | 0.0064308 | 0.0064308 | 0.0064308 | 0.0064308 | 0.0064308 | 0.0064308 | 0.0064308 | 0.0064308 | 0.0064308 | 0.0064308 | 0.0064308 | 0.0064308
F1_Commercial_Health (ID)_Existing_Space Heating_Natural Gas_Furnace_E4 | F1 | Commercial | Health (ID) | Existing | Space Heating | Natural Gas | Furnace | E4 | CCE | 0 | 0 | 0 | 0 | 0 | 0 | 0 | 0 | 0 | 0 | 0 | 0 | 0 | 0 | 0 | 0 | 0 | 0 | 0 | 0 | 0 | 0 | 0 | 0 | 0 | 0 | 0
F1_Commercial_Health (ID)_Existing_Space Heating_Natural Gas_Furnace_E5 | F1 | Commercial | Health (ID) | Existing | Space Heating | Natural Gas | Furnace | E5 | CCE | 0 | 0 | 0 | 0 | 0 | 0 | 0 | 0 | 0 | 0 | 0 | 0 | 0 | 0 | 0 | 0 | 0 | 0 | 0 | 0 | 0 | 0 | 0 | 0 | 0 | 0 | 0
F1_Commercial_Health (ID)_Existing_Space Heating_Natural Gas_Furnace_E6 | F1 | Commercial | Health (ID) | Existing | Space Heating | Natural Gas | Furnace | E6 | CCE | 0 | 0 | 0 | 0 | 0 | 0 | 0 | 0 | 0 | 0 | 0 | 0 | 0 | 0 | 0 | 0 | 0 | 0 | 0 | 0 | 0 | 0 | 0 | 0 | 0 | 0 | 0
F1_Commercial_Health (ID)_Existing_Space Heating_Natural Gas_Furnace_E7 | F1 | Commercial | Health (ID) | Existing | Space Heating | Natural Gas | Furnace | E7 | CCE | 0 | 0 | 0 | 0 | 0 | 0 | 0 | 0 | 0 | 0 | 0 | 0 | 0 | 0 | 0 | 0 | 0 | 0 | 0 | 0 | 0 | 0 | 0 | 0 | 0 | 0 | 0
F1_Commercial_Health (ID)_Existing_Space Heating_Natural Gas_Furnace_E8 | F1 | Commercial | Health (ID) | Existing | Space Heating | Natural Gas | Furnace | E8 | CCE | 0 | 0 | 0 | 0 | 0 | 0 | 0 | 0 | 0 | 0 | 0 | 0 | 0 | 0 | 0 | 0 | 0 | 0 | 0 | 0 | 0 | 0 | 0 | 0 | 0 | 0 | 0
F1_Commercial_Health (ID)_Existing_Space Heating_Natural Gas_Furnace_E9 | F1 | Commercial | Health (ID) | Existing | Space Heating | Natural Gas | Furnace | E9 | CCE | 0 | 0 | 0 | 0 | 0 | 0 | 0 | 0 | 0 | 0 | 0 | 0 | 0 | 0 | 0 | 0 | 0 | 0 | 0 | 0 | 0 | 0 | 0 | 0 | 0 | 0 | 0
F1_Commercial_Health (ID)_Existing_Space Heating_Natural Gas_Furnace_E10 | F1 | Commercial | Health (ID) | Existing | Space Heating | Natural Gas | Furnace | E10 | CCE | 0 | 0 | 0 | 0 | 0 | 0 | 0 | 0 | 0 | 0 | 0 | 0 | 0 | 0 | 0 | 0 | 0 | 0 | 0 | 0 | 0 | 0 | 0 | 0 | 0 | 0 | 0
F2_Commercial_Health (ID)_Existing_Space Heating_Natural Gas_Furnace_E1 | F2 | Commercial | Health (ID) | Existing | Space Heating | Natural Gas | Furnace | E1 | TRC BC Ratio | [24 empty] | 1 | 1 | 1 | bar: 2019 to 2042
F2_Commercial_Health (ID)_Existing_Space Heating_Natural Gas_Furnace_E2 | F2 | Commercial | Health (ID) | Existing | Space Heating | Natural Gas | Furnace | E2 | TRC BC Ratio | 0.090635 | 0.091952 | 0.09382 | 0.095952 | 0.09837 | 0.10189 | 0.10548 | 0.10929 | 0.11288 | 0.11651 | 0.1197 | 0.12257 | 0.12577 | 0.12908 | 0.13211 | 0.13508 | 0.1378 | 0.1406 | 0.14354 | 0.14655 | 0.14962 | 0.15289 | 0.15676 | 0.16008 | 0.16348 | 0.16695 | 0.17049
F2_Commercial_Health (ID)_Existing_Space Heating_Natural Gas_Furnace_E3 | F2 | Commercial | Health (ID) | Existing | Space Heating | Natural Gas | Furnace | E3 | TRC BC Ratio | 0.60689 | 0.61571 | 0.62822 | 0.64249 | 0.65869 | 0.68224 | 0.70629 | 0.73181 | 0.75583 | 0.78018 | 0.8015 | 0.82076 | 0.84215 | 0.86432 | 0.88463 | 0.9045 | 0.92269 | 0.94148 | 0.96114 | 0.98132 | 1.0019 | 1.0237 | 1.0496 | 1.0719 | 1.0947 | 1.1179 | 1.1416
F2_Commercial_Health (ID)_Existing_Space Heating_Natural Gas_Furnace_E4 | F2 | Commercial | Health (ID) | Existing | Space Heating | Natural Gas | Furnace | E4 | TRC BC Ratio | 0 | 0 | 0 | 0 | 0 | 0 | 0 | 0 | 0 | 0 | 0 | 0 | 0 | 0 | 0 | 0 | 0 | 0 | 0 | 0 | 0 | 0 | 0 | 0 | 0 | 0 | 0
F2_Commercial_Health (ID)_Existing_Space Heating_Natural Gas_Furnace_E5 | F2 | Commercial | Health (ID) | Existing | Space Heating | Natural Gas | Furnace | E5 | TRC BC Ratio | 0 | 0 | 0 | 0 | 0 | 0 | 0 | 0 | 0 | 0 | 0 | 0 | 0 | 0 | 0 | 0 | 0 | 0 | 0 | 0 | 0 | 0 | 0 | 0 | 0 | 0 | 0
F2_Commercial_Health (ID)_Existing_Space Heating_Natural Gas_Furnace_E6 | F2 | Commercial | Health (ID) | Existing | Space Heating | Natural Gas | Furnace | E6 | TRC BC Ratio | 0 | 0 | 0 | 0 | 0 | 0 | 0 | 0 | 0 | 0 | 0 | 0 | 0 | 0 | 0 | 0 | 0 | 0 | 0 | 0 | 0 | 0 | 0 | 0 | 0 | 0 | 0
F2_Commercial_Health (ID)_Existing_Space Heating_Natural Gas_Furnace_E7 | F2 | Commercial | Health (ID) | Existing | Space Heating | Natural Gas | Furnace | E7 | TRC BC Ratio | 0 | 0 | 0 | 0 | 0 | 0 | 0 | 0 | 0 | 0 | 0 | 0 | 0 | 0 | 0 | 0 | 0 | 0 | 0 | 0 | 0 | 0 | 0 | 0 | 0 | 0 | 0
F2_Commercial_Health (ID)_Existing_Space Heating_Natural Gas_Furnace_E8 | F2 | Commercial | Health (ID) | Existing | Space Heating | Natural Gas | Furnace | E8 | TRC BC Ratio | 0 | 0 | 0 | 0 | 0 | 0 | 0 | 0 | 0 | 0 | 0 | 0 | 0 | 0 | 0 | 0 | 0 | 0 | 0 | 0 | 0 | 0 | 0 | 0 | 0 | 0 | 0
F2_Commercial_Health (ID)_Existing_Space Heating_Natural Gas_Furnace_E9 | F2 | Commercial | Health (ID) | Existing | Space Heating | Natural Gas | Furnace | E9 | TRC BC Ratio | 0 | 0 | 0 | 0 | 0 | 0 | 0 | 0 | 0 | 0 | 0 | 0 | 0 | 0 | 0 | 0 | 0 | 0 | 0 | 0 | 0 | 0 | 0 | 0 | 0 | 0 | 0
F2_Commercial_Health (ID)_Existing_Space Heating_Natural Gas_Furnace_E10 | F2 | Commercial | Health (ID) | Existing | Space Heating | Natural Gas | Furnace | E10 | TRC BC Ratio | 0 | 0 | 0 | 0 | 0 | 0 | 0 | 0 | 0 | 0 | 0 | 0 | 0 | 0 | 0 | 0 | 0 | 0 | 0 | 0 | 0 | 0 | 0 | 0 | 0 | 0 | 0
F3_Commercial_Health (ID)_Existing_Space Heating_Natural Gas_Furnace_E1 | F3 | Commercial | Health (ID) | Existing | Space Heating | Natural Gas | Furnace | E1 | PACT BC Ratio | [24 empty] | 1 | 1 | 1 | bar: 2019 to 2042
F3_Commercial_Health (ID)_Existing_Space Heating_Natural Gas_Furnace_E2 | F3 | Commercial | Health (ID) | Existing | Space Heating | Natural Gas | Furnace | E2 | PACT BC Ratio | 0.25386 | 0.25755 | 0.26278 | 0.26875 | 0.27552 | 0.28538 | 0.29544 | 0.30611 | 0.31616 | 0.32635 | 0.33526 | 0.34332 | 0.35226 | 0.36154 | 0.37003 | 0.37835 | 0.38596 | 0.39382 | 0.40204 | 0.41048 | 0.41908 | 0.42822 | 0.43906 | 0.44838 | 0.45789 | 0.46761 | 0.47754
F3_Commercial_Health (ID)_Existing_Space Heating_Natural Gas_Furnace_E3 | F3 | Commercial | Health (ID) | Existing | Space Heating | Natural Gas | Furnace | E3 | PACT BC Ratio | 1.6998 | 1.7246 | 1.7596 | 1.7996 | 1.8449 | 1.9109 | 1.9782 | 2.0497 | 2.117 | 2.1852 | 2.2449 | 2.2989 | 2.3588 | 2.4209 | 2.4778 | 2.5334 | 2.5844 | 2.637 | 2.6921 | 2.7486 | 2.8062 | 2.8674 | 2.9399 | 3.0023 | 3.0661 | 3.1312 | 3.1976
F3_Commercial_Health (ID)_Existing_Space Heating_Natural Gas_Furnace_E4 | F3 | Commercial | Health (ID) | Existing | Space Heating | Natural Gas | Furnace | E4 | PACT BC Ratio | 0 | 0 | 0 | 0 | 0 | 0 | 0 | 0 | 0 | 0 | 0 | 0 | 0 | 0 | 0 | 0 | 0 | 0 | 0 | 0 | 0 | 0 | 0 | 0 | 0 | 0 | 0
F3_Commercial_Health (ID)_Existing_Space Heating_Natural Gas_Furnace_E5 | F3 | Commercial | Health (ID) | Existing | Space Heating | Natural Gas | Furnace | E5 | PACT BC Ratio | 0 | 0 | 0 | 0 | 0 | 0 | 0 | 0 | 0 | 0 | 0 | 0 | 0 | 0 | 0 | 0 | 0 | 0 | 0 | 0 | 0 | 0 | 0 | 0 | 0 | 0 | 0
F3_Commercial_Health (ID)_Existing_Space Heating_Natural Gas_Furnace_E6 | F3 | Commercial | Health (ID) | Existing | Space Heating | Natural Gas | Furnace | E6 | PACT BC Ratio | 0 | 0 | 0 | 0 | 0 | 0 | 0 | 0 | 0 | 0 | 0 | 0 | 0 | 0 | 0 | 0 | 0 | 0 | 0 | 0 | 0 | 0 | 0 | 0 | 0 | 0 | 0
F3_Commercial_Health (ID)_Existing_Space Heating_Natural Gas_Furnace_E7 | F3 | Commercial | Health (ID) | Existing | Space Heating | Natural Gas | Furnace | E7 | PACT BC Ratio | 0 | 0 | 0 | 0 | 0 | 0 | 0 | 0 | 0 | 0 | 0 | 0 | 0 | 0 | 0 | 0 | 0 | 0 | 0 | 0 | 0 | 0 | 0 | 0 | 0 | 0 | 0
F3_Commercial_Health (ID)_Existing_Space Heating_Natural Gas_Furnace_E8 | F3 | Commercial | Health (ID) | Existing | Space Heating | Natural Gas | Furnace | E8 | PACT BC Ratio | 0 | 0 | 0 | 0 | 0 | 0 | 0 | 0 | 0 | 0 | 0 | 0 | 0 | 0 | 0 | 0 | 0 | 0 | 0 | 0 | 0 | 0 | 0 | 0 | 0 | 0 | 0
F3_Commercial_Health (ID)_Existing_Space Heating_Natural Gas_Furnace_E9 | F3 | Commercial | Health (ID) | Existing | Space Heating | Natural Gas | Furnace | E9 | PACT BC Ratio | 0 | 0 | 0 | 0 | 0 | 0 | 0 | 0 | 0 | 0 | 0 | 0 | 0 | 0 | 0 | 0 | 0 | 0 | 0 | 0 | 0 | 0 | 0 | 0 | 0 | 0 | 0
F3_Commercial_Health (ID)_Existing_Space Heating_Natural Gas_Furnace_E10 | F3 | Commercial | Health (ID) | Existing | Space Heating | Natural Gas | Furnace | E10 | PACT BC Ratio | 0 | 0 | 0 | 0 | 0 | 0 | 0 | 0 | 0 | 0 | 0 | 0 | 0 | 0 | 0 | 0 | 0 | 0 | 0 | 0 | 0 | 0 | 0 | 0 | 0 | 0 | 0
F4_Commercial_Health (ID)_Existing_Space Heating_Natural Gas_Furnace_E1 | F4 | Commercial | Health (ID) | Existing | Space Heating | Natural Gas | Furnace | E1 | RVT BC Ratio | [24 empty] | 1 | 1 | 1 | bar: 2019 to 2042
F4_Commercial_Health (ID)_Existing_Space Heating_Natural Gas_Furnace_E2 | F4 | Commercial | Health (ID) | Existing | Space Heating | Natural Gas | Furnace | E2 | RVT BC Ratio | 0.35538 | 0.35644 | 0.35819 | 0.36022 | 0.36255 | 0.36634 | 0.37009 | 0.37402 | 0.37747 | 0.38081 | 0.3846 | 0.38792 | 0.3916 | 0.3954 | 0.39878 | 0.40203 | 0.40489 | 0.40781 | 0.41083 | 0.41389 | 0.41696 | 0.42107 | 0.42594 | 0.43014 | 0.43442 | 0.43879 | 0.44325
F4_Commercial_Health (ID)_Existing_Space Heating_Natural Gas_Furnace_E3 | F4 | Commercial | Health (ID) | Existing | Space Heating | Natural Gas | Furnace | E3 | RVT BC Ratio | 1.0785 | 1.0856 | 1.0973 | 1.1109 | 1.1265 | 1.1518 | 1.177 | 1.2033 | 1.2264 | 1.2488 | 1.2742 | 1.2963 | 1.321 | 1.3465 | 1.3691 | 1.3908 | 1.41 | 1.4295 | 1.4498 | 1.4703 | 1.4908 | 1.5183 | 1.551 | 1.5791 | 1.6077 | 1.637 | 1.6669
F4_Commercial_Health (ID)_Existing_Space Heating_Natural Gas_Furnace_E4 | F4 | Commercial | Health (ID) | Existing | Space Heating | Natural Gas | Furnace | E4 | RVT BC Ratio | 0 | 0 | 0 | 0 | 0 | 0 | 0 | 0 | 0 | 0 | 0 | 0 | 0 | 0 | 0 | 0 | 0 | 0 | 0 | 0 | 0 | 0 | 0 | 0 | 0 | 0 | 0
F4_Commercial_Health (ID)_Existing_Space Heating_Natural Gas_Furnace_E5 | F4 | Commercial | Health (ID) | Existing | Space Heating | Natural Gas | Furnace | E5 | RVT BC Ratio | 0 | 0 | 0 | 0 | 0 | 0 | 0 | 0 | 0 | 0 | 0 | 0 | 0 | 0 | 0 | 0 | 0 | 0 | 0 | 0 | 0 | 0 | 0 | 0 | 0 | 0 | 0
F4_Commercial_Health (ID)_Existing_Space Heating_Natural Gas_Furnace_E6 | F4 | Commercial | Health (ID) | Existing | Space Heating | Natural Gas | Furnace | E6 | RVT BC Ratio | 0 | 0 | 0 | 0 | 0 | 0 | 0 | 0 | 0 | 0 | 0 | 0 | 0 | 0 | 0 | 0 | 0 | 0 | 0 | 0 | 0 | 0 | 0 | 0 | 0 | 0 | 0
F4_Commercial_Health (ID)_Existing_Space Heating_Natural Gas_Furnace_E7 | F4 | Commercial | Health (ID) | Existing | Space Heating | Natural Gas | Furnace | E7 | RVT BC Ratio | 0 | 0 | 0 | 0 | 0 | 0 | 0 | 0 | 0 | 0 | 0 | 0 | 0 | 0 | 0 | 0 | 0 | 0 | 0 | 0 | 0 | 0 | 0 | 0 | 0 | 0 | 0
F4_Commercial_Health (ID)_Existing_Space Heating_Natural Gas_Furnace_E8 | F4 | Commercial | Health (ID) | Existing | Space Heating | Natural Gas | Furnace | E8 | RVT BC Ratio | 0 | 0 | 0 | 0 | 0 | 0 | 0 | 0 | 0 | 0 | 0 | 0 | 0 | 0 | 0 | 0 | 0 | 0 | 0 | 0 | 0 | 0 | 0 | 0 | 0 | 0 | 0
F4_Commercial_Health (ID)_Existing_Space Heating_Natural Gas_Furnace_E9 | F4 | Commercial | Health (ID) | Existing | Space Heating | Natural Gas | Furnace | E9 | RVT BC Ratio | 0 | 0 | 0 | 0 | 0 | 0 | 0 | 0 | 0 | 0 | 0 | 0 | 0 | 0 | 0 | 0 | 0 | 0 | 0 | 0 | 0 | 0 | 0 | 0 | 0 | 0 | 0
F4_Commercial_Health (ID)_Existing_Space Heating_Natural Gas_Furnace_E10 | F4 | Commercial | Health (ID) | Existing | Space Heating | Natural Gas | Furnace | E10 | RVT BC Ratio | 0 | 0 | 0 | 0 | 0 | 0 | 0 | 0 | 0 | 0 | 0 | 0 | 0 | 0 | 0 | 0 | 0 | 0 | 0 | 0 | 0 | 0 | 0 | 0 | 0 | 0 | 0
F5_Commercial_Health (ID)_Existing_Space Heating_Natural Gas_Furnace_E1 | F5 | Commercial | Health (ID) | Existing | Space Heating | Natural Gas | Furnace | E1 | RIM BC Ratio | [24 empty] | 1 | 1 | 1 | bar: 2019 to 2042
F5_Commercial_Health (ID)_Existing_Space Heating_Natural Gas_Furnace_E2 | F5 | Commercial | Health (ID) | Existing | Space Heating | Natural Gas | Furnace | E2 | RIM BC Ratio | 0.19583 | 0.1983 | 0.20169 | 0.20553 | 0.20984 | 0.21589 | 0.22202 | 0.22847 | 0.23456 | 0.24073 | 0.2457 | 0.25019 | 0.25511 | 0.26015 | 0.26476 | 0.26925 | 0.27337 | 0.2776 | 0.28199 | 0.28647 | 0.29102 | 0.2954 | 0.30052 | 0.30485 | 0.30922 | 0.31363 | 0.31806
F5_Commercial_Health (ID)_Existing_Space Heating_Natural Gas_Furnace_E3 | F5 | Commercial | Health (ID) | Existing | Space Heating | Natural Gas | Furnace | E3 | RIM BC Ratio | 0.56963 | 0.57473 | 0.58109 | 0.58814 | 0.59588 | 0.60561 | 0.61551 | 0.62579 | 0.63587 | 0.64621 | 0.65244 | 0.65822 | 0.6644 | 0.67068 | 0.67653 | 0.68228 | 0.68773 | 0.69332 | 0.6991 | 0.70502 | 0.71106 | 0.71492 | 0.71935 | 0.72303 | 0.72666 | 0.73026 | 0.73382
F5_Commercial_Health (ID)_Existing_Space Heating_Natural Gas_Furnace_E4 | F5 | Commercial | Health (ID) | Existing | Space Heating | Natural Gas | Furnace | E4 | RIM BC Ratio | 0 | 0 | 0 | 0 | 0 | 0 | 0 | 0 | 0 | 0 | 0 | 0 | 0 | 0 | 0 | 0 | 0 | 0 | 0 | 0 | 0 | 0 | 0 | 0 | 0 | 0 | 0
F5_Commercial_Health (ID)_Existing_Space Heating_Natural Gas_Furnace_E5 | F5 | Commercial | Health (ID) | Existing | Space Heating | Natural Gas | Furnace | E5 | RIM BC Ratio | 0 | 0 | 0 | 0 | 0 | 0 | 0 | 0 | 0 | 0 | 0 | 0 | 0 | 0 | 0 | 0 | 0 | 0 | 0 | 0 | 0 | 0 | 0 | 0 | 0 | 0 | 0
F5_Commercial_Health (ID)_Existing_Space Heating_Natural Gas_Furnace_E6 | F5 | Commercial | Health (ID) | Existing | Space Heating | Natural Gas | Furnace | E6 | RIM BC Ratio | 0 | 0 | 0 | 0 | 0 | 0 | 0 | 0 | 0 | 0 | 0 | 0 | 0 | 0 | 0 | 0 | 0 | 0 | 0 | 0 | 0 | 0 | 0 | 0 | 0 | 0 | 0
F5_Commercial_Health (ID)_Existing_Space Heating_Natural Gas_Furnace_E7 | F5 | Commercial | Health (ID) | Existing | Space Heating | Natural Gas | Furnace | E7 | RIM BC Ratio | 0 | 0 | 0 | 0 | 0 | 0 | 0 | 0 | 0 | 0 | 0 | 0 | 0 | 0 | 0 | 0 | 0 | 0 | 0 | 0 | 0 | 0 | 0 | 0 | 0 | 0 | 0
F5_Commercial_Health (ID)_Existing_Space Heating_Natural Gas_Furnace_E8 | F5 | Commercial | Health (ID) | Existing | Space Heating | Natural Gas | Furnace | E8 | RIM BC Ratio | 0 | 0 | 0 | 0 | 0 | 0 | 0 | 0 | 0 | 0 | 0 | 0 | 0 | 0 | 0 | 0 | 0 | 0 | 0 | 0 | 0 | 0 | 0 | 0 | 0 | 0 | 0
F5_Commercial_Health (ID)_Existing_Space Heating_Natural Gas_Furnace_E9 | F5 | Commercial | Health (ID) | Existing | Space Heating | Natural Gas | Furnace | E9 | RIM BC Ratio | 0 | 0 | 0 | 0 | 0 | 0 | 0 | 0 | 0 | 0 | 0 | 0 | 0 | 0 | 0 | 0 | 0 | 0 | 0 | 0 | 0 | 0 | 0 | 0 | 0 | 0 | 0
F5_Commercial_Health (ID)_Existing_Space Heating_Natural Gas_Furnace_E10 | F5 | Commercial | Health (ID) | Existing | Space Heating | Natural Gas | Furnace | E10 | RIM BC Ratio | 0 | 0 | 0 | 0 | 0 | 0 | 0 | 0 | 0 | 0 | 0 | 0 | 0 | 0 | 0 | 0 | 0 | 0 | 0 | 0 | 0 | 0 | 0 | 0 | 0 | 0 | 0
F0_Commercial_Health (ID)_Existing_Space Heating_Natural Gas_Boiler_E0 | F0 | Commercial | Health (ID) | Existing | Space Heating | Natural Gas | Boiler | E0 | Economic Unit | AFUE 97% | AFUE 97% | AFUE 97% | AFUE 97% | AFUE 97% | AFUE 97% | AFUE 97% | AFUE 97% | AFUE 97% | AFUE 97% | AFUE 97% | AFUE 97% | AFUE 97% | AFUE 97% | AFUE 97% | AFUE 97% | AFUE 97% | AFUE 97% | AFUE 97% | AFUE 97% | AFUE 97% | AFUE 97% | AFUE 97% | AFUE 97% | AFUE 97% | AFUE 97% | AFUE 97%
F1_Commercial_Health (ID)_Existing_Space Heating_Natural Gas_Boiler_E1 | F1 | Commercial | Health (ID) | Existing | Space Heating | Natural Gas | Boiler | E1 | CCE | 0 | 0 | 0 | 0 | 0 | 0 | 0 | 0 | 0 | 0 | 0 | 0 | 0 | 0 | 0 | 0 | 0 | 0 | 0 | 0 | 0 | 0 | 0 | 0 | 0 | 0 | 0
F1_Commercial_Health (ID)_Existing_Space Heating_Natural Gas_Boiler_E2 | F1 | Commercial | Health (ID) | Existing | Space Heating | Natural Gas | Boiler | E2 | CCE | 0.0027432 | 0.0028468 | 0.0028468 | 0.0028468 | 0.0028468 | 0.0028468 | 0.0028468 | 0.0028468 | 0.0028468 | 0.0028468 | 0.0028468 | 0.0028468 | 0.0028468 | 0.0028468 | 0.0028468 | 0.0028468 | 0.0028468 | 0.0028468 | 0.0028468 | 0.0028468 | 0.0028468 | 0.0028468 | 0.0028468 | 0.0028468 | 0.0028468 | 0.0028468 | 0.0028468
F1_Commercial_Health (ID)_Existing_Space Heating_Natural Gas_Boiler_E3 | F1 | Commercial | Health (ID) | Existing | Space Heating | Natural Gas | Boiler | E3 | CCE | -0.00059961 | -0.00062225 | -0.00062225 | -0.00062225 | -0.00062225 | -0.00062225 | -0.00062225 | -0.00062225 | -0.00062225 | -0.00062225 | -0.00062225 | -0.00062225 | -0.00062225 | -0.00062225 | -0.00062225 | -0.00062225 | -0.00062225 | -0.00062225 | -0.00062225 | -0.00062225 | -0.00062225 | -0.00062225 | -0.00062225 | -0.00062225 | -0.00062225 | -0.00062225 | -0.00062225
F1_Commercial_Health (ID)_Existing_Space Heating_Natural Gas_Boiler_E4 | F1 | Commercial | Health (ID) | Existing | Space Heating | Natural Gas | Boiler | E4 | CCE | 0.063073 | 0.065454 | 0.065454 | 0.065454 | 0.065454 | 0.065454 | 0.065454 | 0.065454 | 0.065454 | 0.065454 | 0.065454 | 0.065454 | 0.065454 | 0.065454 | 0.065454 | 0.065454 | 0.065454 | 0.065454 | 0.065454 | 0.065454 | 0.065454 | 0.065454 | 0.065454 | 0.065454 | 0.065454 | 0.065454 | 0.065454
F1_Commercial_Health (ID)_Existing_Space Heating_Natural Gas_Boiler_E5 | F1 | Commercial | Health (ID) | Existing | Space Heating | Natural Gas | Boiler | E5 | CCE | 0 | 0 | 0 | 0 | 0 | 0 | 0 | 0 | 0 | 0 | 0 | 0 | 0 | 0 | 0 | 0 | 0 | 0 | 0 | 0 | 0 | 0 | 0 | 0 | 0 | 0 | 0
F1_Commercial_Health (ID)_Existing_Space Heating_Natural Gas_Boiler_E6 | F1 | Commercial | Health (ID) | Existing | Space Heating | Natural Gas | Boiler | E6 | CCE | 0 | 0 | 0 | 0 | 0 | 0 | 0 | 0 | 0 | 0 | 0 | 0 | 0 | 0 | 0 | 0 | 0 | 0 | 0 | 0 | 0 | 0 | 0 | 0 | 0 | 0 | 0
F1_Commercial_Health (ID)_Existing_Space Heating_Natural Gas_Boiler_E7 | F1 | Commercial | Health (ID) | Existing | Space Heating | Natural Gas | Boiler | E7 | CCE | 0 | 0 | 0 | 0 | 0 | 0 | 0 | 0 | 0 | 0 | 0 | 0 | 0 | 0 | 0 | 0 | 0 | 0 | 0 | 0 | 0 | 0 | 0 | 0 | 0 | 0 | 0
F1_Commercial_Health (ID)_Existing_Space Heating_Natural Gas_Boiler_E8 | F1 | Commercial | Health (ID) | Existing | Space Heating | Natural Gas | Boiler | E8 | CCE | 0 | 0 | 0 | 0 | 0 | 0 | 0 | 0 | 0 | 0 | 0 | 0 | 0 | 0 | 0 | 0 | 0 | 0 | 0 | 0 | 0 | 0 | 0 | 0 | 0 | 0 | 0
F1_Commercial_Health (ID)_Existing_Space Heating_Natural Gas_Boiler_E9 | F1 | Commercial | Health (ID) | Existing | Space Heating | Natural Gas | Boiler | E9 | CCE | 0 | 0 | 0 | 0 | 0 | 0 | 0 | 0 | 0 | 0 | 0 | 0 | 0 | 0 | 0 | 0 | 0 | 0 | 0 | 0 | 0 | 0 | 0 | 0 | 0 | 0 | 0
F1_Commercial_Health (ID)_Existing_Space Heating_Natural Gas_Boiler_E10 | F1 | Commercial | Health (ID) | Existing | Space Heating | Natural Gas | Boiler | E10 | CCE | 0 | 0 | 0 | 0 | 0 | 0 | 0 | 0 | 0 | 0 | 0 | 0 | 0 | 0 | 0 | 0 | 0 | 0 | 0 | 0 | 0 | 0 | 0 | 0 | 0 | 0 | 0
F2_Commercial_Health (ID)_Existing_Space Heating_Natural Gas_Boiler_E1 | F2 | Commercial | Health (ID) | Existing | Space Heating | Natural Gas | Boiler | E1 | TRC BC Ratio | [24 empty] | 1 | 1 | 1 | bar: 2019 to 2042
F2_Commercial_Health (ID)_Existing_Space Heating_Natural Gas_Boiler_E2 | F2 | Commercial | Health (ID) | Existing | Space Heating | Natural Gas | Boiler | E2 | TRC BC Ratio | 1.5481 | 1.5751 | 1.6085 | 1.6447 | 1.6842 | 1.7359 | 1.7886 | 1.8441 | 1.8975 | 1.9518 | 2.0013 | 2.0479 | 2.0982 | 2.1499 | 2.1987 | 2.2472 | 2.2933 | 2.3406 | 2.3898 | 2.4401 | 2.4915 | 2.545 | 2.6053 | 2.6595 | 2.7142 | 2.756 | 2.7936
F2_Commercial_Health (ID)_Existing_Space Heating_Natural Gas_Boiler_E3 | F2 | Commercial | Health (ID) | Existing | Space Heating | Natural Gas | Boiler | E3 | TRC BC Ratio | [24 empty] | 1 | 1 | 1 | bar: 2019 to 2042
F2_Commercial_Health (ID)_Existing_Space Heating_Natural Gas_Boiler_E4 | F2 | Commercial | Health (ID) | Existing | Space Heating | Natural Gas | Boiler | E4 | TRC BC Ratio | 0.0776 | 0.079185 | 0.080935 | 0.082748 | 0.084626 | 0.086788 | 0.088988 | 0.091278 | 0.09355 | 0.095867 | 0.098107 | 0.10031 | 0.10261 | 0.10495 | 0.10725 | 0.10957 | 0.11186 | 0.1142 | 0.11661 | 0.11908 | 0.1216 | 0.12417 | 0.12689 | 0.12947 | 0.13204 | 0.13324 | 0.13395
F2_Commercial_Health (ID)_Existing_Space Heating_Natural Gas_Boiler_E5 | F2 | Commercial | Health (ID) | Existing | Space Heating | Natural Gas | Boiler | E5 | TRC BC Ratio | 0 | 0 | 0 | 0 | 0 | 0 | 0 | 0 | 0 | 0 | 0 | 0 | 0 | 0 | 0 | 0 | 0 | 0 | 0 | 0 | 0 | 0 | 0 | 0 | 0 | 0 | 0
F2_Commercial_Health (ID)_Existing_Space Heating_Natural Gas_Boiler_E6 | F2 | Commercial | Health (ID) | Existing | Space Heating | Natural Gas | Boiler | E6 | TRC BC Ratio | 0 | 0 | 0 | 0 | 0 | 0 | 0 | 0 | 0 | 0 | 0 | 0 | 0 | 0 | 0 | 0 | 0 | 0 | 0 | 0 | 0 | 0 | 0 | 0 | 0 | 0 | 0
F2_Commercial_Health (ID)_Existing_Space Heating_Natural Gas_Boiler_E7 | F2 | Commercial | Health (ID) | Existing | Space Heating | Natural Gas | Boiler | E7 | TRC BC Ratio | 0 | 0 | 0 | 0 | 0 | 0 | 0 | 0 | 0 | 0 | 0 | 0 | 0 | 0 | 0 | 0 | 0 | 0 | 0 | 0 | 0 | 0 | 0 | 0 | 0 | 0 | 0
F2_Commercial_Health (ID)_Existing_Space Heating_Natural Gas_Boiler_E8 | F2 | Commercial | Health (ID) | Existing | Space Heating | Natural Gas | Boiler | E8 | TRC BC Ratio | 0 | 0 | 0 | 0 | 0 | 0 | 0 | 0 | 0 | 0 | 0 | 0 | 0 | 0 | 0 | 0 | 0 | 0 | 0 | 0 | 0 | 0 | 0 | 0 | 0 | 0 | 0
F2_Commercial_Health (ID)_Existing_Space Heating_Natural Gas_Boiler_E9 | F2 | Commercial | Health (ID) | Existing | Space Heating | Natural Gas | Boiler | E9 | TRC BC Ratio | 0 | 0 | 0 | 0 | 0 | 0 | 0 | 0 | 0 | 0 | 0 | 0 | 0 | 0 | 0 | 0 | 0 | 0 | 0 | 0 | 0 | 0 | 0 | 0 | 0 | 0 | 0
F2_Commercial_Health (ID)_Existing_Space Heating_Natural Gas_Boiler_E10 | F2 | Commercial | Health (ID) | Existing | Space Heating | Natural Gas | Boiler | E10 | TRC BC Ratio | 0 | 0 | 0 | 0 | 0 | 0 | 0 | 0 | 0 | 0 | 0 | 0 | 0 | 0 | 0 | 0 | 0 | 0 | 0 | 0 | 0 | 0 | 0 | 0 | 0 | 0 | 0
F3_Commercial_Health (ID)_Existing_Space Heating_Natural Gas_Boiler_E1 | F3 | Commercial | Health (ID) | Existing | Space Heating | Natural Gas | Boiler | E1 | PACT BC Ratio | [24 empty] | 1 | 1 | 1 | bar: 2019 to 2042
F3_Commercial_Health (ID)_Existing_Space Heating_Natural Gas_Boiler_E2 | F3 | Commercial | Health (ID) | Existing | Space Heating | Natural Gas | Boiler | E2 | PACT BC Ratio | 4.336 | 4.4116 | 4.5051 | 4.6068 | 4.7172 | 4.862 | 5.0096 | 5.1651 | 5.3147 | 5.4667 | 5.6056 | 5.736 | 5.8769 | 6.0216 | 6.1585 | 6.2943 | 6.4232 | 6.5559 | 6.6935 | 6.8346 | 6.9784 | 7.1284 | 7.2972 | 7.4489 | 7.6021 | 7.7192 | 7.8246
F3_Commercial_Health (ID)_Existing_Space Heating_Natural Gas_Boiler_E3 | F3 | Commercial | Health (ID) | Existing | Space Heating | Natural Gas | Boiler | E3 | PACT BC Ratio | [24 empty] | 1 | 1 | 1 | bar: 2019 to 2042
F3_Commercial_Health (ID)_Existing_Space Heating_Natural Gas_Boiler_E4 | F3 | Commercial | Health (ID) | Existing | Space Heating | Natural Gas | Boiler | E4 | PACT BC Ratio | 0.21735 | 0.22179 | 0.22669 | 0.23177 | 0.23703 | 0.24309 | 0.24925 | 0.25566 | 0.26202 | 0.26852 | 0.27479 | 0.28095 | 0.28741 | 0.29396 | 0.3004 | 0.30689 | 0.3133 | 0.31986 | 0.32662 | 0.33353 | 0.34058 | 0.34779 | 0.35541 | 0.36263 | 0.36983 | 0.37319 | 0.37518
F3_Commercial_Health (ID)_Existing_Space Heating_Natural Gas_Boiler_E5 | F3 | Commercial | Health (ID) | Existing | Space Heating | Natural Gas | Boiler | E5 | PACT BC Ratio | 0 | 0 | 0 | 0 | 0 | 0 | 0 | 0 | 0 | 0 | 0 | 0 | 0 | 0 | 0 | 0 | 0 | 0 | 0 | 0 | 0 | 0 | 0 | 0 | 0 | 0 | 0
F3_Commercial_Health (ID)_Existing_Space Heating_Natural Gas_Boiler_E6 | F3 | Commercial | Health (ID) | Existing | Space Heating | Natural Gas | Boiler | E6 | PACT BC Ratio | 0 | 0 | 0 | 0 | 0 | 0 | 0 | 0 | 0 | 0 | 0 | 0 | 0 | 0 | 0 | 0 | 0 | 0 | 0 | 0 | 0 | 0 | 0 | 0 | 0 | 0 | 0
F3_Commercial_Health (ID)_Existing_Space Heating_Natural Gas_Boiler_E7 | F3 | Commercial | Health (ID) | Existing | Space Heating | Natural Gas | Boiler | E7 | PACT BC Ratio | 0 | 0 | 0 | 0 | 0 | 0 | 0 | 0 | 0 | 0 | 0 | 0 | 0 | 0 | 0 | 0 | 0 | 0 | 0 | 0 | 0 | 0 | 0 | 0 | 0 | 0 | 0
F3_Commercial_Health (ID)_Existing_Space Heating_Natural Gas_Boiler_E8 | F3 | Commercial | Health (ID) | Existing | Space Heating | Natural Gas | Boiler | E8 | PACT BC Ratio | 0 | 0 | 0 | 0 | 0 | 0 | 0 | 0 | 0 | 0 | 0 | 0 | 0 | 0 | 0 | 0 | 0 | 0 | 0 | 0 | 0 | 0 | 0 | 0 | 0 | 0 | 0
F3_Commercial_Health (ID)_Existing_Space Heating_Natural Gas_Boiler_E9 | F3 | Commercial | Health (ID) | Existing | Space Heating | Natural Gas | Boiler | E9 | PACT BC Ratio | 0 | 0 | 0 | 0 | 0 | 0 | 0 | 0 | 0 | 0 | 0 | 0 | 0 | 0 | 0 | 0 | 0 | 0 | 0 | 0 | 0 | 0 | 0 | 0 | 0 | 0 | 0
F3_Commercial_Health (ID)_Existing_Space Heating_Natural Gas_Boiler_E10 | F3 | Commercial | Health (ID) | Existing | Space Heating | Natural Gas | Boiler | E10 | PACT BC Ratio | 0 | 0 | 0 | 0 | 0 | 0 | 0 | 0 | 0 | 0 | 0 | 0 | 0 | 0 | 0 | 0 | 0 | 0 | 0 | 0 | 0 | 0 | 0 | 0 | 0 | 0 | 0
F4_Commercial_Health (ID)_Existing_Space Heating_Natural Gas_Boiler_E1 | F4 | Commercial | Health (ID) | Existing | Space Heating | Natural Gas | Boiler | E1 | RVT BC Ratio | [24 empty] | 1 | 1 | 1 | bar: 2019 to 2042
F4_Commercial_Health (ID)_Existing_Space Heating_Natural Gas_Boiler_E2 | F4 | Commercial | Health (ID) | Existing | Space Heating | Natural Gas | Boiler | E2 | RVT BC Ratio | 2.3344 | 2.3598 | 2.3933 | 2.4299 | 2.4698 | 2.5261 | 2.5825 | 2.6415 | 2.6958 | 2.7497 | 2.8094 | 2.8645 | 2.9242 | 2.9852 | 3.0419 | 3.0975 | 3.1493 | 3.2021 | 3.2566 | 3.3119 | 3.3677 | 3.4352 | 3.5111 | 3.5793 | 3.6483 | 3.701 | 3.7484
F4_Commercial_Health (ID)_Existing_Space Heating_Natural Gas_Boiler_E3 | F4 | Commercial | Health (ID) | Existing | Space Heating | Natural Gas | Boiler | E3 | RVT BC Ratio | [24 empty] | 1 | 1 | 1 | bar: 2019 to 2042
F4_Commercial_Health (ID)_Existing_Space Heating_Natural Gas_Boiler_E4 | F4 | Commercial | Health (ID) | Existing | Space Heating | Natural Gas | Boiler | E4 | RVT BC Ratio | 0.33079 | 0.33244 | 0.33431 | 0.33624 | 0.33825 | 0.34064 | 0.34307 | 0.34561 | 0.3481 | 0.35064 | 0.35336 | 0.35606 | 0.35888 | 0.36173 | 0.36452 | 0.36732 | 0.37007 | 0.37287 | 0.37574 | 0.37867 | 0.38164 | 0.38489 | 0.38832 | 0.39156 | 0.3948 | 0.39631 | 0.39721
F4_Commercial_Health (ID)_Existing_Space Heating_Natural Gas_Boiler_E5 | F4 | Commercial | Health (ID) | Existing | Space Heating | Natural Gas | Boiler | E5 | RVT BC Ratio | 0 | 0 | 0 | 0 | 0 | 0 | 0 | 0 | 0 | 0 | 0 | 0 | 0 | 0 | 0 | 0 | 0 | 0 | 0 | 0 | 0 | 0 | 0 | 0 | 0 | 0 | 0
F4_Commercial_Health (ID)_Existing_Space Heating_Natural Gas_Boiler_E6 | F4 | Commercial | Health (ID) | Existing | Space Heating | Natural Gas | Boiler | E6 | RVT BC Ratio | 0 | 0 | 0 | 0 | 0 | 0 | 0 | 0 | 0 | 0 | 0 | 0 | 0 | 0 | 0 | 0 | 0 | 0 | 0 | 0 | 0 | 0 | 0 | 0 | 0 | 0 | 0
F4_Commercial_Health (ID)_Existing_Space Heating_Natural Gas_Boiler_E7 | F4 | Commercial | Health (ID) | Existing | Space Heating | Natural Gas | Boiler | E7 | RVT BC Ratio | 0 | 0 | 0 | 0 | 0 | 0 | 0 | 0 | 0 | 0 | 0 | 0 | 0 | 0 | 0 | 0 | 0 | 0 | 0 | 0 | 0 | 0 | 0 | 0 | 0 | 0 | 0
F4_Commercial_Health (ID)_Existing_Space Heating_Natural Gas_Boiler_E8 | F4 | Commercial | Health (ID) | Existing | Space Heating | Natural Gas | Boiler | E8 | RVT BC Ratio | 0 | 0 | 0 | 0 | 0 | 0 | 0 | 0 | 0 | 0 | 0 | 0 | 0 | 0 | 0 | 0 | 0 | 0 | 0 | 0 | 0 | 0 | 0 | 0 | 0 | 0 | 0
F4_Commercial_Health (ID)_Existing_Space Heating_Natural Gas_Boiler_E9 | F4 | Commercial | Health (ID) | Existing | Space Heating | Natural Gas | Boiler | E9 | RVT BC Ratio | 0 | 0 | 0 | 0 | 0 | 0 | 0 | 0 | 0 | 0 | 0 | 0 | 0 | 0 | 0 | 0 | 0 | 0 | 0 | 0 | 0 | 0 | 0 | 0 | 0 | 0 | 0
F4_Commercial_Health (ID)_Existing_Space Heating_Natural Gas_Boiler_E10 | F4 | Commercial | Health (ID) | Existing | Space Heating | Natural Gas | Boiler | E10 | RVT BC Ratio | 0 | 0 | 0 | 0 | 0 | 0 | 0 | 0 | 0 | 0 | 0 | 0 | 0 | 0 | 0 | 0 | 0 | 0 | 0 | 0 | 0 | 0 | 0 | 0 | 0 | 0 | 0
F5_Commercial_Health (ID)_Existing_Space Heating_Natural Gas_Boiler_E1 | F5 | Commercial | Health (ID) | Existing | Space Heating | Natural Gas | Boiler | E1 | RIM BC Ratio | [24 empty] | 1 | 1 | 1 | bar: 2019 to 2042
F5_Commercial_Health (ID)_Existing_Space Heating_Natural Gas_Boiler_E2 | F5 | Commercial | Health (ID) | Existing | Space Heating | Natural Gas | Boiler | E2 | RIM BC Ratio | 0.73298 | 0.73838 | 0.74428 | 0.75049 | 0.75699 | 0.76411 | 0.77136 | 0.77879 | 0.78631 | 0.79401 | 0.79805 | 0.8019 | 0.80591 | 0.80996 | 0.81388 | 0.81779 | 0.82165 | 0.82559 | 0.82964 | 0.83378 | 0.83801 | 0.84014 | 0.84243 | 0.84442 | 0.84635 | 0.84778 | 0.84904
F5_Commercial_Health (ID)_Existing_Space Heating_Natural Gas_Boiler_E3 | F5 | Commercial | Health (ID) | Existing | Space Heating | Natural Gas | Boiler | E3 | RIM BC Ratio | [24 empty] | 1 | 1 | 1 | bar: 2019 to 2042
F5_Commercial_Health (ID)_Existing_Space Heating_Natural Gas_Boiler_E4 | F5 | Commercial | Health (ID) | Existing | Space Heating | Natural Gas | Boiler | E4 | RIM BC Ratio | 0.17544 | 0.17846 | 0.18177 | 0.18517 | 0.18867 | 0.19263 | 0.19663 | 0.20076 | 0.20482 | 0.20892 | 0.21275 | 0.21647 | 0.22033 | 0.2242 | 0.22798 | 0.23176 | 0.23546 | 0.23922 | 0.24305 | 0.24694 | 0.25087 | 0.25476 | 0.25883 | 0.26263 | 0.26639 | 0.26813 | 0.26915
F5_Commercial_Health (ID)_Existing_Space Heating_Natural Gas_Boiler_E5 | F5 | Commercial | Health (ID) | Existing | Space Heating | Natural Gas | Boiler | E5 | RIM BC Ratio | 0 | 0 | 0 | 0 | 0 | 0 | 0 | 0 | 0 | 0 | 0 | 0 | 0 | 0 | 0 | 0 | 0 | 0 | 0 | 0 | 0 | 0 | 0 | 0 | 0 | 0 | 0
F5_Commercial_Health (ID)_Existing_Space Heating_Natural Gas_Boiler_E6 | F5 | Commercial | Health (ID) | Existing | Space Heating | Natural Gas | Boiler | E6 | RIM BC Ratio | 0 | 0 | 0 | 0 | 0 | 0 | 0 | 0 | 0 | 0 | 0 | 0 | 0 | 0 | 0 | 0 | 0 | 0 | 0 | 0 | 0 | 0 | 0 | 0 | 0 | 0 | 0
F5_Commercial_Health (ID)_Existing_Space Heating_Natural Gas_Boiler_E7 | F5 | Commercial | Health (ID) | Existing | Space Heating | Natural Gas | Boiler | E7 | RIM BC Ratio | 0 | 0 | 0 | 0 | 0 | 0 | 0 | 0 | 0 | 0 | 0 | 0 | 0 | 0 | 0 | 0 | 0 | 0 | 0 | 0 | 0 | 0 | 0 | 0 | 0 | 0 | 0
F5_Commercial_Health (ID)_Existing_Space Heating_Natural Gas_Boiler_E8 | F5 | Commercial | Health (ID) | Existing | Space Heating | Natural Gas | Boiler | E8 | RIM BC Ratio | 0 | 0 | 0 | 0 | 0 | 0 | 0 | 0 | 0 | 0 | 0 | 0 | 0 | 0 | 0 | 0 | 0 | 0 | 0 | 0 | 0 | 0 | 0 | 0 | 0 | 0 | 0
F5_Commercial_Health (ID)_Existing_Space Heating_Natural Gas_Boiler_E9 | F5 | Commercial | Health (ID) | Existing | Space Heating | Natural Gas | Boiler | E9 | RIM BC Ratio | 0 | 0 | 0 | 0 | 0 | 0 | 0 | 0 | 0 | 0 | 0 | 0 | 0 | 0 | 0 | 0 | 0 | 0 | 0 | 0 | 0 | 0 | 0 | 0 | 0 | 0 | 0
F5_Commercial_Health (ID)_Existing_Space Heating_Natural Gas_Boiler_E10 | F5 | Commercial | Health (ID) | Existing | Space Heating | Natural Gas | Boiler | E10 | RIM BC Ratio | 0 | 0 | 0 | 0 | 0 | 0 | 0 | 0 | 0 | 0 | 0 | 0 | 0 | 0 | 0 | 0 | 0 | 0 | 0 | 0 | 0 | 0 | 0 | 0 | 0 | 0 | 0
F0_Commercial_Health (ID)_Existing_Space Heating_Natural Gas_Unit Heater_E0 | F0 | Commercial | Health (ID) | Existing | Space Heating | Natural Gas | Unit Heater | E0 | Economic Unit | Infrared Radiant | Infrared Radiant | Infrared Radiant | Infrared Radiant | Infrared Radiant | Infrared Radiant | Infrared Radiant | Infrared Radiant | Infrared Radiant | Infrared Radiant | Infrared Radiant | Infrared Radiant | Infrared Radiant | Infrared Radiant | Infrared Radiant | Infrared Radiant | Infrared Radiant | Infrared Radiant | Infrared Radiant | Infrared Radiant | Infrared Radiant | Infrared Radiant | Infrared Radiant | Infrared Radiant | Infrared Radiant | Infrared Radiant | Infrared Radiant
F1_Commercial_Health (ID)_Existing_Space Heating_Natural Gas_Unit Heater_E1 | F1 | Commercial | Health (ID) | Existing | Space Heating | Natural Gas | Unit Heater | E1 | CCE | 0 | 0 | 0 | 0 | 0 | 0 | 0 | 0 | 0 | 0 | 0 | 0 | 0 | 0 | 0 | 0 | 0 | 0 | 0 | 0 | 0 | 0 | 0 | 0 | 0 | 0 | 0
F1_Commercial_Health (ID)_Existing_Space Heating_Natural Gas_Unit Heater_E2 | F1 | Commercial | Health (ID) | Existing | Space Heating | Natural Gas | Unit Heater | E2 | CCE | 0.00013849 | 0.00014372 | 0.00014372 | 0.00014372 | 0.00014372 | 0.00014372 | 0.00014372 | 0.00014372 | 0.00014372 | 0.00014372 | 0.00014372 | 0.00014372 | 0.00014372 | 0.00014372 | 0.00014372 | 0.00014372 | 0.00014372 | 0.00014372 | 0.00014372 | 0.00014372 | 0.00014372 | 0.00014372 | 0.00014372 | 0.00014372 | 0.00014372 | 0.00014372 | 0.00014372
F1_Commercial_Health (ID)_Existing_Space Heating_Natural Gas_Unit Heater_E3 | F1 | Commercial | Health (ID) | Existing | Space Heating | Natural Gas | Unit Heater | E3 | CCE | 4.3466e-05 | 4.5107e-05 | 4.5107e-05 | 4.5107e-05 | 4.5107e-05 | 4.5107e-05 | 4.5107e-05 | 4.5107e-05 | 4.5107e-05 | 4.5107e-05 | 4.5107e-05 | 4.5107e-05 | 4.5107e-05 | 4.5107e-05 | 4.5107e-05 | 4.5107e-05 | 4.5107e-05 | 4.5107e-05 | 4.5107e-05 | 4.5107e-05 | 4.5107e-05 | 4.5107e-05 | 4.5107e-05 | 4.5107e-05 | 4.5107e-05 | 4.5107e-05 | 4.5107e-05
F1_Commercial_Health (ID)_Existing_Space Heating_Natural Gas_Unit Heater_E4 | F1 | Commercial | Health (ID) | Existing | Space Heating | Natural Gas | Unit Heater | E4 | CCE | 0 | 0 | 0 | 0 | 0 | 0 | 0 | 0 | 0 | 0 | 0 | 0 | 0 | 0 | 0 | 0 | 0 | 0 | 0 | 0 | 0 | 0 | 0 | 0 | 0 | 0 | 0
F1_Commercial_Health (ID)_Existing_Space Heating_Natural Gas_Unit Heater_E5 | F1 | Commercial | Health (ID) | Existing | Space Heating | Natural Gas | Unit Heater | E5 | CCE | 0 | 0 | 0 | 0 | 0 | 0 | 0 | 0 | 0 | 0 | 0 | 0 | 0 | 0 | 0 | 0 | 0 | 0 | 0 | 0 | 0 | 0 | 0 | 0 | 0 | 0 | 0
F1_Commercial_Health (ID)_Existing_Space Heating_Natural Gas_Unit Heater_E6 | F1 | Commercial | Health (ID) | Existing | Space Heating | Natural Gas | Unit Heater | E6 | CCE | 0 | 0 | 0 | 0 | 0 | 0 | 0 | 0 | 0 | 0 | 0 | 0 | 0 | 0 | 0 | 0 | 0 | 0 | 0 | 0 | 0 | 0 | 0 | 0 | 0 | 0 | 0
F1_Commercial_Health (ID)_Existing_Space Heating_Natural Gas_Unit Heater_E7 | F1 | Commercial | Health (ID) | Existing | Space Heating | Natural Gas | Unit Heater | E7 | CCE | 0 | 0 | 0 | 0 | 0 | 0 | 0 | 0 | 0 | 0 | 0 | 0 | 0 | 0 | 0 | 0 | 0 | 0 | 0 | 0 | 0 | 0 | 0 | 0 | 0 | 0 | 0
F1_Commercial_Health (ID)_Existing_Space Heating_Natural Gas_Unit Heater_E8 | F1 | Commercial | Health (ID) | Existing | Space Heating | Natural Gas | Unit Heater | E8 | CCE | 0 | 0 | 0 | 0 | 0 | 0 | 0 | 0 | 0 | 0 | 0 | 0 | 0 | 0 | 0 | 0 | 0 | 0 | 0 | 0 | 0 | 0 | 0 | 0 | 0 | 0 | 0
F1_Commercial_Health (ID)_Existing_Space Heating_Natural Gas_Unit Heater_E9 | F1 | Commercial | Health (ID) | Existing | Space Heating | Natural Gas | Unit Heater | E9 | CCE | 0 | 0 | 0 | 0 | 0 | 0 | 0 | 0 | 0 | 0 | 0 | 0 | 0 | 0 | 0 | 0 | 0 | 0 | 0 | 0 | 0 | 0 | 0 | 0 | 0 | 0 | 0
F1_Commercial_Health (ID)_Existing_Space Heating_Natural Gas_Unit Heater_E10 | F1 | Commercial | Health (ID) | Existing | Space Heating | Natural Gas | Unit Heater | E10 | CCE | 0 | 0 | 0 | 0 | 0 | 0 | 0 | 0 | 0 | 0 | 0 | 0 | 0 | 0 | 0 | 0 | 0 | 0 | 0 | 0 | 0 | 0 | 0 | 0 | 0 | 0 | 0
F2_Commercial_Health (ID)_Existing_Space Heating_Natural Gas_Unit Heater_E1 | F2 | Commercial | Health (ID) | Existing | Space Heating | Natural Gas | Unit Heater | E1 | TRC BC Ratio | [24 empty] | 1 | 1 | 1 | bar: 2019 to 2042
F2_Commercial_Health (ID)_Existing_Space Heating_Natural Gas_Unit Heater_E2 | F2 | Commercial | Health (ID) | Existing | Space Heating | Natural Gas | Unit Heater | E2 | TRC BC Ratio | 28.6246 | 29.0951 | 29.709 | 30.3859 | 31.1311 | 32.1579 | 33.2037 | 34.3111 | 35.3707 | 36.4469 | 37.4104 | 38.2989 | 39.2716 | 40.2704 | 41.2003 | 42.1169 | 42.9723 | 43.8539 | 44.7722 | 45.7141 | 46.6742 | 47.6872 | 48.8599 | 49.897 | 50.9561 | 52.0376 | 53.1421
F2_Commercial_Health (ID)_Existing_Space Heating_Natural Gas_Unit Heater_E3 | F2 | Commercial | Health (ID) | Existing | Space Heating | Natural Gas | Unit Heater | E3 | TRC BC Ratio | 127.0669 | 130.416 | 133.6977 | 136.7852 | 139.6659 | 142.2745 | 144.8675 | 147.5513 | 150.5541 | 153.6536 | 156.9564 | 160.4375 | 163.922 | 167.2629 | 170.7502 | 174.3392 | 178.0719 | 181.877 | 185.7478 | 189.6974 | 193.7323 | 197.8257 | 201.8902 | 206.1754 | 210.5515 | 215.0205 | 219.5844
F2_Commercial_Health (ID)_Existing_Space Heating_Natural Gas_Unit Heater_E4 | F2 | Commercial | Health (ID) | Existing | Space Heating | Natural Gas | Unit Heater | E4 | TRC BC Ratio | 0 | 0 | 0 | 0 | 0 | 0 | 0 | 0 | 0 | 0 | 0 | 0 | 0 | 0 | 0 | 0 | 0 | 0 | 0 | 0 | 0 | 0 | 0 | 0 | 0 | 0 | 0
F2_Commercial_Health (ID)_Existing_Space Heating_Natural Gas_Unit Heater_E5 | F2 | Commercial | Health (ID) | Existing | Space Heating | Natural Gas | Unit Heater | E5 | TRC BC Ratio | 0 | 0 | 0 | 0 | 0 | 0 | 0 | 0 | 0 | 0 | 0 | 0 | 0 | 0 | 0 | 0 | 0 | 0 | 0 | 0 | 0 | 0 | 0 | 0 | 0 | 0 | 0
F2_Commercial_Health (ID)_Existing_Space Heating_Natural Gas_Unit Heater_E6 | F2 | Commercial | Health (ID) | Existing | Space Heating | Natural Gas | Unit Heater | E6 | TRC BC Ratio | 0 | 0 | 0 | 0 | 0 | 0 | 0 | 0 | 0 | 0 | 0 | 0 | 0 | 0 | 0 | 0 | 0 | 0 | 0 | 0 | 0 | 0 | 0 | 0 | 0 | 0 | 0
F2_Commercial_Health (ID)_Existing_Space Heating_Natural Gas_Unit Heater_E7 | F2 | Commercial | Health (ID) | Existing | Space Heating | Natural Gas | Unit Heater | E7 | TRC BC Ratio | 0 | 0 | 0 | 0 | 0 | 0 | 0 | 0 | 0 | 0 | 0 | 0 | 0 | 0 | 0 | 0 | 0 | 0 | 0 | 0 | 0 | 0 | 0 | 0 | 0 | 0 | 0
F2_Commercial_Health (ID)_Existing_Space Heating_Natural Gas_Unit Heater_E8 | F2 | Commercial | Health (ID) | Existing | Space Heating | Natural Gas | Unit Heater | E8 | TRC BC Ratio | 0 | 0 | 0 | 0 | 0 | 0 | 0 | 0 | 0 | 0 | 0 | 0 | 0 | 0 | 0 | 0 | 0 | 0 | 0 | 0 | 0 | 0 | 0 | 0 | 0 | 0 | 0
F2_Commercial_Health (ID)_Existing_Space Heating_Natural Gas_Unit Heater_E9 | F2 | Commercial | Health (ID) | Existing | Space Heating | Natural Gas | Unit Heater | E9 | TRC BC Ratio | 0 | 0 | 0 | 0 | 0 | 0 | 0 | 0 | 0 | 0 | 0 | 0 | 0 | 0 | 0 | 0 | 0 | 0 | 0 | 0 | 0 | 0 | 0 | 0 | 0 | 0 | 0
F2_Commercial_Health (ID)_Existing_Space Heating_Natural Gas_Unit Heater_E10 | F2 | Commercial | Health (ID) | Existing | Space Heating | Natural Gas | Unit Heater | E10 | TRC BC Ratio | 0 | 0 | 0 | 0 | 0 | 0 | 0 | 0 | 0 | 0 | 0 | 0 | 0 | 0 | 0 | 0 | 0 | 0 | 0 | 0 | 0 | 0 | 0 | 0 | 0 | 0 | 0
F3_Commercial_Health (ID)_Existing_Space Heating_Natural Gas_Unit Heater_E1 | F3 | Commercial | Health (ID) | Existing | Space Heating | Natural Gas | Unit Heater | E1 | PACT BC Ratio | [24 empty] | 1 | 1 | 1 | bar: 2019 to 2042
F3_Commercial_Health (ID)_Existing_Space Heating_Natural Gas_Unit Heater_E2 | F3 | Commercial | Health (ID) | Existing | Space Heating | Natural Gas | Unit Heater | E2 | PACT BC Ratio | 80.175 | 81.4928 | 83.2123 | 85.1081 | 87.1953 | 90.0715 | 93.0006 | 96.1024 | 99.0703 | 102.0846 | 104.7831 | 107.2718 | 109.9961 | 112.7937 | 115.3984 | 117.9656 | 120.3614 | 122.8308 | 125.4029 | 128.0412 | 130.7302 | 133.5675 | 136.8522 | 139.7569 | 142.7233 | 145.7526 | 148.8463
F3_Commercial_Health (ID)_Existing_Space Heating_Natural Gas_Unit Heater_E3 | F3 | Commercial | Health (ID) | Existing | Space Heating | Natural Gas | Unit Heater | E3 | PACT BC Ratio | 355.9029 | 365.2834 | 374.4751 | 383.1229 | 391.1916 | 398.4981 | 405.7607 | 413.2777 | 421.6883 | 430.3698 | 439.6206 | 449.3708 | 459.1305 | 468.4883 | 478.2558 | 488.3083 | 498.7632 | 509.4209 | 520.2628 | 531.3251 | 542.6267 | 554.0917 | 565.4761 | 577.4785 | 589.7356 | 602.2529 | 615.0358
F3_Commercial_Health (ID)_Existing_Space Heating_Natural Gas_Unit Heater_E4 | F3 | Commercial | Health (ID) | Existing | Space Heating | Natural Gas | Unit Heater | E4 | PACT BC Ratio | 0 | 0 | 0 | 0 | 0 | 0 | 0 | 0 | 0 | 0 | 0 | 0 | 0 | 0 | 0 | 0 | 0 | 0 | 0 | 0 | 0 | 0 | 0 | 0 | 0 | 0 | 0
F3_Commercial_Health (ID)_Existing_Space Heating_Natural Gas_Unit Heater_E5 | F3 | Commercial | Health (ID) | Existing | Space Heating | Natural Gas | Unit Heater | E5 | PACT BC Ratio | 0 | 0 | 0 | 0 | 0 | 0 | 0 | 0 | 0 | 0 | 0 | 0 | 0 | 0 | 0 | 0 | 0 | 0 | 0 | 0 | 0 | 0 | 0 | 0 | 0 | 0 | 0
F3_Commercial_Health (ID)_Existing_Space Heating_Natural Gas_Unit Heater_E6 | F3 | Commercial | Health (ID) | Existing | Space Heating | Natural Gas | Unit Heater | E6 | PACT BC Ratio | 0 | 0 | 0 | 0 | 0 | 0 | 0 | 0 | 0 | 0 | 0 | 0 | 0 | 0 | 0 | 0 | 0 | 0 | 0 | 0 | 0 | 0 | 0 | 0 | 0 | 0 | 0
F3_Commercial_Health (ID)_Existing_Space Heating_Natural Gas_Unit Heater_E7 | F3 | Commercial | Health (ID) | Existing | Space Heating | Natural Gas | Unit Heater | E7 | PACT BC Ratio | 0 | 0 | 0 | 0 | 0 | 0 | 0 | 0 | 0 | 0 | 0 | 0 | 0 | 0 | 0 | 0 | 0 | 0 | 0 | 0 | 0 | 0 | 0 | 0 | 0 | 0 | 0
F3_Commercial_Health (ID)_Existing_Space Heating_Natural Gas_Unit Heater_E8 | F3 | Commercial | Health (ID) | Existing | Space Heating | Natural Gas | Unit Heater | E8 | PACT BC Ratio | 0 | 0 | 0 | 0 | 0 | 0 | 0 | 0 | 0 | 0 | 0 | 0 | 0 | 0 | 0 | 0 | 0 | 0 | 0 | 0 | 0 | 0 | 0 | 0 | 0 | 0 | 0
F3_Commercial_Health (ID)_Existing_Space Heating_Natural Gas_Unit Heater_E9 | F3 | Commercial | Health (ID) | Existing | Space Heating | Natural Gas | Unit Heater | E9 | PACT BC Ratio | 0 | 0 | 0 | 0 | 0 | 0 | 0 | 0 | 0 | 0 | 0 | 0 | 0 | 0 | 0 | 0 | 0 | 0 | 0 | 0 | 0 | 0 | 0 | 0 | 0 | 0 | 0
F3_Commercial_Health (ID)_Existing_Space Heating_Natural Gas_Unit Heater_E10 | F3 | Commercial | Health (ID) | Existing | Space Heating | Natural Gas | Unit Heater | E10 | PACT BC Ratio | 0 | 0 | 0 | 0 | 0 | 0 | 0 | 0 | 0 | 0 | 0 | 0 | 0 | 0 | 0 | 0 | 0 | 0 | 0 | 0 | 0 | 0 | 0 | 0 | 0 | 0 | 0
F4_Commercial_Health (ID)_Existing_Space Heating_Natural Gas_Unit Heater_E1 | F4 | Commercial | Health (ID) | Existing | Space Heating | Natural Gas | Unit Heater | E1 | RVT BC Ratio | [24 empty] | 1 | 1 | 1 | bar: 2019 to 2042
F4_Commercial_Health (ID)_Existing_Space Heating_Natural Gas_Unit Heater_E2 | F4 | Commercial | Health (ID) | Existing | Space Heating | Natural Gas | Unit Heater | E2 | RVT BC Ratio | 39.8243 | 40.2412 | 40.8379 | 41.496 | 42.2206 | 43.316 | 44.4006 | 45.5406 | 46.5749 | 47.5948 | 48.7427 | 49.7816 | 50.9207 | 52.0828 | 53.1415 | 54.1692 | 55.1018 | 56.0538 | 57.0377 | 58.0353 | 59.0379 | 60.3143 | 61.7919 | 63.0986 | 64.4331 | 65.7958 | 67.1875
F4_Commercial_Health (ID)_Existing_Space Heating_Natural Gas_Unit Heater_E3 | F4 | Commercial | Health (ID) | Existing | Space Heating | Natural Gas | Unit Heater | E3 | RVT BC Ratio | 164.4409 | 168.2303 | 171.8626 | 175.1814 | 178.1666 | 180.7067 | 183.163 | 185.8888 | 189.2196 | 192.8986 | 196.8409 | 201.2946 | 205.7574 | 210.0477 | 214.5362 | 219.1648 | 223.9895 | 228.9169 | 233.939 | 239.0739 | 244.3312 | 249.4888 | 254.6101 | 260.0094 | 265.5233 | 271.1542 | 276.9047
F4_Commercial_Health (ID)_Existing_Space Heating_Natural Gas_Unit Heater_E4 | F4 | Commercial | Health (ID) | Existing | Space Heating | Natural Gas | Unit Heater | E4 | RVT BC Ratio | 0 | 0 | 0 | 0 | 0 | 0 | 0 | 0 | 0 | 0 | 0 | 0 | 0 | 0 | 0 | 0 | 0 | 0 | 0 | 0 | 0 | 0 | 0 | 0 | 0 | 0 | 0
F4_Commercial_Health (ID)_Existing_Space Heating_Natural Gas_Unit Heater_E5 | F4 | Commercial | Health (ID) | Existing | Space Heating | Natural Gas | Unit Heater | E5 | RVT BC Ratio | 0 | 0 | 0 | 0 | 0 | 0 | 0 | 0 | 0 | 0 | 0 | 0 | 0 | 0 | 0 | 0 | 0 | 0 | 0 | 0 | 0 | 0 | 0 | 0 | 0 | 0 | 0
F4_Commercial_Health (ID)_Existing_Space Heating_Natural Gas_Unit Heater_E6 | F4 | Commercial | Health (ID) | Existing | Space Heating | Natural Gas | Unit Heater | E6 | RVT BC Ratio | 0 | 0 | 0 | 0 | 0 | 0 | 0 | 0 | 0 | 0 | 0 | 0 | 0 | 0 | 0 | 0 | 0 | 0 | 0 | 0 | 0 | 0 | 0 | 0 | 0 | 0 | 0
F4_Commercial_Health (ID)_Existing_Space Heating_Natural Gas_Unit Heater_E7 | F4 | Commercial | Health (ID) | Existing | Space Heating | Natural Gas | Unit Heater | E7 | RVT BC Ratio | 0 | 0 | 0 | 0 | 0 | 0 | 0 | 0 | 0 | 0 | 0 | 0 | 0 | 0 | 0 | 0 | 0 | 0 | 0 | 0 | 0 | 0 | 0 | 0 | 0 | 0 | 0
F4_Commercial_Health (ID)_Existing_Space Heating_Natural Gas_Unit Heater_E8 | F4 | Commercial | Health (ID) | Existing | Space Heating | Natural Gas | Unit Heater | E8 | RVT BC Ratio | 0 | 0 | 0 | 0 | 0 | 0 | 0 | 0 | 0 | 0 | 0 | 0 | 0 | 0 | 0 | 0 | 0 | 0 | 0 | 0 | 0 | 0 | 0 | 0 | 0 | 0 | 0
F4_Commercial_Health (ID)_Existing_Space Heating_Natural Gas_Unit Heater_E9 | F4 | Commercial | Health (ID) | Existing | Space Heating | Natural Gas | Unit Heater | E9 | RVT BC Ratio | 0 | 0 | 0 | 0 | 0 | 0 | 0 | 0 | 0 | 0 | 0 | 0 | 0 | 0 | 0 | 0 | 0 | 0 | 0 | 0 | 0 | 0 | 0 | 0 | 0 | 0 | 0
F4_Commercial_Health (ID)_Existing_Space Heating_Natural Gas_Unit Heater_E10 | F4 | Commercial | Health (ID) | Existing | Space Heating | Natural Gas | Unit Heater | E10 | RVT BC Ratio | 0 | 0 | 0 | 0 | 0 | 0 | 0 | 0 | 0 | 0 | 0 | 0 | 0 | 0 | 0 | 0 | 0 | 0 | 0 | 0 | 0 | 0 | 0 | 0 | 0 | 0 | 0
F5_Commercial_Health (ID)_Existing_Space Heating_Natural Gas_Unit Heater_E1 | F5 | Commercial | Health (ID) | Existing | Space Heating | Natural Gas | Unit Heater | E1 | RIM BC Ratio | [24 empty] | 1 | 1 | 1 | bar: 2019 to 2042
F5_Commercial_Health (ID)_Existing_Space Heating_Natural Gas_Unit Heater_E2 | F5 | Commercial | Health (ID) | Existing | Space Heating | Natural Gas | Unit Heater | E2 | RIM BC Ratio | 0.85822 | 0.86333 | 0.86873 | 0.8745 | 0.88064 | 0.88679 | 0.89336 | 0.90015 | 0.90743 | 0.91509 | 0.91725 | 0.91951 | 0.92186 | 0.92429 | 0.92687 | 0.92958 | 0.93246 | 0.93549 | 0.93866 | 0.94199 | 0.94549 | 0.94564 | 0.9458 | 0.94593 | 0.94607 | 0.9462 | 0.94633
F5_Commercial_Health (ID)_Existing_Space Heating_Natural Gas_Unit Heater_E3 | F5 | Commercial | Health (ID) | Existing | Space Heating | Natural Gas | Unit Heater | E3 | RIM BC Ratio | 0.92614 | 0.92916 | 0.93244 | 0.93592 | 0.93963 | 0.94374 | 0.94807 | 0.95149 | 0.95378 | 0.95487 | 0.95588 | 0.95548 | 0.95508 | 0.95466 | 0.95419 | 0.95369 | 0.95315 | 0.95258 | 0.95199 | 0.95137 | 0.95071 | 0.95075 | 0.95078 | 0.95081 | 0.95085 | 0.95088 | 0.95091
F5_Commercial_Health (ID)_Existing_Space Heating_Natural Gas_Unit Heater_E4 | F5 | Commercial | Health (ID) | Existing | Space Heating | Natural Gas | Unit Heater | E4 | RIM BC Ratio | 0 | 0 | 0 | 0 | 0 | 0 | 0 | 0 | 0 | 0 | 0 | 0 | 0 | 0 | 0 | 0 | 0 | 0 | 0 | 0 | 0 | 0 | 0 | 0 | 0 | 0 | 0
F5_Commercial_Health (ID)_Existing_Space Heating_Natural Gas_Unit Heater_E5 | F5 | Commercial | Health (ID) | Existing | Space Heating | Natural Gas | Unit Heater | E5 | RIM BC Ratio | 0 | 0 | 0 | 0 | 0 | 0 | 0 | 0 | 0 | 0 | 0 | 0 | 0 | 0 | 0 | 0 | 0 | 0 | 0 | 0 | 0 | 0 | 0 | 0 | 0 | 0 | 0
F5_Commercial_Health (ID)_Existing_Space Heating_Natural Gas_Unit Heater_E6 | F5 | Commercial | Health (ID) | Existing | Space Heating | Natural Gas | Unit Heater | E6 | RIM BC Ratio | 0 | 0 | 0 | 0 | 0 | 0 | 0 | 0 | 0 | 0 | 0 | 0 | 0 | 0 | 0 | 0 | 0 | 0 | 0 | 0 | 0 | 0 | 0 | 0 | 0 | 0 | 0
F5_Commercial_Health (ID)_Existing_Space Heating_Natural Gas_Unit Heater_E7 | F5 | Commercial | Health (ID) | Existing | Space Heating | Natural Gas | Unit Heater | E7 | RIM BC Ratio | 0 | 0 | 0 | 0 | 0 | 0 | 0 | 0 | 0 | 0 | 0 | 0 | 0 | 0 | 0 | 0 | 0 | 0 | 0 | 0 | 0 | 0 | 0 | 0 | 0 | 0 | 0
F5_Commercial_Health (ID)_Existing_Space Heating_Natural Gas_Unit Heater_E8 | F5 | Commercial | Health (ID) | Existing | Space Heating | Natural Gas | Unit Heater | E8 | RIM BC Ratio | 0 | 0 | 0 | 0 | 0 | 0 | 0 | 0 | 0 | 0 | 0 | 0 | 0 | 0 | 0 | 0 | 0 | 0 | 0 | 0 | 0 | 0 | 0 | 0 | 0 | 0 | 0
F5_Commercial_Health (ID)_Existing_Space Heating_Natural Gas_Unit Heater_E9 | F5 | Commercial | Health (ID) | Existing | Space Heating | Natural Gas | Unit Heater | E9 | RIM BC Ratio | 0 | 0 | 0 | 0 | 0 | 0 | 0 | 0 | 0 | 0 | 0 | 0 | 0 | 0 | 0 | 0 | 0 | 0 | 0 | 0 | 0 | 0 | 0 | 0 | 0 | 0 | 0
F5_Commercial_Health (ID)_Existing_Space Heating_Natural Gas_Unit Heater_E10 | F5 | Commercial | Health (ID) | Existing | Space Heating | Natural Gas | Unit Heater | E10 | RIM BC Ratio | 0 | 0 | 0 | 0 | 0 | 0 | 0 | 0 | 0 | 0 | 0 | 0 | 0 | 0 | 0 | 0 | 0 | 0 | 0 | 0 | 0 | 0 | 0 | 0 | 0 | 0 | 0
F0_Commercial_Health (ID)_Existing_Water Heating_Natural Gas_Water Heater_E0 | F0 | Commercial | Health (ID) | Existing | Water Heating | Natural Gas | Water Heater | E0 | Economic Unit | Gas-Fired Absorption HPWH | Gas-Fired Absorption HPWH | Gas-Fired Absorption HPWH | Gas-Fired Absorption HPWH | Gas-Fired Absorption HPWH | Gas-Fired Absorption HPWH | Gas-Fired Absorption HPWH | Gas-Fired Absorption HPWH | Gas-Fired Absorption HPWH | Gas-Fired Absorption HPWH | Gas-Fired Absorption HPWH | Gas-Fired Absorption HPWH | Gas-Fired Absorption HPWH | Gas-Fired Absorption HPWH | Gas-Fired Absorption HPWH | Gas-Fired Absorption HPWH | Gas-Fired Absorption HPWH | Gas-Fired Absorption HPWH | Gas-Fired Absorption HPWH | Gas-Fired Absorption HPWH | Gas-Fired Absorption HPWH | Gas-Fired Absorption HPWH | Gas-Fired Absorption HPWH | Gas-Fired Absorption HPWH | Gas-Fired Absorption HPWH | Gas-Fired Absorption HPWH | Gas-Fired Absorption HPWH
F1_Commercial_Health (ID)_Existing_Water Heating_Natural Gas_Water Heater_E1 | F1 | Commercial | Health (ID) | Existing | Water Heating | Natural Gas | Water Heater | E1 | CCE | 0 | 0 | 0 | 0 | 0 | 0 | 0 | 0 | 0 | 0 | 0 | 0 | 0 | 0 | 0 | 0 | 0 | 0 | 0 | 0 | 0 | 0 | 0 | 0 | 0 | 0 | 0
F1_Commercial_Health (ID)_Existing_Water Heating_Natural Gas_Water Heater_E2 | F1 | Commercial | Health (ID) | Existing | Water Heating | Natural Gas | Water Heater | E2 | CCE | 0.00078775 | 0.00078775 | 0.00078775 | 0.00078775 | 0.00078775 | 0.00078775 | 0.00078775 | 0.00078775 | 0.00078775 | 0.00078775 | 0.00078775 | 0.00078775 | 0.00078775 | 0.00078775 | 0.00078775 | 0.00078775 | 0.00078775 | 0.00078775 | 0.00078775 | 0.00078775 | 0.00078775 | 0.00078775 | 0.00078775 | 0.00078775 | 0.00078775 | 0.00078775 | 0.00078775
F1_Commercial_Health (ID)_Existing_Water Heating_Natural Gas_Water Heater_E3 | F1 | Commercial | Health (ID) | Existing | Water Heating | Natural Gas | Water Heater | E3 | CCE | 0.0013961 | 0.0013961 | 0.0013961 | 0.0013961 | 0.0013961 | 0.0013961 | 0.0013961 | 0.0013961 | 0.0013961 | 0.0013961 | 0.0013961 | 0.0013961 | 0.0013961 | 0.0013961 | 0.0013961 | 0.0013961 | 0.0013961 | 0.0013961 | 0.0013961 | 0.0013961 | 0.0013961 | 0.0013961 | 0.0013961 | 0.0013961 | 0.0013961 | 0.0013961 | 0.0013961
F1_Commercial_Health (ID)_Existing_Water Heating_Natural Gas_Water Heater_E4 | F1 | Commercial | Health (ID) | Existing | Water Heating | Natural Gas | Water Heater | E4 | CCE | 0.0014218 | 0.0014218 | 0.0014218 | 0.0014218 | 0.0014218 | 0.0014218 | 0.0014218 | 0.0014218 | 0.0014218 | 0.0014218 | 0.0014218 | 0.0014218 | 0.0014218 | 0.0014218 | 0.0014218 | 0.0014218 | 0.0014218 | 0.0014218 | 0.0014218 | 0.0014218 | 0.0014218 | 0.0014218 | 0.0014218 | 0.0014218 | 0.0014218 | 0.0014218 | 0.0014218
F1_Commercial_Health (ID)_Existing_Water Heating_Natural Gas_Water Heater_E5 | F1 | Commercial | Health (ID) | Existing | Water Heating | Natural Gas | Water Heater | E5 | CCE | 0.002072 | 0.002072 | 0.002072 | 0.002072 | 0.002072 | 0.002072 | 0.002072 | 0.002072 | 0.002072 | 0.002072 | 0.002072 | 0.002072 | 0.002072 | 0.002072 | 0.002072 | 0.002072 | 0.002072 | 0.002072 | 0.002072 | 0.002072 | 0.002072 | 0.002072 | 0.002072 | 0.002072 | 0.002072 | 0.002072 | 0.002072
F1_Commercial_Health (ID)_Existing_Water Heating_Natural Gas_Water Heater_E6 | F1 | Commercial | Health (ID) | Existing | Water Heating | Natural Gas | Water Heater | E6 | CCE | 0 | 0 | 0 | 0 | 0 | 0 | 0 | 0 | 0 | 0 | 0 | 0 | 0 | 0 | 0 | 0 | 0 | 0 | 0 | 0 | 0 | 0 | 0 | 0 | 0 | 0 | 0
F1_Commercial_Health (ID)_Existing_Water Heating_Natural Gas_Water Heater_E7 | F1 | Commercial | Health (ID) | Existing | Water Heating | Natural Gas | Water Heater | E7 | CCE | 0 | 0 | 0 | 0 | 0 | 0 | 0 | 0 | 0 | 0 | 0 | 0 | 0 | 0 | 0 | 0 | 0 | 0 | 0 | 0 | 0 | 0 | 0 | 0 | 0 | 0 | 0
F1_Commercial_Health (ID)_Existing_Water Heating_Natural Gas_Water Heater_E8 | F1 | Commercial | Health (ID) | Existing | Water Heating | Natural Gas | Water Heater | E8 | CCE | 0 | 0 | 0 | 0 | 0 | 0 | 0 | 0 | 0 | 0 | 0 | 0 | 0 | 0 | 0 | 0 | 0 | 0 | 0 | 0 | 0 | 0 | 0 | 0 | 0 | 0 | 0
F1_Commercial_Health (ID)_Existing_Water Heating_Natural Gas_Water Heater_E9 | F1 | Commercial | Health (ID) | Existing | Water Heating | Natural Gas | Water Heater | E9 | CCE | 0 | 0 | 0 | 0 | 0 | 0 | 0 | 0 | 0 | 0 | 0 | 0 | 0 | 0 | 0 | 0 | 0 | 0 | 0 | 0 | 0 | 0 | 0 | 0 | 0 | 0 | 0
F1_Commercial_Health (ID)_Existing_Water Heating_Natural Gas_Water Heater_E10 | F1 | Commercial | Health (ID) | Existing | Water Heating | Natural Gas | Water Heater | E10 | CCE | 0 | 0 | 0 | 0 | 0 | 0 | 0 | 0 | 0 | 0 | 0 | 0 | 0 | 0 | 0 | 0 | 0 | 0 | 0 | 0 | 0 | 0 | 0 | 0 | 0 | 0 | 0
F2_Commercial_Health (ID)_Existing_Water Heating_Natural Gas_Water Heater_E1 | F2 | Commercial | Health (ID) | Existing | Water Heating | Natural Gas | Water Heater | E1 | TRC BC Ratio | [24 empty] | 1 | 1 | 1 | bar: 2019 to 2042
F2_Commercial_Health (ID)_Existing_Water Heating_Natural Gas_Water Heater_E2 | F2 | Commercial | Health (ID) | Existing | Water Heating | Natural Gas | Water Heater | E2 | TRC BC Ratio | 4.7066 | 4.8303 | 4.969 | 5.1244 | 5.2975 | 5.5022 | 5.7108 | 5.9162 | 6.1137 | 6.3142 | 6.4774 | 6.6313 | 6.7961 | 6.9581 | 7.1052 | 7.2444 | 7.3715 | 7.4975 | 7.6312 | 7.7624 | 7.897 | 8.0364 | 8.1776 | 8.3228 | 8.4707 | 8.6212 | 8.7744
F2_Commercial_Health (ID)_Existing_Water Heating_Natural Gas_Water Heater_E3 | F2 | Commercial | Health (ID) | Existing | Water Heating | Natural Gas | Water Heater | E3 | TRC BC Ratio | 2.6557 | 2.7255 | 2.8038 | 2.8915 | 2.9891 | 3.1046 | 3.2223 | 3.3382 | 3.4497 | 3.5628 | 3.6548 | 3.7417 | 3.8347 | 3.9261 | 4.0091 | 4.0877 | 4.1594 | 4.2305 | 4.3059 | 4.3799 | 4.4558 | 4.5346 | 4.6142 | 4.6961 | 4.7796 | 4.8645 | 4.9509
F2_Commercial_Health (ID)_Existing_Water Heating_Natural Gas_Water Heater_E4 | F2 | Commercial | Health (ID) | Existing | Water Heating | Natural Gas | Water Heater | E4 | TRC BC Ratio | 1.6762 | 1.7272 | 1.7962 | 1.8864 | 1.998 | 2.1435 | 2.2937 | 2.4397 | 2.5764 | 2.7151 | 2.815 | 2.9041 | 3.0028 | 3.0974 | 3.1759 | 3.2453 | 3.3013 | 3.355 | 3.4151 | 3.4714 | 3.5297 | 3.5916 | 3.6538 | 3.7187 | 3.7847 | 3.852 | 3.9204
F2_Commercial_Health (ID)_Existing_Water Heating_Natural Gas_Water Heater_E5 | F2 | Commercial | Health (ID) | Existing | Water Heating | Natural Gas | Water Heater | E5 | TRC BC Ratio | 1.8359 | 1.884 | 1.9371 | 1.9953 | 2.0591 | 2.1334 | 2.2089 | 2.2834 | 2.3554 | 2.4284 | 2.4889 | 2.5463 | 2.6076 | 2.668 | 2.7234 | 2.7762 | 2.825 | 2.8735 | 2.9247 | 2.9751 | 3.0268 | 3.0803 | 3.1345 | 3.1902 | 3.2469 | 3.3046 | 3.3633
F2_Commercial_Health (ID)_Existing_Water Heating_Natural Gas_Water Heater_E6 | F2 | Commercial | Health (ID) | Existing | Water Heating | Natural Gas | Water Heater | E6 | TRC BC Ratio | 0 | 0 | 0 | 0 | 0 | 0 | 0 | 0 | 0 | 0 | 0 | 0 | 0 | 0 | 0 | 0 | 0 | 0 | 0 | 0 | 0 | 0 | 0 | 0 | 0 | 0 | 0
F2_Commercial_Health (ID)_Existing_Water Heating_Natural Gas_Water Heater_E7 | F2 | Commercial | Health (ID) | Existing | Water Heating | Natural Gas | Water Heater | E7 | TRC BC Ratio | 0 | 0 | 0 | 0 | 0 | 0 | 0 | 0 | 0 | 0 | 0 | 0 | 0 | 0 | 0 | 0 | 0 | 0 | 0 | 0 | 0 | 0 | 0 | 0 | 0 | 0 | 0
F2_Commercial_Health (ID)_Existing_Water Heating_Natural Gas_Water Heater_E8 | F2 | Commercial | Health (ID) | Existing | Water Heating | Natural Gas | Water Heater | E8 | TRC BC Ratio | 0 | 0 | 0 | 0 | 0 | 0 | 0 | 0 | 0 | 0 | 0 | 0 | 0 | 0 | 0 | 0 | 0 | 0 | 0 | 0 | 0 | 0 | 0 | 0 | 0 | 0 | 0
F2_Commercial_Health (ID)_Existing_Water Heating_Natural Gas_Water Heater_E9 | F2 | Commercial | Health (ID) | Existing | Water Heating | Natural Gas | Water Heater | E9 | TRC BC Ratio | 0 | 0 | 0 | 0 | 0 | 0 | 0 | 0 | 0 | 0 | 0 | 0 | 0 | 0 | 0 | 0 | 0 | 0 | 0 | 0 | 0 | 0 | 0 | 0 | 0 | 0 | 0
F2_Commercial_Health (ID)_Existing_Water Heating_Natural Gas_Water Heater_E10 | F2 | Commercial | Health (ID) | Existing | Water Heating | Natural Gas | Water Heater | E10 | TRC BC Ratio | 0 | 0 | 0 | 0 | 0 | 0 | 0 | 0 | 0 | 0 | 0 | 0 | 0 | 0 | 0 | 0 | 0 | 0 | 0 | 0 | 0 | 0 | 0 | 0 | 0 | 0 | 0
F3_Commercial_Health (ID)_Existing_Water Heating_Natural Gas_Water Heater_E1 | F3 | Commercial | Health (ID) | Existing | Water Heating | Natural Gas | Water Heater | E1 | PACT BC Ratio | [24 empty] | 1 | 1 | 1 | bar: 2019 to 2042
F3_Commercial_Health (ID)_Existing_Water Heating_Natural Gas_Water Heater_E2 | F3 | Commercial | Health (ID) | Existing | Water Heating | Natural Gas | Water Heater | E2 | PACT BC Ratio | 11.6779 | 11.9846 | 12.3289 | 12.7145 | 13.144 | 13.6519 | 14.1693 | 14.679 | 15.1691 | 15.6665 | 16.0713 | 16.4534 | 16.8621 | 17.2642 | 17.6292 | 17.9746 | 18.2899 | 18.6026 | 18.9342 | 19.2597 | 19.5936 | 19.9397 | 20.2898 | 20.6503 | 21.0172 | 21.3905 | 21.7706
F3_Commercial_Health (ID)_Existing_Water Heating_Natural Gas_Water Heater_E3 | F3 | Commercial | Health (ID) | Existing | Water Heating | Natural Gas | Water Heater | E3 | PACT BC Ratio | 6.5892 | 6.7623 | 6.9566 | 7.1741 | 7.4165 | 7.7031 | 7.995 | 8.2826 | 8.5591 | 8.8398 | 9.0682 | 9.2838 | 9.5144 | 9.7413 | 9.9472 | 10.1421 | 10.32 | 10.4965 | 10.6836 | 10.8672 | 11.0557 | 11.2509 | 11.4485 | 11.6519 | 11.8589 | 12.0696 | 12.284
F3_Commercial_Health (ID)_Existing_Water Heating_Natural Gas_Water Heater_E4 | F3 | Commercial | Health (ID) | Existing | Water Heating | Natural Gas | Water Heater | E4 | PACT BC Ratio | 4.1588 | 4.2854 | 4.4567 | 4.6806 | 4.9574 | 5.3183 | 5.691 | 6.0533 | 6.3925 | 6.7366 | 6.9844 | 7.2056 | 7.4504 | 7.6851 | 7.8798 | 8.052 | 8.191 | 8.3243 | 8.4733 | 8.613 | 8.7578 | 8.9114 | 9.0656 | 9.2266 | 9.3906 | 9.5574 | 9.7272
F3_Commercial_Health (ID)_Existing_Water Heating_Natural Gas_Water Heater_E5 | F3 | Commercial | Health (ID) | Existing | Water Heating | Natural Gas | Water Heater | E5 | PACT BC Ratio | 4.5551 | 4.6746 | 4.8062 | 4.9507 | 5.1089 | 5.2934 | 5.4806 | 5.6655 | 5.8441 | 6.0253 | 6.1754 | 6.3179 | 6.4698 | 6.6197 | 6.7571 | 6.8882 | 7.0092 | 7.1295 | 7.2565 | 7.3818 | 7.5101 | 7.6428 | 7.7772 | 7.9154 | 8.056 | 8.1991 | 8.3448
F3_Commercial_Health (ID)_Existing_Water Heating_Natural Gas_Water Heater_E6 | F3 | Commercial | Health (ID) | Existing | Water Heating | Natural Gas | Water Heater | E6 | PACT BC Ratio | 0 | 0 | 0 | 0 | 0 | 0 | 0 | 0 | 0 | 0 | 0 | 0 | 0 | 0 | 0 | 0 | 0 | 0 | 0 | 0 | 0 | 0 | 0 | 0 | 0 | 0 | 0
F3_Commercial_Health (ID)_Existing_Water Heating_Natural Gas_Water Heater_E7 | F3 | Commercial | Health (ID) | Existing | Water Heating | Natural Gas | Water Heater | E7 | PACT BC Ratio | 0 | 0 | 0 | 0 | 0 | 0 | 0 | 0 | 0 | 0 | 0 | 0 | 0 | 0 | 0 | 0 | 0 | 0 | 0 | 0 | 0 | 0 | 0 | 0 | 0 | 0 | 0
F3_Commercial_Health (ID)_Existing_Water Heating_Natural Gas_Water Heater_E8 | F3 | Commercial | Health (ID) | Existing | Water Heating | Natural Gas | Water Heater | E8 | PACT BC Ratio | 0 | 0 | 0 | 0 | 0 | 0 | 0 | 0 | 0 | 0 | 0 | 0 | 0 | 0 | 0 | 0 | 0 | 0 | 0 | 0 | 0 | 0 | 0 | 0 | 0 | 0 | 0
F3_Commercial_Health (ID)_Existing_Water Heating_Natural Gas_Water Heater_E9 | F3 | Commercial | Health (ID) | Existing | Water Heating | Natural Gas | Water Heater | E9 | PACT BC Ratio | 0 | 0 | 0 | 0 | 0 | 0 | 0 | 0 | 0 | 0 | 0 | 0 | 0 | 0 | 0 | 0 | 0 | 0 | 0 | 0 | 0 | 0 | 0 | 0 | 0 | 0 | 0
F3_Commercial_Health (ID)_Existing_Water Heating_Natural Gas_Water Heater_E10 | F3 | Commercial | Health (ID) | Existing | Water Heating | Natural Gas | Water Heater | E10 | PACT BC Ratio | 0 | 0 | 0 | 0 | 0 | 0 | 0 | 0 | 0 | 0 | 0 | 0 | 0 | 0 | 0 | 0 | 0 | 0 | 0 | 0 | 0 | 0 | 0 | 0 | 0 | 0 | 0
F4_Commercial_Health (ID)_Existing_Water Heating_Natural Gas_Water Heater_E1 | F4 | Commercial | Health (ID) | Existing | Water Heating | Natural Gas | Water Heater | E1 | RVT BC Ratio | [24 empty] | 1 | 1 | 1 | bar: 2019 to 2042
F4_Commercial_Health (ID)_Existing_Water Heating_Natural Gas_Water Heater_E2 | F4 | Commercial | Health (ID) | Existing | Water Heating | Natural Gas | Water Heater | E2 | RVT BC Ratio | 6.8678 | 7.0001 | 7.149 | 7.3163 | 7.5028 | 7.7282 | 7.952 | 8.1635 | 8.3553 | 8.5421 | 8.7356 | 8.9129 | 9.1023 | 9.2859 | 9.4473 | 9.5957 | 9.7253 | 9.8504 | 9.9824 | 10.1077 | 10.2338 | 10.4096 | 10.5874 | 10.7704 | 10.9567 | 11.1464 | 11.3393
F4_Commercial_Health (ID)_Existing_Water Heating_Natural Gas_Water Heater_E3 | F4 | Commercial | Health (ID) | Existing | Water Heating | Natural Gas | Water Heater | E3 | RVT BC Ratio | 3.9987 | 4.0734 | 4.1574 | 4.2518 | 4.357 | 4.4842 | 4.6105 | 4.7298 | 4.838 | 4.9434 | 5.0526 | 5.1527 | 5.2596 | 5.3632 | 5.4542 | 5.538 | 5.6111 | 5.6817 | 5.7562 | 5.8269 | 5.898 | 5.9972 | 6.0975 | 6.2008 | 6.3059 | 6.4129 | 6.5218
F4_Commercial_Health (ID)_Existing_Water Heating_Natural Gas_Water Heater_E4 | F4 | Commercial | Health (ID) | Existing | Water Heating | Natural Gas | Water Heater | E4 | RVT BC Ratio | 2.9071 | 2.9595 | 3.0337 | 3.1336 | 3.2592 | 3.4283 | 3.5987 | 3.7528 | 3.8821 | 4.0014 | 4.1206 | 4.2163 | 4.3224 | 4.4211 | 4.4961 | 4.5565 | 4.5966 | 4.6307 | 4.67 | 4.701 | 4.7311 | 4.8091 | 4.8874 | 4.9692 | 5.0524 | 5.1371 | 5.2234
F4_Commercial_Health (ID)_Existing_Water Heating_Natural Gas_Water Heater_E5 | F4 | Commercial | Health (ID) | Existing | Water Heating | Natural Gas | Water Heater | E5 | RVT BC Ratio | 2.8336 | 2.8861 | 2.9433 | 3.0054 | 3.0726 | 3.153 | 3.2328 | 3.3088 | 3.3786 | 3.4472 | 3.5187 | 3.5854 | 3.6563 | 3.7254 | 3.7871 | 3.8444 | 3.8954 | 3.9451 | 3.9972 | 4.0471 | 4.0975 | 4.1649 | 4.2331 | 4.3033 | 4.3747 | 4.4474 | 4.5214
F4_Commercial_Health (ID)_Existing_Water Heating_Natural Gas_Water Heater_E6 | F4 | Commercial | Health (ID) | Existing | Water Heating | Natural Gas | Water Heater | E6 | RVT BC Ratio | 0 | 0 | 0 | 0 | 0 | 0 | 0 | 0 | 0 | 0 | 0 | 0 | 0 | 0 | 0 | 0 | 0 | 0 | 0 | 0 | 0 | 0 | 0 | 0 | 0 | 0 | 0
F4_Commercial_Health (ID)_Existing_Water Heating_Natural Gas_Water Heater_E7 | F4 | Commercial | Health (ID) | Existing | Water Heating | Natural Gas | Water Heater | E7 | RVT BC Ratio | 0 | 0 | 0 | 0 | 0 | 0 | 0 | 0 | 0 | 0 | 0 | 0 | 0 | 0 | 0 | 0 | 0 | 0 | 0 | 0 | 0 | 0 | 0 | 0 | 0 | 0 | 0
F4_Commercial_Health (ID)_Existing_Water Heating_Natural Gas_Water Heater_E8 | F4 | Commercial | Health (ID) | Existing | Water Heating | Natural Gas | Water Heater | E8 | RVT BC Ratio | 0 | 0 | 0 | 0 | 0 | 0 | 0 | 0 | 0 | 0 | 0 | 0 | 0 | 0 | 0 | 0 | 0 | 0 | 0 | 0 | 0 | 0 | 0 | 0 | 0 | 0 | 0
F4_Commercial_Health (ID)_Existing_Water Heating_Natural Gas_Water Heater_E9 | F4 | Commercial | Health (ID) | Existing | Water Heating | Natural Gas | Water Heater | E9 | RVT BC Ratio | 0 | 0 | 0 | 0 | 0 | 0 | 0 | 0 | 0 | 0 | 0 | 0 | 0 | 0 | 0 | 0 | 0 | 0 | 0 | 0 | 0 | 0 | 0 | 0 | 0 | 0 | 0
F4_Commercial_Health (ID)_Existing_Water Heating_Natural Gas_Water Heater_E10 | F4 | Commercial | Health (ID) | Existing | Water Heating | Natural Gas | Water Heater | E10 | RVT BC Ratio | 0 | 0 | 0 | 0 | 0 | 0 | 0 | 0 | 0 | 0 | 0 | 0 | 0 | 0 | 0 | 0 | 0 | 0 | 0 | 0 | 0 | 0 | 0 | 0 | 0 | 0 | 0
F5_Commercial_Health (ID)_Existing_Water Heating_Natural Gas_Water Heater_E1 | F5 | Commercial | Health (ID) | Existing | Water Heating | Natural Gas | Water Heater | E1 | RIM BC Ratio | [24 empty] | 1 | 1 | 1 | bar: 2019 to 2042
F5_Commercial_Health (ID)_Existing_Water Heating_Natural Gas_Water Heater_E2 | F5 | Commercial | Health (ID) | Existing | Water Heating | Natural Gas | Water Heater | E2 | RIM BC Ratio | 0.79912 | 0.80503 | 0.81137 | 0.81813 | 0.82529 | 0.83281 | 0.84065 | 0.84886 | 0.85754 | 0.86673 | 0.86988 | 0.87322 | 0.87669 | 0.88022 | 0.88379 | 0.88746 | 0.89124 | 0.89519 | 0.89934 | 0.90368 | 0.90823 | 0.90897 | 0.90968 | 0.91039 | 0.9111 | 0.91179 | 0.91246
F5_Commercial_Health (ID)_Existing_Water Heating_Natural Gas_Water Heater_E3 | F5 | Commercial | Health (ID) | Existing | Water Heating | Natural Gas | Water Heater | E3 | RIM BC Ratio | 0.759 | 0.76533 | 0.77213 | 0.7794 | 0.78712 | 0.79534 | 0.80382 | 0.81257 | 0.82167 | 0.83122 | 0.83497 | 0.83884 | 0.84285 | 0.84688 | 0.85085 | 0.85487 | 0.85892 | 0.86311 | 0.86751 | 0.87208 | 0.87685 | 0.87805 | 0.87924 | 0.88042 | 0.88158 | 0.88273 | 0.88386
F5_Commercial_Health (ID)_Existing_Water Heating_Natural Gas_Water Heater_E4 | F5 | Commercial | Health (ID) | Existing | Water Heating | Natural Gas | Water Heater | E4 | RIM BC Ratio | 0.64736 | 0.656 | 0.66656 | 0.67906 | 0.69312 | 0.70892 | 0.72457 | 0.74064 | 0.75737 | 0.7755 | 0.78184 | 0.78912 | 0.79677 | 0.80433 | 0.81154 | 0.81873 | 0.82591 | 0.83342 | 0.84149 | 0.84996 | 0.85897 | 0.86043 | 0.86184 | 0.86327 | 0.86469 | 0.86608 | 0.86745
F5_Commercial_Health (ID)_Existing_Water Heating_Natural Gas_Water Heater_E5 | F5 | Commercial | Health (ID) | Existing | Water Heating | Natural Gas | Water Heater | E5 | RIM BC Ratio | 0.72621 | 0.73258 | 0.7395 | 0.74698 | 0.75502 | 0.76353 | 0.77217 | 0.78093 | 0.78983 | 0.79901 | 0.80316 | 0.80722 | 0.81141 | 0.8156 | 0.81966 | 0.82371 | 0.82774 | 0.83187 | 0.83618 | 0.8406 | 0.8452 | 0.84685 | 0.84848 | 0.8501 | 0.85169 | 0.85327 | 0.85482
F5_Commercial_Health (ID)_Existing_Water Heating_Natural Gas_Water Heater_E6 | F5 | Commercial | Health (ID) | Existing | Water Heating | Natural Gas | Water Heater | E6 | RIM BC Ratio | 0 | 0 | 0 | 0 | 0 | 0 | 0 | 0 | 0 | 0 | 0 | 0 | 0 | 0 | 0 | 0 | 0 | 0 | 0 | 0 | 0 | 0 | 0 | 0 | 0 | 0 | 0
F5_Commercial_Health (ID)_Existing_Water Heating_Natural Gas_Water Heater_E7 | F5 | Commercial | Health (ID) | Existing | Water Heating | Natural Gas | Water Heater | E7 | RIM BC Ratio | 0 | 0 | 0 | 0 | 0 | 0 | 0 | 0 | 0 | 0 | 0 | 0 | 0 | 0 | 0 | 0 | 0 | 0 | 0 | 0 | 0 | 0 | 0 | 0 | 0 | 0 | 0
F5_Commercial_Health (ID)_Existing_Water Heating_Natural Gas_Water Heater_E8 | F5 | Commercial | Health (ID) | Existing | Water Heating | Natural Gas | Water Heater | E8 | RIM BC Ratio | 0 | 0 | 0 | 0 | 0 | 0 | 0 | 0 | 0 | 0 | 0 | 0 | 0 | 0 | 0 | 0 | 0 | 0 | 0 | 0 | 0 | 0 | 0 | 0 | 0 | 0 | 0
F5_Commercial_Health (ID)_Existing_Water Heating_Natural Gas_Water Heater_E9 | F5 | Commercial | Health (ID) | Existing | Water Heating | Natural Gas | Water Heater | E9 | RIM BC Ratio | 0 | 0 | 0 | 0 | 0 | 0 | 0 | 0 | 0 | 0 | 0 | 0 | 0 | 0 | 0 | 0 | 0 | 0 | 0 | 0 | 0 | 0 | 0 | 0 | 0 | 0 | 0
F5_Commercial_Health (ID)_Existing_Water Heating_Natural Gas_Water Heater_E10 | F5 | Commercial | Health (ID) | Existing | Water Heating | Natural Gas | Water Heater | E10 | RIM BC Ratio | 0 | 0 | 0 | 0 | 0 | 0 | 0 | 0 | 0 | 0 | 0 | 0 | 0 | 0 | 0 | 0 | 0 | 0 | 0 | 0 | 0 | 0 | 0 | 0 | 0 | 0 | 0
F0_Commercial_Health (ID)_Existing_Food Preparation_Natural Gas_Oven_E0 | F0 | Commercial | Health (ID) | Existing | Food Preparation | Natural Gas | Oven | E0 | Economic Unit | ENERGY STAR (>42% Baking Efficiency) | ENERGY STAR (>42% Baking Efficiency) | ENERGY STAR (>42% Baking Efficiency) | ENERGY STAR (>42% Baking Efficiency) | ENERGY STAR (>42% Baking Efficiency) | ENERGY STAR (>42% Baking Efficiency) | ENERGY STAR (>42% Baking Efficiency) | ENERGY STAR (>42% Baking Efficiency) | ENERGY STAR (>42% Baking Efficiency) | ENERGY STAR (>42% Baking Efficiency) | ENERGY STAR (>42% Baking Efficiency) | ENERGY STAR (>42% Baking Efficiency) | ENERGY STAR (>42% Baking Efficiency) | ENERGY STAR (>42% Baking Efficiency) | ENERGY STAR (>42% Baking Efficiency) | ENERGY STAR (>42% Baking Efficiency) | ENERGY STAR (>42% Baking Efficiency) | ENERGY STAR (>42% Baking Efficiency) | ENERGY STAR (>42% Baking Efficiency) | ENERGY STAR (>42% Baking Efficiency) | ENERGY STAR (>42% Baking Efficiency) | ENERGY STAR (>42% Baking Efficiency) | ENERGY STAR (>42% Baking Efficiency) | ENERGY STAR (>42% Baking Efficiency) | ENERGY STAR (>42% Baking Efficiency) | ENERGY STAR (>42% Baking Efficiency) | ENERGY STAR (>42% Baking Efficiency)
F1_Commercial_Health (ID)_Existing_Food Preparation_Natural Gas_Oven_E1 | F1 | Commercial | Health (ID) | Existing | Food Preparation | Natural Gas | Oven | E1 | CCE | 0 | 0 | 0 | 0 | 0 | 0 | 0 | 0 | 0 | 0 | 0 | 0 | 0 | 0 | 0 | 0 | 0 | 0 | 0 | 0 | 0 | 0 | 0 | 0 | 0 | 0 | 0
F1_Commercial_Health (ID)_Existing_Food Preparation_Natural Gas_Oven_E2 | F1 | Commercial | Health (ID) | Existing | Food Preparation | Natural Gas | Oven | E2 | CCE | 2.0796e-05 | 2.0796e-05 | 2.0796e-05 | 2.0796e-05 | 2.0796e-05 | 2.0796e-05 | 2.0796e-05 | 2.0796e-05 | 2.0796e-05 | 2.0796e-05 | 2.0796e-05 | 2.0796e-05 | 2.0796e-05 | 2.0796e-05 | 2.0796e-05 | 2.0796e-05 | 2.0796e-05 | 2.0796e-05 | 2.0796e-05 | 2.0796e-05 | 2.0796e-05 | 2.0796e-05 | 2.0796e-05 | 2.0796e-05 | 2.0796e-05 | 2.0796e-05 | 2.0796e-05
F1_Commercial_Health (ID)_Existing_Food Preparation_Natural Gas_Oven_E3 | F1 | Commercial | Health (ID) | Existing | Food Preparation | Natural Gas | Oven | E3 | CCE | 0 | 0 | 0 | 0 | 0 | 0 | 0 | 0 | 0 | 0 | 0 | 0 | 0 | 0 | 0 | 0 | 0 | 0 | 0 | 0 | 0 | 0 | 0 | 0 | 0 | 0 | 0
F1_Commercial_Health (ID)_Existing_Food Preparation_Natural Gas_Oven_E4 | F1 | Commercial | Health (ID) | Existing | Food Preparation | Natural Gas | Oven | E4 | CCE | 0 | 0 | 0 | 0 | 0 | 0 | 0 | 0 | 0 | 0 | 0 | 0 | 0 | 0 | 0 | 0 | 0 | 0 | 0 | 0 | 0 | 0 | 0 | 0 | 0 | 0 | 0
F1_Commercial_Health (ID)_Existing_Food Preparation_Natural Gas_Oven_E5 | F1 | Commercial | Health (ID) | Existing | Food Preparation | Natural Gas | Oven | E5 | CCE | 0 | 0 | 0 | 0 | 0 | 0 | 0 | 0 | 0 | 0 | 0 | 0 | 0 | 0 | 0 | 0 | 0 | 0 | 0 | 0 | 0 | 0 | 0 | 0 | 0 | 0 | 0
F1_Commercial_Health (ID)_Existing_Food Preparation_Natural Gas_Oven_E6 | F1 | Commercial | Health (ID) | Existing | Food Preparation | Natural Gas | Oven | E6 | CCE | 0 | 0 | 0 | 0 | 0 | 0 | 0 | 0 | 0 | 0 | 0 | 0 | 0 | 0 | 0 | 0 | 0 | 0 | 0 | 0 | 0 | 0 | 0 | 0 | 0 | 0 | 0
F1_Commercial_Health (ID)_Existing_Food Preparation_Natural Gas_Oven_E7 | F1 | Commercial | Health (ID) | Existing | Food Preparation | Natural Gas | Oven | E7 | CCE | 0 | 0 | 0 | 0 | 0 | 0 | 0 | 0 | 0 | 0 | 0 | 0 | 0 | 0 | 0 | 0 | 0 | 0 | 0 | 0 | 0 | 0 | 0 | 0 | 0 | 0 | 0
F1_Commercial_Health (ID)_Existing_Food Preparation_Natural Gas_Oven_E8 | F1 | Commercial | Health (ID) | Existing | Food Preparation | Natural Gas | Oven | E8 | CCE | 0 | 0 | 0 | 0 | 0 | 0 | 0 | 0 | 0 | 0 | 0 | 0 | 0 | 0 | 0 | 0 | 0 | 0 | 0 | 0 | 0 | 0 | 0 | 0 | 0 | 0 | 0
F1_Commercial_Health (ID)_Existing_Food Preparation_Natural Gas_Oven_E9 | F1 | Commercial | Health (ID) | Existing | Food Preparation | Natural Gas | Oven | E9 | CCE | 0 | 0 | 0 | 0 | 0 | 0 | 0 | 0 | 0 | 0 | 0 | 0 | 0 | 0 | 0 | 0 | 0 | 0 | 0 | 0 | 0 | 0 | 0 | 0 | 0 | 0 | 0
F1_Commercial_Health (ID)_Existing_Food Preparation_Natural Gas_Oven_E10 | F1 | Commercial | Health (ID) | Existing | Food Preparation | Natural Gas | Oven | E10 | CCE | 0 | 0 | 0 | 0 | 0 | 0 | 0 | 0 | 0 | 0 | 0 | 0 | 0 | 0 | 0 | 0 | 0 | 0 | 0 | 0 | 0 | 0 | 0 | 0 | 0 | 0 | 0
F2_Commercial_Health (ID)_Existing_Food Preparation_Natural Gas_Oven_E1 | F2 | Commercial | Health (ID) | Existing | Food Preparation | Natural Gas | Oven | E1 | TRC BC Ratio | [24 empty] | 1 | 1 | 1 | bar: 2019 to 2042
F2_Commercial_Health (ID)_Existing_Food Preparation_Natural Gas_Oven_E2 | F2 | Commercial | Health (ID) | Existing | Food Preparation | Natural Gas | Oven | E2 | TRC BC Ratio | 166.7634 | 170.6133 | 175.4561 | 181.1688 | 187.8121 | 196.1906 | 204.9175 | 213.6188 | 222.0115 | 230.5196 | 237.1599 | 243.3369 | 249.9964 | 256.4838 | 262.2052 | 267.5029 | 272.1748 | 276.7671 | 281.7063 | 286.4953 | 291.4219 | 296.5595 | 301.7465 | 307.1072 | 312.5633 | 318.1163 | 323.7679
F2_Commercial_Health (ID)_Existing_Food Preparation_Natural Gas_Oven_E3 | F2 | Commercial | Health (ID) | Existing | Food Preparation | Natural Gas | Oven | E3 | TRC BC Ratio | 0 | 0 | 0 | 0 | 0 | 0 | 0 | 0 | 0 | 0 | 0 | 0 | 0 | 0 | 0 | 0 | 0 | 0 | 0 | 0 | 0 | 0 | 0 | 0 | 0 | 0 | 0
F2_Commercial_Health (ID)_Existing_Food Preparation_Natural Gas_Oven_E4 | F2 | Commercial | Health (ID) | Existing | Food Preparation | Natural Gas | Oven | E4 | TRC BC Ratio | 0 | 0 | 0 | 0 | 0 | 0 | 0 | 0 | 0 | 0 | 0 | 0 | 0 | 0 | 0 | 0 | 0 | 0 | 0 | 0 | 0 | 0 | 0 | 0 | 0 | 0 | 0
F2_Commercial_Health (ID)_Existing_Food Preparation_Natural Gas_Oven_E5 | F2 | Commercial | Health (ID) | Existing | Food Preparation | Natural Gas | Oven | E5 | TRC BC Ratio | 0 | 0 | 0 | 0 | 0 | 0 | 0 | 0 | 0 | 0 | 0 | 0 | 0 | 0 | 0 | 0 | 0 | 0 | 0 | 0 | 0 | 0 | 0 | 0 | 0 | 0 | 0
F2_Commercial_Health (ID)_Existing_Food Preparation_Natural Gas_Oven_E6 | F2 | Commercial | Health (ID) | Existing | Food Preparation | Natural Gas | Oven | E6 | TRC BC Ratio | 0 | 0 | 0 | 0 | 0 | 0 | 0 | 0 | 0 | 0 | 0 | 0 | 0 | 0 | 0 | 0 | 0 | 0 | 0 | 0 | 0 | 0 | 0 | 0 | 0 | 0 | 0
F2_Commercial_Health (ID)_Existing_Food Preparation_Natural Gas_Oven_E7 | F2 | Commercial | Health (ID) | Existing | Food Preparation | Natural Gas | Oven | E7 | TRC BC Ratio | 0 | 0 | 0 | 0 | 0 | 0 | 0 | 0 | 0 | 0 | 0 | 0 | 0 | 0 | 0 | 0 | 0 | 0 | 0 | 0 | 0 | 0 | 0 | 0 | 0 | 0 | 0
F2_Commercial_Health (ID)_Existing_Food Preparation_Natural Gas_Oven_E8 | F2 | Commercial | Health (ID) | Existing | Food Preparation | Natural Gas | Oven | E8 | TRC BC Ratio | 0 | 0 | 0 | 0 | 0 | 0 | 0 | 0 | 0 | 0 | 0 | 0 | 0 | 0 | 0 | 0 | 0 | 0 | 0 | 0 | 0 | 0 | 0 | 0 | 0 | 0 | 0
F2_Commercial_Health (ID)_Existing_Food Preparation_Natural Gas_Oven_E9 | F2 | Commercial | Health (ID) | Existing | Food Preparation | Natural Gas | Oven | E9 | TRC BC Ratio | 0 | 0 | 0 | 0 | 0 | 0 | 0 | 0 | 0 | 0 | 0 | 0 | 0 | 0 | 0 | 0 | 0 | 0 | 0 | 0 | 0 | 0 | 0 | 0 | 0 | 0 | 0
F2_Commercial_Health (ID)_Existing_Food Preparation_Natural Gas_Oven_E10 | F2 | Commercial | Health (ID) | Existing | Food Preparation | Natural Gas | Oven | E10 | TRC BC Ratio | 0 | 0 | 0 | 0 | 0 | 0 | 0 | 0 | 0 | 0 | 0 | 0 | 0 | 0 | 0 | 0 | 0 | 0 | 0 | 0 | 0 | 0 | 0 | 0 | 0 | 0 | 0
F3_Commercial_Health (ID)_Existing_Food Preparation_Natural Gas_Oven_E1 | F3 | Commercial | Health (ID) | Existing | Food Preparation | Natural Gas | Oven | E1 | PACT BC Ratio | [24 empty] | 1 | 1 | 1 | bar: 2019 to 2042
F3_Commercial_Health (ID)_Existing_Food Preparation_Natural Gas_Oven_E2 | F3 | Commercial | Health (ID) | Existing | Food Preparation | Natural Gas | Oven | E2 | PACT BC Ratio | 330.2527 | 337.8769 | 347.4673 | 358.7806 | 371.9369 | 388.5293 | 405.8118 | 423.0434 | 439.664 | 456.5133 | 469.6636 | 481.8962 | 495.0845 | 507.9319 | 519.2624 | 529.7537 | 539.0058 | 548.1003 | 557.8816 | 567.3657 | 577.1222 | 587.2965 | 597.5685 | 608.1849 | 618.9898 | 629.9867 | 641.179
F3_Commercial_Health (ID)_Existing_Food Preparation_Natural Gas_Oven_E3 | F3 | Commercial | Health (ID) | Existing | Food Preparation | Natural Gas | Oven | E3 | PACT BC Ratio | 0 | 0 | 0 | 0 | 0 | 0 | 0 | 0 | 0 | 0 | 0 | 0 | 0 | 0 | 0 | 0 | 0 | 0 | 0 | 0 | 0 | 0 | 0 | 0 | 0 | 0 | 0
F3_Commercial_Health (ID)_Existing_Food Preparation_Natural Gas_Oven_E4 | F3 | Commercial | Health (ID) | Existing | Food Preparation | Natural Gas | Oven | E4 | PACT BC Ratio | 0 | 0 | 0 | 0 | 0 | 0 | 0 | 0 | 0 | 0 | 0 | 0 | 0 | 0 | 0 | 0 | 0 | 0 | 0 | 0 | 0 | 0 | 0 | 0 | 0 | 0 | 0
F3_Commercial_Health (ID)_Existing_Food Preparation_Natural Gas_Oven_E5 | F3 | Commercial | Health (ID) | Existing | Food Preparation | Natural Gas | Oven | E5 | PACT BC Ratio | 0 | 0 | 0 | 0 | 0 | 0 | 0 | 0 | 0 | 0 | 0 | 0 | 0 | 0 | 0 | 0 | 0 | 0 | 0 | 0 | 0 | 0 | 0 | 0 | 0 | 0 | 0
F3_Commercial_Health (ID)_Existing_Food Preparation_Natural Gas_Oven_E6 | F3 | Commercial | Health (ID) | Existing | Food Preparation | Natural Gas | Oven | E6 | PACT BC Ratio | 0 | 0 | 0 | 0 | 0 | 0 | 0 | 0 | 0 | 0 | 0 | 0 | 0 | 0 | 0 | 0 | 0 | 0 | 0 | 0 | 0 | 0 | 0 | 0 | 0 | 0 | 0
F3_Commercial_Health (ID)_Existing_Food Preparation_Natural Gas_Oven_E7 | F3 | Commercial | Health (ID) | Existing | Food Preparation | Natural Gas | Oven | E7 | PACT BC Ratio | 0 | 0 | 0 | 0 | 0 | 0 | 0 | 0 | 0 | 0 | 0 | 0 | 0 | 0 | 0 | 0 | 0 | 0 | 0 | 0 | 0 | 0 | 0 | 0 | 0 | 0 | 0
F3_Commercial_Health (ID)_Existing_Food Preparation_Natural Gas_Oven_E8 | F3 | Commercial | Health (ID) | Existing | Food Preparation | Natural Gas | Oven | E8 | PACT BC Ratio | 0 | 0 | 0 | 0 | 0 | 0 | 0 | 0 | 0 | 0 | 0 | 0 | 0 | 0 | 0 | 0 | 0 | 0 | 0 | 0 | 0 | 0 | 0 | 0 | 0 | 0 | 0
F3_Commercial_Health (ID)_Existing_Food Preparation_Natural Gas_Oven_E9 | F3 | Commercial | Health (ID) | Existing | Food Preparation | Natural Gas | Oven | E9 | PACT BC Ratio | 0 | 0 | 0 | 0 | 0 | 0 | 0 | 0 | 0 | 0 | 0 | 0 | 0 | 0 | 0 | 0 | 0 | 0 | 0 | 0 | 0 | 0 | 0 | 0 | 0 | 0 | 0
F3_Commercial_Health (ID)_Existing_Food Preparation_Natural Gas_Oven_E10 | F3 | Commercial | Health (ID) | Existing | Food Preparation | Natural Gas | Oven | E10 | PACT BC Ratio | 0 | 0 | 0 | 0 | 0 | 0 | 0 | 0 | 0 | 0 | 0 | 0 | 0 | 0 | 0 | 0 | 0 | 0 | 0 | 0 | 0 | 0 | 0 | 0 | 0 | 0 | 0
F4_Commercial_Health (ID)_Existing_Food Preparation_Natural Gas_Oven_E1 | F4 | Commercial | Health (ID) | Existing | Food Preparation | Natural Gas | Oven | E1 | RVT BC Ratio | [24 empty] | 1 | 1 | 1 | bar: 2019 to 2042
F4_Commercial_Health (ID)_Existing_Food Preparation_Natural Gas_Oven_E2 | F4 | Commercial | Health (ID) | Existing | Food Preparation | Natural Gas | Oven | E2 | RVT BC Ratio | 238.4601 | 242.4225 | 247.2515 | 253.1208 | 260.103 | 269.3321 | 278.7994 | 287.9575 | 296.3876 | 304.4837 | 312.8 | 320.2283 | 327.9773 | 335.1386 | 341.1704 | 346.516 | 350.8991 | 355.0308 | 359.4635 | 363.5298 | 367.5976 | 374.071 | 380.6065 | 387.3611 | 394.2357 | 401.2324 | 408.3535
F4_Commercial_Health (ID)_Existing_Food Preparation_Natural Gas_Oven_E3 | F4 | Commercial | Health (ID) | Existing | Food Preparation | Natural Gas | Oven | E3 | RVT BC Ratio | 0 | 0 | 0 | 0 | 0 | 0 | 0 | 0 | 0 | 0 | 0 | 0 | 0 | 0 | 0 | 0 | 0 | 0 | 0 | 0 | 0 | 0 | 0 | 0 | 0 | 0 | 0
F4_Commercial_Health (ID)_Existing_Food Preparation_Natural Gas_Oven_E4 | F4 | Commercial | Health (ID) | Existing | Food Preparation | Natural Gas | Oven | E4 | RVT BC Ratio | 0 | 0 | 0 | 0 | 0 | 0 | 0 | 0 | 0 | 0 | 0 | 0 | 0 | 0 | 0 | 0 | 0 | 0 | 0 | 0 | 0 | 0 | 0 | 0 | 0 | 0 | 0
F4_Commercial_Health (ID)_Existing_Food Preparation_Natural Gas_Oven_E5 | F4 | Commercial | Health (ID) | Existing | Food Preparation | Natural Gas | Oven | E5 | RVT BC Ratio | 0 | 0 | 0 | 0 | 0 | 0 | 0 | 0 | 0 | 0 | 0 | 0 | 0 | 0 | 0 | 0 | 0 | 0 | 0 | 0 | 0 | 0 | 0 | 0 | 0 | 0 | 0
F4_Commercial_Health (ID)_Existing_Food Preparation_Natural Gas_Oven_E6 | F4 | Commercial | Health (ID) | Existing | Food Preparation | Natural Gas | Oven | E6 | RVT BC Ratio | 0 | 0 | 0 | 0 | 0 | 0 | 0 | 0 | 0 | 0 | 0 | 0 | 0 | 0 | 0 | 0 | 0 | 0 | 0 | 0 | 0 | 0 | 0 | 0 | 0 | 0 | 0
F4_Commercial_Health (ID)_Existing_Food Preparation_Natural Gas_Oven_E7 | F4 | Commercial | Health (ID) | Existing | Food Preparation | Natural Gas | Oven | E7 | RVT BC Ratio | 0 | 0 | 0 | 0 | 0 | 0 | 0 | 0 | 0 | 0 | 0 | 0 | 0 | 0 | 0 | 0 | 0 | 0 | 0 | 0 | 0 | 0 | 0 | 0 | 0 | 0 | 0
F4_Commercial_Health (ID)_Existing_Food Preparation_Natural Gas_Oven_E8 | F4 | Commercial | Health (ID) | Existing | Food Preparation | Natural Gas | Oven | E8 | RVT BC Ratio | 0 | 0 | 0 | 0 | 0 | 0 | 0 | 0 | 0 | 0 | 0 | 0 | 0 | 0 | 0 | 0 | 0 | 0 | 0 | 0 | 0 | 0 | 0 | 0 | 0 | 0 | 0
F4_Commercial_Health (ID)_Existing_Food Preparation_Natural Gas_Oven_E9 | F4 | Commercial | Health (ID) | Existing | Food Preparation | Natural Gas | Oven | E9 | RVT BC Ratio | 0 | 0 | 0 | 0 | 0 | 0 | 0 | 0 | 0 | 0 | 0 | 0 | 0 | 0 | 0 | 0 | 0 | 0 | 0 | 0 | 0 | 0 | 0 | 0 | 0 | 0 | 0
F4_Commercial_Health (ID)_Existing_Food Preparation_Natural Gas_Oven_E10 | F4 | Commercial | Health (ID) | Existing | Food Preparation | Natural Gas | Oven | E10 | RVT BC Ratio | 0 | 0 | 0 | 0 | 0 | 0 | 0 | 0 | 0 | 0 | 0 | 0 | 0 | 0 | 0 | 0 | 0 | 0 | 0 | 0 | 0 | 0 | 0 | 0 | 0 | 0 | 0
F5_Commercial_Health (ID)_Existing_Food Preparation_Natural Gas_Oven_E1 | F5 | Commercial | Health (ID) | Existing | Food Preparation | Natural Gas | Oven | E1 | RIM BC Ratio | [24 empty] | 1 | 1 | 1 | bar: 2019 to 2042
F5_Commercial_Health (ID)_Existing_Food Preparation_Natural Gas_Oven_E2 | F5 | Commercial | Health (ID) | Existing | Food Preparation | Natural Gas | Oven | E2 | RIM BC Ratio | 0.8385 | 0.84385 | 0.85086 | 0.85821 | 0.86582 | 0.87347 | 0.88137 | 0.88959 | 0.89826 | 0.9079 | 0.90924 | 0.91129 | 0.91413 | 0.91782 | 0.92172 | 0.92584 | 0.93025 | 0.93494 | 0.9399 | 0.94519 | 0.95081 | 0.95084 | 0.95087 | 0.95089 | 0.95092 | 0.95094 | 0.95097
F5_Commercial_Health (ID)_Existing_Food Preparation_Natural Gas_Oven_E3 | F5 | Commercial | Health (ID) | Existing | Food Preparation | Natural Gas | Oven | E3 | RIM BC Ratio | 0 | 0 | 0 | 0 | 0 | 0 | 0 | 0 | 0 | 0 | 0 | 0 | 0 | 0 | 0 | 0 | 0 | 0 | 0 | 0 | 0 | 0 | 0 | 0 | 0 | 0 | 0
F5_Commercial_Health (ID)_Existing_Food Preparation_Natural Gas_Oven_E4 | F5 | Commercial | Health (ID) | Existing | Food Preparation | Natural Gas | Oven | E4 | RIM BC Ratio | 0 | 0 | 0 | 0 | 0 | 0 | 0 | 0 | 0 | 0 | 0 | 0 | 0 | 0 | 0 | 0 | 0 | 0 | 0 | 0 | 0 | 0 | 0 | 0 | 0 | 0 | 0
F5_Commercial_Health (ID)_Existing_Food Preparation_Natural Gas_Oven_E5 | F5 | Commercial | Health (ID) | Existing | Food Preparation | Natural Gas | Oven | E5 | RIM BC Ratio | 0 | 0 | 0 | 0 | 0 | 0 | 0 | 0 | 0 | 0 | 0 | 0 | 0 | 0 | 0 | 0 | 0 | 0 | 0 | 0 | 0 | 0 | 0 | 0 | 0 | 0 | 0
F5_Commercial_Health (ID)_Existing_Food Preparation_Natural Gas_Oven_E6 | F5 | Commercial | Health (ID) | Existing | Food Preparation | Natural Gas | Oven | E6 | RIM BC Ratio | 0 | 0 | 0 | 0 | 0 | 0 | 0 | 0 | 0 | 0 | 0 | 0 | 0 | 0 | 0 | 0 | 0 | 0 | 0 | 0 | 0 | 0 | 0 | 0 | 0 | 0 | 0
F5_Commercial_Health (ID)_Existing_Food Preparation_Natural Gas_Oven_E7 | F5 | Commercial | Health (ID) | Existing | Food Preparation | Natural Gas | Oven | E7 | RIM BC Ratio | 0 | 0 | 0 | 0 | 0 | 0 | 0 | 0 | 0 | 0 | 0 | 0 | 0 | 0 | 0 | 0 | 0 | 0 | 0 | 0 | 0 | 0 | 0 | 0 | 0 | 0 | 0
F5_Commercial_Health (ID)_Existing_Food Preparation_Natural Gas_Oven_E8 | F5 | Commercial | Health (ID) | Existing | Food Preparation | Natural Gas | Oven | E8 | RIM BC Ratio | 0 | 0 | 0 | 0 | 0 | 0 | 0 | 0 | 0 | 0 | 0 | 0 | 0 | 0 | 0 | 0 | 0 | 0 | 0 | 0 | 0 | 0 | 0 | 0 | 0 | 0 | 0
F5_Commercial_Health (ID)_Existing_Food Preparation_Natural Gas_Oven_E9 | F5 | Commercial | Health (ID) | Existing | Food Preparation | Natural Gas | Oven | E9 | RIM BC Ratio | 0 | 0 | 0 | 0 | 0 | 0 | 0 | 0 | 0 | 0 | 0 | 0 | 0 | 0 | 0 | 0 | 0 | 0 | 0 | 0 | 0 | 0 | 0 | 0 | 0 | 0 | 0
F5_Commercial_Health (ID)_Existing_Food Preparation_Natural Gas_Oven_E10 | F5 | Commercial | Health (ID) | Existing | Food Preparation | Natural Gas | Oven | E10 | RIM BC Ratio | 0 | 0 | 0 | 0 | 0 | 0 | 0 | 0 | 0 | 0 | 0 | 0 | 0 | 0 | 0 | 0 | 0 | 0 | 0 | 0 | 0 | 0 | 0 | 0 | 0 | 0 | 0
F0_Commercial_Health (ID)_Existing_Food Preparation_Natural Gas_Conveyor Oven_E0 | F0 | Commercial | Health (ID) | Existing | Food Preparation | Natural Gas | Conveyor Oven | E0 | Economic Unit | ENERGY STAR (>42% Baking Efficiency) | ENERGY STAR (>42% Baking Efficiency) | ENERGY STAR (>42% Baking Efficiency) | ENERGY STAR (>42% Baking Efficiency) | ENERGY STAR (>42% Baking Efficiency) | ENERGY STAR (>42% Baking Efficiency) | ENERGY STAR (>42% Baking Efficiency) | ENERGY STAR (>42% Baking Efficiency) | ENERGY STAR (>42% Baking Efficiency) | ENERGY STAR (>42% Baking Efficiency) | ENERGY STAR (>42% Baking Efficiency) | ENERGY STAR (>42% Baking Efficiency) | ENERGY STAR (>42% Baking Efficiency) | ENERGY STAR (>42% Baking Efficiency) | ENERGY STAR (>42% Baking Efficiency) | ENERGY STAR (>42% Baking Efficiency) | ENERGY STAR (>42% Baking Efficiency) | ENERGY STAR (>42% Baking Efficiency) | ENERGY STAR (>42% Baking Efficiency) | ENERGY STAR (>42% Baking Efficiency) | ENERGY STAR (>42% Baking Efficiency) | ENERGY STAR (>42% Baking Efficiency) | ENERGY STAR (>42% Baking Efficiency) | ENERGY STAR (>42% Baking Efficiency) | ENERGY STAR (>42% Baking Efficiency) | ENERGY STAR (>42% Baking Efficiency) | ENERGY STAR (>42% Baking Efficiency)
F1_Commercial_Health (ID)_Existing_Food Preparation_Natural Gas_Conveyor Oven_E1 | F1 | Commercial | Health (ID) | Existing | Food Preparation | Natural Gas | Conveyor Oven | E1 | CCE | 0 | 0 | 0 | 0 | 0 | 0 | 0 | 0 | 0 | 0 | 0 | 0 | 0 | 0 | 0 | 0 | 0 | 0 | 0 | 0 | 0 | 0 | 0 | 0 | 0 | 0 | 0
F1_Commercial_Health (ID)_Existing_Food Preparation_Natural Gas_Conveyor Oven_E2 | F1 | Commercial | Health (ID) | Existing | Food Preparation | Natural Gas | Conveyor Oven | E2 | CCE | 3.2524e-05 | 3.2524e-05 | 3.2524e-05 | 3.2524e-05 | 3.2524e-05 | 3.2524e-05 | 3.2524e-05 | 3.2524e-05 | 3.2524e-05 | 3.2524e-05 | 3.2524e-05 | 3.2524e-05 | 3.2524e-05 | 3.2524e-05 | 3.2524e-05 | 3.2524e-05 | 3.2524e-05 | 3.2524e-05 | 3.2524e-05 | 3.2524e-05 | 3.2524e-05 | 3.2524e-05 | 3.2524e-05 | 3.2524e-05 | 3.2524e-05 | 3.2524e-05 | 3.2524e-05
F1_Commercial_Health (ID)_Existing_Food Preparation_Natural Gas_Conveyor Oven_E3 | F1 | Commercial | Health (ID) | Existing | Food Preparation | Natural Gas | Conveyor Oven | E3 | CCE | 0 | 0 | 0 | 0 | 0 | 0 | 0 | 0 | 0 | 0 | 0 | 0 | 0 | 0 | 0 | 0 | 0 | 0 | 0 | 0 | 0 | 0 | 0 | 0 | 0 | 0 | 0
F1_Commercial_Health (ID)_Existing_Food Preparation_Natural Gas_Conveyor Oven_E4 | F1 | Commercial | Health (ID) | Existing | Food Preparation | Natural Gas | Conveyor Oven | E4 | CCE | 0 | 0 | 0 | 0 | 0 | 0 | 0 | 0 | 0 | 0 | 0 | 0 | 0 | 0 | 0 | 0 | 0 | 0 | 0 | 0 | 0 | 0 | 0 | 0 | 0 | 0 | 0
F1_Commercial_Health (ID)_Existing_Food Preparation_Natural Gas_Conveyor Oven_E5 | F1 | Commercial | Health (ID) | Existing | Food Preparation | Natural Gas | Conveyor Oven | E5 | CCE | 0 | 0 | 0 | 0 | 0 | 0 | 0 | 0 | 0 | 0 | 0 | 0 | 0 | 0 | 0 | 0 | 0 | 0 | 0 | 0 | 0 | 0 | 0 | 0 | 0 | 0 | 0
F1_Commercial_Health (ID)_Existing_Food Preparation_Natural Gas_Conveyor Oven_E6 | F1 | Commercial | Health (ID) | Existing | Food Preparation | Natural Gas | Conveyor Oven | E6 | CCE | 0 | 0 | 0 | 0 | 0 | 0 | 0 | 0 | 0 | 0 | 0 | 0 | 0 | 0 | 0 | 0 | 0 | 0 | 0 | 0 | 0 | 0 | 0 | 0 | 0 | 0 | 0
F1_Commercial_Health (ID)_Existing_Food Preparation_Natural Gas_Conveyor Oven_E7 | F1 | Commercial | Health (ID) | Existing | Food Preparation | Natural Gas | Conveyor Oven | E7 | CCE | 0 | 0 | 0 | 0 | 0 | 0 | 0 | 0 | 0 | 0 | 0 | 0 | 0 | 0 | 0 | 0 | 0 | 0 | 0 | 0 | 0 | 0 | 0 | 0 | 0 | 0 | 0
F1_Commercial_Health (ID)_Existing_Food Preparation_Natural Gas_Conveyor Oven_E8 | F1 | Commercial | Health (ID) | Existing | Food Preparation | Natural Gas | Conveyor Oven | E8 | CCE | 0 | 0 | 0 | 0 | 0 | 0 | 0 | 0 | 0 | 0 | 0 | 0 | 0 | 0 | 0 | 0 | 0 | 0 | 0 | 0 | 0 | 0 | 0 | 0 | 0 | 0 | 0
F1_Commercial_Health (ID)_Existing_Food Preparation_Natural Gas_Conveyor Oven_E9 | F1 | Commercial | Health (ID) | Existing | Food Preparation | Natural Gas | Conveyor Oven | E9 | CCE | 0 | 0 | 0 | 0 | 0 | 0 | 0 | 0 | 0 | 0 | 0 | 0 | 0 | 0 | 0 | 0 | 0 | 0 | 0 | 0 | 0 | 0 | 0 | 0 | 0 | 0 | 0
F1_Commercial_Health (ID)_Existing_Food Preparation_Natural Gas_Conveyor Oven_E10 | F1 | Commercial | Health (ID) | Existing | Food Preparation | Natural Gas | Conveyor Oven | E10 | CCE | 0 | 0 | 0 | 0 | 0 | 0 | 0 | 0 | 0 | 0 | 0 | 0 | 0 | 0 | 0 | 0 | 0 | 0 | 0 | 0 | 0 | 0 | 0 | 0 | 0 | 0 | 0
F2_Commercial_Health (ID)_Existing_Food Preparation_Natural Gas_Conveyor Oven_E1 | F2 | Commercial | Health (ID) | Existing | Food Preparation | Natural Gas | Conveyor Oven | E1 | TRC BC Ratio | [24 empty] | 1 | 1 | 1 | bar: 2019 to 2042
F2_Commercial_Health (ID)_Existing_Food Preparation_Natural Gas_Conveyor Oven_E2 | F2 | Commercial | Health (ID) | Existing | Food Preparation | Natural Gas | Conveyor Oven | E2 | TRC BC Ratio | 117.9547 | 121.1199 | 124.5985 | 128.4091 | 132.5837 | 137.4467 | 142.3792 | 147.2456 | 151.9402 | 156.7036 | 160.6334 | 164.3633 | 168.3412 | 172.2649 | 175.8556 | 179.2733 | 182.4213 | 185.5506 | 188.8572 | 192.1134 | 195.4515 | 198.9057 | 202.4019 | 205.9977 | 209.6575 | 213.3822 | 217.1732
F2_Commercial_Health (ID)_Existing_Food Preparation_Natural Gas_Conveyor Oven_E3 | F2 | Commercial | Health (ID) | Existing | Food Preparation | Natural Gas | Conveyor Oven | E3 | TRC BC Ratio | 0 | 0 | 0 | 0 | 0 | 0 | 0 | 0 | 0 | 0 | 0 | 0 | 0 | 0 | 0 | 0 | 0 | 0 | 0 | 0 | 0 | 0 | 0 | 0 | 0 | 0 | 0
F2_Commercial_Health (ID)_Existing_Food Preparation_Natural Gas_Conveyor Oven_E4 | F2 | Commercial | Health (ID) | Existing | Food Preparation | Natural Gas | Conveyor Oven | E4 | TRC BC Ratio | 0 | 0 | 0 | 0 | 0 | 0 | 0 | 0 | 0 | 0 | 0 | 0 | 0 | 0 | 0 | 0 | 0 | 0 | 0 | 0 | 0 | 0 | 0 | 0 | 0 | 0 | 0
F2_Commercial_Health (ID)_Existing_Food Preparation_Natural Gas_Conveyor Oven_E5 | F2 | Commercial | Health (ID) | Existing | Food Preparation | Natural Gas | Conveyor Oven | E5 | TRC BC Ratio | 0 | 0 | 0 | 0 | 0 | 0 | 0 | 0 | 0 | 0 | 0 | 0 | 0 | 0 | 0 | 0 | 0 | 0 | 0 | 0 | 0 | 0 | 0 | 0 | 0 | 0 | 0
F2_Commercial_Health (ID)_Existing_Food Preparation_Natural Gas_Conveyor Oven_E6 | F2 | Commercial | Health (ID) | Existing | Food Preparation | Natural Gas | Conveyor Oven | E6 | TRC BC Ratio | 0 | 0 | 0 | 0 | 0 | 0 | 0 | 0 | 0 | 0 | 0 | 0 | 0 | 0 | 0 | 0 | 0 | 0 | 0 | 0 | 0 | 0 | 0 | 0 | 0 | 0 | 0
F2_Commercial_Health (ID)_Existing_Food Preparation_Natural Gas_Conveyor Oven_E7 | F2 | Commercial | Health (ID) | Existing | Food Preparation | Natural Gas | Conveyor Oven | E7 | TRC BC Ratio | 0 | 0 | 0 | 0 | 0 | 0 | 0 | 0 | 0 | 0 | 0 | 0 | 0 | 0 | 0 | 0 | 0 | 0 | 0 | 0 | 0 | 0 | 0 | 0 | 0 | 0 | 0
F2_Commercial_Health (ID)_Existing_Food Preparation_Natural Gas_Conveyor Oven_E8 | F2 | Commercial | Health (ID) | Existing | Food Preparation | Natural Gas | Conveyor Oven | E8 | TRC BC Ratio | 0 | 0 | 0 | 0 | 0 | 0 | 0 | 0 | 0 | 0 | 0 | 0 | 0 | 0 | 0 | 0 | 0 | 0 | 0 | 0 | 0 | 0 | 0 | 0 | 0 | 0 | 0
F2_Commercial_Health (ID)_Existing_Food Preparation_Natural Gas_Conveyor Oven_E9 | F2 | Commercial | Health (ID) | Existing | Food Preparation | Natural Gas | Conveyor Oven | E9 | TRC BC Ratio | 0 | 0 | 0 | 0 | 0 | 0 | 0 | 0 | 0 | 0 | 0 | 0 | 0 | 0 | 0 | 0 | 0 | 0 | 0 | 0 | 0 | 0 | 0 | 0 | 0 | 0 | 0
F2_Commercial_Health (ID)_Existing_Food Preparation_Natural Gas_Conveyor Oven_E10 | F2 | Commercial | Health (ID) | Existing | Food Preparation | Natural Gas | Conveyor Oven | E10 | TRC BC Ratio | 0 | 0 | 0 | 0 | 0 | 0 | 0 | 0 | 0 | 0 | 0 | 0 | 0 | 0 | 0 | 0 | 0 | 0 | 0 | 0 | 0 | 0 | 0 | 0 | 0 | 0 | 0
F3_Commercial_Health (ID)_Existing_Food Preparation_Natural Gas_Conveyor Oven_E1 | F3 | Commercial | Health (ID) | Existing | Food Preparation | Natural Gas | Conveyor Oven | E1 | PACT BC Ratio | [24 empty] | 1 | 1 | 1 | bar: 2019 to 2042
F3_Commercial_Health (ID)_Existing_Food Preparation_Natural Gas_Conveyor Oven_E2 | F3 | Commercial | Health (ID) | Existing | Food Preparation | Natural Gas | Conveyor Oven | E2 | PACT BC Ratio | 233.5935 | 239.8617 | 246.7506 | 254.297 | 262.5643 | 272.1949 | 281.9631 | 291.6001 | 300.8973 | 310.3306 | 318.113 | 325.4995 | 333.3773 | 341.1476 | 348.2585 | 355.0268 | 361.261 | 367.4581 | 374.0065 | 380.455 | 387.0657 | 393.9061 | 400.8299 | 407.951 | 415.1986 | 422.575 | 430.0824
F3_Commercial_Health (ID)_Existing_Food Preparation_Natural Gas_Conveyor Oven_E3 | F3 | Commercial | Health (ID) | Existing | Food Preparation | Natural Gas | Conveyor Oven | E3 | PACT BC Ratio | 0 | 0 | 0 | 0 | 0 | 0 | 0 | 0 | 0 | 0 | 0 | 0 | 0 | 0 | 0 | 0 | 0 | 0 | 0 | 0 | 0 | 0 | 0 | 0 | 0 | 0 | 0
F3_Commercial_Health (ID)_Existing_Food Preparation_Natural Gas_Conveyor Oven_E4 | F3 | Commercial | Health (ID) | Existing | Food Preparation | Natural Gas | Conveyor Oven | E4 | PACT BC Ratio | 0 | 0 | 0 | 0 | 0 | 0 | 0 | 0 | 0 | 0 | 0 | 0 | 0 | 0 | 0 | 0 | 0 | 0 | 0 | 0 | 0 | 0 | 0 | 0 | 0 | 0 | 0
F3_Commercial_Health (ID)_Existing_Food Preparation_Natural Gas_Conveyor Oven_E5 | F3 | Commercial | Health (ID) | Existing | Food Preparation | Natural Gas | Conveyor Oven | E5 | PACT BC Ratio | 0 | 0 | 0 | 0 | 0 | 0 | 0 | 0 | 0 | 0 | 0 | 0 | 0 | 0 | 0 | 0 | 0 | 0 | 0 | 0 | 0 | 0 | 0 | 0 | 0 | 0 | 0
F3_Commercial_Health (ID)_Existing_Food Preparation_Natural Gas_Conveyor Oven_E6 | F3 | Commercial | Health (ID) | Existing | Food Preparation | Natural Gas | Conveyor Oven | E6 | PACT BC Ratio | 0 | 0 | 0 | 0 | 0 | 0 | 0 | 0 | 0 | 0 | 0 | 0 | 0 | 0 | 0 | 0 | 0 | 0 | 0 | 0 | 0 | 0 | 0 | 0 | 0 | 0 | 0
F3_Commercial_Health (ID)_Existing_Food Preparation_Natural Gas_Conveyor Oven_E7 | F3 | Commercial | Health (ID) | Existing | Food Preparation | Natural Gas | Conveyor Oven | E7 | PACT BC Ratio | 0 | 0 | 0 | 0 | 0 | 0 | 0 | 0 | 0 | 0 | 0 | 0 | 0 | 0 | 0 | 0 | 0 | 0 | 0 | 0 | 0 | 0 | 0 | 0 | 0 | 0 | 0
F3_Commercial_Health (ID)_Existing_Food Preparation_Natural Gas_Conveyor Oven_E8 | F3 | Commercial | Health (ID) | Existing | Food Preparation | Natural Gas | Conveyor Oven | E8 | PACT BC Ratio | 0 | 0 | 0 | 0 | 0 | 0 | 0 | 0 | 0 | 0 | 0 | 0 | 0 | 0 | 0 | 0 | 0 | 0 | 0 | 0 | 0 | 0 | 0 | 0 | 0 | 0 | 0
F3_Commercial_Health (ID)_Existing_Food Preparation_Natural Gas_Conveyor Oven_E9 | F3 | Commercial | Health (ID) | Existing | Food Preparation | Natural Gas | Conveyor Oven | E9 | PACT BC Ratio | 0 | 0 | 0 | 0 | 0 | 0 | 0 | 0 | 0 | 0 | 0 | 0 | 0 | 0 | 0 | 0 | 0 | 0 | 0 | 0 | 0 | 0 | 0 | 0 | 0 | 0 | 0
F3_Commercial_Health (ID)_Existing_Food Preparation_Natural Gas_Conveyor Oven_E10 | F3 | Commercial | Health (ID) | Existing | Food Preparation | Natural Gas | Conveyor Oven | E10 | PACT BC Ratio | 0 | 0 | 0 | 0 | 0 | 0 | 0 | 0 | 0 | 0 | 0 | 0 | 0 | 0 | 0 | 0 | 0 | 0 | 0 | 0 | 0 | 0 | 0 | 0 | 0 | 0 | 0
F4_Commercial_Health (ID)_Existing_Food Preparation_Natural Gas_Conveyor Oven_E1 | F4 | Commercial | Health (ID) | Existing | Food Preparation | Natural Gas | Conveyor Oven | E1 | RVT BC Ratio | [24 empty] | 1 | 1 | 1 | bar: 2019 to 2042
F4_Commercial_Health (ID)_Existing_Food Preparation_Natural Gas_Conveyor Oven_E2 | F4 | Commercial | Health (ID) | Existing | Food Preparation | Natural Gas | Conveyor Oven | E2 | RVT BC Ratio | 164.4925 | 167.9992 | 171.8134 | 175.9471 | 180.4287 | 185.7081 | 190.8738 | 195.7917 | 200.2993 | 204.7307 | 209.363 | 213.6863 | 218.2887 | 222.7676 | 226.7515 | 230.4476 | 233.7239 | 236.9073 | 240.2516 | 243.4511 | 246.6749 | 251.0271 | 255.4323 | 259.9631 | 264.5744 | 269.2676 | 274.0441
F4_Commercial_Health (ID)_Existing_Food Preparation_Natural Gas_Conveyor Oven_E3 | F4 | Commercial | Health (ID) | Existing | Food Preparation | Natural Gas | Conveyor Oven | E3 | RVT BC Ratio | 0 | 0 | 0 | 0 | 0 | 0 | 0 | 0 | 0 | 0 | 0 | 0 | 0 | 0 | 0 | 0 | 0 | 0 | 0 | 0 | 0 | 0 | 0 | 0 | 0 | 0 | 0
F4_Commercial_Health (ID)_Existing_Food Preparation_Natural Gas_Conveyor Oven_E4 | F4 | Commercial | Health (ID) | Existing | Food Preparation | Natural Gas | Conveyor Oven | E4 | RVT BC Ratio | 0 | 0 | 0 | 0 | 0 | 0 | 0 | 0 | 0 | 0 | 0 | 0 | 0 | 0 | 0 | 0 | 0 | 0 | 0 | 0 | 0 | 0 | 0 | 0 | 0 | 0 | 0
F4_Commercial_Health (ID)_Existing_Food Preparation_Natural Gas_Conveyor Oven_E5 | F4 | Commercial | Health (ID) | Existing | Food Preparation | Natural Gas | Conveyor Oven | E5 | RVT BC Ratio | 0 | 0 | 0 | 0 | 0 | 0 | 0 | 0 | 0 | 0 | 0 | 0 | 0 | 0 | 0 | 0 | 0 | 0 | 0 | 0 | 0 | 0 | 0 | 0 | 0 | 0 | 0
F4_Commercial_Health (ID)_Existing_Food Preparation_Natural Gas_Conveyor Oven_E6 | F4 | Commercial | Health (ID) | Existing | Food Preparation | Natural Gas | Conveyor Oven | E6 | RVT BC Ratio | 0 | 0 | 0 | 0 | 0 | 0 | 0 | 0 | 0 | 0 | 0 | 0 | 0 | 0 | 0 | 0 | 0 | 0 | 0 | 0 | 0 | 0 | 0 | 0 | 0 | 0 | 0
F4_Commercial_Health (ID)_Existing_Food Preparation_Natural Gas_Conveyor Oven_E7 | F4 | Commercial | Health (ID) | Existing | Food Preparation | Natural Gas | Conveyor Oven | E7 | RVT BC Ratio | 0 | 0 | 0 | 0 | 0 | 0 | 0 | 0 | 0 | 0 | 0 | 0 | 0 | 0 | 0 | 0 | 0 | 0 | 0 | 0 | 0 | 0 | 0 | 0 | 0 | 0 | 0
F4_Commercial_Health (ID)_Existing_Food Preparation_Natural Gas_Conveyor Oven_E8 | F4 | Commercial | Health (ID) | Existing | Food Preparation | Natural Gas | Conveyor Oven | E8 | RVT BC Ratio | 0 | 0 | 0 | 0 | 0 | 0 | 0 | 0 | 0 | 0 | 0 | 0 | 0 | 0 | 0 | 0 | 0 | 0 | 0 | 0 | 0 | 0 | 0 | 0 | 0 | 0 | 0
F4_Commercial_Health (ID)_Existing_Food Preparation_Natural Gas_Conveyor Oven_E9 | F4 | Commercial | Health (ID) | Existing | Food Preparation | Natural Gas | Conveyor Oven | E9 | RVT BC Ratio | 0 | 0 | 0 | 0 | 0 | 0 | 0 | 0 | 0 | 0 | 0 | 0 | 0 | 0 | 0 | 0 | 0 | 0 | 0 | 0 | 0 | 0 | 0 | 0 | 0 | 0 | 0
F4_Commercial_Health (ID)_Existing_Food Preparation_Natural Gas_Conveyor Oven_E10 | F4 | Commercial | Health (ID) | Existing | Food Preparation | Natural Gas | Conveyor Oven | E10 | RVT BC Ratio | 0 | 0 | 0 | 0 | 0 | 0 | 0 | 0 | 0 | 0 | 0 | 0 | 0 | 0 | 0 | 0 | 0 | 0 | 0 | 0 | 0 | 0 | 0 | 0 | 0 | 0 | 0
F5_Commercial_Health (ID)_Existing_Food Preparation_Natural Gas_Conveyor Oven_E1 | F5 | Commercial | Health (ID) | Existing | Food Preparation | Natural Gas | Conveyor Oven | E1 | RIM BC Ratio | [24 empty] | 1 | 1 | 1 | bar: 2019 to 2042
F5_Commercial_Health (ID)_Existing_Food Preparation_Natural Gas_Conveyor Oven_E2 | F5 | Commercial | Health (ID) | Existing | Food Preparation | Natural Gas | Conveyor Oven | E2 | RIM BC Ratio | 0.85945 | 0.86412 | 0.86922 | 0.87479 | 0.88081 | 0.88719 | 0.89418 | 0.90154 | 0.90937 | 0.9176 | 0.91982 | 0.92215 | 0.92458 | 0.92712 | 0.92983 | 0.93271 | 0.9358 | 0.93907 | 0.94251 | 0.94617 | 0.95004 | 0.95008 | 0.95012 | 0.95016 | 0.9502 | 0.95024 | 0.95028
F5_Commercial_Health (ID)_Existing_Food Preparation_Natural Gas_Conveyor Oven_E3 | F5 | Commercial | Health (ID) | Existing | Food Preparation | Natural Gas | Conveyor Oven | E3 | RIM BC Ratio | 0 | 0 | 0 | 0 | 0 | 0 | 0 | 0 | 0 | 0 | 0 | 0 | 0 | 0 | 0 | 0 | 0 | 0 | 0 | 0 | 0 | 0 | 0 | 0 | 0 | 0 | 0
F5_Commercial_Health (ID)_Existing_Food Preparation_Natural Gas_Conveyor Oven_E4 | F5 | Commercial | Health (ID) | Existing | Food Preparation | Natural Gas | Conveyor Oven | E4 | RIM BC Ratio | 0 | 0 | 0 | 0 | 0 | 0 | 0 | 0 | 0 | 0 | 0 | 0 | 0 | 0 | 0 | 0 | 0 | 0 | 0 | 0 | 0 | 0 | 0 | 0 | 0 | 0 | 0
F5_Commercial_Health (ID)_Existing_Food Preparation_Natural Gas_Conveyor Oven_E5 | F5 | Commercial | Health (ID) | Existing | Food Preparation | Natural Gas | Conveyor Oven | E5 | RIM BC Ratio | 0 | 0 | 0 | 0 | 0 | 0 | 0 | 0 | 0 | 0 | 0 | 0 | 0 | 0 | 0 | 0 | 0 | 0 | 0 | 0 | 0 | 0 | 0 | 0 | 0 | 0 | 0
F5_Commercial_Health (ID)_Existing_Food Preparation_Natural Gas_Conveyor Oven_E6 | F5 | Commercial | Health (ID) | Existing | Food Preparation | Natural Gas | Conveyor Oven | E6 | RIM BC Ratio | 0 | 0 | 0 | 0 | 0 | 0 | 0 | 0 | 0 | 0 | 0 | 0 | 0 | 0 | 0 | 0 | 0 | 0 | 0 | 0 | 0 | 0 | 0 | 0 | 0 | 0 | 0
F5_Commercial_Health (ID)_Existing_Food Preparation_Natural Gas_Conveyor Oven_E7 | F5 | Commercial | Health (ID) | Existing | Food Preparation | Natural Gas | Conveyor Oven | E7 | RIM BC Ratio | 0 | 0 | 0 | 0 | 0 | 0 | 0 | 0 | 0 | 0 | 0 | 0 | 0 | 0 | 0 | 0 | 0 | 0 | 0 | 0 | 0 | 0 | 0 | 0 | 0 | 0 | 0
F5_Commercial_Health (ID)_Existing_Food Preparation_Natural Gas_Conveyor Oven_E8 | F5 | Commercial | Health (ID) | Existing | Food Preparation | Natural Gas | Conveyor Oven | E8 | RIM BC Ratio | 0 | 0 | 0 | 0 | 0 | 0 | 0 | 0 | 0 | 0 | 0 | 0 | 0 | 0 | 0 | 0 | 0 | 0 | 0 | 0 | 0 | 0 | 0 | 0 | 0 | 0 | 0
F5_Commercial_Health (ID)_Existing_Food Preparation_Natural Gas_Conveyor Oven_E9 | F5 | Commercial | Health (ID) | Existing | Food Preparation | Natural Gas | Conveyor Oven | E9 | RIM BC Ratio | 0 | 0 | 0 | 0 | 0 | 0 | 0 | 0 | 0 | 0 | 0 | 0 | 0 | 0 | 0 | 0 | 0 | 0 | 0 | 0 | 0 | 0 | 0 | 0 | 0 | 0 | 0
F5_Commercial_Health (ID)_Existing_Food Preparation_Natural Gas_Conveyor Oven_E10 | F5 | Commercial | Health (ID) | Existing | Food Preparation | Natural Gas | Conveyor Oven | E10 | RIM BC Ratio | 0 | 0 | 0 | 0 | 0 | 0 | 0 | 0 | 0 | 0 | 0 | 0 | 0 | 0 | 0 | 0 | 0 | 0 | 0 | 0 | 0 | 0 | 0 | 0 | 0 | 0 | 0
F0_Commercial_Health (ID)_Existing_Food Preparation_Natural Gas_Double Rack Oven_E0 | F0 | Commercial | Health (ID) | Existing | Food Preparation | Natural Gas | Double Rack Oven | E0 | Economic Unit | FTSC Qualified (>50% Cooking Efficiency) | FTSC Qualified (>50% Cooking Efficiency) | FTSC Qualified (>50% Cooking Efficiency) | FTSC Qualified (>50% Cooking Efficiency) | FTSC Qualified (>50% Cooking Efficiency) | FTSC Qualified (>50% Cooking Efficiency) | FTSC Qualified (>50% Cooking Efficiency) | FTSC Qualified (>50% Cooking Efficiency) | FTSC Qualified (>50% Cooking Efficiency) | FTSC Qualified (>50% Cooking Efficiency) | FTSC Qualified (>50% Cooking Efficiency) | FTSC Qualified (>50% Cooking Efficiency) | FTSC Qualified (>50% Cooking Efficiency) | FTSC Qualified (>50% Cooking Efficiency) | FTSC Qualified (>50% Cooking Efficiency) | FTSC Qualified (>50% Cooking Efficiency) | FTSC Qualified (>50% Cooking Efficiency) | FTSC Qualified (>50% Cooking Efficiency) | FTSC Qualified (>50% Cooking Efficiency) | FTSC Qualified (>50% Cooking Efficiency) | FTSC Qualified (>50% Cooking Efficiency) | FTSC Qualified (>50% Cooking Efficiency) | FTSC Qualified (>50% Cooking Efficiency) | FTSC Qualified (>50% Cooking Efficiency) | FTSC Qualified (>50% Cooking Efficiency) | FTSC Qualified (>50% Cooking Efficiency) | FTSC Qualified (>50% Cooking Efficiency)
F1_Commercial_Health (ID)_Existing_Food Preparation_Natural Gas_Double Rack Oven_E1 | F1 | Commercial | Health (ID) | Existing | Food Preparation | Natural Gas | Double Rack Oven | E1 | CCE | 0 | 0 | 0 | 0 | 0 | 0 | 0 | 0 | 0 | 0 | 0 | 0 | 0 | 0 | 0 | 0 | 0 | 0 | 0 | 0 | 0 | 0 | 0 | 0 | 0 | 0 | 0
F1_Commercial_Health (ID)_Existing_Food Preparation_Natural Gas_Double Rack Oven_E2 | F1 | Commercial | Health (ID) | Existing | Food Preparation | Natural Gas | Double Rack Oven | E2 | CCE | 6.8295e-05 | 6.8295e-05 | 6.8295e-05 | 6.8295e-05 | 6.8295e-05 | 6.8295e-05 | 6.8295e-05 | 6.8295e-05 | 6.8295e-05 | 6.8295e-05 | 6.8295e-05 | 6.8295e-05 | 6.8295e-05 | 6.8295e-05 | 6.8295e-05 | 6.8295e-05 | 6.8295e-05 | 6.8295e-05 | 6.8295e-05 | 6.8295e-05 | 6.8295e-05 | 6.8295e-05 | 6.8295e-05 | 6.8295e-05 | 6.8295e-05 | 6.8295e-05 | 6.8295e-05
F1_Commercial_Health (ID)_Existing_Food Preparation_Natural Gas_Double Rack Oven_E3 | F1 | Commercial | Health (ID) | Existing | Food Preparation | Natural Gas | Double Rack Oven | E3 | CCE | 0 | 0 | 0 | 0 | 0 | 0 | 0 | 0 | 0 | 0 | 0 | 0 | 0 | 0 | 0 | 0 | 0 | 0 | 0 | 0 | 0 | 0 | 0 | 0 | 0 | 0 | 0
F1_Commercial_Health (ID)_Existing_Food Preparation_Natural Gas_Double Rack Oven_E4 | F1 | Commercial | Health (ID) | Existing | Food Preparation | Natural Gas | Double Rack Oven | E4 | CCE | 0 | 0 | 0 | 0 | 0 | 0 | 0 | 0 | 0 | 0 | 0 | 0 | 0 | 0 | 0 | 0 | 0 | 0 | 0 | 0 | 0 | 0 | 0 | 0 | 0 | 0 | 0
F1_Commercial_Health (ID)_Existing_Food Preparation_Natural Gas_Double Rack Oven_E5 | F1 | Commercial | Health (ID) | Existing | Food Preparation | Natural Gas | Double Rack Oven | E5 | CCE | 0 | 0 | 0 | 0 | 0 | 0 | 0 | 0 | 0 | 0 | 0 | 0 | 0 | 0 | 0 | 0 | 0 | 0 | 0 | 0 | 0 | 0 | 0 | 0 | 0 | 0 | 0
F1_Commercial_Health (ID)_Existing_Food Preparation_Natural Gas_Double Rack Oven_E6 | F1 | Commercial | Health (ID) | Existing | Food Preparation | Natural Gas | Double Rack Oven | E6 | CCE | 0 | 0 | 0 | 0 | 0 | 0 | 0 | 0 | 0 | 0 | 0 | 0 | 0 | 0 | 0 | 0 | 0 | 0 | 0 | 0 | 0 | 0 | 0 | 0 | 0 | 0 | 0
F1_Commercial_Health (ID)_Existing_Food Preparation_Natural Gas_Double Rack Oven_E7 | F1 | Commercial | Health (ID) | Existing | Food Preparation | Natural Gas | Double Rack Oven | E7 | CCE | 0 | 0 | 0 | 0 | 0 | 0 | 0 | 0 | 0 | 0 | 0 | 0 | 0 | 0 | 0 | 0 | 0 | 0 | 0 | 0 | 0 | 0 | 0 | 0 | 0 | 0 | 0
F1_Commercial_Health (ID)_Existing_Food Preparation_Natural Gas_Double Rack Oven_E8 | F1 | Commercial | Health (ID) | Existing | Food Preparation | Natural Gas | Double Rack Oven | E8 | CCE | 0 | 0 | 0 | 0 | 0 | 0 | 0 | 0 | 0 | 0 | 0 | 0 | 0 | 0 | 0 | 0 | 0 | 0 | 0 | 0 | 0 | 0 | 0 | 0 | 0 | 0 | 0
F1_Commercial_Health (ID)_Existing_Food Preparation_Natural Gas_Double Rack Oven_E9 | F1 | Commercial | Health (ID) | Existing | Food Preparation | Natural Gas | Double Rack Oven | E9 | CCE | 0 | 0 | 0 | 0 | 0 | 0 | 0 | 0 | 0 | 0 | 0 | 0 | 0 | 0 | 0 | 0 | 0 | 0 | 0 | 0 | 0 | 0 | 0 | 0 | 0 | 0 | 0
F1_Commercial_Health (ID)_Existing_Food Preparation_Natural Gas_Double Rack Oven_E10 | F1 | Commercial | Health (ID) | Existing | Food Preparation | Natural Gas | Double Rack Oven | E10 | CCE | 0 | 0 | 0 | 0 | 0 | 0 | 0 | 0 | 0 | 0 | 0 | 0 | 0 | 0 | 0 | 0 | 0 | 0 | 0 | 0 | 0 | 0 | 0 | 0 | 0 | 0 | 0
F2_Commercial_Health (ID)_Existing_Food Preparation_Natural Gas_Double Rack Oven_E1 | F2 | Commercial | Health (ID) | Existing | Food Preparation | Natural Gas | Double Rack Oven | E1 | TRC BC Ratio | [24 empty] | 1 | 1 | 1 | bar: 2019 to 2042
F2_Commercial_Health (ID)_Existing_Food Preparation_Natural Gas_Double Rack Oven_E2 | F2 | Commercial | Health (ID) | Existing | Food Preparation | Natural Gas | Double Rack Oven | E2 | TRC BC Ratio | 52.112 | 53.4253 | 54.9813 | 56.7644 | 58.7809 | 61.2343 | 63.7596 | 66.2604 | 68.668 | 71.109 | 73.0513 | 74.871 | 76.8261 | 78.7399 | 80.4511 | 82.0524 | 83.4884 | 84.9063 | 86.4207 | 87.898 | 89.4156 | 90.9935 | 92.5881 | 94.233 | 95.9071 | 97.611 | 99.3451
F2_Commercial_Health (ID)_Existing_Food Preparation_Natural Gas_Double Rack Oven_E3 | F2 | Commercial | Health (ID) | Existing | Food Preparation | Natural Gas | Double Rack Oven | E3 | TRC BC Ratio | 0 | 0 | 0 | 0 | 0 | 0 | 0 | 0 | 0 | 0 | 0 | 0 | 0 | 0 | 0 | 0 | 0 | 0 | 0 | 0 | 0 | 0 | 0 | 0 | 0 | 0 | 0
F2_Commercial_Health (ID)_Existing_Food Preparation_Natural Gas_Double Rack Oven_E4 | F2 | Commercial | Health (ID) | Existing | Food Preparation | Natural Gas | Double Rack Oven | E4 | TRC BC Ratio | 0 | 0 | 0 | 0 | 0 | 0 | 0 | 0 | 0 | 0 | 0 | 0 | 0 | 0 | 0 | 0 | 0 | 0 | 0 | 0 | 0 | 0 | 0 | 0 | 0 | 0 | 0
F2_Commercial_Health (ID)_Existing_Food Preparation_Natural Gas_Double Rack Oven_E5 | F2 | Commercial | Health (ID) | Existing | Food Preparation | Natural Gas | Double Rack Oven | E5 | TRC BC Ratio | 0 | 0 | 0 | 0 | 0 | 0 | 0 | 0 | 0 | 0 | 0 | 0 | 0 | 0 | 0 | 0 | 0 | 0 | 0 | 0 | 0 | 0 | 0 | 0 | 0 | 0 | 0
F2_Commercial_Health (ID)_Existing_Food Preparation_Natural Gas_Double Rack Oven_E6 | F2 | Commercial | Health (ID) | Existing | Food Preparation | Natural Gas | Double Rack Oven | E6 | TRC BC Ratio | 0 | 0 | 0 | 0 | 0 | 0 | 0 | 0 | 0 | 0 | 0 | 0 | 0 | 0 | 0 | 0 | 0 | 0 | 0 | 0 | 0 | 0 | 0 | 0 | 0 | 0 | 0
F2_Commercial_Health (ID)_Existing_Food Preparation_Natural Gas_Double Rack Oven_E7 | F2 | Commercial | Health (ID) | Existing | Food Preparation | Natural Gas | Double Rack Oven | E7 | TRC BC Ratio | 0 | 0 | 0 | 0 | 0 | 0 | 0 | 0 | 0 | 0 | 0 | 0 | 0 | 0 | 0 | 0 | 0 | 0 | 0 | 0 | 0 | 0 | 0 | 0 | 0 | 0 | 0
F2_Commercial_Health (ID)_Existing_Food Preparation_Natural Gas_Double Rack Oven_E8 | F2 | Commercial | Health (ID) | Existing | Food Preparation | Natural Gas | Double Rack Oven | E8 | TRC BC Ratio | 0 | 0 | 0 | 0 | 0 | 0 | 0 | 0 | 0 | 0 | 0 | 0 | 0 | 0 | 0 | 0 | 0 | 0 | 0 | 0 | 0 | 0 | 0 | 0 | 0 | 0 | 0
F2_Commercial_Health (ID)_Existing_Food Preparation_Natural Gas_Double Rack Oven_E9 | F2 | Commercial | Health (ID) | Existing | Food Preparation | Natural Gas | Double Rack Oven | E9 | TRC BC Ratio | 0 | 0 | 0 | 0 | 0 | 0 | 0 | 0 | 0 | 0 | 0 | 0 | 0 | 0 | 0 | 0 | 0 | 0 | 0 | 0 | 0 | 0 | 0 | 0 | 0 | 0 | 0
F2_Commercial_Health (ID)_Existing_Food Preparation_Natural Gas_Double Rack Oven_E10 | F2 | Commercial | Health (ID) | Existing | Food Preparation | Natural Gas | Double Rack Oven | E10 | TRC BC Ratio | 0 | 0 | 0 | 0 | 0 | 0 | 0 | 0 | 0 | 0 | 0 | 0 | 0 | 0 | 0 | 0 | 0 | 0 | 0 | 0 | 0 | 0 | 0 | 0 | 0 | 0 | 0
F3_Commercial_Health (ID)_Existing_Food Preparation_Natural Gas_Double Rack Oven_E1 | F3 | Commercial | Health (ID) | Existing | Food Preparation | Natural Gas | Double Rack Oven | E1 | PACT BC Ratio | [24 empty] | 1 | 1 | 1 | bar: 2019 to 2042
F3_Commercial_Health (ID)_Existing_Food Preparation_Natural Gas_Double Rack Oven_E2 | F3 | Commercial | Health (ID) | Existing | Food Preparation | Natural Gas | Double Rack Oven | E2 | PACT BC Ratio | 103.2008 | 105.8017 | 108.8831 | 112.4143 | 116.4076 | 121.2663 | 126.2673 | 131.2199 | 135.9878 | 140.8219 | 144.6684 | 148.272 | 152.1437 | 155.9338 | 159.3226 | 162.4938 | 165.3377 | 168.1455 | 171.1446 | 174.0702 | 177.0757 | 180.2004 | 183.3583 | 186.6158 | 189.9312 | 193.3055 | 196.7397
F3_Commercial_Health (ID)_Existing_Food Preparation_Natural Gas_Double Rack Oven_E3 | F3 | Commercial | Health (ID) | Existing | Food Preparation | Natural Gas | Double Rack Oven | E3 | PACT BC Ratio | 0 | 0 | 0 | 0 | 0 | 0 | 0 | 0 | 0 | 0 | 0 | 0 | 0 | 0 | 0 | 0 | 0 | 0 | 0 | 0 | 0 | 0 | 0 | 0 | 0 | 0 | 0
F3_Commercial_Health (ID)_Existing_Food Preparation_Natural Gas_Double Rack Oven_E4 | F3 | Commercial | Health (ID) | Existing | Food Preparation | Natural Gas | Double Rack Oven | E4 | PACT BC Ratio | 0 | 0 | 0 | 0 | 0 | 0 | 0 | 0 | 0 | 0 | 0 | 0 | 0 | 0 | 0 | 0 | 0 | 0 | 0 | 0 | 0 | 0 | 0 | 0 | 0 | 0 | 0
F3_Commercial_Health (ID)_Existing_Food Preparation_Natural Gas_Double Rack Oven_E5 | F3 | Commercial | Health (ID) | Existing | Food Preparation | Natural Gas | Double Rack Oven | E5 | PACT BC Ratio | 0 | 0 | 0 | 0 | 0 | 0 | 0 | 0 | 0 | 0 | 0 | 0 | 0 | 0 | 0 | 0 | 0 | 0 | 0 | 0 | 0 | 0 | 0 | 0 | 0 | 0 | 0
F3_Commercial_Health (ID)_Existing_Food Preparation_Natural Gas_Double Rack Oven_E6 | F3 | Commercial | Health (ID) | Existing | Food Preparation | Natural Gas | Double Rack Oven | E6 | PACT BC Ratio | 0 | 0 | 0 | 0 | 0 | 0 | 0 | 0 | 0 | 0 | 0 | 0 | 0 | 0 | 0 | 0 | 0 | 0 | 0 | 0 | 0 | 0 | 0 | 0 | 0 | 0 | 0
F3_Commercial_Health (ID)_Existing_Food Preparation_Natural Gas_Double Rack Oven_E7 | F3 | Commercial | Health (ID) | Existing | Food Preparation | Natural Gas | Double Rack Oven | E7 | PACT BC Ratio | 0 | 0 | 0 | 0 | 0 | 0 | 0 | 0 | 0 | 0 | 0 | 0 | 0 | 0 | 0 | 0 | 0 | 0 | 0 | 0 | 0 | 0 | 0 | 0 | 0 | 0 | 0
F3_Commercial_Health (ID)_Existing_Food Preparation_Natural Gas_Double Rack Oven_E8 | F3 | Commercial | Health (ID) | Existing | Food Preparation | Natural Gas | Double Rack Oven | E8 | PACT BC Ratio | 0 | 0 | 0 | 0 | 0 | 0 | 0 | 0 | 0 | 0 | 0 | 0 | 0 | 0 | 0 | 0 | 0 | 0 | 0 | 0 | 0 | 0 | 0 | 0 | 0 | 0 | 0
F3_Commercial_Health (ID)_Existing_Food Preparation_Natural Gas_Double Rack Oven_E9 | F3 | Commercial | Health (ID) | Existing | Food Preparation | Natural Gas | Double Rack Oven | E9 | PACT BC Ratio | 0 | 0 | 0 | 0 | 0 | 0 | 0 | 0 | 0 | 0 | 0 | 0 | 0 | 0 | 0 | 0 | 0 | 0 | 0 | 0 | 0 | 0 | 0 | 0 | 0 | 0 | 0
F3_Commercial_Health (ID)_Existing_Food Preparation_Natural Gas_Double Rack Oven_E10 | F3 | Commercial | Health (ID) | Existing | Food Preparation | Natural Gas | Double Rack Oven | E10 | PACT BC Ratio | 0 | 0 | 0 | 0 | 0 | 0 | 0 | 0 | 0 | 0 | 0 | 0 | 0 | 0 | 0 | 0 | 0 | 0 | 0 | 0 | 0 | 0 | 0 | 0 | 0 | 0 | 0
F4_Commercial_Health (ID)_Existing_Food Preparation_Natural Gas_Double Rack Oven_E1 | F4 | Commercial | Health (ID) | Existing | Food Preparation | Natural Gas | Double Rack Oven | E1 | RVT BC Ratio | [24 empty] | 1 | 1 | 1 | bar: 2019 to 2042
F4_Commercial_Health (ID)_Existing_Food Preparation_Natural Gas_Double Rack Oven_E2 | F4 | Commercial | Health (ID) | Existing | Food Preparation | Natural Gas | Double Rack Oven | E2 | RVT BC Ratio | 74.0588 | 75.4501 | 77.0833 | 78.9872 | 81.168 | 83.8901 | 86.6199 | 89.2117 | 91.5578 | 93.832 | 96.1886 | 98.3303 | 100.5909 | 102.7298 | 104.5691 | 106.229 | 107.6339 | 108.9751 | 110.4014 | 111.7332 | 113.0696 | 115.0577 | 117.0669 | 119.1395 | 121.2489 | 123.3958 | 125.5808
F4_Commercial_Health (ID)_Existing_Food Preparation_Natural Gas_Double Rack Oven_E3 | F4 | Commercial | Health (ID) | Existing | Food Preparation | Natural Gas | Double Rack Oven | E3 | RVT BC Ratio | 0 | 0 | 0 | 0 | 0 | 0 | 0 | 0 | 0 | 0 | 0 | 0 | 0 | 0 | 0 | 0 | 0 | 0 | 0 | 0 | 0 | 0 | 0 | 0 | 0 | 0 | 0
F4_Commercial_Health (ID)_Existing_Food Preparation_Natural Gas_Double Rack Oven_E4 | F4 | Commercial | Health (ID) | Existing | Food Preparation | Natural Gas | Double Rack Oven | E4 | RVT BC Ratio | 0 | 0 | 0 | 0 | 0 | 0 | 0 | 0 | 0 | 0 | 0 | 0 | 0 | 0 | 0 | 0 | 0 | 0 | 0 | 0 | 0 | 0 | 0 | 0 | 0 | 0 | 0
F4_Commercial_Health (ID)_Existing_Food Preparation_Natural Gas_Double Rack Oven_E5 | F4 | Commercial | Health (ID) | Existing | Food Preparation | Natural Gas | Double Rack Oven | E5 | RVT BC Ratio | 0 | 0 | 0 | 0 | 0 | 0 | 0 | 0 | 0 | 0 | 0 | 0 | 0 | 0 | 0 | 0 | 0 | 0 | 0 | 0 | 0 | 0 | 0 | 0 | 0 | 0 | 0
F4_Commercial_Health (ID)_Existing_Food Preparation_Natural Gas_Double Rack Oven_E6 | F4 | Commercial | Health (ID) | Existing | Food Preparation | Natural Gas | Double Rack Oven | E6 | RVT BC Ratio | 0 | 0 | 0 | 0 | 0 | 0 | 0 | 0 | 0 | 0 | 0 | 0 | 0 | 0 | 0 | 0 | 0 | 0 | 0 | 0 | 0 | 0 | 0 | 0 | 0 | 0 | 0
F4_Commercial_Health (ID)_Existing_Food Preparation_Natural Gas_Double Rack Oven_E7 | F4 | Commercial | Health (ID) | Existing | Food Preparation | Natural Gas | Double Rack Oven | E7 | RVT BC Ratio | 0 | 0 | 0 | 0 | 0 | 0 | 0 | 0 | 0 | 0 | 0 | 0 | 0 | 0 | 0 | 0 | 0 | 0 | 0 | 0 | 0 | 0 | 0 | 0 | 0 | 0 | 0
F4_Commercial_Health (ID)_Existing_Food Preparation_Natural Gas_Double Rack Oven_E8 | F4 | Commercial | Health (ID) | Existing | Food Preparation | Natural Gas | Double Rack Oven | E8 | RVT BC Ratio | 0 | 0 | 0 | 0 | 0 | 0 | 0 | 0 | 0 | 0 | 0 | 0 | 0 | 0 | 0 | 0 | 0 | 0 | 0 | 0 | 0 | 0 | 0 | 0 | 0 | 0 | 0
F4_Commercial_Health (ID)_Existing_Food Preparation_Natural Gas_Double Rack Oven_E9 | F4 | Commercial | Health (ID) | Existing | Food Preparation | Natural Gas | Double Rack Oven | E9 | RVT BC Ratio | 0 | 0 | 0 | 0 | 0 | 0 | 0 | 0 | 0 | 0 | 0 | 0 | 0 | 0 | 0 | 0 | 0 | 0 | 0 | 0 | 0 | 0 | 0 | 0 | 0 | 0 | 0
F4_Commercial_Health (ID)_Existing_Food Preparation_Natural Gas_Double Rack Oven_E10 | F4 | Commercial | Health (ID) | Existing | Food Preparation | Natural Gas | Double Rack Oven | E10 | RVT BC Ratio | 0 | 0 | 0 | 0 | 0 | 0 | 0 | 0 | 0 | 0 | 0 | 0 | 0 | 0 | 0 | 0 | 0 | 0 | 0 | 0 | 0 | 0 | 0 | 0 | 0 | 0 | 0
F5_Commercial_Health (ID)_Existing_Food Preparation_Natural Gas_Double Rack Oven_E1 | F5 | Commercial | Health (ID) | Existing | Food Preparation | Natural Gas | Double Rack Oven | E1 | RIM BC Ratio | [24 empty] | 1 | 1 | 1 | bar: 2019 to 2042
F5_Commercial_Health (ID)_Existing_Food Preparation_Natural Gas_Double Rack Oven_E2 | F5 | Commercial | Health (ID) | Existing | Food Preparation | Natural Gas | Double Rack Oven | E2 | RIM BC Ratio | 0.84211 | 0.84746 | 0.85371 | 0.86021 | 0.86689 | 0.87384 | 0.88127 | 0.88929 | 0.89803 | 0.90747 | 0.90946 | 0.91185 | 0.91468 | 0.91798 | 0.92147 | 0.92515 | 0.92908 | 0.93325 | 0.93764 | 0.94233 | 0.94729 | 0.94737 | 0.94746 | 0.94755 | 0.94763 | 0.94771 | 0.94779
F5_Commercial_Health (ID)_Existing_Food Preparation_Natural Gas_Double Rack Oven_E3 | F5 | Commercial | Health (ID) | Existing | Food Preparation | Natural Gas | Double Rack Oven | E3 | RIM BC Ratio | 0 | 0 | 0 | 0 | 0 | 0 | 0 | 0 | 0 | 0 | 0 | 0 | 0 | 0 | 0 | 0 | 0 | 0 | 0 | 0 | 0 | 0 | 0 | 0 | 0 | 0 | 0
F5_Commercial_Health (ID)_Existing_Food Preparation_Natural Gas_Double Rack Oven_E4 | F5 | Commercial | Health (ID) | Existing | Food Preparation | Natural Gas | Double Rack Oven | E4 | RIM BC Ratio | 0 | 0 | 0 | 0 | 0 | 0 | 0 | 0 | 0 | 0 | 0 | 0 | 0 | 0 | 0 | 0 | 0 | 0 | 0 | 0 | 0 | 0 | 0 | 0 | 0 | 0 | 0
F5_Commercial_Health (ID)_Existing_Food Preparation_Natural Gas_Double Rack Oven_E5 | F5 | Commercial | Health (ID) | Existing | Food Preparation | Natural Gas | Double Rack Oven | E5 | RIM BC Ratio | 0 | 0 | 0 | 0 | 0 | 0 | 0 | 0 | 0 | 0 | 0 | 0 | 0 | 0 | 0 | 0 | 0 | 0 | 0 | 0 | 0 | 0 | 0 | 0 | 0 | 0 | 0
F5_Commercial_Health (ID)_Existing_Food Preparation_Natural Gas_Double Rack Oven_E6 | F5 | Commercial | Health (ID) | Existing | Food Preparation | Natural Gas | Double Rack Oven | E6 | RIM BC Ratio | 0 | 0 | 0 | 0 | 0 | 0 | 0 | 0 | 0 | 0 | 0 | 0 | 0 | 0 | 0 | 0 | 0 | 0 | 0 | 0 | 0 | 0 | 0 | 0 | 0 | 0 | 0
F5_Commercial_Health (ID)_Existing_Food Preparation_Natural Gas_Double Rack Oven_E7 | F5 | Commercial | Health (ID) | Existing | Food Preparation | Natural Gas | Double Rack Oven | E7 | RIM BC Ratio | 0 | 0 | 0 | 0 | 0 | 0 | 0 | 0 | 0 | 0 | 0 | 0 | 0 | 0 | 0 | 0 | 0 | 0 | 0 | 0 | 0 | 0 | 0 | 0 | 0 | 0 | 0
F5_Commercial_Health (ID)_Existing_Food Preparation_Natural Gas_Double Rack Oven_E8 | F5 | Commercial | Health (ID) | Existing | Food Preparation | Natural Gas | Double Rack Oven | E8 | RIM BC Ratio | 0 | 0 | 0 | 0 | 0 | 0 | 0 | 0 | 0 | 0 | 0 | 0 | 0 | 0 | 0 | 0 | 0 | 0 | 0 | 0 | 0 | 0 | 0 | 0 | 0 | 0 | 0
F5_Commercial_Health (ID)_Existing_Food Preparation_Natural Gas_Double Rack Oven_E9 | F5 | Commercial | Health (ID) | Existing | Food Preparation | Natural Gas | Double Rack Oven | E9 | RIM BC Ratio | 0 | 0 | 0 | 0 | 0 | 0 | 0 | 0 | 0 | 0 | 0 | 0 | 0 | 0 | 0 | 0 | 0 | 0 | 0 | 0 | 0 | 0 | 0 | 0 | 0 | 0 | 0
F5_Commercial_Health (ID)_Existing_Food Preparation_Natural Gas_Double Rack Oven_E10 | F5 | Commercial | Health (ID) | Existing | Food Preparation | Natural Gas | Double Rack Oven | E10 | RIM BC Ratio | 0 | 0 | 0 | 0 | 0 | 0 | 0 | 0 | 0 | 0 | 0 | 0 | 0 | 0 | 0 | 0 | 0 | 0 | 0 | 0 | 0 | 0 | 0 | 0 | 0 | 0 | 0
F0_Commercial_Health (ID)_Existing_Food Preparation_Natural Gas_Fryer_E0 | F0 | Commercial | Health (ID) | Existing | Food Preparation | Natural Gas | Fryer | E0 | Economic Unit | ENERGY STAR | ENERGY STAR | ENERGY STAR | ENERGY STAR | ENERGY STAR | ENERGY STAR | ENERGY STAR | ENERGY STAR | ENERGY STAR | ENERGY STAR | ENERGY STAR | ENERGY STAR | ENERGY STAR | ENERGY STAR | ENERGY STAR | ENERGY STAR | ENERGY STAR | ENERGY STAR | ENERGY STAR | ENERGY STAR | ENERGY STAR | ENERGY STAR | ENERGY STAR | ENERGY STAR | ENERGY STAR | ENERGY STAR | ENERGY STAR
F1_Commercial_Health (ID)_Existing_Food Preparation_Natural Gas_Fryer_E1 | F1 | Commercial | Health (ID) | Existing | Food Preparation | Natural Gas | Fryer | E1 | CCE | 0 | 0 | 0 | 0 | 0 | 0 | 0 | 0 | 0 | 0 | 0 | 0 | 0 | 0 | 0 | 0 | 0 | 0 | 0 | 0 | 0 | 0 | 0 | 0 | 0 | 0 | 0
F1_Commercial_Health (ID)_Existing_Food Preparation_Natural Gas_Fryer_E2 | F1 | Commercial | Health (ID) | Existing | Food Preparation | Natural Gas | Fryer | E2 | CCE | 0.00079724 | 0.00079724 | 0.00079724 | 0.00079724 | 0.00079724 | 0.00079724 | 0.00079724 | 0.00079724 | 0.00079724 | 0.00079724 | 0.00079724 | 0.00079724 | 0.00079724 | 0.00079724 | 0.00079724 | 0.00079724 | 0.00079724 | 0.00079724 | 0.00079724 | 0.00079724 | 0.00079724 | 0.00079724 | 0.00079724 | 0.00079724 | 0.00079724 | 0.00079724 | 0.00079724
F1_Commercial_Health (ID)_Existing_Food Preparation_Natural Gas_Fryer_E3 | F1 | Commercial | Health (ID) | Existing | Food Preparation | Natural Gas | Fryer | E3 | CCE | 0 | 0 | 0 | 0 | 0 | 0 | 0 | 0 | 0 | 0 | 0 | 0 | 0 | 0 | 0 | 0 | 0 | 0 | 0 | 0 | 0 | 0 | 0 | 0 | 0 | 0 | 0
F1_Commercial_Health (ID)_Existing_Food Preparation_Natural Gas_Fryer_E4 | F1 | Commercial | Health (ID) | Existing | Food Preparation | Natural Gas | Fryer | E4 | CCE | 0 | 0 | 0 | 0 | 0 | 0 | 0 | 0 | 0 | 0 | 0 | 0 | 0 | 0 | 0 | 0 | 0 | 0 | 0 | 0 | 0 | 0 | 0 | 0 | 0 | 0 | 0
F1_Commercial_Health (ID)_Existing_Food Preparation_Natural Gas_Fryer_E5 | F1 | Commercial | Health (ID) | Existing | Food Preparation | Natural Gas | Fryer | E5 | CCE | 0 | 0 | 0 | 0 | 0 | 0 | 0 | 0 | 0 | 0 | 0 | 0 | 0 | 0 | 0 | 0 | 0 | 0 | 0 | 0 | 0 | 0 | 0 | 0 | 0 | 0 | 0
F1_Commercial_Health (ID)_Existing_Food Preparation_Natural Gas_Fryer_E6 | F1 | Commercial | Health (ID) | Existing | Food Preparation | Natural Gas | Fryer | E6 | CCE | 0 | 0 | 0 | 0 | 0 | 0 | 0 | 0 | 0 | 0 | 0 | 0 | 0 | 0 | 0 | 0 | 0 | 0 | 0 | 0 | 0 | 0 | 0 | 0 | 0 | 0 | 0
F1_Commercial_Health (ID)_Existing_Food Preparation_Natural Gas_Fryer_E7 | F1 | Commercial | Health (ID) | Existing | Food Preparation | Natural Gas | Fryer | E7 | CCE | 0 | 0 | 0 | 0 | 0 | 0 | 0 | 0 | 0 | 0 | 0 | 0 | 0 | 0 | 0 | 0 | 0 | 0 | 0 | 0 | 0 | 0 | 0 | 0 | 0 | 0 | 0
F1_Commercial_Health (ID)_Existing_Food Preparation_Natural Gas_Fryer_E8 | F1 | Commercial | Health (ID) | Existing | Food Preparation | Natural Gas | Fryer | E8 | CCE | 0 | 0 | 0 | 0 | 0 | 0 | 0 | 0 | 0 | 0 | 0 | 0 | 0 | 0 | 0 | 0 | 0 | 0 | 0 | 0 | 0 | 0 | 0 | 0 | 0 | 0 | 0
F1_Commercial_Health (ID)_Existing_Food Preparation_Natural Gas_Fryer_E9 | F1 | Commercial | Health (ID) | Existing | Food Preparation | Natural Gas | Fryer | E9 | CCE | 0 | 0 | 0 | 0 | 0 | 0 | 0 | 0 | 0 | 0 | 0 | 0 | 0 | 0 | 0 | 0 | 0 | 0 | 0 | 0 | 0 | 0 | 0 | 0 | 0 | 0 | 0
F1_Commercial_Health (ID)_Existing_Food Preparation_Natural Gas_Fryer_E10 | F1 | Commercial | Health (ID) | Existing | Food Preparation | Natural Gas | Fryer | E10 | CCE | 0 | 0 | 0 | 0 | 0 | 0 | 0 | 0 | 0 | 0 | 0 | 0 | 0 | 0 | 0 | 0 | 0 | 0 | 0 | 0 | 0 | 0 | 0 | 0 | 0 | 0 | 0
F2_Commercial_Health (ID)_Existing_Food Preparation_Natural Gas_Fryer_E1 | F2 | Commercial | Health (ID) | Existing | Food Preparation | Natural Gas | Fryer | E1 | TRC BC Ratio | [24 empty] | 1 | 1 | 1 | bar: 2019 to 2042
F2_Commercial_Health (ID)_Existing_Food Preparation_Natural Gas_Fryer_E2 | F2 | Commercial | Health (ID) | Existing | Food Preparation | Natural Gas | Fryer | E2 | TRC BC Ratio | 4.6506 | 4.7727 | 4.9099 | 5.0634 | 5.2344 | 5.4367 | 5.6428 | 5.8457 | 6.0409 | 6.239 | 6.4002 | 6.5524 | 6.7152 | 6.8753 | 7.0206 | 7.1582 | 7.2837 | 7.4083 | 7.5403 | 7.67 | 7.8029 | 7.9408 | 8.0802 | 8.2238 | 8.3699 | 8.5186 | 8.6699
F2_Commercial_Health (ID)_Existing_Food Preparation_Natural Gas_Fryer_E3 | F2 | Commercial | Health (ID) | Existing | Food Preparation | Natural Gas | Fryer | E3 | TRC BC Ratio | 0 | 0 | 0 | 0 | 0 | 0 | 0 | 0 | 0 | 0 | 0 | 0 | 0 | 0 | 0 | 0 | 0 | 0 | 0 | 0 | 0 | 0 | 0 | 0 | 0 | 0 | 0
F2_Commercial_Health (ID)_Existing_Food Preparation_Natural Gas_Fryer_E4 | F2 | Commercial | Health (ID) | Existing | Food Preparation | Natural Gas | Fryer | E4 | TRC BC Ratio | 0 | 0 | 0 | 0 | 0 | 0 | 0 | 0 | 0 | 0 | 0 | 0 | 0 | 0 | 0 | 0 | 0 | 0 | 0 | 0 | 0 | 0 | 0 | 0 | 0 | 0 | 0
F2_Commercial_Health (ID)_Existing_Food Preparation_Natural Gas_Fryer_E5 | F2 | Commercial | Health (ID) | Existing | Food Preparation | Natural Gas | Fryer | E5 | TRC BC Ratio | 0 | 0 | 0 | 0 | 0 | 0 | 0 | 0 | 0 | 0 | 0 | 0 | 0 | 0 | 0 | 0 | 0 | 0 | 0 | 0 | 0 | 0 | 0 | 0 | 0 | 0 | 0
F2_Commercial_Health (ID)_Existing_Food Preparation_Natural Gas_Fryer_E6 | F2 | Commercial | Health (ID) | Existing | Food Preparation | Natural Gas | Fryer | E6 | TRC BC Ratio | 0 | 0 | 0 | 0 | 0 | 0 | 0 | 0 | 0 | 0 | 0 | 0 | 0 | 0 | 0 | 0 | 0 | 0 | 0 | 0 | 0 | 0 | 0 | 0 | 0 | 0 | 0
F2_Commercial_Health (ID)_Existing_Food Preparation_Natural Gas_Fryer_E7 | F2 | Commercial | Health (ID) | Existing | Food Preparation | Natural Gas | Fryer | E7 | TRC BC Ratio | 0 | 0 | 0 | 0 | 0 | 0 | 0 | 0 | 0 | 0 | 0 | 0 | 0 | 0 | 0 | 0 | 0 | 0 | 0 | 0 | 0 | 0 | 0 | 0 | 0 | 0 | 0
F2_Commercial_Health (ID)_Existing_Food Preparation_Natural Gas_Fryer_E8 | F2 | Commercial | Health (ID) | Existing | Food Preparation | Natural Gas | Fryer | E8 | TRC BC Ratio | 0 | 0 | 0 | 0 | 0 | 0 | 0 | 0 | 0 | 0 | 0 | 0 | 0 | 0 | 0 | 0 | 0 | 0 | 0 | 0 | 0 | 0 | 0 | 0 | 0 | 0 | 0
F2_Commercial_Health (ID)_Existing_Food Preparation_Natural Gas_Fryer_E9 | F2 | Commercial | Health (ID) | Existing | Food Preparation | Natural Gas | Fryer | E9 | TRC BC Ratio | 0 | 0 | 0 | 0 | 0 | 0 | 0 | 0 | 0 | 0 | 0 | 0 | 0 | 0 | 0 | 0 | 0 | 0 | 0 | 0 | 0 | 0 | 0 | 0 | 0 | 0 | 0
F2_Commercial_Health (ID)_Existing_Food Preparation_Natural Gas_Fryer_E10 | F2 | Commercial | Health (ID) | Existing | Food Preparation | Natural Gas | Fryer | E10 | TRC BC Ratio | 0 | 0 | 0 | 0 | 0 | 0 | 0 | 0 | 0 | 0 | 0 | 0 | 0 | 0 | 0 | 0 | 0 | 0 | 0 | 0 | 0 | 0 | 0 | 0 | 0 | 0 | 0
F3_Commercial_Health (ID)_Existing_Food Preparation_Natural Gas_Fryer_E1 | F3 | Commercial | Health (ID) | Existing | Food Preparation | Natural Gas | Fryer | E1 | PACT BC Ratio | [24 empty] | 1 | 1 | 1 | bar: 2019 to 2042
F3_Commercial_Health (ID)_Existing_Food Preparation_Natural Gas_Fryer_E2 | F3 | Commercial | Health (ID) | Existing | Food Preparation | Natural Gas | Fryer | E2 | PACT BC Ratio | 9.2099 | 9.4518 | 9.7233 | 10.0274 | 10.3661 | 10.7667 | 11.1747 | 11.5767 | 11.9633 | 12.3555 | 12.6748 | 12.9761 | 13.2985 | 13.6156 | 13.9034 | 14.1758 | 14.4245 | 14.6711 | 14.9326 | 15.1893 | 15.4527 | 15.7256 | 16.0018 | 16.286 | 16.5754 | 16.8699 | 17.1696
F3_Commercial_Health (ID)_Existing_Food Preparation_Natural Gas_Fryer_E3 | F3 | Commercial | Health (ID) | Existing | Food Preparation | Natural Gas | Fryer | E3 | PACT BC Ratio | 0 | 0 | 0 | 0 | 0 | 0 | 0 | 0 | 0 | 0 | 0 | 0 | 0 | 0 | 0 | 0 | 0 | 0 | 0 | 0 | 0 | 0 | 0 | 0 | 0 | 0 | 0
F3_Commercial_Health (ID)_Existing_Food Preparation_Natural Gas_Fryer_E4 | F3 | Commercial | Health (ID) | Existing | Food Preparation | Natural Gas | Fryer | E4 | PACT BC Ratio | 0 | 0 | 0 | 0 | 0 | 0 | 0 | 0 | 0 | 0 | 0 | 0 | 0 | 0 | 0 | 0 | 0 | 0 | 0 | 0 | 0 | 0 | 0 | 0 | 0 | 0 | 0
F3_Commercial_Health (ID)_Existing_Food Preparation_Natural Gas_Fryer_E5 | F3 | Commercial | Health (ID) | Existing | Food Preparation | Natural Gas | Fryer | E5 | PACT BC Ratio | 0 | 0 | 0 | 0 | 0 | 0 | 0 | 0 | 0 | 0 | 0 | 0 | 0 | 0 | 0 | 0 | 0 | 0 | 0 | 0 | 0 | 0 | 0 | 0 | 0 | 0 | 0
F3_Commercial_Health (ID)_Existing_Food Preparation_Natural Gas_Fryer_E6 | F3 | Commercial | Health (ID) | Existing | Food Preparation | Natural Gas | Fryer | E6 | PACT BC Ratio | 0 | 0 | 0 | 0 | 0 | 0 | 0 | 0 | 0 | 0 | 0 | 0 | 0 | 0 | 0 | 0 | 0 | 0 | 0 | 0 | 0 | 0 | 0 | 0 | 0 | 0 | 0
F3_Commercial_Health (ID)_Existing_Food Preparation_Natural Gas_Fryer_E7 | F3 | Commercial | Health (ID) | Existing | Food Preparation | Natural Gas | Fryer | E7 | PACT BC Ratio | 0 | 0 | 0 | 0 | 0 | 0 | 0 | 0 | 0 | 0 | 0 | 0 | 0 | 0 | 0 | 0 | 0 | 0 | 0 | 0 | 0 | 0 | 0 | 0 | 0 | 0 | 0
F3_Commercial_Health (ID)_Existing_Food Preparation_Natural Gas_Fryer_E8 | F3 | Commercial | Health (ID) | Existing | Food Preparation | Natural Gas | Fryer | E8 | PACT BC Ratio | 0 | 0 | 0 | 0 | 0 | 0 | 0 | 0 | 0 | 0 | 0 | 0 | 0 | 0 | 0 | 0 | 0 | 0 | 0 | 0 | 0 | 0 | 0 | 0 | 0 | 0 | 0
F3_Commercial_Health (ID)_Existing_Food Preparation_Natural Gas_Fryer_E9 | F3 | Commercial | Health (ID) | Existing | Food Preparation | Natural Gas | Fryer | E9 | PACT BC Ratio | 0 | 0 | 0 | 0 | 0 | 0 | 0 | 0 | 0 | 0 | 0 | 0 | 0 | 0 | 0 | 0 | 0 | 0 | 0 | 0 | 0 | 0 | 0 | 0 | 0 | 0 | 0
F3_Commercial_Health (ID)_Existing_Food Preparation_Natural Gas_Fryer_E10 | F3 | Commercial | Health (ID) | Existing | Food Preparation | Natural Gas | Fryer | E10 | PACT BC Ratio | 0 | 0 | 0 | 0 | 0 | 0 | 0 | 0 | 0 | 0 | 0 | 0 | 0 | 0 | 0 | 0 | 0 | 0 | 0 | 0 | 0 | 0 | 0 | 0 | 0 | 0 | 0
F4_Commercial_Health (ID)_Existing_Food Preparation_Natural Gas_Fryer_E1 | F4 | Commercial | Health (ID) | Existing | Food Preparation | Natural Gas | Fryer | E1 | RVT BC Ratio | [24 empty] | 1 | 1 | 1 | bar: 2019 to 2042
F4_Commercial_Health (ID)_Existing_Food Preparation_Natural Gas_Fryer_E2 | F4 | Commercial | Health (ID) | Existing | Food Preparation | Natural Gas | Fryer | E2 | RVT BC Ratio | 6.9117 | 7.0424 | 7.1896 | 7.3549 | 7.5391 | 7.7619 | 7.983 | 8.192 | 8.3815 | 8.566 | 8.7572 | 8.9325 | 9.1196 | 9.301 | 9.4605 | 9.6072 | 9.7352 | 9.8588 | 9.9893 | 10.1131 | 10.2377 | 10.4113 | 10.587 | 10.7679 | 10.952 | 11.1393 | 11.33
F4_Commercial_Health (ID)_Existing_Food Preparation_Natural Gas_Fryer_E3 | F4 | Commercial | Health (ID) | Existing | Food Preparation | Natural Gas | Fryer | E3 | RVT BC Ratio | 0 | 0 | 0 | 0 | 0 | 0 | 0 | 0 | 0 | 0 | 0 | 0 | 0 | 0 | 0 | 0 | 0 | 0 | 0 | 0 | 0 | 0 | 0 | 0 | 0 | 0 | 0
F4_Commercial_Health (ID)_Existing_Food Preparation_Natural Gas_Fryer_E4 | F4 | Commercial | Health (ID) | Existing | Food Preparation | Natural Gas | Fryer | E4 | RVT BC Ratio | 0 | 0 | 0 | 0 | 0 | 0 | 0 | 0 | 0 | 0 | 0 | 0 | 0 | 0 | 0 | 0 | 0 | 0 | 0 | 0 | 0 | 0 | 0 | 0 | 0 | 0 | 0
F4_Commercial_Health (ID)_Existing_Food Preparation_Natural Gas_Fryer_E5 | F4 | Commercial | Health (ID) | Existing | Food Preparation | Natural Gas | Fryer | E5 | RVT BC Ratio | 0 | 0 | 0 | 0 | 0 | 0 | 0 | 0 | 0 | 0 | 0 | 0 | 0 | 0 | 0 | 0 | 0 | 0 | 0 | 0 | 0 | 0 | 0 | 0 | 0 | 0 | 0
F4_Commercial_Health (ID)_Existing_Food Preparation_Natural Gas_Fryer_E6 | F4 | Commercial | Health (ID) | Existing | Food Preparation | Natural Gas | Fryer | E6 | RVT BC Ratio | 0 | 0 | 0 | 0 | 0 | 0 | 0 | 0 | 0 | 0 | 0 | 0 | 0 | 0 | 0 | 0 | 0 | 0 | 0 | 0 | 0 | 0 | 0 | 0 | 0 | 0 | 0
F4_Commercial_Health (ID)_Existing_Food Preparation_Natural Gas_Fryer_E7 | F4 | Commercial | Health (ID) | Existing | Food Preparation | Natural Gas | Fryer | E7 | RVT BC Ratio | 0 | 0 | 0 | 0 | 0 | 0 | 0 | 0 | 0 | 0 | 0 | 0 | 0 | 0 | 0 | 0 | 0 | 0 | 0 | 0 | 0 | 0 | 0 | 0 | 0 | 0 | 0
F4_Commercial_Health (ID)_Existing_Food Preparation_Natural Gas_Fryer_E8 | F4 | Commercial | Health (ID) | Existing | Food Preparation | Natural Gas | Fryer | E8 | RVT BC Ratio | 0 | 0 | 0 | 0 | 0 | 0 | 0 | 0 | 0 | 0 | 0 | 0 | 0 | 0 | 0 | 0 | 0 | 0 | 0 | 0 | 0 | 0 | 0 | 0 | 0 | 0 | 0
F4_Commercial_Health (ID)_Existing_Food Preparation_Natural Gas_Fryer_E9 | F4 | Commercial | Health (ID) | Existing | Food Preparation | Natural Gas | Fryer | E9 | RVT BC Ratio | 0 | 0 | 0 | 0 | 0 | 0 | 0 | 0 | 0 | 0 | 0 | 0 | 0 | 0 | 0 | 0 | 0 | 0 | 0 | 0 | 0 | 0 | 0 | 0 | 0 | 0 | 0
F4_Commercial_Health (ID)_Existing_Food Preparation_Natural Gas_Fryer_E10 | F4 | Commercial | Health (ID) | Existing | Food Preparation | Natural Gas | Fryer | E10 | RVT BC Ratio | 0 | 0 | 0 | 0 | 0 | 0 | 0 | 0 | 0 | 0 | 0 | 0 | 0 | 0 | 0 | 0 | 0 | 0 | 0 | 0 | 0 | 0 | 0 | 0 | 0 | 0 | 0
F5_Commercial_Health (ID)_Existing_Food Preparation_Natural Gas_Fryer_E1 | F5 | Commercial | Health (ID) | Existing | Food Preparation | Natural Gas | Fryer | E1 | RIM BC Ratio | [24 empty] | 1 | 1 | 1 | bar: 2019 to 2042
F5_Commercial_Health (ID)_Existing_Food Preparation_Natural Gas_Fryer_E2 | F5 | Commercial | Health (ID) | Existing | Food Preparation | Natural Gas | Fryer | E2 | RIM BC Ratio | 0.78473 | 0.7908 | 0.79731 | 0.80426 | 0.81163 | 0.81941 | 0.82749 | 0.8359 | 0.84474 | 0.85407 | 0.85744 | 0.86098 | 0.86465 | 0.86836 | 0.87208 | 0.87587 | 0.87975 | 0.88379 | 0.88803 | 0.89245 | 0.89709 | 0.898 | 0.89888 | 0.89976 | 0.90063 | 0.90149 | 0.90233
F5_Commercial_Health (ID)_Existing_Food Preparation_Natural Gas_Fryer_E3 | F5 | Commercial | Health (ID) | Existing | Food Preparation | Natural Gas | Fryer | E3 | RIM BC Ratio | 0 | 0 | 0 | 0 | 0 | 0 | 0 | 0 | 0 | 0 | 0 | 0 | 0 | 0 | 0 | 0 | 0 | 0 | 0 | 0 | 0 | 0 | 0 | 0 | 0 | 0 | 0
F5_Commercial_Health (ID)_Existing_Food Preparation_Natural Gas_Fryer_E4 | F5 | Commercial | Health (ID) | Existing | Food Preparation | Natural Gas | Fryer | E4 | RIM BC Ratio | 0 | 0 | 0 | 0 | 0 | 0 | 0 | 0 | 0 | 0 | 0 | 0 | 0 | 0 | 0 | 0 | 0 | 0 | 0 | 0 | 0 | 0 | 0 | 0 | 0 | 0 | 0
F5_Commercial_Health (ID)_Existing_Food Preparation_Natural Gas_Fryer_E5 | F5 | Commercial | Health (ID) | Existing | Food Preparation | Natural Gas | Fryer | E5 | RIM BC Ratio | 0 | 0 | 0 | 0 | 0 | 0 | 0 | 0 | 0 | 0 | 0 | 0 | 0 | 0 | 0 | 0 | 0 | 0 | 0 | 0 | 0 | 0 | 0 | 0 | 0 | 0 | 0
F5_Commercial_Health (ID)_Existing_Food Preparation_Natural Gas_Fryer_E6 | F5 | Commercial | Health (ID) | Existing | Food Preparation | Natural Gas | Fryer | E6 | RIM BC Ratio | 0 | 0 | 0 | 0 | 0 | 0 | 0 | 0 | 0 | 0 | 0 | 0 | 0 | 0 | 0 | 0 | 0 | 0 | 0 | 0 | 0 | 0 | 0 | 0 | 0 | 0 | 0
F5_Commercial_Health (ID)_Existing_Food Preparation_Natural Gas_Fryer_E7 | F5 | Commercial | Health (ID) | Existing | Food Preparation | Natural Gas | Fryer | E7 | RIM BC Ratio | 0 | 0 | 0 | 0 | 0 | 0 | 0 | 0 | 0 | 0 | 0 | 0 | 0 | 0 | 0 | 0 | 0 | 0 | 0 | 0 | 0 | 0 | 0 | 0 | 0 | 0 | 0
F5_Commercial_Health (ID)_Existing_Food Preparation_Natural Gas_Fryer_E8 | F5 | Commercial | Health (ID) | Existing | Food Preparation | Natural Gas | Fryer | E8 | RIM BC Ratio | 0 | 0 | 0 | 0 | 0 | 0 | 0 | 0 | 0 | 0 | 0 | 0 | 0 | 0 | 0 | 0 | 0 | 0 | 0 | 0 | 0 | 0 | 0 | 0 | 0 | 0 | 0
F5_Commercial_Health (ID)_Existing_Food Preparation_Natural Gas_Fryer_E9 | F5 | Commercial | Health (ID) | Existing | Food Preparation | Natural Gas | Fryer | E9 | RIM BC Ratio | 0 | 0 | 0 | 0 | 0 | 0 | 0 | 0 | 0 | 0 | 0 | 0 | 0 | 0 | 0 | 0 | 0 | 0 | 0 | 0 | 0 | 0 | 0 | 0 | 0 | 0 | 0
F5_Commercial_Health (ID)_Existing_Food Preparation_Natural Gas_Fryer_E10 | F5 | Commercial | Health (ID) | Existing | Food Preparation | Natural Gas | Fryer | E10 | RIM BC Ratio | 0 | 0 | 0 | 0 | 0 | 0 | 0 | 0 | 0 | 0 | 0 | 0 | 0 | 0 | 0 | 0 | 0 | 0 | 0 | 0 | 0 | 0 | 0 | 0 | 0 | 0 | 0
F0_Commercial_Health (ID)_Existing_Food Preparation_Natural Gas_Broiler_E0 | F0 | Commercial | Health (ID) | Existing | Food Preparation | Natural Gas | Broiler | E0 | Economic Unit | Infrared Burners | Infrared Burners | Infrared Burners | Infrared Burners | Infrared Burners | Infrared Burners | Infrared Burners | Infrared Burners | Infrared Burners | Infrared Burners | Infrared Burners | Infrared Burners | Infrared Burners | Infrared Burners | Infrared Burners | Infrared Burners | Infrared Burners | Infrared Burners | Infrared Burners | Infrared Burners | Infrared Burners | Infrared Burners | Infrared Burners | Infrared Burners | Infrared Burners | Infrared Burners | Infrared Burners
F1_Commercial_Health (ID)_Existing_Food Preparation_Natural Gas_Broiler_E1 | F1 | Commercial | Health (ID) | Existing | Food Preparation | Natural Gas | Broiler | E1 | CCE | 0 | 0 | 0 | 0 | 0 | 0 | 0 | 0 | 0 | 0 | 0 | 0 | 0 | 0 | 0 | 0 | 0 | 0 | 0 | 0 | 0 | 0 | 0 | 0 | 0 | 0 | 0
F1_Commercial_Health (ID)_Existing_Food Preparation_Natural Gas_Broiler_E2 | F1 | Commercial | Health (ID) | Existing | Food Preparation | Natural Gas | Broiler | E2 | CCE | 0.00035555 | 0.00035555 | 0.00035555 | 0.00035555 | 0.00035555 | 0.00035555 | 0.00035555 | 0.00035555 | 0.00035555 | 0.00035555 | 0.00035555 | 0.00035555 | 0.00035555 | 0.00035555 | 0.00035555 | 0.00035555 | 0.00035555 | 0.00035555 | 0.00035555 | 0.00035555 | 0.00035555 | 0.00035555 | 0.00035555 | 0.00035555 | 0.00035555 | 0.00035555 | 0.00035555
F1_Commercial_Health (ID)_Existing_Food Preparation_Natural Gas_Broiler_E3 | F1 | Commercial | Health (ID) | Existing | Food Preparation | Natural Gas | Broiler | E3 | CCE | 0 | 0 | 0 | 0 | 0 | 0 | 0 | 0 | 0 | 0 | 0 | 0 | 0 | 0 | 0 | 0 | 0 | 0 | 0 | 0 | 0 | 0 | 0 | 0 | 0 | 0 | 0
F1_Commercial_Health (ID)_Existing_Food Preparation_Natural Gas_Broiler_E4 | F1 | Commercial | Health (ID) | Existing | Food Preparation | Natural Gas | Broiler | E4 | CCE | 0 | 0 | 0 | 0 | 0 | 0 | 0 | 0 | 0 | 0 | 0 | 0 | 0 | 0 | 0 | 0 | 0 | 0 | 0 | 0 | 0 | 0 | 0 | 0 | 0 | 0 | 0
F1_Commercial_Health (ID)_Existing_Food Preparation_Natural Gas_Broiler_E5 | F1 | Commercial | Health (ID) | Existing | Food Preparation | Natural Gas | Broiler | E5 | CCE | 0 | 0 | 0 | 0 | 0 | 0 | 0 | 0 | 0 | 0 | 0 | 0 | 0 | 0 | 0 | 0 | 0 | 0 | 0 | 0 | 0 | 0 | 0 | 0 | 0 | 0 | 0
F1_Commercial_Health (ID)_Existing_Food Preparation_Natural Gas_Broiler_E6 | F1 | Commercial | Health (ID) | Existing | Food Preparation | Natural Gas | Broiler | E6 | CCE | 0 | 0 | 0 | 0 | 0 | 0 | 0 | 0 | 0 | 0 | 0 | 0 | 0 | 0 | 0 | 0 | 0 | 0 | 0 | 0 | 0 | 0 | 0 | 0 | 0 | 0 | 0
F1_Commercial_Health (ID)_Existing_Food Preparation_Natural Gas_Broiler_E7 | F1 | Commercial | Health (ID) | Existing | Food Preparation | Natural Gas | Broiler | E7 | CCE | 0 | 0 | 0 | 0 | 0 | 0 | 0 | 0 | 0 | 0 | 0 | 0 | 0 | 0 | 0 | 0 | 0 | 0 | 0 | 0 | 0 | 0 | 0 | 0 | 0 | 0 | 0
F1_Commercial_Health (ID)_Existing_Food Preparation_Natural Gas_Broiler_E8 | F1 | Commercial | Health (ID) | Existing | Food Preparation | Natural Gas | Broiler | E8 | CCE | 0 | 0 | 0 | 0 | 0 | 0 | 0 | 0 | 0 | 0 | 0 | 0 | 0 | 0 | 0 | 0 | 0 | 0 | 0 | 0 | 0 | 0 | 0 | 0 | 0 | 0 | 0
F1_Commercial_Health (ID)_Existing_Food Preparation_Natural Gas_Broiler_E9 | F1 | Commercial | Health (ID) | Existing | Food Preparation | Natural Gas | Broiler | E9 | CCE | 0 | 0 | 0 | 0 | 0 | 0 | 0 | 0 | 0 | 0 | 0 | 0 | 0 | 0 | 0 | 0 | 0 | 0 | 0 | 0 | 0 | 0 | 0 | 0 | 0 | 0 | 0
F1_Commercial_Health (ID)_Existing_Food Preparation_Natural Gas_Broiler_E10 | F1 | Commercial | Health (ID) | Existing | Food Preparation | Natural Gas | Broiler | E10 | CCE | 0 | 0 | 0 | 0 | 0 | 0 | 0 | 0 | 0 | 0 | 0 | 0 | 0 | 0 | 0 | 0 | 0 | 0 | 0 | 0 | 0 | 0 | 0 | 0 | 0 | 0 | 0
F2_Commercial_Health (ID)_Existing_Food Preparation_Natural Gas_Broiler_E1 | F2 | Commercial | Health (ID) | Existing | Food Preparation | Natural Gas | Broiler | E1 | TRC BC Ratio | [24 empty] | 1 | 1 | 1 | bar: 2019 to 2042
F2_Commercial_Health (ID)_Existing_Food Preparation_Natural Gas_Broiler_E2 | F2 | Commercial | Health (ID) | Existing | Food Preparation | Natural Gas | Broiler | E2 | TRC BC Ratio | 10.0098 | 10.2621 | 10.561 | 10.9035 | 11.2908 | 11.7621 | 12.2471 | 12.7275 | 13.19 | 13.6588 | 14.0319 | 14.3814 | 14.757 | 15.1246 | 15.4533 | 15.7609 | 16.0367 | 16.3091 | 16.5999 | 16.8837 | 17.1752 | 17.4783 | 17.7846 | 18.1006 | 18.4221 | 18.7494 | 19.0825
F2_Commercial_Health (ID)_Existing_Food Preparation_Natural Gas_Broiler_E3 | F2 | Commercial | Health (ID) | Existing | Food Preparation | Natural Gas | Broiler | E3 | TRC BC Ratio | 0 | 0 | 0 | 0 | 0 | 0 | 0 | 0 | 0 | 0 | 0 | 0 | 0 | 0 | 0 | 0 | 0 | 0 | 0 | 0 | 0 | 0 | 0 | 0 | 0 | 0 | 0
F2_Commercial_Health (ID)_Existing_Food Preparation_Natural Gas_Broiler_E4 | F2 | Commercial | Health (ID) | Existing | Food Preparation | Natural Gas | Broiler | E4 | TRC BC Ratio | 0 | 0 | 0 | 0 | 0 | 0 | 0 | 0 | 0 | 0 | 0 | 0 | 0 | 0 | 0 | 0 | 0 | 0 | 0 | 0 | 0 | 0 | 0 | 0 | 0 | 0 | 0
F2_Commercial_Health (ID)_Existing_Food Preparation_Natural Gas_Broiler_E5 | F2 | Commercial | Health (ID) | Existing | Food Preparation | Natural Gas | Broiler | E5 | TRC BC Ratio | 0 | 0 | 0 | 0 | 0 | 0 | 0 | 0 | 0 | 0 | 0 | 0 | 0 | 0 | 0 | 0 | 0 | 0 | 0 | 0 | 0 | 0 | 0 | 0 | 0 | 0 | 0
F2_Commercial_Health (ID)_Existing_Food Preparation_Natural Gas_Broiler_E6 | F2 | Commercial | Health (ID) | Existing | Food Preparation | Natural Gas | Broiler | E6 | TRC BC Ratio | 0 | 0 | 0 | 0 | 0 | 0 | 0 | 0 | 0 | 0 | 0 | 0 | 0 | 0 | 0 | 0 | 0 | 0 | 0 | 0 | 0 | 0 | 0 | 0 | 0 | 0 | 0
F2_Commercial_Health (ID)_Existing_Food Preparation_Natural Gas_Broiler_E7 | F2 | Commercial | Health (ID) | Existing | Food Preparation | Natural Gas | Broiler | E7 | TRC BC Ratio | 0 | 0 | 0 | 0 | 0 | 0 | 0 | 0 | 0 | 0 | 0 | 0 | 0 | 0 | 0 | 0 | 0 | 0 | 0 | 0 | 0 | 0 | 0 | 0 | 0 | 0 | 0
F2_Commercial_Health (ID)_Existing_Food Preparation_Natural Gas_Broiler_E8 | F2 | Commercial | Health (ID) | Existing | Food Preparation | Natural Gas | Broiler | E8 | TRC BC Ratio | 0 | 0 | 0 | 0 | 0 | 0 | 0 | 0 | 0 | 0 | 0 | 0 | 0 | 0 | 0 | 0 | 0 | 0 | 0 | 0 | 0 | 0 | 0 | 0 | 0 | 0 | 0
F2_Commercial_Health (ID)_Existing_Food Preparation_Natural Gas_Broiler_E9 | F2 | Commercial | Health (ID) | Existing | Food Preparation | Natural Gas | Broiler | E9 | TRC BC Ratio | 0 | 0 | 0 | 0 | 0 | 0 | 0 | 0 | 0 | 0 | 0 | 0 | 0 | 0 | 0 | 0 | 0 | 0 | 0 | 0 | 0 | 0 | 0 | 0 | 0 | 0 | 0
F2_Commercial_Health (ID)_Existing_Food Preparation_Natural Gas_Broiler_E10 | F2 | Commercial | Health (ID) | Existing | Food Preparation | Natural Gas | Broiler | E10 | TRC BC Ratio | 0 | 0 | 0 | 0 | 0 | 0 | 0 | 0 | 0 | 0 | 0 | 0 | 0 | 0 | 0 | 0 | 0 | 0 | 0 | 0 | 0 | 0 | 0 | 0 | 0 | 0 | 0
F3_Commercial_Health (ID)_Existing_Food Preparation_Natural Gas_Broiler_E1 | F3 | Commercial | Health (ID) | Existing | Food Preparation | Natural Gas | Broiler | E1 | PACT BC Ratio | [24 empty] | 1 | 1 | 1 | bar: 2019 to 2042
F3_Commercial_Health (ID)_Existing_Food Preparation_Natural Gas_Broiler_E2 | F3 | Commercial | Health (ID) | Existing | Food Preparation | Natural Gas | Broiler | E2 | PACT BC Ratio | 19.8231 | 20.3227 | 20.9146 | 21.5929 | 22.3599 | 23.2932 | 24.2538 | 25.2051 | 26.1209 | 27.0495 | 27.7883 | 28.4805 | 29.2242 | 29.9522 | 30.6032 | 31.2123 | 31.7586 | 32.2979 | 32.874 | 33.4359 | 34.0132 | 34.6134 | 35.22 | 35.8457 | 36.4826 | 37.1307 | 37.7904
F3_Commercial_Health (ID)_Existing_Food Preparation_Natural Gas_Broiler_E3 | F3 | Commercial | Health (ID) | Existing | Food Preparation | Natural Gas | Broiler | E3 | PACT BC Ratio | 0 | 0 | 0 | 0 | 0 | 0 | 0 | 0 | 0 | 0 | 0 | 0 | 0 | 0 | 0 | 0 | 0 | 0 | 0 | 0 | 0 | 0 | 0 | 0 | 0 | 0 | 0
F3_Commercial_Health (ID)_Existing_Food Preparation_Natural Gas_Broiler_E4 | F3 | Commercial | Health (ID) | Existing | Food Preparation | Natural Gas | Broiler | E4 | PACT BC Ratio | 0 | 0 | 0 | 0 | 0 | 0 | 0 | 0 | 0 | 0 | 0 | 0 | 0 | 0 | 0 | 0 | 0 | 0 | 0 | 0 | 0 | 0 | 0 | 0 | 0 | 0 | 0
F3_Commercial_Health (ID)_Existing_Food Preparation_Natural Gas_Broiler_E5 | F3 | Commercial | Health (ID) | Existing | Food Preparation | Natural Gas | Broiler | E5 | PACT BC Ratio | 0 | 0 | 0 | 0 | 0 | 0 | 0 | 0 | 0 | 0 | 0 | 0 | 0 | 0 | 0 | 0 | 0 | 0 | 0 | 0 | 0 | 0 | 0 | 0 | 0 | 0 | 0
F3_Commercial_Health (ID)_Existing_Food Preparation_Natural Gas_Broiler_E6 | F3 | Commercial | Health (ID) | Existing | Food Preparation | Natural Gas | Broiler | E6 | PACT BC Ratio | 0 | 0 | 0 | 0 | 0 | 0 | 0 | 0 | 0 | 0 | 0 | 0 | 0 | 0 | 0 | 0 | 0 | 0 | 0 | 0 | 0 | 0 | 0 | 0 | 0 | 0 | 0
F3_Commercial_Health (ID)_Existing_Food Preparation_Natural Gas_Broiler_E7 | F3 | Commercial | Health (ID) | Existing | Food Preparation | Natural Gas | Broiler | E7 | PACT BC Ratio | 0 | 0 | 0 | 0 | 0 | 0 | 0 | 0 | 0 | 0 | 0 | 0 | 0 | 0 | 0 | 0 | 0 | 0 | 0 | 0 | 0 | 0 | 0 | 0 | 0 | 0 | 0
F3_Commercial_Health (ID)_Existing_Food Preparation_Natural Gas_Broiler_E8 | F3 | Commercial | Health (ID) | Existing | Food Preparation | Natural Gas | Broiler | E8 | PACT BC Ratio | 0 | 0 | 0 | 0 | 0 | 0 | 0 | 0 | 0 | 0 | 0 | 0 | 0 | 0 | 0 | 0 | 0 | 0 | 0 | 0 | 0 | 0 | 0 | 0 | 0 | 0 | 0
F3_Commercial_Health (ID)_Existing_Food Preparation_Natural Gas_Broiler_E9 | F3 | Commercial | Health (ID) | Existing | Food Preparation | Natural Gas | Broiler | E9 | PACT BC Ratio | 0 | 0 | 0 | 0 | 0 | 0 | 0 | 0 | 0 | 0 | 0 | 0 | 0 | 0 | 0 | 0 | 0 | 0 | 0 | 0 | 0 | 0 | 0 | 0 | 0 | 0 | 0
F3_Commercial_Health (ID)_Existing_Food Preparation_Natural Gas_Broiler_E10 | F3 | Commercial | Health (ID) | Existing | Food Preparation | Natural Gas | Broiler | E10 | PACT BC Ratio | 0 | 0 | 0 | 0 | 0 | 0 | 0 | 0 | 0 | 0 | 0 | 0 | 0 | 0 | 0 | 0 | 0 | 0 | 0 | 0 | 0 | 0 | 0 | 0 | 0 | 0 | 0
F4_Commercial_Health (ID)_Existing_Food Preparation_Natural Gas_Broiler_E1 | F4 | Commercial | Health (ID) | Existing | Food Preparation | Natural Gas | Broiler | E1 | RVT BC Ratio | [24 empty] | 1 | 1 | 1 | bar: 2019 to 2042
F4_Commercial_Health (ID)_Existing_Food Preparation_Natural Gas_Broiler_E2 | F4 | Commercial | Health (ID) | Existing | Food Preparation | Natural Gas | Broiler | E2 | RVT BC Ratio | 14.5534 | 14.8207 | 15.1344 | 15.5001 | 15.919 | 16.4418 | 16.9662 | 17.464 | 17.9147 | 18.3515 | 18.8042 | 19.2155 | 19.6498 | 20.0606 | 20.4139 | 20.7328 | 21.0026 | 21.2602 | 21.5342 | 21.79 | 22.0467 | 22.4286 | 22.8145 | 23.2126 | 23.6178 | 24.0302 | 24.4499
F4_Commercial_Health (ID)_Existing_Food Preparation_Natural Gas_Broiler_E3 | F4 | Commercial | Health (ID) | Existing | Food Preparation | Natural Gas | Broiler | E3 | RVT BC Ratio | 0 | 0 | 0 | 0 | 0 | 0 | 0 | 0 | 0 | 0 | 0 | 0 | 0 | 0 | 0 | 0 | 0 | 0 | 0 | 0 | 0 | 0 | 0 | 0 | 0 | 0 | 0
F4_Commercial_Health (ID)_Existing_Food Preparation_Natural Gas_Broiler_E4 | F4 | Commercial | Health (ID) | Existing | Food Preparation | Natural Gas | Broiler | E4 | RVT BC Ratio | 0 | 0 | 0 | 0 | 0 | 0 | 0 | 0 | 0 | 0 | 0 | 0 | 0 | 0 | 0 | 0 | 0 | 0 | 0 | 0 | 0 | 0 | 0 | 0 | 0 | 0 | 0
F4_Commercial_Health (ID)_Existing_Food Preparation_Natural Gas_Broiler_E5 | F4 | Commercial | Health (ID) | Existing | Food Preparation | Natural Gas | Broiler | E5 | RVT BC Ratio | 0 | 0 | 0 | 0 | 0 | 0 | 0 | 0 | 0 | 0 | 0 | 0 | 0 | 0 | 0 | 0 | 0 | 0 | 0 | 0 | 0 | 0 | 0 | 0 | 0 | 0 | 0
F4_Commercial_Health (ID)_Existing_Food Preparation_Natural Gas_Broiler_E6 | F4 | Commercial | Health (ID) | Existing | Food Preparation | Natural Gas | Broiler | E6 | RVT BC Ratio | 0 | 0 | 0 | 0 | 0 | 0 | 0 | 0 | 0 | 0 | 0 | 0 | 0 | 0 | 0 | 0 | 0 | 0 | 0 | 0 | 0 | 0 | 0 | 0 | 0 | 0 | 0
F4_Commercial_Health (ID)_Existing_Food Preparation_Natural Gas_Broiler_E7 | F4 | Commercial | Health (ID) | Existing | Food Preparation | Natural Gas | Broiler | E7 | RVT BC Ratio | 0 | 0 | 0 | 0 | 0 | 0 | 0 | 0 | 0 | 0 | 0 | 0 | 0 | 0 | 0 | 0 | 0 | 0 | 0 | 0 | 0 | 0 | 0 | 0 | 0 | 0 | 0
F4_Commercial_Health (ID)_Existing_Food Preparation_Natural Gas_Broiler_E8 | F4 | Commercial | Health (ID) | Existing | Food Preparation | Natural Gas | Broiler | E8 | RVT BC Ratio | 0 | 0 | 0 | 0 | 0 | 0 | 0 | 0 | 0 | 0 | 0 | 0 | 0 | 0 | 0 | 0 | 0 | 0 | 0 | 0 | 0 | 0 | 0 | 0 | 0 | 0 | 0
F4_Commercial_Health (ID)_Existing_Food Preparation_Natural Gas_Broiler_E9 | F4 | Commercial | Health (ID) | Existing | Food Preparation | Natural Gas | Broiler | E9 | RVT BC Ratio | 0 | 0 | 0 | 0 | 0 | 0 | 0 | 0 | 0 | 0 | 0 | 0 | 0 | 0 | 0 | 0 | 0 | 0 | 0 | 0 | 0 | 0 | 0 | 0 | 0 | 0 | 0
F4_Commercial_Health (ID)_Existing_Food Preparation_Natural Gas_Broiler_E10 | F4 | Commercial | Health (ID) | Existing | Food Preparation | Natural Gas | Broiler | E10 | RVT BC Ratio | 0 | 0 | 0 | 0 | 0 | 0 | 0 | 0 | 0 | 0 | 0 | 0 | 0 | 0 | 0 | 0 | 0 | 0 | 0 | 0 | 0 | 0 | 0 | 0 | 0 | 0 | 0
F5_Commercial_Health (ID)_Existing_Food Preparation_Natural Gas_Broiler_E1 | F5 | Commercial | Health (ID) | Existing | Food Preparation | Natural Gas | Broiler | E1 | RIM BC Ratio | [24 empty] | 1 | 1 | 1 | bar: 2019 to 2042
F5_Commercial_Health (ID)_Existing_Food Preparation_Natural Gas_Broiler_E2 | F5 | Commercial | Health (ID) | Existing | Food Preparation | Natural Gas | Broiler | E2 | RIM BC Ratio | 0.81417 | 0.81984 | 0.82646 | 0.83338 | 0.84056 | 0.84813 | 0.85613 | 0.86464 | 0.87376 | 0.88352 | 0.88603 | 0.88886 | 0.89212 | 0.8958 | 0.89958 | 0.90351 | 0.90763 | 0.91196 | 0.91652 | 0.92135 | 0.92644 | 0.92688 | 0.92731 | 0.92773 | 0.92815 | 0.92856 | 0.92897
F5_Commercial_Health (ID)_Existing_Food Preparation_Natural Gas_Broiler_E3 | F5 | Commercial | Health (ID) | Existing | Food Preparation | Natural Gas | Broiler | E3 | RIM BC Ratio | 0 | 0 | 0 | 0 | 0 | 0 | 0 | 0 | 0 | 0 | 0 | 0 | 0 | 0 | 0 | 0 | 0 | 0 | 0 | 0 | 0 | 0 | 0 | 0 | 0 | 0 | 0
F5_Commercial_Health (ID)_Existing_Food Preparation_Natural Gas_Broiler_E4 | F5 | Commercial | Health (ID) | Existing | Food Preparation | Natural Gas | Broiler | E4 | RIM BC Ratio | 0 | 0 | 0 | 0 | 0 | 0 | 0 | 0 | 0 | 0 | 0 | 0 | 0 | 0 | 0 | 0 | 0 | 0 | 0 | 0 | 0 | 0 | 0 | 0 | 0 | 0 | 0
F5_Commercial_Health (ID)_Existing_Food Preparation_Natural Gas_Broiler_E5 | F5 | Commercial | Health (ID) | Existing | Food Preparation | Natural Gas | Broiler | E5 | RIM BC Ratio | 0 | 0 | 0 | 0 | 0 | 0 | 0 | 0 | 0 | 0 | 0 | 0 | 0 | 0 | 0 | 0 | 0 | 0 | 0 | 0 | 0 | 0 | 0 | 0 | 0 | 0 | 0
F5_Commercial_Health (ID)_Existing_Food Preparation_Natural Gas_Broiler_E6 | F5 | Commercial | Health (ID) | Existing | Food Preparation | Natural Gas | Broiler | E6 | RIM BC Ratio | 0 | 0 | 0 | 0 | 0 | 0 | 0 | 0 | 0 | 0 | 0 | 0 | 0 | 0 | 0 | 0 | 0 | 0 | 0 | 0 | 0 | 0 | 0 | 0 | 0 | 0 | 0
F5_Commercial_Health (ID)_Existing_Food Preparation_Natural Gas_Broiler_E7 | F5 | Commercial | Health (ID) | Existing | Food Preparation | Natural Gas | Broiler | E7 | RIM BC Ratio | 0 | 0 | 0 | 0 | 0 | 0 | 0 | 0 | 0 | 0 | 0 | 0 | 0 | 0 | 0 | 0 | 0 | 0 | 0 | 0 | 0 | 0 | 0 | 0 | 0 | 0 | 0
F5_Commercial_Health (ID)_Existing_Food Preparation_Natural Gas_Broiler_E8 | F5 | Commercial | Health (ID) | Existing | Food Preparation | Natural Gas | Broiler | E8 | RIM BC Ratio | 0 | 0 | 0 | 0 | 0 | 0 | 0 | 0 | 0 | 0 | 0 | 0 | 0 | 0 | 0 | 0 | 0 | 0 | 0 | 0 | 0 | 0 | 0 | 0 | 0 | 0 | 0
F5_Commercial_Health (ID)_Existing_Food Preparation_Natural Gas_Broiler_E9 | F5 | Commercial | Health (ID) | Existing | Food Preparation | Natural Gas | Broiler | E9 | RIM BC Ratio | 0 | 0 | 0 | 0 | 0 | 0 | 0 | 0 | 0 | 0 | 0 | 0 | 0 | 0 | 0 | 0 | 0 | 0 | 0 | 0 | 0 | 0 | 0 | 0 | 0 | 0 | 0
F5_Commercial_Health (ID)_Existing_Food Preparation_Natural Gas_Broiler_E10 | F5 | Commercial | Health (ID) | Existing | Food Preparation | Natural Gas | Broiler | E10 | RIM BC Ratio | 0 | 0 | 0 | 0 | 0 | 0 | 0 | 0 | 0 | 0 | 0 | 0 | 0 | 0 | 0 | 0 | 0 | 0 | 0 | 0 | 0 | 0 | 0 | 0 | 0 | 0 | 0
F0_Commercial_Health (ID)_Existing_Food Preparation_Natural Gas_Griddle_E0 | F0 | Commercial | Health (ID) | Existing | Food Preparation | Natural Gas | Griddle | E0 | Economic Unit | ENERGY STAR | ENERGY STAR | ENERGY STAR | ENERGY STAR | ENERGY STAR | ENERGY STAR | ENERGY STAR | ENERGY STAR | ENERGY STAR | ENERGY STAR | ENERGY STAR | ENERGY STAR | ENERGY STAR | ENERGY STAR | ENERGY STAR | ENERGY STAR | ENERGY STAR | ENERGY STAR | ENERGY STAR | ENERGY STAR | ENERGY STAR | ENERGY STAR | ENERGY STAR | ENERGY STAR | ENERGY STAR | ENERGY STAR | ENERGY STAR
F1_Commercial_Health (ID)_Existing_Food Preparation_Natural Gas_Griddle_E1 | F1 | Commercial | Health (ID) | Existing | Food Preparation | Natural Gas | Griddle | E1 | CCE | 0 | 0 | 0 | 0 | 0 | 0 | 0 | 0 | 0 | 0 | 0 | 0 | 0 | 0 | 0 | 0 | 0 | 0 | 0 | 0 | 0 | 0 | 0 | 0 | 0 | 0 | 0
F1_Commercial_Health (ID)_Existing_Food Preparation_Natural Gas_Griddle_E2 | F1 | Commercial | Health (ID) | Existing | Food Preparation | Natural Gas | Griddle | E2 | CCE | 0.00019918 | 0.00019918 | 0.00019918 | 0.00019918 | 0.00019918 | 0.00019918 | 0.00019918 | 0.00019918 | 0.00019918 | 0.00019918 | 0.00019918 | 0.00019918 | 0.00019918 | 0.00019918 | 0.00019918 | 0.00019918 | 0.00019918 | 0.00019918 | 0.00019918 | 0.00019918 | 0.00019918 | 0.00019918 | 0.00019918 | 0.00019918 | 0.00019918 | 0.00019918 | 0.00019918
F1_Commercial_Health (ID)_Existing_Food Preparation_Natural Gas_Griddle_E3 | F1 | Commercial | Health (ID) | Existing | Food Preparation | Natural Gas | Griddle | E3 | CCE | 0 | 0 | 0 | 0 | 0 | 0 | 0 | 0 | 0 | 0 | 0 | 0 | 0 | 0 | 0 | 0 | 0 | 0 | 0 | 0 | 0 | 0 | 0 | 0 | 0 | 0 | 0
F1_Commercial_Health (ID)_Existing_Food Preparation_Natural Gas_Griddle_E4 | F1 | Commercial | Health (ID) | Existing | Food Preparation | Natural Gas | Griddle | E4 | CCE | 0 | 0 | 0 | 0 | 0 | 0 | 0 | 0 | 0 | 0 | 0 | 0 | 0 | 0 | 0 | 0 | 0 | 0 | 0 | 0 | 0 | 0 | 0 | 0 | 0 | 0 | 0
F1_Commercial_Health (ID)_Existing_Food Preparation_Natural Gas_Griddle_E5 | F1 | Commercial | Health (ID) | Existing | Food Preparation | Natural Gas | Griddle | E5 | CCE | 0 | 0 | 0 | 0 | 0 | 0 | 0 | 0 | 0 | 0 | 0 | 0 | 0 | 0 | 0 | 0 | 0 | 0 | 0 | 0 | 0 | 0 | 0 | 0 | 0 | 0 | 0
F1_Commercial_Health (ID)_Existing_Food Preparation_Natural Gas_Griddle_E6 | F1 | Commercial | Health (ID) | Existing | Food Preparation | Natural Gas | Griddle | E6 | CCE | 0 | 0 | 0 | 0 | 0 | 0 | 0 | 0 | 0 | 0 | 0 | 0 | 0 | 0 | 0 | 0 | 0 | 0 | 0 | 0 | 0 | 0 | 0 | 0 | 0 | 0 | 0
F1_Commercial_Health (ID)_Existing_Food Preparation_Natural Gas_Griddle_E7 | F1 | Commercial | Health (ID) | Existing | Food Preparation | Natural Gas | Griddle | E7 | CCE | 0 | 0 | 0 | 0 | 0 | 0 | 0 | 0 | 0 | 0 | 0 | 0 | 0 | 0 | 0 | 0 | 0 | 0 | 0 | 0 | 0 | 0 | 0 | 0 | 0 | 0 | 0
F1_Commercial_Health (ID)_Existing_Food Preparation_Natural Gas_Griddle_E8 | F1 | Commercial | Health (ID) | Existing | Food Preparation | Natural Gas | Griddle | E8 | CCE | 0 | 0 | 0 | 0 | 0 | 0 | 0 | 0 | 0 | 0 | 0 | 0 | 0 | 0 | 0 | 0 | 0 | 0 | 0 | 0 | 0 | 0 | 0 | 0 | 0 | 0 | 0
F1_Commercial_Health (ID)_Existing_Food Preparation_Natural Gas_Griddle_E9 | F1 | Commercial | Health (ID) | Existing | Food Preparation | Natural Gas | Griddle | E9 | CCE | 0 | 0 | 0 | 0 | 0 | 0 | 0 | 0 | 0 | 0 | 0 | 0 | 0 | 0 | 0 | 0 | 0 | 0 | 0 | 0 | 0 | 0 | 0 | 0 | 0 | 0 | 0
F1_Commercial_Health (ID)_Existing_Food Preparation_Natural Gas_Griddle_E10 | F1 | Commercial | Health (ID) | Existing | Food Preparation | Natural Gas | Griddle | E10 | CCE | 0 | 0 | 0 | 0 | 0 | 0 | 0 | 0 | 0 | 0 | 0 | 0 | 0 | 0 | 0 | 0 | 0 | 0 | 0 | 0 | 0 | 0 | 0 | 0 | 0 | 0 | 0
F2_Commercial_Health (ID)_Existing_Food Preparation_Natural Gas_Griddle_E1 | F2 | Commercial | Health (ID) | Existing | Food Preparation | Natural Gas | Griddle | E1 | TRC BC Ratio | [24 empty] | 1 | 1 | 1 | bar: 2019 to 2042
F2_Commercial_Health (ID)_Existing_Food Preparation_Natural Gas_Griddle_E2 | F2 | Commercial | Health (ID) | Existing | Food Preparation | Natural Gas | Griddle | E2 | TRC BC Ratio | 17.868 | 18.3183 | 18.8518 | 19.4632 | 20.1546 | 20.9958 | 21.8617 | 22.7192 | 23.5447 | 24.3817 | 25.0476 | 25.6716 | 26.3419 | 26.9981 | 27.5848 | 28.1339 | 28.6263 | 29.1124 | 29.6317 | 30.1382 | 30.6586 | 31.1996 | 31.7463 | 32.3103 | 32.8844 | 33.4686 | 34.0632
F2_Commercial_Health (ID)_Existing_Food Preparation_Natural Gas_Griddle_E3 | F2 | Commercial | Health (ID) | Existing | Food Preparation | Natural Gas | Griddle | E3 | TRC BC Ratio | 0 | 0 | 0 | 0 | 0 | 0 | 0 | 0 | 0 | 0 | 0 | 0 | 0 | 0 | 0 | 0 | 0 | 0 | 0 | 0 | 0 | 0 | 0 | 0 | 0 | 0 | 0
F2_Commercial_Health (ID)_Existing_Food Preparation_Natural Gas_Griddle_E4 | F2 | Commercial | Health (ID) | Existing | Food Preparation | Natural Gas | Griddle | E4 | TRC BC Ratio | 0 | 0 | 0 | 0 | 0 | 0 | 0 | 0 | 0 | 0 | 0 | 0 | 0 | 0 | 0 | 0 | 0 | 0 | 0 | 0 | 0 | 0 | 0 | 0 | 0 | 0 | 0
F2_Commercial_Health (ID)_Existing_Food Preparation_Natural Gas_Griddle_E5 | F2 | Commercial | Health (ID) | Existing | Food Preparation | Natural Gas | Griddle | E5 | TRC BC Ratio | 0 | 0 | 0 | 0 | 0 | 0 | 0 | 0 | 0 | 0 | 0 | 0 | 0 | 0 | 0 | 0 | 0 | 0 | 0 | 0 | 0 | 0 | 0 | 0 | 0 | 0 | 0
F2_Commercial_Health (ID)_Existing_Food Preparation_Natural Gas_Griddle_E6 | F2 | Commercial | Health (ID) | Existing | Food Preparation | Natural Gas | Griddle | E6 | TRC BC Ratio | 0 | 0 | 0 | 0 | 0 | 0 | 0 | 0 | 0 | 0 | 0 | 0 | 0 | 0 | 0 | 0 | 0 | 0 | 0 | 0 | 0 | 0 | 0 | 0 | 0 | 0 | 0
F2_Commercial_Health (ID)_Existing_Food Preparation_Natural Gas_Griddle_E7 | F2 | Commercial | Health (ID) | Existing | Food Preparation | Natural Gas | Griddle | E7 | TRC BC Ratio | 0 | 0 | 0 | 0 | 0 | 0 | 0 | 0 | 0 | 0 | 0 | 0 | 0 | 0 | 0 | 0 | 0 | 0 | 0 | 0 | 0 | 0 | 0 | 0 | 0 | 0 | 0
F2_Commercial_Health (ID)_Existing_Food Preparation_Natural Gas_Griddle_E8 | F2 | Commercial | Health (ID) | Existing | Food Preparation | Natural Gas | Griddle | E8 | TRC BC Ratio | 0 | 0 | 0 | 0 | 0 | 0 | 0 | 0 | 0 | 0 | 0 | 0 | 0 | 0 | 0 | 0 | 0 | 0 | 0 | 0 | 0 | 0 | 0 | 0 | 0 | 0 | 0
F2_Commercial_Health (ID)_Existing_Food Preparation_Natural Gas_Griddle_E9 | F2 | Commercial | Health (ID) | Existing | Food Preparation | Natural Gas | Griddle | E9 | TRC BC Ratio | 0 | 0 | 0 | 0 | 0 | 0 | 0 | 0 | 0 | 0 | 0 | 0 | 0 | 0 | 0 | 0 | 0 | 0 | 0 | 0 | 0 | 0 | 0 | 0 | 0 | 0 | 0
F2_Commercial_Health (ID)_Existing_Food Preparation_Natural Gas_Griddle_E10 | F2 | Commercial | Health (ID) | Existing | Food Preparation | Natural Gas | Griddle | E10 | TRC BC Ratio | 0 | 0 | 0 | 0 | 0 | 0 | 0 | 0 | 0 | 0 | 0 | 0 | 0 | 0 | 0 | 0 | 0 | 0 | 0 | 0 | 0 | 0 | 0 | 0 | 0 | 0 | 0
F3_Commercial_Health (ID)_Existing_Food Preparation_Natural Gas_Griddle_E1 | F3 | Commercial | Health (ID) | Existing | Food Preparation | Natural Gas | Griddle | E1 | PACT BC Ratio | [24 empty] | 1 | 1 | 1 | bar: 2019 to 2042
F3_Commercial_Health (ID)_Existing_Food Preparation_Natural Gas_Griddle_E2 | F3 | Commercial | Health (ID) | Existing | Food Preparation | Natural Gas | Griddle | E2 | PACT BC Ratio | 35.3852 | 36.277 | 37.3335 | 38.5443 | 39.9135 | 41.5795 | 43.2942 | 44.9923 | 46.6271 | 48.2846 | 49.6035 | 50.8391 | 52.1666 | 53.4662 | 54.6281 | 55.7154 | 56.6905 | 57.6533 | 58.6816 | 59.6847 | 60.7152 | 61.7866 | 62.8694 | 63.9863 | 65.1231 | 66.2801 | 67.4576
F3_Commercial_Health (ID)_Existing_Food Preparation_Natural Gas_Griddle_E3 | F3 | Commercial | Health (ID) | Existing | Food Preparation | Natural Gas | Griddle | E3 | PACT BC Ratio | 0 | 0 | 0 | 0 | 0 | 0 | 0 | 0 | 0 | 0 | 0 | 0 | 0 | 0 | 0 | 0 | 0 | 0 | 0 | 0 | 0 | 0 | 0 | 0 | 0 | 0 | 0
F3_Commercial_Health (ID)_Existing_Food Preparation_Natural Gas_Griddle_E4 | F3 | Commercial | Health (ID) | Existing | Food Preparation | Natural Gas | Griddle | E4 | PACT BC Ratio | 0 | 0 | 0 | 0 | 0 | 0 | 0 | 0 | 0 | 0 | 0 | 0 | 0 | 0 | 0 | 0 | 0 | 0 | 0 | 0 | 0 | 0 | 0 | 0 | 0 | 0 | 0
F3_Commercial_Health (ID)_Existing_Food Preparation_Natural Gas_Griddle_E5 | F3 | Commercial | Health (ID) | Existing | Food Preparation | Natural Gas | Griddle | E5 | PACT BC Ratio | 0 | 0 | 0 | 0 | 0 | 0 | 0 | 0 | 0 | 0 | 0 | 0 | 0 | 0 | 0 | 0 | 0 | 0 | 0 | 0 | 0 | 0 | 0 | 0 | 0 | 0 | 0
F3_Commercial_Health (ID)_Existing_Food Preparation_Natural Gas_Griddle_E6 | F3 | Commercial | Health (ID) | Existing | Food Preparation | Natural Gas | Griddle | E6 | PACT BC Ratio | 0 | 0 | 0 | 0 | 0 | 0 | 0 | 0 | 0 | 0 | 0 | 0 | 0 | 0 | 0 | 0 | 0 | 0 | 0 | 0 | 0 | 0 | 0 | 0 | 0 | 0 | 0
F3_Commercial_Health (ID)_Existing_Food Preparation_Natural Gas_Griddle_E7 | F3 | Commercial | Health (ID) | Existing | Food Preparation | Natural Gas | Griddle | E7 | PACT BC Ratio | 0 | 0 | 0 | 0 | 0 | 0 | 0 | 0 | 0 | 0 | 0 | 0 | 0 | 0 | 0 | 0 | 0 | 0 | 0 | 0 | 0 | 0 | 0 | 0 | 0 | 0 | 0
F3_Commercial_Health (ID)_Existing_Food Preparation_Natural Gas_Griddle_E8 | F3 | Commercial | Health (ID) | Existing | Food Preparation | Natural Gas | Griddle | E8 | PACT BC Ratio | 0 | 0 | 0 | 0 | 0 | 0 | 0 | 0 | 0 | 0 | 0 | 0 | 0 | 0 | 0 | 0 | 0 | 0 | 0 | 0 | 0 | 0 | 0 | 0 | 0 | 0 | 0
F3_Commercial_Health (ID)_Existing_Food Preparation_Natural Gas_Griddle_E9 | F3 | Commercial | Health (ID) | Existing | Food Preparation | Natural Gas | Griddle | E9 | PACT BC Ratio | 0 | 0 | 0 | 0 | 0 | 0 | 0 | 0 | 0 | 0 | 0 | 0 | 0 | 0 | 0 | 0 | 0 | 0 | 0 | 0 | 0 | 0 | 0 | 0 | 0 | 0 | 0
F3_Commercial_Health (ID)_Existing_Food Preparation_Natural Gas_Griddle_E10 | F3 | Commercial | Health (ID) | Existing | Food Preparation | Natural Gas | Griddle | E10 | PACT BC Ratio | 0 | 0 | 0 | 0 | 0 | 0 | 0 | 0 | 0 | 0 | 0 | 0 | 0 | 0 | 0 | 0 | 0 | 0 | 0 | 0 | 0 | 0 | 0 | 0 | 0 | 0 | 0
F4_Commercial_Health (ID)_Existing_Food Preparation_Natural Gas_Griddle_E1 | F4 | Commercial | Health (ID) | Existing | Food Preparation | Natural Gas | Griddle | E1 | RVT BC Ratio | [24 empty] | 1 | 1 | 1 | bar: 2019 to 2042
F4_Commercial_Health (ID)_Existing_Food Preparation_Natural Gas_Griddle_E2 | F4 | Commercial | Health (ID) | Existing | Food Preparation | Natural Gas | Griddle | E2 | RVT BC Ratio | 25.6598 | 26.1369 | 26.6969 | 27.3497 | 28.0974 | 29.0308 | 29.9667 | 30.8554 | 31.6599 | 32.4396 | 33.2477 | 33.982 | 34.7571 | 35.4905 | 36.1211 | 36.6903 | 37.172 | 37.6318 | 38.1209 | 38.5775 | 39.0358 | 39.7174 | 40.4063 | 41.117 | 41.8402 | 42.5764 | 43.3256
F4_Commercial_Health (ID)_Existing_Food Preparation_Natural Gas_Griddle_E3 | F4 | Commercial | Health (ID) | Existing | Food Preparation | Natural Gas | Griddle | E3 | RVT BC Ratio | 0 | 0 | 0 | 0 | 0 | 0 | 0 | 0 | 0 | 0 | 0 | 0 | 0 | 0 | 0 | 0 | 0 | 0 | 0 | 0 | 0 | 0 | 0 | 0 | 0 | 0 | 0
F4_Commercial_Health (ID)_Existing_Food Preparation_Natural Gas_Griddle_E4 | F4 | Commercial | Health (ID) | Existing | Food Preparation | Natural Gas | Griddle | E4 | RVT BC Ratio | 0 | 0 | 0 | 0 | 0 | 0 | 0 | 0 | 0 | 0 | 0 | 0 | 0 | 0 | 0 | 0 | 0 | 0 | 0 | 0 | 0 | 0 | 0 | 0 | 0 | 0 | 0
F4_Commercial_Health (ID)_Existing_Food Preparation_Natural Gas_Griddle_E5 | F4 | Commercial | Health (ID) | Existing | Food Preparation | Natural Gas | Griddle | E5 | RVT BC Ratio | 0 | 0 | 0 | 0 | 0 | 0 | 0 | 0 | 0 | 0 | 0 | 0 | 0 | 0 | 0 | 0 | 0 | 0 | 0 | 0 | 0 | 0 | 0 | 0 | 0 | 0 | 0
F4_Commercial_Health (ID)_Existing_Food Preparation_Natural Gas_Griddle_E6 | F4 | Commercial | Health (ID) | Existing | Food Preparation | Natural Gas | Griddle | E6 | RVT BC Ratio | 0 | 0 | 0 | 0 | 0 | 0 | 0 | 0 | 0 | 0 | 0 | 0 | 0 | 0 | 0 | 0 | 0 | 0 | 0 | 0 | 0 | 0 | 0 | 0 | 0 | 0 | 0
F4_Commercial_Health (ID)_Existing_Food Preparation_Natural Gas_Griddle_E7 | F4 | Commercial | Health (ID) | Existing | Food Preparation | Natural Gas | Griddle | E7 | RVT BC Ratio | 0 | 0 | 0 | 0 | 0 | 0 | 0 | 0 | 0 | 0 | 0 | 0 | 0 | 0 | 0 | 0 | 0 | 0 | 0 | 0 | 0 | 0 | 0 | 0 | 0 | 0 | 0
F4_Commercial_Health (ID)_Existing_Food Preparation_Natural Gas_Griddle_E8 | F4 | Commercial | Health (ID) | Existing | Food Preparation | Natural Gas | Griddle | E8 | RVT BC Ratio | 0 | 0 | 0 | 0 | 0 | 0 | 0 | 0 | 0 | 0 | 0 | 0 | 0 | 0 | 0 | 0 | 0 | 0 | 0 | 0 | 0 | 0 | 0 | 0 | 0 | 0 | 0
F4_Commercial_Health (ID)_Existing_Food Preparation_Natural Gas_Griddle_E9 | F4 | Commercial | Health (ID) | Existing | Food Preparation | Natural Gas | Griddle | E9 | RVT BC Ratio | 0 | 0 | 0 | 0 | 0 | 0 | 0 | 0 | 0 | 0 | 0 | 0 | 0 | 0 | 0 | 0 | 0 | 0 | 0 | 0 | 0 | 0 | 0 | 0 | 0 | 0 | 0
F4_Commercial_Health (ID)_Existing_Food Preparation_Natural Gas_Griddle_E10 | F4 | Commercial | Health (ID) | Existing | Food Preparation | Natural Gas | Griddle | E10 | RVT BC Ratio | 0 | 0 | 0 | 0 | 0 | 0 | 0 | 0 | 0 | 0 | 0 | 0 | 0 | 0 | 0 | 0 | 0 | 0 | 0 | 0 | 0 | 0 | 0 | 0 | 0 | 0 | 0
F5_Commercial_Health (ID)_Existing_Food Preparation_Natural Gas_Griddle_E1 | F5 | Commercial | Health (ID) | Existing | Food Preparation | Natural Gas | Griddle | E1 | RIM BC Ratio | [24 empty] | 1 | 1 | 1 | bar: 2019 to 2042
F5_Commercial_Health (ID)_Existing_Food Preparation_Natural Gas_Griddle_E2 | F5 | Commercial | Health (ID) | Existing | Food Preparation | Natural Gas | Griddle | E2 | RIM BC Ratio | 0.82915 | 0.83465 | 0.84107 | 0.84777 | 0.85469 | 0.86193 | 0.86963 | 0.87788 | 0.88681 | 0.8964 | 0.89863 | 0.90123 | 0.90426 | 0.90774 | 0.91137 | 0.91516 | 0.91918 | 0.92343 | 0.9279 | 0.93265 | 0.93767 | 0.93792 | 0.93817 | 0.93841 | 0.93865 | 0.93889 | 0.93912
F5_Commercial_Health (ID)_Existing_Food Preparation_Natural Gas_Griddle_E3 | F5 | Commercial | Health (ID) | Existing | Food Preparation | Natural Gas | Griddle | E3 | RIM BC Ratio | 0 | 0 | 0 | 0 | 0 | 0 | 0 | 0 | 0 | 0 | 0 | 0 | 0 | 0 | 0 | 0 | 0 | 0 | 0 | 0 | 0 | 0 | 0 | 0 | 0 | 0 | 0
F5_Commercial_Health (ID)_Existing_Food Preparation_Natural Gas_Griddle_E4 | F5 | Commercial | Health (ID) | Existing | Food Preparation | Natural Gas | Griddle | E4 | RIM BC Ratio | 0 | 0 | 0 | 0 | 0 | 0 | 0 | 0 | 0 | 0 | 0 | 0 | 0 | 0 | 0 | 0 | 0 | 0 | 0 | 0 | 0 | 0 | 0 | 0 | 0 | 0 | 0
F5_Commercial_Health (ID)_Existing_Food Preparation_Natural Gas_Griddle_E5 | F5 | Commercial | Health (ID) | Existing | Food Preparation | Natural Gas | Griddle | E5 | RIM BC Ratio | 0 | 0 | 0 | 0 | 0 | 0 | 0 | 0 | 0 | 0 | 0 | 0 | 0 | 0 | 0 | 0 | 0 | 0 | 0 | 0 | 0 | 0 | 0 | 0 | 0 | 0 | 0
F5_Commercial_Health (ID)_Existing_Food Preparation_Natural Gas_Griddle_E6 | F5 | Commercial | Health (ID) | Existing | Food Preparation | Natural Gas | Griddle | E6 | RIM BC Ratio | 0 | 0 | 0 | 0 | 0 | 0 | 0 | 0 | 0 | 0 | 0 | 0 | 0 | 0 | 0 | 0 | 0 | 0 | 0 | 0 | 0 | 0 | 0 | 0 | 0 | 0 | 0
F5_Commercial_Health (ID)_Existing_Food Preparation_Natural Gas_Griddle_E7 | F5 | Commercial | Health (ID) | Existing | Food Preparation | Natural Gas | Griddle | E7 | RIM BC Ratio | 0 | 0 | 0 | 0 | 0 | 0 | 0 | 0 | 0 | 0 | 0 | 0 | 0 | 0 | 0 | 0 | 0 | 0 | 0 | 0 | 0 | 0 | 0 | 0 | 0 | 0 | 0
F5_Commercial_Health (ID)_Existing_Food Preparation_Natural Gas_Griddle_E8 | F5 | Commercial | Health (ID) | Existing | Food Preparation | Natural Gas | Griddle | E8 | RIM BC Ratio | 0 | 0 | 0 | 0 | 0 | 0 | 0 | 0 | 0 | 0 | 0 | 0 | 0 | 0 | 0 | 0 | 0 | 0 | 0 | 0 | 0 | 0 | 0 | 0 | 0 | 0 | 0
F5_Commercial_Health (ID)_Existing_Food Preparation_Natural Gas_Griddle_E9 | F5 | Commercial | Health (ID) | Existing | Food Preparation | Natural Gas | Griddle | E9 | RIM BC Ratio | 0 | 0 | 0 | 0 | 0 | 0 | 0 | 0 | 0 | 0 | 0 | 0 | 0 | 0 | 0 | 0 | 0 | 0 | 0 | 0 | 0 | 0 | 0 | 0 | 0 | 0 | 0
F5_Commercial_Health (ID)_Existing_Food Preparation_Natural Gas_Griddle_E10 | F5 | Commercial | Health (ID) | Existing | Food Preparation | Natural Gas | Griddle | E10 | RIM BC Ratio | 0 | 0 | 0 | 0 | 0 | 0 | 0 | 0 | 0 | 0 | 0 | 0 | 0 | 0 | 0 | 0 | 0 | 0 | 0 | 0 | 0 | 0 | 0 | 0 | 0 | 0 | 0
F0_Commercial_Health (ID)_Existing_Food Preparation_Natural Gas_Range_E0 | F0 | Commercial | Health (ID) | Existing | Food Preparation | Natural Gas | Range | E0 | Economic Unit | High Efficiency | High Efficiency | High Efficiency | High Efficiency | High Efficiency | High Efficiency | High Efficiency | High Efficiency | High Efficiency | High Efficiency | High Efficiency | High Efficiency | High Efficiency | High Efficiency | High Efficiency | High Efficiency | High Efficiency | High Efficiency | High Efficiency | High Efficiency | High Efficiency | High Efficiency | High Efficiency | High Efficiency | High Efficiency | High Efficiency | High Efficiency
F1_Commercial_Health (ID)_Existing_Food Preparation_Natural Gas_Range_E1 | F1 | Commercial | Health (ID) | Existing | Food Preparation | Natural Gas | Range | E1 | CCE | 0 | 0 | 0 | 0 | 0 | 0 | 0 | 0 | 0 | 0 | 0 | 0 | 0 | 0 | 0 | 0 | 0 | 0 | 0 | 0 | 0 | 0 | 0 | 0 | 0 | 0 | 0
F1_Commercial_Health (ID)_Existing_Food Preparation_Natural Gas_Range_E2 | F1 | Commercial | Health (ID) | Existing | Food Preparation | Natural Gas | Range | E2 | CCE | 0.0002258 | 0.0002258 | 0.0002258 | 0.0002258 | 0.0002258 | 0.0002258 | 0.0002258 | 0.0002258 | 0.0002258 | 0.0002258 | 0.0002258 | 0.0002258 | 0.0002258 | 0.0002258 | 0.0002258 | 0.0002258 | 0.0002258 | 0.0002258 | 0.0002258 | 0.0002258 | 0.0002258 | 0.0002258 | 0.0002258 | 0.0002258 | 0.0002258 | 0.0002258 | 0.0002258
F1_Commercial_Health (ID)_Existing_Food Preparation_Natural Gas_Range_E3 | F1 | Commercial | Health (ID) | Existing | Food Preparation | Natural Gas | Range | E3 | CCE | 0 | 0 | 0 | 0 | 0 | 0 | 0 | 0 | 0 | 0 | 0 | 0 | 0 | 0 | 0 | 0 | 0 | 0 | 0 | 0 | 0 | 0 | 0 | 0 | 0 | 0 | 0
F1_Commercial_Health (ID)_Existing_Food Preparation_Natural Gas_Range_E4 | F1 | Commercial | Health (ID) | Existing | Food Preparation | Natural Gas | Range | E4 | CCE | 0 | 0 | 0 | 0 | 0 | 0 | 0 | 0 | 0 | 0 | 0 | 0 | 0 | 0 | 0 | 0 | 0 | 0 | 0 | 0 | 0 | 0 | 0 | 0 | 0 | 0 | 0
F1_Commercial_Health (ID)_Existing_Food Preparation_Natural Gas_Range_E5 | F1 | Commercial | Health (ID) | Existing | Food Preparation | Natural Gas | Range | E5 | CCE | 0 | 0 | 0 | 0 | 0 | 0 | 0 | 0 | 0 | 0 | 0 | 0 | 0 | 0 | 0 | 0 | 0 | 0 | 0 | 0 | 0 | 0 | 0 | 0 | 0 | 0 | 0
F1_Commercial_Health (ID)_Existing_Food Preparation_Natural Gas_Range_E6 | F1 | Commercial | Health (ID) | Existing | Food Preparation | Natural Gas | Range | E6 | CCE | 0 | 0 | 0 | 0 | 0 | 0 | 0 | 0 | 0 | 0 | 0 | 0 | 0 | 0 | 0 | 0 | 0 | 0 | 0 | 0 | 0 | 0 | 0 | 0 | 0 | 0 | 0
F1_Commercial_Health (ID)_Existing_Food Preparation_Natural Gas_Range_E7 | F1 | Commercial | Health (ID) | Existing | Food Preparation | Natural Gas | Range | E7 | CCE | 0 | 0 | 0 | 0 | 0 | 0 | 0 | 0 | 0 | 0 | 0 | 0 | 0 | 0 | 0 | 0 | 0 | 0 | 0 | 0 | 0 | 0 | 0 | 0 | 0 | 0 | 0
F1_Commercial_Health (ID)_Existing_Food Preparation_Natural Gas_Range_E8 | F1 | Commercial | Health (ID) | Existing | Food Preparation | Natural Gas | Range | E8 | CCE | 0 | 0 | 0 | 0 | 0 | 0 | 0 | 0 | 0 | 0 | 0 | 0 | 0 | 0 | 0 | 0 | 0 | 0 | 0 | 0 | 0 | 0 | 0 | 0 | 0 | 0 | 0
F1_Commercial_Health (ID)_Existing_Food Preparation_Natural Gas_Range_E9 | F1 | Commercial | Health (ID) | Existing | Food Preparation | Natural Gas | Range | E9 | CCE | 0 | 0 | 0 | 0 | 0 | 0 | 0 | 0 | 0 | 0 | 0 | 0 | 0 | 0 | 0 | 0 | 0 | 0 | 0 | 0 | 0 | 0 | 0 | 0 | 0 | 0 | 0
F1_Commercial_Health (ID)_Existing_Food Preparation_Natural Gas_Range_E10 | F1 | Commercial | Health (ID) | Existing | Food Preparation | Natural Gas | Range | E10 | CCE | 0 | 0 | 0 | 0 | 0 | 0 | 0 | 0 | 0 | 0 | 0 | 0 | 0 | 0 | 0 | 0 | 0 | 0 | 0 | 0 | 0 | 0 | 0 | 0 | 0 | 0 | 0
F2_Commercial_Health (ID)_Existing_Food Preparation_Natural Gas_Range_E1 | F2 | Commercial | Health (ID) | Existing | Food Preparation | Natural Gas | Range | E1 | TRC BC Ratio | [24 empty] | 1 | 1 | 1 | bar: 2019 to 2042
F2_Commercial_Health (ID)_Existing_Food Preparation_Natural Gas_Range_E2 | F2 | Commercial | Health (ID) | Existing | Food Preparation | Natural Gas | Range | E2 | TRC BC Ratio | 15.3593 | 15.7139 | 16.1599 | 16.6861 | 17.298 | 18.0697 | 18.8734 | 19.6748 | 20.4478 | 21.2314 | 21.843 | 22.4119 | 23.0253 | 23.6228 | 24.1498 | 24.6377 | 25.068 | 25.4909 | 25.9459 | 26.3869 | 26.8407 | 27.3139 | 27.7916 | 28.2854 | 28.7879 | 29.2993 | 29.8198
F2_Commercial_Health (ID)_Existing_Food Preparation_Natural Gas_Range_E3 | F2 | Commercial | Health (ID) | Existing | Food Preparation | Natural Gas | Range | E3 | TRC BC Ratio | 0 | 0 | 0 | 0 | 0 | 0 | 0 | 0 | 0 | 0 | 0 | 0 | 0 | 0 | 0 | 0 | 0 | 0 | 0 | 0 | 0 | 0 | 0 | 0 | 0 | 0 | 0
F2_Commercial_Health (ID)_Existing_Food Preparation_Natural Gas_Range_E4 | F2 | Commercial | Health (ID) | Existing | Food Preparation | Natural Gas | Range | E4 | TRC BC Ratio | 0 | 0 | 0 | 0 | 0 | 0 | 0 | 0 | 0 | 0 | 0 | 0 | 0 | 0 | 0 | 0 | 0 | 0 | 0 | 0 | 0 | 0 | 0 | 0 | 0 | 0 | 0
F2_Commercial_Health (ID)_Existing_Food Preparation_Natural Gas_Range_E5 | F2 | Commercial | Health (ID) | Existing | Food Preparation | Natural Gas | Range | E5 | TRC BC Ratio | 0 | 0 | 0 | 0 | 0 | 0 | 0 | 0 | 0 | 0 | 0 | 0 | 0 | 0 | 0 | 0 | 0 | 0 | 0 | 0 | 0 | 0 | 0 | 0 | 0 | 0 | 0
F2_Commercial_Health (ID)_Existing_Food Preparation_Natural Gas_Range_E6 | F2 | Commercial | Health (ID) | Existing | Food Preparation | Natural Gas | Range | E6 | TRC BC Ratio | 0 | 0 | 0 | 0 | 0 | 0 | 0 | 0 | 0 | 0 | 0 | 0 | 0 | 0 | 0 | 0 | 0 | 0 | 0 | 0 | 0 | 0 | 0 | 0 | 0 | 0 | 0
F2_Commercial_Health (ID)_Existing_Food Preparation_Natural Gas_Range_E7 | F2 | Commercial | Health (ID) | Existing | Food Preparation | Natural Gas | Range | E7 | TRC BC Ratio | 0 | 0 | 0 | 0 | 0 | 0 | 0 | 0 | 0 | 0 | 0 | 0 | 0 | 0 | 0 | 0 | 0 | 0 | 0 | 0 | 0 | 0 | 0 | 0 | 0 | 0 | 0
F2_Commercial_Health (ID)_Existing_Food Preparation_Natural Gas_Range_E8 | F2 | Commercial | Health (ID) | Existing | Food Preparation | Natural Gas | Range | E8 | TRC BC Ratio | 0 | 0 | 0 | 0 | 0 | 0 | 0 | 0 | 0 | 0 | 0 | 0 | 0 | 0 | 0 | 0 | 0 | 0 | 0 | 0 | 0 | 0 | 0 | 0 | 0 | 0 | 0
F2_Commercial_Health (ID)_Existing_Food Preparation_Natural Gas_Range_E9 | F2 | Commercial | Health (ID) | Existing | Food Preparation | Natural Gas | Range | E9 | TRC BC Ratio | 0 | 0 | 0 | 0 | 0 | 0 | 0 | 0 | 0 | 0 | 0 | 0 | 0 | 0 | 0 | 0 | 0 | 0 | 0 | 0 | 0 | 0 | 0 | 0 | 0 | 0 | 0
F2_Commercial_Health (ID)_Existing_Food Preparation_Natural Gas_Range_E10 | F2 | Commercial | Health (ID) | Existing | Food Preparation | Natural Gas | Range | E10 | TRC BC Ratio | 0 | 0 | 0 | 0 | 0 | 0 | 0 | 0 | 0 | 0 | 0 | 0 | 0 | 0 | 0 | 0 | 0 | 0 | 0 | 0 | 0 | 0 | 0 | 0 | 0 | 0 | 0
F3_Commercial_Health (ID)_Existing_Food Preparation_Natural Gas_Range_E1 | F3 | Commercial | Health (ID) | Existing | Food Preparation | Natural Gas | Range | E1 | PACT BC Ratio | [24 empty] | 1 | 1 | 1 | bar: 2019 to 2042
F3_Commercial_Health (ID)_Existing_Food Preparation_Natural Gas_Range_E2 | F3 | Commercial | Health (ID) | Existing | Food Preparation | Natural Gas | Range | E2 | PACT BC Ratio | 30.4171 | 31.1193 | 32.0026 | 33.0446 | 34.2563 | 35.7845 | 37.3763 | 38.9634 | 40.4942 | 42.046 | 43.2572 | 44.3839 | 45.5985 | 46.7818 | 47.8254 | 48.7917 | 49.6438 | 50.4814 | 51.3823 | 52.2558 | 53.1544 | 54.0915 | 55.0376 | 56.0154 | 57.0105 | 58.0234 | 59.0542
F3_Commercial_Health (ID)_Existing_Food Preparation_Natural Gas_Range_E3 | F3 | Commercial | Health (ID) | Existing | Food Preparation | Natural Gas | Range | E3 | PACT BC Ratio | 0 | 0 | 0 | 0 | 0 | 0 | 0 | 0 | 0 | 0 | 0 | 0 | 0 | 0 | 0 | 0 | 0 | 0 | 0 | 0 | 0 | 0 | 0 | 0 | 0 | 0 | 0
F3_Commercial_Health (ID)_Existing_Food Preparation_Natural Gas_Range_E4 | F3 | Commercial | Health (ID) | Existing | Food Preparation | Natural Gas | Range | E4 | PACT BC Ratio | 0 | 0 | 0 | 0 | 0 | 0 | 0 | 0 | 0 | 0 | 0 | 0 | 0 | 0 | 0 | 0 | 0 | 0 | 0 | 0 | 0 | 0 | 0 | 0 | 0 | 0 | 0
F3_Commercial_Health (ID)_Existing_Food Preparation_Natural Gas_Range_E5 | F3 | Commercial | Health (ID) | Existing | Food Preparation | Natural Gas | Range | E5 | PACT BC Ratio | 0 | 0 | 0 | 0 | 0 | 0 | 0 | 0 | 0 | 0 | 0 | 0 | 0 | 0 | 0 | 0 | 0 | 0 | 0 | 0 | 0 | 0 | 0 | 0 | 0 | 0 | 0
F3_Commercial_Health (ID)_Existing_Food Preparation_Natural Gas_Range_E6 | F3 | Commercial | Health (ID) | Existing | Food Preparation | Natural Gas | Range | E6 | PACT BC Ratio | 0 | 0 | 0 | 0 | 0 | 0 | 0 | 0 | 0 | 0 | 0 | 0 | 0 | 0 | 0 | 0 | 0 | 0 | 0 | 0 | 0 | 0 | 0 | 0 | 0 | 0 | 0
F3_Commercial_Health (ID)_Existing_Food Preparation_Natural Gas_Range_E7 | F3 | Commercial | Health (ID) | Existing | Food Preparation | Natural Gas | Range | E7 | PACT BC Ratio | 0 | 0 | 0 | 0 | 0 | 0 | 0 | 0 | 0 | 0 | 0 | 0 | 0 | 0 | 0 | 0 | 0 | 0 | 0 | 0 | 0 | 0 | 0 | 0 | 0 | 0 | 0
F3_Commercial_Health (ID)_Existing_Food Preparation_Natural Gas_Range_E8 | F3 | Commercial | Health (ID) | Existing | Food Preparation | Natural Gas | Range | E8 | PACT BC Ratio | 0 | 0 | 0 | 0 | 0 | 0 | 0 | 0 | 0 | 0 | 0 | 0 | 0 | 0 | 0 | 0 | 0 | 0 | 0 | 0 | 0 | 0 | 0 | 0 | 0 | 0 | 0
F3_Commercial_Health (ID)_Existing_Food Preparation_Natural Gas_Range_E9 | F3 | Commercial | Health (ID) | Existing | Food Preparation | Natural Gas | Range | E9 | PACT BC Ratio | 0 | 0 | 0 | 0 | 0 | 0 | 0 | 0 | 0 | 0 | 0 | 0 | 0 | 0 | 0 | 0 | 0 | 0 | 0 | 0 | 0 | 0 | 0 | 0 | 0 | 0 | 0
F3_Commercial_Health (ID)_Existing_Food Preparation_Natural Gas_Range_E10 | F3 | Commercial | Health (ID) | Existing | Food Preparation | Natural Gas | Range | E10 | PACT BC Ratio | 0 | 0 | 0 | 0 | 0 | 0 | 0 | 0 | 0 | 0 | 0 | 0 | 0 | 0 | 0 | 0 | 0 | 0 | 0 | 0 | 0 | 0 | 0 | 0 | 0 | 0 | 0
F4_Commercial_Health (ID)_Existing_Food Preparation_Natural Gas_Range_E1 | F4 | Commercial | Health (ID) | Existing | Food Preparation | Natural Gas | Range | E1 | RVT BC Ratio | [24 empty] | 1 | 1 | 1 | bar: 2019 to 2042
F4_Commercial_Health (ID)_Existing_Food Preparation_Natural Gas_Range_E2 | F4 | Commercial | Health (ID) | Existing | Food Preparation | Natural Gas | Range | E2 | RVT BC Ratio | 22.3313 | 22.6963 | 23.141 | 23.6816 | 24.3247 | 25.1747 | 26.0467 | 26.8902 | 27.6666 | 28.4123 | 29.1782 | 29.8624 | 30.5761 | 31.2357 | 31.7912 | 32.2836 | 32.6873 | 33.0678 | 33.4761 | 33.8506 | 34.2252 | 34.8214 | 35.4234 | 36.0455 | 36.6787 | 37.3231 | 37.9789
F4_Commercial_Health (ID)_Existing_Food Preparation_Natural Gas_Range_E3 | F4 | Commercial | Health (ID) | Existing | Food Preparation | Natural Gas | Range | E3 | RVT BC Ratio | 0 | 0 | 0 | 0 | 0 | 0 | 0 | 0 | 0 | 0 | 0 | 0 | 0 | 0 | 0 | 0 | 0 | 0 | 0 | 0 | 0 | 0 | 0 | 0 | 0 | 0 | 0
F4_Commercial_Health (ID)_Existing_Food Preparation_Natural Gas_Range_E4 | F4 | Commercial | Health (ID) | Existing | Food Preparation | Natural Gas | Range | E4 | RVT BC Ratio | 0 | 0 | 0 | 0 | 0 | 0 | 0 | 0 | 0 | 0 | 0 | 0 | 0 | 0 | 0 | 0 | 0 | 0 | 0 | 0 | 0 | 0 | 0 | 0 | 0 | 0 | 0
F4_Commercial_Health (ID)_Existing_Food Preparation_Natural Gas_Range_E5 | F4 | Commercial | Health (ID) | Existing | Food Preparation | Natural Gas | Range | E5 | RVT BC Ratio | 0 | 0 | 0 | 0 | 0 | 0 | 0 | 0 | 0 | 0 | 0 | 0 | 0 | 0 | 0 | 0 | 0 | 0 | 0 | 0 | 0 | 0 | 0 | 0 | 0 | 0 | 0
F4_Commercial_Health (ID)_Existing_Food Preparation_Natural Gas_Range_E6 | F4 | Commercial | Health (ID) | Existing | Food Preparation | Natural Gas | Range | E6 | RVT BC Ratio | 0 | 0 | 0 | 0 | 0 | 0 | 0 | 0 | 0 | 0 | 0 | 0 | 0 | 0 | 0 | 0 | 0 | 0 | 0 | 0 | 0 | 0 | 0 | 0 | 0 | 0 | 0
F4_Commercial_Health (ID)_Existing_Food Preparation_Natural Gas_Range_E7 | F4 | Commercial | Health (ID) | Existing | Food Preparation | Natural Gas | Range | E7 | RVT BC Ratio | 0 | 0 | 0 | 0 | 0 | 0 | 0 | 0 | 0 | 0 | 0 | 0 | 0 | 0 | 0 | 0 | 0 | 0 | 0 | 0 | 0 | 0 | 0 | 0 | 0 | 0 | 0
F4_Commercial_Health (ID)_Existing_Food Preparation_Natural Gas_Range_E8 | F4 | Commercial | Health (ID) | Existing | Food Preparation | Natural Gas | Range | E8 | RVT BC Ratio | 0 | 0 | 0 | 0 | 0 | 0 | 0 | 0 | 0 | 0 | 0 | 0 | 0 | 0 | 0 | 0 | 0 | 0 | 0 | 0 | 0 | 0 | 0 | 0 | 0 | 0 | 0
F4_Commercial_Health (ID)_Existing_Food Preparation_Natural Gas_Range_E9 | F4 | Commercial | Health (ID) | Existing | Food Preparation | Natural Gas | Range | E9 | RVT BC Ratio | 0 | 0 | 0 | 0 | 0 | 0 | 0 | 0 | 0 | 0 | 0 | 0 | 0 | 0 | 0 | 0 | 0 | 0 | 0 | 0 | 0 | 0 | 0 | 0 | 0 | 0 | 0
F4_Commercial_Health (ID)_Existing_Food Preparation_Natural Gas_Range_E10 | F4 | Commercial | Health (ID) | Existing | Food Preparation | Natural Gas | Range | E10 | RVT BC Ratio | 0 | 0 | 0 | 0 | 0 | 0 | 0 | 0 | 0 | 0 | 0 | 0 | 0 | 0 | 0 | 0 | 0 | 0 | 0 | 0 | 0 | 0 | 0 | 0 | 0 | 0 | 0
F5_Commercial_Health (ID)_Existing_Food Preparation_Natural Gas_Range_E1 | F5 | Commercial | Health (ID) | Existing | Food Preparation | Natural Gas | Range | E1 | RIM BC Ratio | [24 empty] | 1 | 1 | 1 | bar: 2019 to 2042
F5_Commercial_Health (ID)_Existing_Food Preparation_Natural Gas_Range_E2 | F5 | Commercial | Health (ID) | Existing | Food Preparation | Natural Gas | Range | E2 | RIM BC Ratio | 0.81803 | 0.82357 | 0.83081 | 0.83844 | 0.84639 | 0.85453 | 0.86289 | 0.87153 | 0.88053 | 0.89045 | 0.89221 | 0.89462 | 0.89779 | 0.90176 | 0.90586 | 0.91016 | 0.91469 | 0.91948 | 0.92455 | 0.92992 | 0.93562 | 0.9359 | 0.93618 | 0.93646 | 0.93673 | 0.937 | 0.93727
F5_Commercial_Health (ID)_Existing_Food Preparation_Natural Gas_Range_E3 | F5 | Commercial | Health (ID) | Existing | Food Preparation | Natural Gas | Range | E3 | RIM BC Ratio | 0 | 0 | 0 | 0 | 0 | 0 | 0 | 0 | 0 | 0 | 0 | 0 | 0 | 0 | 0 | 0 | 0 | 0 | 0 | 0 | 0 | 0 | 0 | 0 | 0 | 0 | 0
F5_Commercial_Health (ID)_Existing_Food Preparation_Natural Gas_Range_E4 | F5 | Commercial | Health (ID) | Existing | Food Preparation | Natural Gas | Range | E4 | RIM BC Ratio | 0 | 0 | 0 | 0 | 0 | 0 | 0 | 0 | 0 | 0 | 0 | 0 | 0 | 0 | 0 | 0 | 0 | 0 | 0 | 0 | 0 | 0 | 0 | 0 | 0 | 0 | 0
F5_Commercial_Health (ID)_Existing_Food Preparation_Natural Gas_Range_E5 | F5 | Commercial | Health (ID) | Existing | Food Preparation | Natural Gas | Range | E5 | RIM BC Ratio | 0 | 0 | 0 | 0 | 0 | 0 | 0 | 0 | 0 | 0 | 0 | 0 | 0 | 0 | 0 | 0 | 0 | 0 | 0 | 0 | 0 | 0 | 0 | 0 | 0 | 0 | 0
F5_Commercial_Health (ID)_Existing_Food Preparation_Natural Gas_Range_E6 | F5 | Commercial | Health (ID) | Existing | Food Preparation | Natural Gas | Range | E6 | RIM BC Ratio | 0 | 0 | 0 | 0 | 0 | 0 | 0 | 0 | 0 | 0 | 0 | 0 | 0 | 0 | 0 | 0 | 0 | 0 | 0 | 0 | 0 | 0 | 0 | 0 | 0 | 0 | 0
F5_Commercial_Health (ID)_Existing_Food Preparation_Natural Gas_Range_E7 | F5 | Commercial | Health (ID) | Existing | Food Preparation | Natural Gas | Range | E7 | RIM BC Ratio | 0 | 0 | 0 | 0 | 0 | 0 | 0 | 0 | 0 | 0 | 0 | 0 | 0 | 0 | 0 | 0 | 0 | 0 | 0 | 0 | 0 | 0 | 0 | 0 | 0 | 0 | 0
F5_Commercial_Health (ID)_Existing_Food Preparation_Natural Gas_Range_E8 | F5 | Commercial | Health (ID) | Existing | Food Preparation | Natural Gas | Range | E8 | RIM BC Ratio | 0 | 0 | 0 | 0 | 0 | 0 | 0 | 0 | 0 | 0 | 0 | 0 | 0 | 0 | 0 | 0 | 0 | 0 | 0 | 0 | 0 | 0 | 0 | 0 | 0 | 0 | 0
F5_Commercial_Health (ID)_Existing_Food Preparation_Natural Gas_Range_E9 | F5 | Commercial | Health (ID) | Existing | Food Preparation | Natural Gas | Range | E9 | RIM BC Ratio | 0 | 0 | 0 | 0 | 0 | 0 | 0 | 0 | 0 | 0 | 0 | 0 | 0 | 0 | 0 | 0 | 0 | 0 | 0 | 0 | 0 | 0 | 0 | 0 | 0 | 0 | 0
F5_Commercial_Health (ID)_Existing_Food Preparation_Natural Gas_Range_E10 | F5 | Commercial | Health (ID) | Existing | Food Preparation | Natural Gas | Range | E10 | RIM BC Ratio | 0 | 0 | 0 | 0 | 0 | 0 | 0 | 0 | 0 | 0 | 0 | 0 | 0 | 0 | 0 | 0 | 0 | 0 | 0 | 0 | 0 | 0 | 0 | 0 | 0 | 0 | 0
F0_Commercial_Health (ID)_Existing_Food Preparation_Natural Gas_Steamer_E0 | F0 | Commercial | Health (ID) | Existing | Food Preparation | Natural Gas | Steamer | E0 | Economic Unit | ENERGY STAR | ENERGY STAR | ENERGY STAR | ENERGY STAR | ENERGY STAR | ENERGY STAR | ENERGY STAR | ENERGY STAR | ENERGY STAR | ENERGY STAR | ENERGY STAR | ENERGY STAR | ENERGY STAR | ENERGY STAR | ENERGY STAR | ENERGY STAR | ENERGY STAR | ENERGY STAR | ENERGY STAR | ENERGY STAR | ENERGY STAR | ENERGY STAR | ENERGY STAR | ENERGY STAR | ENERGY STAR | ENERGY STAR | ENERGY STAR
F1_Commercial_Health (ID)_Existing_Food Preparation_Natural Gas_Steamer_E1 | F1 | Commercial | Health (ID) | Existing | Food Preparation | Natural Gas | Steamer | E1 | CCE | 0 | 0 | 0 | 0 | 0 | 0 | 0 | 0 | 0 | 0 | 0 | 0 | 0 | 0 | 0 | 0 | 0 | 0 | 0 | 0 | 0 | 0 | 0 | 0 | 0 | 0 | 0
F1_Commercial_Health (ID)_Existing_Food Preparation_Natural Gas_Steamer_E2 | F1 | Commercial | Health (ID) | Existing | Food Preparation | Natural Gas | Steamer | E2 | CCE | 3.7552e-05 | 3.7552e-05 | 3.7552e-05 | 3.7552e-05 | 3.7552e-05 | 3.7552e-05 | 3.7552e-05 | 3.7552e-05 | 3.7552e-05 | 3.7552e-05 | 3.7552e-05 | 3.7552e-05 | 3.7552e-05 | 3.7552e-05 | 3.7552e-05 | 3.7552e-05 | 3.7552e-05 | 3.7552e-05 | 3.7552e-05 | 3.7552e-05 | 3.7552e-05 | 3.7552e-05 | 3.7552e-05 | 3.7552e-05 | 3.7552e-05 | 3.7552e-05 | 3.7552e-05
F1_Commercial_Health (ID)_Existing_Food Preparation_Natural Gas_Steamer_E3 | F1 | Commercial | Health (ID) | Existing | Food Preparation | Natural Gas | Steamer | E3 | CCE | 0 | 0 | 0 | 0 | 0 | 0 | 0 | 0 | 0 | 0 | 0 | 0 | 0 | 0 | 0 | 0 | 0 | 0 | 0 | 0 | 0 | 0 | 0 | 0 | 0 | 0 | 0
F1_Commercial_Health (ID)_Existing_Food Preparation_Natural Gas_Steamer_E4 | F1 | Commercial | Health (ID) | Existing | Food Preparation | Natural Gas | Steamer | E4 | CCE | 0 | 0 | 0 | 0 | 0 | 0 | 0 | 0 | 0 | 0 | 0 | 0 | 0 | 0 | 0 | 0 | 0 | 0 | 0 | 0 | 0 | 0 | 0 | 0 | 0 | 0 | 0
F1_Commercial_Health (ID)_Existing_Food Preparation_Natural Gas_Steamer_E5 | F1 | Commercial | Health (ID) | Existing | Food Preparation | Natural Gas | Steamer | E5 | CCE | 0 | 0 | 0 | 0 | 0 | 0 | 0 | 0 | 0 | 0 | 0 | 0 | 0 | 0 | 0 | 0 | 0 | 0 | 0 | 0 | 0 | 0 | 0 | 0 | 0 | 0 | 0
F1_Commercial_Health (ID)_Existing_Food Preparation_Natural Gas_Steamer_E6 | F1 | Commercial | Health (ID) | Existing | Food Preparation | Natural Gas | Steamer | E6 | CCE | 0 | 0 | 0 | 0 | 0 | 0 | 0 | 0 | 0 | 0 | 0 | 0 | 0 | 0 | 0 | 0 | 0 | 0 | 0 | 0 | 0 | 0 | 0 | 0 | 0 | 0 | 0
F1_Commercial_Health (ID)_Existing_Food Preparation_Natural Gas_Steamer_E7 | F1 | Commercial | Health (ID) | Existing | Food Preparation | Natural Gas | Steamer | E7 | CCE | 0 | 0 | 0 | 0 | 0 | 0 | 0 | 0 | 0 | 0 | 0 | 0 | 0 | 0 | 0 | 0 | 0 | 0 | 0 | 0 | 0 | 0 | 0 | 0 | 0 | 0 | 0
F1_Commercial_Health (ID)_Existing_Food Preparation_Natural Gas_Steamer_E8 | F1 | Commercial | Health (ID) | Existing | Food Preparation | Natural Gas | Steamer | E8 | CCE | 0 | 0 | 0 | 0 | 0 | 0 | 0 | 0 | 0 | 0 | 0 | 0 | 0 | 0 | 0 | 0 | 0 | 0 | 0 | 0 | 0 | 0 | 0 | 0 | 0 | 0 | 0
F1_Commercial_Health (ID)_Existing_Food Preparation_Natural Gas_Steamer_E9 | F1 | Commercial | Health (ID) | Existing | Food Preparation | Natural Gas | Steamer | E9 | CCE | 0 | 0 | 0 | 0 | 0 | 0 | 0 | 0 | 0 | 0 | 0 | 0 | 0 | 0 | 0 | 0 | 0 | 0 | 0 | 0 | 0 | 0 | 0 | 0 | 0 | 0 | 0
F1_Commercial_Health (ID)_Existing_Food Preparation_Natural Gas_Steamer_E10 | F1 | Commercial | Health (ID) | Existing | Food Preparation | Natural Gas | Steamer | E10 | CCE | 0 | 0 | 0 | 0 | 0 | 0 | 0 | 0 | 0 | 0 | 0 | 0 | 0 | 0 | 0 | 0 | 0 | 0 | 0 | 0 | 0 | 0 | 0 | 0 | 0 | 0 | 0
F2_Commercial_Health (ID)_Existing_Food Preparation_Natural Gas_Steamer_E1 | F2 | Commercial | Health (ID) | Existing | Food Preparation | Natural Gas | Steamer | E1 | TRC BC Ratio | [24 empty] | 1 | 1 | 1 | bar: 2019 to 2042
F2_Commercial_Health (ID)_Existing_Food Preparation_Natural Gas_Steamer_E2 | F2 | Commercial | Health (ID) | Existing | Food Preparation | Natural Gas | Steamer | E2 | TRC BC Ratio | 94.775 | 97.1635 | 99.9934 | 103.2363 | 106.9036 | 111.3656 | 115.9582 | 120.5065 | 124.8851 | 129.3246 | 132.857 | 136.1664 | 139.722 | 143.2026 | 146.3147 | 149.227 | 151.8388 | 154.4173 | 157.1715 | 159.8583 | 162.6184 | 165.488 | 168.388 | 171.3796 | 174.4243 | 177.5231 | 180.677
F2_Commercial_Health (ID)_Existing_Food Preparation_Natural Gas_Steamer_E3 | F2 | Commercial | Health (ID) | Existing | Food Preparation | Natural Gas | Steamer | E3 | TRC BC Ratio | 0 | 0 | 0 | 0 | 0 | 0 | 0 | 0 | 0 | 0 | 0 | 0 | 0 | 0 | 0 | 0 | 0 | 0 | 0 | 0 | 0 | 0 | 0 | 0 | 0 | 0 | 0
F2_Commercial_Health (ID)_Existing_Food Preparation_Natural Gas_Steamer_E4 | F2 | Commercial | Health (ID) | Existing | Food Preparation | Natural Gas | Steamer | E4 | TRC BC Ratio | 0 | 0 | 0 | 0 | 0 | 0 | 0 | 0 | 0 | 0 | 0 | 0 | 0 | 0 | 0 | 0 | 0 | 0 | 0 | 0 | 0 | 0 | 0 | 0 | 0 | 0 | 0
F2_Commercial_Health (ID)_Existing_Food Preparation_Natural Gas_Steamer_E5 | F2 | Commercial | Health (ID) | Existing | Food Preparation | Natural Gas | Steamer | E5 | TRC BC Ratio | 0 | 0 | 0 | 0 | 0 | 0 | 0 | 0 | 0 | 0 | 0 | 0 | 0 | 0 | 0 | 0 | 0 | 0 | 0 | 0 | 0 | 0 | 0 | 0 | 0 | 0 | 0
F2_Commercial_Health (ID)_Existing_Food Preparation_Natural Gas_Steamer_E6 | F2 | Commercial | Health (ID) | Existing | Food Preparation | Natural Gas | Steamer | E6 | TRC BC Ratio | 0 | 0 | 0 | 0 | 0 | 0 | 0 | 0 | 0 | 0 | 0 | 0 | 0 | 0 | 0 | 0 | 0 | 0 | 0 | 0 | 0 | 0 | 0 | 0 | 0 | 0 | 0
F2_Commercial_Health (ID)_Existing_Food Preparation_Natural Gas_Steamer_E7 | F2 | Commercial | Health (ID) | Existing | Food Preparation | Natural Gas | Steamer | E7 | TRC BC Ratio | 0 | 0 | 0 | 0 | 0 | 0 | 0 | 0 | 0 | 0 | 0 | 0 | 0 | 0 | 0 | 0 | 0 | 0 | 0 | 0 | 0 | 0 | 0 | 0 | 0 | 0 | 0
F2_Commercial_Health (ID)_Existing_Food Preparation_Natural Gas_Steamer_E8 | F2 | Commercial | Health (ID) | Existing | Food Preparation | Natural Gas | Steamer | E8 | TRC BC Ratio | 0 | 0 | 0 | 0 | 0 | 0 | 0 | 0 | 0 | 0 | 0 | 0 | 0 | 0 | 0 | 0 | 0 | 0 | 0 | 0 | 0 | 0 | 0 | 0 | 0 | 0 | 0
F2_Commercial_Health (ID)_Existing_Food Preparation_Natural Gas_Steamer_E9 | F2 | Commercial | Health (ID) | Existing | Food Preparation | Natural Gas | Steamer | E9 | TRC BC Ratio | 0 | 0 | 0 | 0 | 0 | 0 | 0 | 0 | 0 | 0 | 0 | 0 | 0 | 0 | 0 | 0 | 0 | 0 | 0 | 0 | 0 | 0 | 0 | 0 | 0 | 0 | 0
F2_Commercial_Health (ID)_Existing_Food Preparation_Natural Gas_Steamer_E10 | F2 | Commercial | Health (ID) | Existing | Food Preparation | Natural Gas | Steamer | E10 | TRC BC Ratio | 0 | 0 | 0 | 0 | 0 | 0 | 0 | 0 | 0 | 0 | 0 | 0 | 0 | 0 | 0 | 0 | 0 | 0 | 0 | 0 | 0 | 0 | 0 | 0 | 0 | 0 | 0
F3_Commercial_Health (ID)_Existing_Food Preparation_Natural Gas_Steamer_E1 | F3 | Commercial | Health (ID) | Existing | Food Preparation | Natural Gas | Steamer | E1 | PACT BC Ratio | [24 empty] | 1 | 1 | 1 | bar: 2019 to 2042
F3_Commercial_Health (ID)_Existing_Food Preparation_Natural Gas_Steamer_E2 | F3 | Commercial | Health (ID) | Existing | Food Preparation | Natural Gas | Steamer | E2 | PACT BC Ratio | 187.6892 | 192.4194 | 198.0235 | 204.4456 | 211.7082 | 220.5447 | 229.6398 | 238.647 | 247.3182 | 256.11 | 263.1056 | 269.6593 | 276.7008 | 283.5937 | 289.7568 | 295.5242 | 300.6964 | 305.8029 | 311.2572 | 316.5779 | 322.044 | 327.7269 | 333.47 | 339.3944 | 345.4241 | 351.5608 | 357.8066
F3_Commercial_Health (ID)_Existing_Food Preparation_Natural Gas_Steamer_E3 | F3 | Commercial | Health (ID) | Existing | Food Preparation | Natural Gas | Steamer | E3 | PACT BC Ratio | 0 | 0 | 0 | 0 | 0 | 0 | 0 | 0 | 0 | 0 | 0 | 0 | 0 | 0 | 0 | 0 | 0 | 0 | 0 | 0 | 0 | 0 | 0 | 0 | 0 | 0 | 0
F3_Commercial_Health (ID)_Existing_Food Preparation_Natural Gas_Steamer_E4 | F3 | Commercial | Health (ID) | Existing | Food Preparation | Natural Gas | Steamer | E4 | PACT BC Ratio | 0 | 0 | 0 | 0 | 0 | 0 | 0 | 0 | 0 | 0 | 0 | 0 | 0 | 0 | 0 | 0 | 0 | 0 | 0 | 0 | 0 | 0 | 0 | 0 | 0 | 0 | 0
F3_Commercial_Health (ID)_Existing_Food Preparation_Natural Gas_Steamer_E5 | F3 | Commercial | Health (ID) | Existing | Food Preparation | Natural Gas | Steamer | E5 | PACT BC Ratio | 0 | 0 | 0 | 0 | 0 | 0 | 0 | 0 | 0 | 0 | 0 | 0 | 0 | 0 | 0 | 0 | 0 | 0 | 0 | 0 | 0 | 0 | 0 | 0 | 0 | 0 | 0
F3_Commercial_Health (ID)_Existing_Food Preparation_Natural Gas_Steamer_E6 | F3 | Commercial | Health (ID) | Existing | Food Preparation | Natural Gas | Steamer | E6 | PACT BC Ratio | 0 | 0 | 0 | 0 | 0 | 0 | 0 | 0 | 0 | 0 | 0 | 0 | 0 | 0 | 0 | 0 | 0 | 0 | 0 | 0 | 0 | 0 | 0 | 0 | 0 | 0 | 0
F3_Commercial_Health (ID)_Existing_Food Preparation_Natural Gas_Steamer_E7 | F3 | Commercial | Health (ID) | Existing | Food Preparation | Natural Gas | Steamer | E7 | PACT BC Ratio | 0 | 0 | 0 | 0 | 0 | 0 | 0 | 0 | 0 | 0 | 0 | 0 | 0 | 0 | 0 | 0 | 0 | 0 | 0 | 0 | 0 | 0 | 0 | 0 | 0 | 0 | 0
F3_Commercial_Health (ID)_Existing_Food Preparation_Natural Gas_Steamer_E8 | F3 | Commercial | Health (ID) | Existing | Food Preparation | Natural Gas | Steamer | E8 | PACT BC Ratio | 0 | 0 | 0 | 0 | 0 | 0 | 0 | 0 | 0 | 0 | 0 | 0 | 0 | 0 | 0 | 0 | 0 | 0 | 0 | 0 | 0 | 0 | 0 | 0 | 0 | 0 | 0
F3_Commercial_Health (ID)_Existing_Food Preparation_Natural Gas_Steamer_E9 | F3 | Commercial | Health (ID) | Existing | Food Preparation | Natural Gas | Steamer | E9 | PACT BC Ratio | 0 | 0 | 0 | 0 | 0 | 0 | 0 | 0 | 0 | 0 | 0 | 0 | 0 | 0 | 0 | 0 | 0 | 0 | 0 | 0 | 0 | 0 | 0 | 0 | 0 | 0 | 0
F3_Commercial_Health (ID)_Existing_Food Preparation_Natural Gas_Steamer_E10 | F3 | Commercial | Health (ID) | Existing | Food Preparation | Natural Gas | Steamer | E10 | PACT BC Ratio | 0 | 0 | 0 | 0 | 0 | 0 | 0 | 0 | 0 | 0 | 0 | 0 | 0 | 0 | 0 | 0 | 0 | 0 | 0 | 0 | 0 | 0 | 0 | 0 | 0 | 0 | 0
F4_Commercial_Health (ID)_Existing_Food Preparation_Natural Gas_Steamer_E1 | F4 | Commercial | Health (ID) | Existing | Food Preparation | Natural Gas | Steamer | E1 | RVT BC Ratio | [24 empty] | 1 | 1 | 1 | bar: 2019 to 2042
F4_Commercial_Health (ID)_Existing_Food Preparation_Natural Gas_Steamer_E2 | F4 | Commercial | Health (ID) | Existing | Food Preparation | Natural Gas | Steamer | E2 | RVT BC Ratio | 134.3568 | 136.8872 | 139.8575 | 143.32 | 147.2863 | 152.237 | 157.2015 | 161.9151 | 166.182 | 170.3181 | 174.604 | 178.499 | 182.6103 | 186.5003 | 189.8454 | 192.8643 | 195.4192 | 197.8585 | 200.4524 | 202.8746 | 205.3051 | 208.9208 | 212.5749 | 216.3443 | 220.1806 | 224.0851 | 228.0589
F4_Commercial_Health (ID)_Existing_Food Preparation_Natural Gas_Steamer_E3 | F4 | Commercial | Health (ID) | Existing | Food Preparation | Natural Gas | Steamer | E3 | RVT BC Ratio | 0 | 0 | 0 | 0 | 0 | 0 | 0 | 0 | 0 | 0 | 0 | 0 | 0 | 0 | 0 | 0 | 0 | 0 | 0 | 0 | 0 | 0 | 0 | 0 | 0 | 0 | 0
F4_Commercial_Health (ID)_Existing_Food Preparation_Natural Gas_Steamer_E4 | F4 | Commercial | Health (ID) | Existing | Food Preparation | Natural Gas | Steamer | E4 | RVT BC Ratio | 0 | 0 | 0 | 0 | 0 | 0 | 0 | 0 | 0 | 0 | 0 | 0 | 0 | 0 | 0 | 0 | 0 | 0 | 0 | 0 | 0 | 0 | 0 | 0 | 0 | 0 | 0
F4_Commercial_Health (ID)_Existing_Food Preparation_Natural Gas_Steamer_E5 | F4 | Commercial | Health (ID) | Existing | Food Preparation | Natural Gas | Steamer | E5 | RVT BC Ratio | 0 | 0 | 0 | 0 | 0 | 0 | 0 | 0 | 0 | 0 | 0 | 0 | 0 | 0 | 0 | 0 | 0 | 0 | 0 | 0 | 0 | 0 | 0 | 0 | 0 | 0 | 0
F4_Commercial_Health (ID)_Existing_Food Preparation_Natural Gas_Steamer_E6 | F4 | Commercial | Health (ID) | Existing | Food Preparation | Natural Gas | Steamer | E6 | RVT BC Ratio | 0 | 0 | 0 | 0 | 0 | 0 | 0 | 0 | 0 | 0 | 0 | 0 | 0 | 0 | 0 | 0 | 0 | 0 | 0 | 0 | 0 | 0 | 0 | 0 | 0 | 0 | 0
F4_Commercial_Health (ID)_Existing_Food Preparation_Natural Gas_Steamer_E7 | F4 | Commercial | Health (ID) | Existing | Food Preparation | Natural Gas | Steamer | E7 | RVT BC Ratio | 0 | 0 | 0 | 0 | 0 | 0 | 0 | 0 | 0 | 0 | 0 | 0 | 0 | 0 | 0 | 0 | 0 | 0 | 0 | 0 | 0 | 0 | 0 | 0 | 0 | 0 | 0
F4_Commercial_Health (ID)_Existing_Food Preparation_Natural Gas_Steamer_E8 | F4 | Commercial | Health (ID) | Existing | Food Preparation | Natural Gas | Steamer | E8 | RVT BC Ratio | 0 | 0 | 0 | 0 | 0 | 0 | 0 | 0 | 0 | 0 | 0 | 0 | 0 | 0 | 0 | 0 | 0 | 0 | 0 | 0 | 0 | 0 | 0 | 0 | 0 | 0 | 0
F4_Commercial_Health (ID)_Existing_Food Preparation_Natural Gas_Steamer_E9 | F4 | Commercial | Health (ID) | Existing | Food Preparation | Natural Gas | Steamer | E9 | RVT BC Ratio | 0 | 0 | 0 | 0 | 0 | 0 | 0 | 0 | 0 | 0 | 0 | 0 | 0 | 0 | 0 | 0 | 0 | 0 | 0 | 0 | 0 | 0 | 0 | 0 | 0 | 0 | 0
F4_Commercial_Health (ID)_Existing_Food Preparation_Natural Gas_Steamer_E10 | F4 | Commercial | Health (ID) | Existing | Food Preparation | Natural Gas | Steamer | E10 | RVT BC Ratio | 0 | 0 | 0 | 0 | 0 | 0 | 0 | 0 | 0 | 0 | 0 | 0 | 0 | 0 | 0 | 0 | 0 | 0 | 0 | 0 | 0 | 0 | 0 | 0 | 0 | 0 | 0
F5_Commercial_Health (ID)_Existing_Food Preparation_Natural Gas_Steamer_E1 | F5 | Commercial | Health (ID) | Existing | Food Preparation | Natural Gas | Steamer | E1 | RIM BC Ratio | [24 empty] | 1 | 1 | 1 | bar: 2019 to 2042
F5_Commercial_Health (ID)_Existing_Food Preparation_Natural Gas_Steamer_E2 | F5 | Commercial | Health (ID) | Existing | Food Preparation | Natural Gas | Steamer | E2 | RIM BC Ratio | 0.84522 | 0.85053 | 0.85673 | 0.86318 | 0.8698 | 0.87668 | 0.88404 | 0.89201 | 0.90071 | 0.91011 | 0.91204 | 0.91438 | 0.91716 | 0.92042 | 0.92387 | 0.92753 | 0.93143 | 0.93559 | 0.93996 | 0.94463 | 0.94957 | 0.94962 | 0.94967 | 0.94972 | 0.94976 | 0.94981 | 0.94985
F5_Commercial_Health (ID)_Existing_Food Preparation_Natural Gas_Steamer_E3 | F5 | Commercial | Health (ID) | Existing | Food Preparation | Natural Gas | Steamer | E3 | RIM BC Ratio | 0 | 0 | 0 | 0 | 0 | 0 | 0 | 0 | 0 | 0 | 0 | 0 | 0 | 0 | 0 | 0 | 0 | 0 | 0 | 0 | 0 | 0 | 0 | 0 | 0 | 0 | 0
F5_Commercial_Health (ID)_Existing_Food Preparation_Natural Gas_Steamer_E4 | F5 | Commercial | Health (ID) | Existing | Food Preparation | Natural Gas | Steamer | E4 | RIM BC Ratio | 0 | 0 | 0 | 0 | 0 | 0 | 0 | 0 | 0 | 0 | 0 | 0 | 0 | 0 | 0 | 0 | 0 | 0 | 0 | 0 | 0 | 0 | 0 | 0 | 0 | 0 | 0
F5_Commercial_Health (ID)_Existing_Food Preparation_Natural Gas_Steamer_E5 | F5 | Commercial | Health (ID) | Existing | Food Preparation | Natural Gas | Steamer | E5 | RIM BC Ratio | 0 | 0 | 0 | 0 | 0 | 0 | 0 | 0 | 0 | 0 | 0 | 0 | 0 | 0 | 0 | 0 | 0 | 0 | 0 | 0 | 0 | 0 | 0 | 0 | 0 | 0 | 0
F5_Commercial_Health (ID)_Existing_Food Preparation_Natural Gas_Steamer_E6 | F5 | Commercial | Health (ID) | Existing | Food Preparation | Natural Gas | Steamer | E6 | RIM BC Ratio | 0 | 0 | 0 | 0 | 0 | 0 | 0 | 0 | 0 | 0 | 0 | 0 | 0 | 0 | 0 | 0 | 0 | 0 | 0 | 0 | 0 | 0 | 0 | 0 | 0 | 0 | 0
F5_Commercial_Health (ID)_Existing_Food Preparation_Natural Gas_Steamer_E7 | F5 | Commercial | Health (ID) | Existing | Food Preparation | Natural Gas | Steamer | E7 | RIM BC Ratio | 0 | 0 | 0 | 0 | 0 | 0 | 0 | 0 | 0 | 0 | 0 | 0 | 0 | 0 | 0 | 0 | 0 | 0 | 0 | 0 | 0 | 0 | 0 | 0 | 0 | 0 | 0
F5_Commercial_Health (ID)_Existing_Food Preparation_Natural Gas_Steamer_E8 | F5 | Commercial | Health (ID) | Existing | Food Preparation | Natural Gas | Steamer | E8 | RIM BC Ratio | 0 | 0 | 0 | 0 | 0 | 0 | 0 | 0 | 0 | 0 | 0 | 0 | 0 | 0 | 0 | 0 | 0 | 0 | 0 | 0 | 0 | 0 | 0 | 0 | 0 | 0 | 0
F5_Commercial_Health (ID)_Existing_Food Preparation_Natural Gas_Steamer_E9 | F5 | Commercial | Health (ID) | Existing | Food Preparation | Natural Gas | Steamer | E9 | RIM BC Ratio | 0 | 0 | 0 | 0 | 0 | 0 | 0 | 0 | 0 | 0 | 0 | 0 | 0 | 0 | 0 | 0 | 0 | 0 | 0 | 0 | 0 | 0 | 0 | 0 | 0 | 0 | 0
F5_Commercial_Health (ID)_Existing_Food Preparation_Natural Gas_Steamer_E10 | F5 | Commercial | Health (ID) | Existing | Food Preparation | Natural Gas | Steamer | E10 | RIM BC Ratio | 0 | 0 | 0 | 0 | 0 | 0 | 0 | 0 | 0 | 0 | 0 | 0 | 0 | 0 | 0 | 0 | 0 | 0 | 0 | 0 | 0 | 0 | 0 | 0 | 0 | 0 | 0
F0_Commercial_Health (ID)_Existing_Food Preparation_Natural Gas_Food Prep Other_E0 | F0 | Commercial | Health (ID) | Existing | Food Preparation | Natural Gas | Food Prep Other | E0 | Economic Unit | Standard | Standard | Standard | Standard | Standard | Standard | Standard | Standard | Standard | Standard | Standard | Standard | Standard | Standard | Standard | Standard | Standard | Standard | Standard | Standard | Standard | Standard | Standard | Standard | Standard | Standard | Standard
F1_Commercial_Health (ID)_Existing_Food Preparation_Natural Gas_Food Prep Other_E1 | F1 | Commercial | Health (ID) | Existing | Food Preparation | Natural Gas | Food Prep Other | E1 | CCE | 0 | 0 | 0 | 0 | 0 | 0 | 0 | 0 | 0 | 0 | 0 | 0 | 0 | 0 | 0 | 0 | 0 | 0 | 0 | 0 | 0 | 0 | 0 | 0 | 0 | 0 | 0
F1_Commercial_Health (ID)_Existing_Food Preparation_Natural Gas_Food Prep Other_E2 | F1 | Commercial | Health (ID) | Existing | Food Preparation | Natural Gas | Food Prep Other | E2 | CCE | 0.19058 | 0.19058 | 0.19058 | 0.19058 | 0.19058 | 0.19058 | 0.19058 | 0.19058 | 0.19058 | 0.19058 | 0.19058 | 0.19058 | 0.19058 | 0.19058 | 0.19058 | 0.19058 | 0.19058 | 0.19058 | 0.19058 | 0.19058 | 0.19058 | 0.19058 | 0.19058 | 0.19058 | 0.19058 | 0.19058 | 0.19058
F1_Commercial_Health (ID)_Existing_Food Preparation_Natural Gas_Food Prep Other_E3 | F1 | Commercial | Health (ID) | Existing | Food Preparation | Natural Gas | Food Prep Other | E3 | CCE | 0 | 0 | 0 | 0 | 0 | 0 | 0 | 0 | 0 | 0 | 0 | 0 | 0 | 0 | 0 | 0 | 0 | 0 | 0 | 0 | 0 | 0 | 0 | 0 | 0 | 0 | 0
F1_Commercial_Health (ID)_Existing_Food Preparation_Natural Gas_Food Prep Other_E4 | F1 | Commercial | Health (ID) | Existing | Food Preparation | Natural Gas | Food Prep Other | E4 | CCE | 0 | 0 | 0 | 0 | 0 | 0 | 0 | 0 | 0 | 0 | 0 | 0 | 0 | 0 | 0 | 0 | 0 | 0 | 0 | 0 | 0 | 0 | 0 | 0 | 0 | 0 | 0
F1_Commercial_Health (ID)_Existing_Food Preparation_Natural Gas_Food Prep Other_E5 | F1 | Commercial | Health (ID) | Existing | Food Preparation | Natural Gas | Food Prep Other | E5 | CCE | 0 | 0 | 0 | 0 | 0 | 0 | 0 | 0 | 0 | 0 | 0 | 0 | 0 | 0 | 0 | 0 | 0 | 0 | 0 | 0 | 0 | 0 | 0 | 0 | 0 | 0 | 0
F1_Commercial_Health (ID)_Existing_Food Preparation_Natural Gas_Food Prep Other_E6 | F1 | Commercial | Health (ID) | Existing | Food Preparation | Natural Gas | Food Prep Other | E6 | CCE | 0 | 0 | 0 | 0 | 0 | 0 | 0 | 0 | 0 | 0 | 0 | 0 | 0 | 0 | 0 | 0 | 0 | 0 | 0 | 0 | 0 | 0 | 0 | 0 | 0 | 0 | 0
F1_Commercial_Health (ID)_Existing_Food Preparation_Natural Gas_Food Prep Other_E7 | F1 | Commercial | Health (ID) | Existing | Food Preparation | Natural Gas | Food Prep Other | E7 | CCE | 0 | 0 | 0 | 0 | 0 | 0 | 0 | 0 | 0 | 0 | 0 | 0 | 0 | 0 | 0 | 0 | 0 | 0 | 0 | 0 | 0 | 0 | 0 | 0 | 0 | 0 | 0
F1_Commercial_Health (ID)_Existing_Food Preparation_Natural Gas_Food Prep Other_E8 | F1 | Commercial | Health (ID) | Existing | Food Preparation | Natural Gas | Food Prep Other | E8 | CCE | 0 | 0 | 0 | 0 | 0 | 0 | 0 | 0 | 0 | 0 | 0 | 0 | 0 | 0 | 0 | 0 | 0 | 0 | 0 | 0 | 0 | 0 | 0 | 0 | 0 | 0 | 0
F1_Commercial_Health (ID)_Existing_Food Preparation_Natural Gas_Food Prep Other_E9 | F1 | Commercial | Health (ID) | Existing | Food Preparation | Natural Gas | Food Prep Other | E9 | CCE | 0 | 0 | 0 | 0 | 0 | 0 | 0 | 0 | 0 | 0 | 0 | 0 | 0 | 0 | 0 | 0 | 0 | 0 | 0 | 0 | 0 | 0 | 0 | 0 | 0 | 0 | 0
F1_Commercial_Health (ID)_Existing_Food Preparation_Natural Gas_Food Prep Other_E10 | F1 | Commercial | Health (ID) | Existing | Food Preparation | Natural Gas | Food Prep Other | E10 | CCE | 0 | 0 | 0 | 0 | 0 | 0 | 0 | 0 | 0 | 0 | 0 | 0 | 0 | 0 | 0 | 0 | 0 | 0 | 0 | 0 | 0 | 0 | 0 | 0 | 0 | 0 | 0
F2_Commercial_Health (ID)_Existing_Food Preparation_Natural Gas_Food Prep Other_E1 | F2 | Commercial | Health (ID) | Existing | Food Preparation | Natural Gas | Food Prep Other | E1 | TRC BC Ratio | [24 empty] | 1 | 1 | 1 | bar: 2019 to 2042
F2_Commercial_Health (ID)_Existing_Food Preparation_Natural Gas_Food Prep Other_E2 | F2 | Commercial | Health (ID) | Existing | Food Preparation | Natural Gas | Food Prep Other | E2 | TRC BC Ratio | 0.018197 | 0.018618 | 0.019146 | 0.019769 | 0.020494 | 0.021409 | 0.022361 | 0.02331 | 0.024226 | 0.025155 | 0.025879 | 0.026553 | 0.02728 | 0.027988 | 0.028612 | 0.02919 | 0.0297 | 0.030201 | 0.03074 | 0.031263 | 0.0318 | 0.032361 | 0.032927 | 0.033512 | 0.034107 | 0.034713 | 0.03533
F2_Commercial_Health (ID)_Existing_Food Preparation_Natural Gas_Food Prep Other_E3 | F2 | Commercial | Health (ID) | Existing | Food Preparation | Natural Gas | Food Prep Other | E3 | TRC BC Ratio | 0 | 0 | 0 | 0 | 0 | 0 | 0 | 0 | 0 | 0 | 0 | 0 | 0 | 0 | 0 | 0 | 0 | 0 | 0 | 0 | 0 | 0 | 0 | 0 | 0 | 0 | 0
F2_Commercial_Health (ID)_Existing_Food Preparation_Natural Gas_Food Prep Other_E4 | F2 | Commercial | Health (ID) | Existing | Food Preparation | Natural Gas | Food Prep Other | E4 | TRC BC Ratio | 0 | 0 | 0 | 0 | 0 | 0 | 0 | 0 | 0 | 0 | 0 | 0 | 0 | 0 | 0 | 0 | 0 | 0 | 0 | 0 | 0 | 0 | 0 | 0 | 0 | 0 | 0
F2_Commercial_Health (ID)_Existing_Food Preparation_Natural Gas_Food Prep Other_E5 | F2 | Commercial | Health (ID) | Existing | Food Preparation | Natural Gas | Food Prep Other | E5 | TRC BC Ratio | 0 | 0 | 0 | 0 | 0 | 0 | 0 | 0 | 0 | 0 | 0 | 0 | 0 | 0 | 0 | 0 | 0 | 0 | 0 | 0 | 0 | 0 | 0 | 0 | 0 | 0 | 0
F2_Commercial_Health (ID)_Existing_Food Preparation_Natural Gas_Food Prep Other_E6 | F2 | Commercial | Health (ID) | Existing | Food Preparation | Natural Gas | Food Prep Other | E6 | TRC BC Ratio | 0 | 0 | 0 | 0 | 0 | 0 | 0 | 0 | 0 | 0 | 0 | 0 | 0 | 0 | 0 | 0 | 0 | 0 | 0 | 0 | 0 | 0 | 0 | 0 | 0 | 0 | 0
F2_Commercial_Health (ID)_Existing_Food Preparation_Natural Gas_Food Prep Other_E7 | F2 | Commercial | Health (ID) | Existing | Food Preparation | Natural Gas | Food Prep Other | E7 | TRC BC Ratio | 0 | 0 | 0 | 0 | 0 | 0 | 0 | 0 | 0 | 0 | 0 | 0 | 0 | 0 | 0 | 0 | 0 | 0 | 0 | 0 | 0 | 0 | 0 | 0 | 0 | 0 | 0
F2_Commercial_Health (ID)_Existing_Food Preparation_Natural Gas_Food Prep Other_E8 | F2 | Commercial | Health (ID) | Existing | Food Preparation | Natural Gas | Food Prep Other | E8 | TRC BC Ratio | 0 | 0 | 0 | 0 | 0 | 0 | 0 | 0 | 0 | 0 | 0 | 0 | 0 | 0 | 0 | 0 | 0 | 0 | 0 | 0 | 0 | 0 | 0 | 0 | 0 | 0 | 0
F2_Commercial_Health (ID)_Existing_Food Preparation_Natural Gas_Food Prep Other_E9 | F2 | Commercial | Health (ID) | Existing | Food Preparation | Natural Gas | Food Prep Other | E9 | TRC BC Ratio | 0 | 0 | 0 | 0 | 0 | 0 | 0 | 0 | 0 | 0 | 0 | 0 | 0 | 0 | 0 | 0 | 0 | 0 | 0 | 0 | 0 | 0 | 0 | 0 | 0 | 0 | 0
F2_Commercial_Health (ID)_Existing_Food Preparation_Natural Gas_Food Prep Other_E10 | F2 | Commercial | Health (ID) | Existing | Food Preparation | Natural Gas | Food Prep Other | E10 | TRC BC Ratio | 0 | 0 | 0 | 0 | 0 | 0 | 0 | 0 | 0 | 0 | 0 | 0 | 0 | 0 | 0 | 0 | 0 | 0 | 0 | 0 | 0 | 0 | 0 | 0 | 0 | 0 | 0
F3_Commercial_Health (ID)_Existing_Food Preparation_Natural Gas_Food Prep Other_E1 | F3 | Commercial | Health (ID) | Existing | Food Preparation | Natural Gas | Food Prep Other | E1 | PACT BC Ratio | [24 empty] | 1 | 1 | 1 | bar: 2019 to 2042
F3_Commercial_Health (ID)_Existing_Food Preparation_Natural Gas_Food Prep Other_E2 | F3 | Commercial | Health (ID) | Existing | Food Preparation | Natural Gas | Food Prep Other | E2 | PACT BC Ratio | 0.036038 | 0.03687 | 0.037916 | 0.039151 | 0.040586 | 0.042397 | 0.044283 | 0.046163 | 0.047977 | 0.049815 | 0.05125 | 0.052585 | 0.054024 | 0.055426 | 0.056663 | 0.057807 | 0.058817 | 0.059809 | 0.060877 | 0.061912 | 0.062976 | 0.064087 | 0.065207 | 0.066366 | 0.067545 | 0.068745 | 0.069966
F3_Commercial_Health (ID)_Existing_Food Preparation_Natural Gas_Food Prep Other_E3 | F3 | Commercial | Health (ID) | Existing | Food Preparation | Natural Gas | Food Prep Other | E3 | PACT BC Ratio | 0 | 0 | 0 | 0 | 0 | 0 | 0 | 0 | 0 | 0 | 0 | 0 | 0 | 0 | 0 | 0 | 0 | 0 | 0 | 0 | 0 | 0 | 0 | 0 | 0 | 0 | 0
F3_Commercial_Health (ID)_Existing_Food Preparation_Natural Gas_Food Prep Other_E4 | F3 | Commercial | Health (ID) | Existing | Food Preparation | Natural Gas | Food Prep Other | E4 | PACT BC Ratio | 0 | 0 | 0 | 0 | 0 | 0 | 0 | 0 | 0 | 0 | 0 | 0 | 0 | 0 | 0 | 0 | 0 | 0 | 0 | 0 | 0 | 0 | 0 | 0 | 0 | 0 | 0
F3_Commercial_Health (ID)_Existing_Food Preparation_Natural Gas_Food Prep Other_E5 | F3 | Commercial | Health (ID) | Existing | Food Preparation | Natural Gas | Food Prep Other | E5 | PACT BC Ratio | 0 | 0 | 0 | 0 | 0 | 0 | 0 | 0 | 0 | 0 | 0 | 0 | 0 | 0 | 0 | 0 | 0 | 0 | 0 | 0 | 0 | 0 | 0 | 0 | 0 | 0 | 0
F3_Commercial_Health (ID)_Existing_Food Preparation_Natural Gas_Food Prep Other_E6 | F3 | Commercial | Health (ID) | Existing | Food Preparation | Natural Gas | Food Prep Other | E6 | PACT BC Ratio | 0 | 0 | 0 | 0 | 0 | 0 | 0 | 0 | 0 | 0 | 0 | 0 | 0 | 0 | 0 | 0 | 0 | 0 | 0 | 0 | 0 | 0 | 0 | 0 | 0 | 0 | 0
F3_Commercial_Health (ID)_Existing_Food Preparation_Natural Gas_Food Prep Other_E7 | F3 | Commercial | Health (ID) | Existing | Food Preparation | Natural Gas | Food Prep Other | E7 | PACT BC Ratio | 0 | 0 | 0 | 0 | 0 | 0 | 0 | 0 | 0 | 0 | 0 | 0 | 0 | 0 | 0 | 0 | 0 | 0 | 0 | 0 | 0 | 0 | 0 | 0 | 0 | 0 | 0
F3_Commercial_Health (ID)_Existing_Food Preparation_Natural Gas_Food Prep Other_E8 | F3 | Commercial | Health (ID) | Existing | Food Preparation | Natural Gas | Food Prep Other | E8 | PACT BC Ratio | 0 | 0 | 0 | 0 | 0 | 0 | 0 | 0 | 0 | 0 | 0 | 0 | 0 | 0 | 0 | 0 | 0 | 0 | 0 | 0 | 0 | 0 | 0 | 0 | 0 | 0 | 0
F3_Commercial_Health (ID)_Existing_Food Preparation_Natural Gas_Food Prep Other_E9 | F3 | Commercial | Health (ID) | Existing | Food Preparation | Natural Gas | Food Prep Other | E9 | PACT BC Ratio | 0 | 0 | 0 | 0 | 0 | 0 | 0 | 0 | 0 | 0 | 0 | 0 | 0 | 0 | 0 | 0 | 0 | 0 | 0 | 0 | 0 | 0 | 0 | 0 | 0 | 0 | 0
F3_Commercial_Health (ID)_Existing_Food Preparation_Natural Gas_Food Prep Other_E10 | F3 | Commercial | Health (ID) | Existing | Food Preparation | Natural Gas | Food Prep Other | E10 | PACT BC Ratio | 0 | 0 | 0 | 0 | 0 | 0 | 0 | 0 | 0 | 0 | 0 | 0 | 0 | 0 | 0 | 0 | 0 | 0 | 0 | 0 | 0 | 0 | 0 | 0 | 0 | 0 | 0
F4_Commercial_Health (ID)_Existing_Food Preparation_Natural Gas_Food Prep Other_E1 | F4 | Commercial | Health (ID) | Existing | Food Preparation | Natural Gas | Food Prep Other | E1 | RVT BC Ratio | [24 empty] | 1 | 1 | 1 | bar: 2019 to 2042
F4_Commercial_Health (ID)_Existing_Food Preparation_Natural Gas_Food Prep Other_E2 | F4 | Commercial | Health (ID) | Existing | Food Preparation | Natural Gas | Food Prep Other | E2 | RVT BC Ratio | 0.43193 | 0.43236 | 0.43288 | 0.43353 | 0.43429 | 0.43529 | 0.43633 | 0.43733 | 0.43825 | 0.43913 | 0.44004 | 0.44085 | 0.44169 | 0.44247 | 0.44313 | 0.44372 | 0.44419 | 0.44465 | 0.44513 | 0.44557 | 0.44602 | 0.44672 | 0.44744 | 0.44817 | 0.44892 | 0.44969 | 0.45046
F4_Commercial_Health (ID)_Existing_Food Preparation_Natural Gas_Food Prep Other_E3 | F4 | Commercial | Health (ID) | Existing | Food Preparation | Natural Gas | Food Prep Other | E3 | RVT BC Ratio | 0 | 0 | 0 | 0 | 0 | 0 | 0 | 0 | 0 | 0 | 0 | 0 | 0 | 0 | 0 | 0 | 0 | 0 | 0 | 0 | 0 | 0 | 0 | 0 | 0 | 0 | 0
F4_Commercial_Health (ID)_Existing_Food Preparation_Natural Gas_Food Prep Other_E4 | F4 | Commercial | Health (ID) | Existing | Food Preparation | Natural Gas | Food Prep Other | E4 | RVT BC Ratio | 0 | 0 | 0 | 0 | 0 | 0 | 0 | 0 | 0 | 0 | 0 | 0 | 0 | 0 | 0 | 0 | 0 | 0 | 0 | 0 | 0 | 0 | 0 | 0 | 0 | 0 | 0
F4_Commercial_Health (ID)_Existing_Food Preparation_Natural Gas_Food Prep Other_E5 | F4 | Commercial | Health (ID) | Existing | Food Preparation | Natural Gas | Food Prep Other | E5 | RVT BC Ratio | 0 | 0 | 0 | 0 | 0 | 0 | 0 | 0 | 0 | 0 | 0 | 0 | 0 | 0 | 0 | 0 | 0 | 0 | 0 | 0 | 0 | 0 | 0 | 0 | 0 | 0 | 0
F4_Commercial_Health (ID)_Existing_Food Preparation_Natural Gas_Food Prep Other_E6 | F4 | Commercial | Health (ID) | Existing | Food Preparation | Natural Gas | Food Prep Other | E6 | RVT BC Ratio | 0 | 0 | 0 | 0 | 0 | 0 | 0 | 0 | 0 | 0 | 0 | 0 | 0 | 0 | 0 | 0 | 0 | 0 | 0 | 0 | 0 | 0 | 0 | 0 | 0 | 0 | 0
F4_Commercial_Health (ID)_Existing_Food Preparation_Natural Gas_Food Prep Other_E7 | F4 | Commercial | Health (ID) | Existing | Food Preparation | Natural Gas | Food Prep Other | E7 | RVT BC Ratio | 0 | 0 | 0 | 0 | 0 | 0 | 0 | 0 | 0 | 0 | 0 | 0 | 0 | 0 | 0 | 0 | 0 | 0 | 0 | 0 | 0 | 0 | 0 | 0 | 0 | 0 | 0
F4_Commercial_Health (ID)_Existing_Food Preparation_Natural Gas_Food Prep Other_E8 | F4 | Commercial | Health (ID) | Existing | Food Preparation | Natural Gas | Food Prep Other | E8 | RVT BC Ratio | 0 | 0 | 0 | 0 | 0 | 0 | 0 | 0 | 0 | 0 | 0 | 0 | 0 | 0 | 0 | 0 | 0 | 0 | 0 | 0 | 0 | 0 | 0 | 0 | 0 | 0 | 0
F4_Commercial_Health (ID)_Existing_Food Preparation_Natural Gas_Food Prep Other_E9 | F4 | Commercial | Health (ID) | Existing | Food Preparation | Natural Gas | Food Prep Other | E9 | RVT BC Ratio | 0 | 0 | 0 | 0 | 0 | 0 | 0 | 0 | 0 | 0 | 0 | 0 | 0 | 0 | 0 | 0 | 0 | 0 | 0 | 0 | 0 | 0 | 0 | 0 | 0 | 0 | 0
F4_Commercial_Health (ID)_Existing_Food Preparation_Natural Gas_Food Prep Other_E10 | F4 | Commercial | Health (ID) | Existing | Food Preparation | Natural Gas | Food Prep Other | E10 | RVT BC Ratio | 0 | 0 | 0 | 0 | 0 | 0 | 0 | 0 | 0 | 0 | 0 | 0 | 0 | 0 | 0 | 0 | 0 | 0 | 0 | 0 | 0 | 0 | 0 | 0 | 0 | 0 | 0
F5_Commercial_Health (ID)_Existing_Food Preparation_Natural Gas_Food Prep Other_E1 | F5 | Commercial | Health (ID) | Existing | Food Preparation | Natural Gas | Food Prep Other | E1 | RIM BC Ratio | [24 empty] | 1 | 1 | 1 | bar: 2019 to 2042
F5_Commercial_Health (ID)_Existing_Food Preparation_Natural Gas_Food Prep Other_E2 | F5 | Commercial | Health (ID) | Existing | Food Preparation | Natural Gas | Food Prep Other | E2 | RIM BC Ratio | 0.034556 | 0.03533 | 0.036302 | 0.037446 | 0.038773 | 0.040438 | 0.042169 | 0.04389 | 0.045549 | 0.047229 | 0.048521 | 0.049721 | 0.051015 | 0.052275 | 0.053386 | 0.054416 | 0.055325 | 0.056219 | 0.057179 | 0.058112 | 0.05907 | 0.060046 | 0.061029 | 0.062043 | 0.063072 | 0.064117 | 0.065178
F5_Commercial_Health (ID)_Existing_Food Preparation_Natural Gas_Food Prep Other_E3 | F5 | Commercial | Health (ID) | Existing | Food Preparation | Natural Gas | Food Prep Other | E3 | RIM BC Ratio | 0 | 0 | 0 | 0 | 0 | 0 | 0 | 0 | 0 | 0 | 0 | 0 | 0 | 0 | 0 | 0 | 0 | 0 | 0 | 0 | 0 | 0 | 0 | 0 | 0 | 0 | 0
F5_Commercial_Health (ID)_Existing_Food Preparation_Natural Gas_Food Prep Other_E4 | F5 | Commercial | Health (ID) | Existing | Food Preparation | Natural Gas | Food Prep Other | E4 | RIM BC Ratio | 0 | 0 | 0 | 0 | 0 | 0 | 0 | 0 | 0 | 0 | 0 | 0 | 0 | 0 | 0 | 0 | 0 | 0 | 0 | 0 | 0 | 0 | 0 | 0 | 0 | 0 | 0
F5_Commercial_Health (ID)_Existing_Food Preparation_Natural Gas_Food Prep Other_E5 | F5 | Commercial | Health (ID) | Existing | Food Preparation | Natural Gas | Food Prep Other | E5 | RIM BC Ratio | 0 | 0 | 0 | 0 | 0 | 0 | 0 | 0 | 0 | 0 | 0 | 0 | 0 | 0 | 0 | 0 | 0 | 0 | 0 | 0 | 0 | 0 | 0 | 0 | 0 | 0 | 0
F5_Commercial_Health (ID)_Existing_Food Preparation_Natural Gas_Food Prep Other_E6 | F5 | Commercial | Health (ID) | Existing | Food Preparation | Natural Gas | Food Prep Other | E6 | RIM BC Ratio | 0 | 0 | 0 | 0 | 0 | 0 | 0 | 0 | 0 | 0 | 0 | 0 | 0 | 0 | 0 | 0 | 0 | 0 | 0 | 0 | 0 | 0 | 0 | 0 | 0 | 0 | 0
F5_Commercial_Health (ID)_Existing_Food Preparation_Natural Gas_Food Prep Other_E7 | F5 | Commercial | Health (ID) | Existing | Food Preparation | Natural Gas | Food Prep Other | E7 | RIM BC Ratio | 0 | 0 | 0 | 0 | 0 | 0 | 0 | 0 | 0 | 0 | 0 | 0 | 0 | 0 | 0 | 0 | 0 | 0 | 0 | 0 | 0 | 0 | 0 | 0 | 0 | 0 | 0
F5_Commercial_Health (ID)_Existing_Food Preparation_Natural Gas_Food Prep Other_E8 | F5 | Commercial | Health (ID) | Existing | Food Preparation | Natural Gas | Food Prep Other | E8 | RIM BC Ratio | 0 | 0 | 0 | 0 | 0 | 0 | 0 | 0 | 0 | 0 | 0 | 0 | 0 | 0 | 0 | 0 | 0 | 0 | 0 | 0 | 0 | 0 | 0 | 0 | 0 | 0 | 0
F5_Commercial_Health (ID)_Existing_Food Preparation_Natural Gas_Food Prep Other_E9 | F5 | Commercial | Health (ID) | Existing | Food Preparation | Natural Gas | Food Prep Other | E9 | RIM BC Ratio | 0 | 0 | 0 | 0 | 0 | 0 | 0 | 0 | 0 | 0 | 0 | 0 | 0 | 0 | 0 | 0 | 0 | 0 | 0 | 0 | 0 | 0 | 0 | 0 | 0 | 0 | 0
F5_Commercial_Health (ID)_Existing_Food Preparation_Natural Gas_Food Prep Other_E10 | F5 | Commercial | Health (ID) | Existing | Food Preparation | Natural Gas | Food Prep Other | E10 | RIM BC Ratio | 0 | 0 | 0 | 0 | 0 | 0 | 0 | 0 | 0 | 0 | 0 | 0 | 0 | 0 | 0 | 0 | 0 | 0 | 0 | 0 | 0 | 0 | 0 | 0 | 0 | 0 | 0
F0_Commercial_Health (ID)_Existing_Miscellaneous_Natural Gas_Pool Heater_E0 | F0 | Commercial | Health (ID) | Existing | Miscellaneous | Natural Gas | Pool Heater | E0 | Economic Unit | Standard (EF .82) | Standard (EF .82) | Standard (EF .82) | Standard (EF .82) | Standard (EF .82) | Standard (EF .82) | Standard (EF .82) | Standard (EF .82) | Standard (EF .82) | Standard (EF .82) | Standard (EF .82) | Standard (EF .82) | Standard (EF .82) | Standard (EF .82) | Standard (EF .82) | Standard (EF .82) | Standard (EF .82) | Standard (EF .82) | Standard (EF .82) | Standard (EF .82) | Standard (EF .82) | Standard (EF .82) | Standard (EF .82) | Standard (EF .82) | Standard (EF .82) | Standard (EF .82) | Standard (EF .82)
F1_Commercial_Health (ID)_Existing_Miscellaneous_Natural Gas_Pool Heater_E1 | F1 | Commercial | Health (ID) | Existing | Miscellaneous | Natural Gas | Pool Heater | E1 | CCE | 0 | 0 | 0 | 0 | 0 | 0 | 0 | 0 | 0 | 0 | 0 | 0 | 0 | 0 | 0 | 0 | 0 | 0 | 0 | 0 | 0 | 0 | 0 | 0 | 0 | 0 | 0
F1_Commercial_Health (ID)_Existing_Miscellaneous_Natural Gas_Pool Heater_E2 | F1 | Commercial | Health (ID) | Existing | Miscellaneous | Natural Gas | Pool Heater | E2 | CCE | 0.013474 | 0.013474 | 0.013474 | 0.013474 | 0.013474 | 0.013474 | 0.013474 | 0.013474 | 0.013474 | 0.013474 | 0.013474 | 0.013474 | 0.013474 | 0.013474 | 0.013474 | 0.013474 | 0.013474 | 0.013474 | 0.013474 | 0.013474 | 0.013474 | 0.013474 | 0.013474 | 0.013474 | 0.013474 | 0.013474 | 0.013474
F1_Commercial_Health (ID)_Existing_Miscellaneous_Natural Gas_Pool Heater_E3 | F1 | Commercial | Health (ID) | Existing | Miscellaneous | Natural Gas | Pool Heater | E3 | CCE | 0 | 0 | 0 | 0 | 0 | 0 | 0 | 0 | 0 | 0 | 0 | 0 | 0 | 0 | 0 | 0 | 0 | 0 | 0 | 0 | 0 | 0 | 0 | 0 | 0 | 0 | 0
F1_Commercial_Health (ID)_Existing_Miscellaneous_Natural Gas_Pool Heater_E4 | F1 | Commercial | Health (ID) | Existing | Miscellaneous | Natural Gas | Pool Heater | E4 | CCE | 0 | 0 | 0 | 0 | 0 | 0 | 0 | 0 | 0 | 0 | 0 | 0 | 0 | 0 | 0 | 0 | 0 | 0 | 0 | 0 | 0 | 0 | 0 | 0 | 0 | 0 | 0
F1_Commercial_Health (ID)_Existing_Miscellaneous_Natural Gas_Pool Heater_E5 | F1 | Commercial | Health (ID) | Existing | Miscellaneous | Natural Gas | Pool Heater | E5 | CCE | 0 | 0 | 0 | 0 | 0 | 0 | 0 | 0 | 0 | 0 | 0 | 0 | 0 | 0 | 0 | 0 | 0 | 0 | 0 | 0 | 0 | 0 | 0 | 0 | 0 | 0 | 0
F1_Commercial_Health (ID)_Existing_Miscellaneous_Natural Gas_Pool Heater_E6 | F1 | Commercial | Health (ID) | Existing | Miscellaneous | Natural Gas | Pool Heater | E6 | CCE | 0 | 0 | 0 | 0 | 0 | 0 | 0 | 0 | 0 | 0 | 0 | 0 | 0 | 0 | 0 | 0 | 0 | 0 | 0 | 0 | 0 | 0 | 0 | 0 | 0 | 0 | 0
F1_Commercial_Health (ID)_Existing_Miscellaneous_Natural Gas_Pool Heater_E7 | F1 | Commercial | Health (ID) | Existing | Miscellaneous | Natural Gas | Pool Heater | E7 | CCE | 0 | 0 | 0 | 0 | 0 | 0 | 0 | 0 | 0 | 0 | 0 | 0 | 0 | 0 | 0 | 0 | 0 | 0 | 0 | 0 | 0 | 0 | 0 | 0 | 0 | 0 | 0
F1_Commercial_Health (ID)_Existing_Miscellaneous_Natural Gas_Pool Heater_E8 | F1 | Commercial | Health (ID) | Existing | Miscellaneous | Natural Gas | Pool Heater | E8 | CCE | 0 | 0 | 0 | 0 | 0 | 0 | 0 | 0 | 0 | 0 | 0 | 0 | 0 | 0 | 0 | 0 | 0 | 0 | 0 | 0 | 0 | 0 | 0 | 0 | 0 | 0 | 0
F1_Commercial_Health (ID)_Existing_Miscellaneous_Natural Gas_Pool Heater_E9 | F1 | Commercial | Health (ID) | Existing | Miscellaneous | Natural Gas | Pool Heater | E9 | CCE | 0 | 0 | 0 | 0 | 0 | 0 | 0 | 0 | 0 | 0 | 0 | 0 | 0 | 0 | 0 | 0 | 0 | 0 | 0 | 0 | 0 | 0 | 0 | 0 | 0 | 0 | 0
F1_Commercial_Health (ID)_Existing_Miscellaneous_Natural Gas_Pool Heater_E10 | F1 | Commercial | Health (ID) | Existing | Miscellaneous | Natural Gas | Pool Heater | E10 | CCE | 0 | 0 | 0 | 0 | 0 | 0 | 0 | 0 | 0 | 0 | 0 | 0 | 0 | 0 | 0 | 0 | 0 | 0 | 0 | 0 | 0 | 0 | 0 | 0 | 0 | 0 | 0
F2_Commercial_Health (ID)_Existing_Miscellaneous_Natural Gas_Pool Heater_E1 | F2 | Commercial | Health (ID) | Existing | Miscellaneous | Natural Gas | Pool Heater | E1 | TRC BC Ratio | [24 empty] | 1 | 1 | 1 | bar: 2019 to 2042
F2_Commercial_Health (ID)_Existing_Miscellaneous_Natural Gas_Pool Heater_E2 | F2 | Commercial | Health (ID) | Existing | Miscellaneous | Natural Gas | Pool Heater | E2 | TRC BC Ratio | 0.24558 | 0.24744 | 0.25144 | 0.25792 | 0.26685 | 0.27983 | 0.29405 | 0.30832 | 0.32213 | 0.3369 | 0.34804 | 0.3585 | 0.37033 | 0.38173 | 0.39129 | 0.39986 | 0.40688 | 0.4136 | 0.42102 | 0.42801 | 0.43524 | 0.44289 | 0.45057 | 0.45857 | 0.46672 | 0.47501 | 0.48345
F2_Commercial_Health (ID)_Existing_Miscellaneous_Natural Gas_Pool Heater_E3 | F2 | Commercial | Health (ID) | Existing | Miscellaneous | Natural Gas | Pool Heater | E3 | TRC BC Ratio | 0 | 0 | 0 | 0 | 0 | 0 | 0 | 0 | 0 | 0 | 0 | 0 | 0 | 0 | 0 | 0 | 0 | 0 | 0 | 0 | 0 | 0 | 0 | 0 | 0 | 0 | 0
F2_Commercial_Health (ID)_Existing_Miscellaneous_Natural Gas_Pool Heater_E4 | F2 | Commercial | Health (ID) | Existing | Miscellaneous | Natural Gas | Pool Heater | E4 | TRC BC Ratio | 0 | 0 | 0 | 0 | 0 | 0 | 0 | 0 | 0 | 0 | 0 | 0 | 0 | 0 | 0 | 0 | 0 | 0 | 0 | 0 | 0 | 0 | 0 | 0 | 0 | 0 | 0
F2_Commercial_Health (ID)_Existing_Miscellaneous_Natural Gas_Pool Heater_E5 | F2 | Commercial | Health (ID) | Existing | Miscellaneous | Natural Gas | Pool Heater | E5 | TRC BC Ratio | 0 | 0 | 0 | 0 | 0 | 0 | 0 | 0 | 0 | 0 | 0 | 0 | 0 | 0 | 0 | 0 | 0 | 0 | 0 | 0 | 0 | 0 | 0 | 0 | 0 | 0 | 0
F2_Commercial_Health (ID)_Existing_Miscellaneous_Natural Gas_Pool Heater_E6 | F2 | Commercial | Health (ID) | Existing | Miscellaneous | Natural Gas | Pool Heater | E6 | TRC BC Ratio | 0 | 0 | 0 | 0 | 0 | 0 | 0 | 0 | 0 | 0 | 0 | 0 | 0 | 0 | 0 | 0 | 0 | 0 | 0 | 0 | 0 | 0 | 0 | 0 | 0 | 0 | 0
F2_Commercial_Health (ID)_Existing_Miscellaneous_Natural Gas_Pool Heater_E7 | F2 | Commercial | Health (ID) | Existing | Miscellaneous | Natural Gas | Pool Heater | E7 | TRC BC Ratio | 0 | 0 | 0 | 0 | 0 | 0 | 0 | 0 | 0 | 0 | 0 | 0 | 0 | 0 | 0 | 0 | 0 | 0 | 0 | 0 | 0 | 0 | 0 | 0 | 0 | 0 | 0
F2_Commercial_Health (ID)_Existing_Miscellaneous_Natural Gas_Pool Heater_E8 | F2 | Commercial | Health (ID) | Existing | Miscellaneous | Natural Gas | Pool Heater | E8 | TRC BC Ratio | 0 | 0 | 0 | 0 | 0 | 0 | 0 | 0 | 0 | 0 | 0 | 0 | 0 | 0 | 0 | 0 | 0 | 0 | 0 | 0 | 0 | 0 | 0 | 0 | 0 | 0 | 0
F2_Commercial_Health (ID)_Existing_Miscellaneous_Natural Gas_Pool Heater_E9 | F2 | Commercial | Health (ID) | Existing | Miscellaneous | Natural Gas | Pool Heater | E9 | TRC BC Ratio | 0 | 0 | 0 | 0 | 0 | 0 | 0 | 0 | 0 | 0 | 0 | 0 | 0 | 0 | 0 | 0 | 0 | 0 | 0 | 0 | 0 | 0 | 0 | 0 | 0 | 0 | 0
F2_Commercial_Health (ID)_Existing_Miscellaneous_Natural Gas_Pool Heater_E10 | F2 | Commercial | Health (ID) | Existing | Miscellaneous | Natural Gas | Pool Heater | E10 | TRC BC Ratio | 0 | 0 | 0 | 0 | 0 | 0 | 0 | 0 | 0 | 0 | 0 | 0 | 0 | 0 | 0 | 0 | 0 | 0 | 0 | 0 | 0 | 0 | 0 | 0 | 0 | 0 | 0
F3_Commercial_Health (ID)_Existing_Miscellaneous_Natural Gas_Pool Heater_E1 | F3 | Commercial | Health (ID) | Existing | Miscellaneous | Natural Gas | Pool Heater | E1 | PACT BC Ratio | [24 empty] | 1 | 1 | 1 | bar: 2019 to 2042
F3_Commercial_Health (ID)_Existing_Miscellaneous_Natural Gas_Pool Heater_E2 | F3 | Commercial | Health (ID) | Existing | Miscellaneous | Natural Gas | Pool Heater | E2 | PACT BC Ratio | 0.60931 | 0.61394 | 0.62387 | 0.63995 | 0.66211 | 0.69429 | 0.72958 | 0.76498 | 0.79925 | 0.8359 | 0.86355 | 0.8895 | 0.91884 | 0.94714 | 0.97086 | 0.99213 | 1.0095 | 1.0262 | 1.0446 | 1.062 | 1.0799 | 1.0989 | 1.1179 | 1.1378 | 1.158 | 1.1786 | 1.1995
F3_Commercial_Health (ID)_Existing_Miscellaneous_Natural Gas_Pool Heater_E3 | F3 | Commercial | Health (ID) | Existing | Miscellaneous | Natural Gas | Pool Heater | E3 | PACT BC Ratio | 0 | 0 | 0 | 0 | 0 | 0 | 0 | 0 | 0 | 0 | 0 | 0 | 0 | 0 | 0 | 0 | 0 | 0 | 0 | 0 | 0 | 0 | 0 | 0 | 0 | 0 | 0
F3_Commercial_Health (ID)_Existing_Miscellaneous_Natural Gas_Pool Heater_E4 | F3 | Commercial | Health (ID) | Existing | Miscellaneous | Natural Gas | Pool Heater | E4 | PACT BC Ratio | 0 | 0 | 0 | 0 | 0 | 0 | 0 | 0 | 0 | 0 | 0 | 0 | 0 | 0 | 0 | 0 | 0 | 0 | 0 | 0 | 0 | 0 | 0 | 0 | 0 | 0 | 0
F3_Commercial_Health (ID)_Existing_Miscellaneous_Natural Gas_Pool Heater_E5 | F3 | Commercial | Health (ID) | Existing | Miscellaneous | Natural Gas | Pool Heater | E5 | PACT BC Ratio | 0 | 0 | 0 | 0 | 0 | 0 | 0 | 0 | 0 | 0 | 0 | 0 | 0 | 0 | 0 | 0 | 0 | 0 | 0 | 0 | 0 | 0 | 0 | 0 | 0 | 0 | 0
F3_Commercial_Health (ID)_Existing_Miscellaneous_Natural Gas_Pool Heater_E6 | F3 | Commercial | Health (ID) | Existing | Miscellaneous | Natural Gas | Pool Heater | E6 | PACT BC Ratio | 0 | 0 | 0 | 0 | 0 | 0 | 0 | 0 | 0 | 0 | 0 | 0 | 0 | 0 | 0 | 0 | 0 | 0 | 0 | 0 | 0 | 0 | 0 | 0 | 0 | 0 | 0
F3_Commercial_Health (ID)_Existing_Miscellaneous_Natural Gas_Pool Heater_E7 | F3 | Commercial | Health (ID) | Existing | Miscellaneous | Natural Gas | Pool Heater | E7 | PACT BC Ratio | 0 | 0 | 0 | 0 | 0 | 0 | 0 | 0 | 0 | 0 | 0 | 0 | 0 | 0 | 0 | 0 | 0 | 0 | 0 | 0 | 0 | 0 | 0 | 0 | 0 | 0 | 0
F3_Commercial_Health (ID)_Existing_Miscellaneous_Natural Gas_Pool Heater_E8 | F3 | Commercial | Health (ID) | Existing | Miscellaneous | Natural Gas | Pool Heater | E8 | PACT BC Ratio | 0 | 0 | 0 | 0 | 0 | 0 | 0 | 0 | 0 | 0 | 0 | 0 | 0 | 0 | 0 | 0 | 0 | 0 | 0 | 0 | 0 | 0 | 0 | 0 | 0 | 0 | 0
F3_Commercial_Health (ID)_Existing_Miscellaneous_Natural Gas_Pool Heater_E9 | F3 | Commercial | Health (ID) | Existing | Miscellaneous | Natural Gas | Pool Heater | E9 | PACT BC Ratio | 0 | 0 | 0 | 0 | 0 | 0 | 0 | 0 | 0 | 0 | 0 | 0 | 0 | 0 | 0 | 0 | 0 | 0 | 0 | 0 | 0 | 0 | 0 | 0 | 0 | 0 | 0
F3_Commercial_Health (ID)_Existing_Miscellaneous_Natural Gas_Pool Heater_E10 | F3 | Commercial | Health (ID) | Existing | Miscellaneous | Natural Gas | Pool Heater | E10 | PACT BC Ratio | 0 | 0 | 0 | 0 | 0 | 0 | 0 | 0 | 0 | 0 | 0 | 0 | 0 | 0 | 0 | 0 | 0 | 0 | 0 | 0 | 0 | 0 | 0 | 0 | 0 | 0 | 0
F4_Commercial_Health (ID)_Existing_Miscellaneous_Natural Gas_Pool Heater_E1 | F4 | Commercial | Health (ID) | Existing | Miscellaneous | Natural Gas | Pool Heater | E1 | RVT BC Ratio | [24 empty] | 1 | 1 | 1 | bar: 2019 to 2042
F4_Commercial_Health (ID)_Existing_Miscellaneous_Natural Gas_Pool Heater_E2 | F4 | Commercial | Health (ID) | Existing | Miscellaneous | Natural Gas | Pool Heater | E2 | RVT BC Ratio | 0.63728 | 0.63996 | 0.6448 | 0.65211 | 0.66171 | 0.67568 | 0.68979 | 0.70332 | 0.71552 | 0.72835 | 0.74306 | 0.75687 | 0.77248 | 0.78692 | 0.7982 | 0.80735 | 0.81352 | 0.81821 | 0.82349 | 0.82781 | 0.83205 | 0.84168 | 0.85136 | 0.86145 | 0.87171 | 0.88216 | 0.89279
F4_Commercial_Health (ID)_Existing_Miscellaneous_Natural Gas_Pool Heater_E3 | F4 | Commercial | Health (ID) | Existing | Miscellaneous | Natural Gas | Pool Heater | E3 | RVT BC Ratio | 0 | 0 | 0 | 0 | 0 | 0 | 0 | 0 | 0 | 0 | 0 | 0 | 0 | 0 | 0 | 0 | 0 | 0 | 0 | 0 | 0 | 0 | 0 | 0 | 0 | 0 | 0
F4_Commercial_Health (ID)_Existing_Miscellaneous_Natural Gas_Pool Heater_E4 | F4 | Commercial | Health (ID) | Existing | Miscellaneous | Natural Gas | Pool Heater | E4 | RVT BC Ratio | 0 | 0 | 0 | 0 | 0 | 0 | 0 | 0 | 0 | 0 | 0 | 0 | 0 | 0 | 0 | 0 | 0 | 0 | 0 | 0 | 0 | 0 | 0 | 0 | 0 | 0 | 0
F4_Commercial_Health (ID)_Existing_Miscellaneous_Natural Gas_Pool Heater_E5 | F4 | Commercial | Health (ID) | Existing | Miscellaneous | Natural Gas | Pool Heater | E5 | RVT BC Ratio | 0 | 0 | 0 | 0 | 0 | 0 | 0 | 0 | 0 | 0 | 0 | 0 | 0 | 0 | 0 | 0 | 0 | 0 | 0 | 0 | 0 | 0 | 0 | 0 | 0 | 0 | 0
F4_Commercial_Health (ID)_Existing_Miscellaneous_Natural Gas_Pool Heater_E6 | F4 | Commercial | Health (ID) | Existing | Miscellaneous | Natural Gas | Pool Heater | E6 | RVT BC Ratio | 0 | 0 | 0 | 0 | 0 | 0 | 0 | 0 | 0 | 0 | 0 | 0 | 0 | 0 | 0 | 0 | 0 | 0 | 0 | 0 | 0 | 0 | 0 | 0 | 0 | 0 | 0
F4_Commercial_Health (ID)_Existing_Miscellaneous_Natural Gas_Pool Heater_E7 | F4 | Commercial | Health (ID) | Existing | Miscellaneous | Natural Gas | Pool Heater | E7 | RVT BC Ratio | 0 | 0 | 0 | 0 | 0 | 0 | 0 | 0 | 0 | 0 | 0 | 0 | 0 | 0 | 0 | 0 | 0 | 0 | 0 | 0 | 0 | 0 | 0 | 0 | 0 | 0 | 0
F4_Commercial_Health (ID)_Existing_Miscellaneous_Natural Gas_Pool Heater_E8 | F4 | Commercial | Health (ID) | Existing | Miscellaneous | Natural Gas | Pool Heater | E8 | RVT BC Ratio | 0 | 0 | 0 | 0 | 0 | 0 | 0 | 0 | 0 | 0 | 0 | 0 | 0 | 0 | 0 | 0 | 0 | 0 | 0 | 0 | 0 | 0 | 0 | 0 | 0 | 0 | 0
F4_Commercial_Health (ID)_Existing_Miscellaneous_Natural Gas_Pool Heater_E9 | F4 | Commercial | Health (ID) | Existing | Miscellaneous | Natural Gas | Pool Heater | E9 | RVT BC Ratio | 0 | 0 | 0 | 0 | 0 | 0 | 0 | 0 | 0 | 0 | 0 | 0 | 0 | 0 | 0 | 0 | 0 | 0 | 0 | 0 | 0 | 0 | 0 | 0 | 0 | 0 | 0
F4_Commercial_Health (ID)_Existing_Miscellaneous_Natural Gas_Pool Heater_E10 | F4 | Commercial | Health (ID) | Existing | Miscellaneous | Natural Gas | Pool Heater | E10 | RVT BC Ratio | 0 | 0 | 0 | 0 | 0 | 0 | 0 | 0 | 0 | 0 | 0 | 0 | 0 | 0 | 0 | 0 | 0 | 0 | 0 | 0 | 0 | 0 | 0 | 0 | 0 | 0 | 0
F5_Commercial_Health (ID)_Existing_Miscellaneous_Natural Gas_Pool Heater_E1 | F5 | Commercial | Health (ID) | Existing | Miscellaneous | Natural Gas | Pool Heater | E1 | RIM BC Ratio | [24 empty] | 1 | 1 | 1 | bar: 2019 to 2042
F5_Commercial_Health (ID)_Existing_Miscellaneous_Natural Gas_Pool Heater_E2 | F5 | Commercial | Health (ID) | Existing | Miscellaneous | Natural Gas | Pool Heater | E2 | RIM BC Ratio | 0.35197 | 0.3535 | 0.35717 | 0.36322 | 0.37161 | 0.38346 | 0.39657 | 0.40958 | 0.42222 | 0.43548 | 0.44287 | 0.4496 | 0.45697 | 0.46415 | 0.4704 | 0.47633 | 0.48175 | 0.48744 | 0.49363 | 0.49972 | 0.50607 | 0.5102 | 0.51427 | 0.51843 | 0.52259 | 0.52674 | 0.53088
F5_Commercial_Health (ID)_Existing_Miscellaneous_Natural Gas_Pool Heater_E3 | F5 | Commercial | Health (ID) | Existing | Miscellaneous | Natural Gas | Pool Heater | E3 | RIM BC Ratio | 0 | 0 | 0 | 0 | 0 | 0 | 0 | 0 | 0 | 0 | 0 | 0 | 0 | 0 | 0 | 0 | 0 | 0 | 0 | 0 | 0 | 0 | 0 | 0 | 0 | 0 | 0
F5_Commercial_Health (ID)_Existing_Miscellaneous_Natural Gas_Pool Heater_E4 | F5 | Commercial | Health (ID) | Existing | Miscellaneous | Natural Gas | Pool Heater | E4 | RIM BC Ratio | 0 | 0 | 0 | 0 | 0 | 0 | 0 | 0 | 0 | 0 | 0 | 0 | 0 | 0 | 0 | 0 | 0 | 0 | 0 | 0 | 0 | 0 | 0 | 0 | 0 | 0 | 0
F5_Commercial_Health (ID)_Existing_Miscellaneous_Natural Gas_Pool Heater_E5 | F5 | Commercial | Health (ID) | Existing | Miscellaneous | Natural Gas | Pool Heater | E5 | RIM BC Ratio | 0 | 0 | 0 | 0 | 0 | 0 | 0 | 0 | 0 | 0 | 0 | 0 | 0 | 0 | 0 | 0 | 0 | 0 | 0 | 0 | 0 | 0 | 0 | 0 | 0 | 0 | 0
F5_Commercial_Health (ID)_Existing_Miscellaneous_Natural Gas_Pool Heater_E6 | F5 | Commercial | Health (ID) | Existing | Miscellaneous | Natural Gas | Pool Heater | E6 | RIM BC Ratio | 0 | 0 | 0 | 0 | 0 | 0 | 0 | 0 | 0 | 0 | 0 | 0 | 0 | 0 | 0 | 0 | 0 | 0 | 0 | 0 | 0 | 0 | 0 | 0 | 0 | 0 | 0
F5_Commercial_Health (ID)_Existing_Miscellaneous_Natural Gas_Pool Heater_E7 | F5 | Commercial | Health (ID) | Existing | Miscellaneous | Natural Gas | Pool Heater | E7 | RIM BC Ratio | 0 | 0 | 0 | 0 | 0 | 0 | 0 | 0 | 0 | 0 | 0 | 0 | 0 | 0 | 0 | 0 | 0 | 0 | 0 | 0 | 0 | 0 | 0 | 0 | 0 | 0 | 0
F5_Commercial_Health (ID)_Existing_Miscellaneous_Natural Gas_Pool Heater_E8 | F5 | Commercial | Health (ID) | Existing | Miscellaneous | Natural Gas | Pool Heater | E8 | RIM BC Ratio | 0 | 0 | 0 | 0 | 0 | 0 | 0 | 0 | 0 | 0 | 0 | 0 | 0 | 0 | 0 | 0 | 0 | 0 | 0 | 0 | 0 | 0 | 0 | 0 | 0 | 0 | 0
F5_Commercial_Health (ID)_Existing_Miscellaneous_Natural Gas_Pool Heater_E9 | F5 | Commercial | Health (ID) | Existing | Miscellaneous | Natural Gas | Pool Heater | E9 | RIM BC Ratio | 0 | 0 | 0 | 0 | 0 | 0 | 0 | 0 | 0 | 0 | 0 | 0 | 0 | 0 | 0 | 0 | 0 | 0 | 0 | 0 | 0 | 0 | 0 | 0 | 0 | 0 | 0
F5_Commercial_Health (ID)_Existing_Miscellaneous_Natural Gas_Pool Heater_E10 | F5 | Commercial | Health (ID) | Existing | Miscellaneous | Natural Gas | Pool Heater | E10 | RIM BC Ratio | 0 | 0 | 0 | 0 | 0 | 0 | 0 | 0 | 0 | 0 | 0 | 0 | 0 | 0 | 0 | 0 | 0 | 0 | 0 | 0 | 0 | 0 | 0 | 0 | 0 | 0 | 0
F0_Commercial_Health (ID)_Existing_Miscellaneous_Natural Gas_Miscellaneous_E0 | F0 | Commercial | Health (ID) | Existing | Miscellaneous | Natural Gas | Miscellaneous | E0 | Economic Unit | Standard | Standard | Standard | Standard | Standard | Standard | Standard | Standard | Standard | Standard | Standard | Standard | Standard | Standard | Standard | Standard | Standard | Standard | Standard | Standard | Standard | Standard | Standard | Standard | Standard | Standard | Standard
F1_Commercial_Health (ID)_Existing_Miscellaneous_Natural Gas_Miscellaneous_E1 | F1 | Commercial | Health (ID) | Existing | Miscellaneous | Natural Gas | Miscellaneous | E1 | CCE | 0 | 0 | 0 | 0 | 0 | 0 | 0 | 0 | 0 | 0 | 0 | 0 | 0 | 0 | 0 | 0 | 0 | 0 | 0 | 0 | 0 | 0 | 0 | 0 | 0 | 0 | 0
F1_Commercial_Health (ID)_Existing_Miscellaneous_Natural Gas_Miscellaneous_E2 | F1 | Commercial | Health (ID) | Existing | Miscellaneous | Natural Gas | Miscellaneous | E2 | CCE | 0 | 0 | 0 | 0 | 0 | 0 | 0 | 0 | 0 | 0 | 0 | 0 | 0 | 0 | 0 | 0 | 0 | 0 | 0 | 0 | 0 | 0 | 0 | 0 | 0 | 0 | 0
F1_Commercial_Health (ID)_Existing_Miscellaneous_Natural Gas_Miscellaneous_E3 | F1 | Commercial | Health (ID) | Existing | Miscellaneous | Natural Gas | Miscellaneous | E3 | CCE | 0 | 0 | 0 | 0 | 0 | 0 | 0 | 0 | 0 | 0 | 0 | 0 | 0 | 0 | 0 | 0 | 0 | 0 | 0 | 0 | 0 | 0 | 0 | 0 | 0 | 0 | 0
F1_Commercial_Health (ID)_Existing_Miscellaneous_Natural Gas_Miscellaneous_E4 | F1 | Commercial | Health (ID) | Existing | Miscellaneous | Natural Gas | Miscellaneous | E4 | CCE | 0 | 0 | 0 | 0 | 0 | 0 | 0 | 0 | 0 | 0 | 0 | 0 | 0 | 0 | 0 | 0 | 0 | 0 | 0 | 0 | 0 | 0 | 0 | 0 | 0 | 0 | 0
F1_Commercial_Health (ID)_Existing_Miscellaneous_Natural Gas_Miscellaneous_E5 | F1 | Commercial | Health (ID) | Existing | Miscellaneous | Natural Gas | Miscellaneous | E5 | CCE | 0 | 0 | 0 | 0 | 0 | 0 | 0 | 0 | 0 | 0 | 0 | 0 | 0 | 0 | 0 | 0 | 0 | 0 | 0 | 0 | 0 | 0 | 0 | 0 | 0 | 0 | 0
F1_Commercial_Health (ID)_Existing_Miscellaneous_Natural Gas_Miscellaneous_E6 | F1 | Commercial | Health (ID) | Existing | Miscellaneous | Natural Gas | Miscellaneous | E6 | CCE | 0 | 0 | 0 | 0 | 0 | 0 | 0 | 0 | 0 | 0 | 0 | 0 | 0 | 0 | 0 | 0 | 0 | 0 | 0 | 0 | 0 | 0 | 0 | 0 | 0 | 0 | 0
F1_Commercial_Health (ID)_Existing_Miscellaneous_Natural Gas_Miscellaneous_E7 | F1 | Commercial | Health (ID) | Existing | Miscellaneous | Natural Gas | Miscellaneous | E7 | CCE | 0 | 0 | 0 | 0 | 0 | 0 | 0 | 0 | 0 | 0 | 0 | 0 | 0 | 0 | 0 | 0 | 0 | 0 | 0 | 0 | 0 | 0 | 0 | 0 | 0 | 0 | 0
F1_Commercial_Health (ID)_Existing_Miscellaneous_Natural Gas_Miscellaneous_E8 | F1 | Commercial | Health (ID) | Existing | Miscellaneous | Natural Gas | Miscellaneous | E8 | CCE | 0 | 0 | 0 | 0 | 0 | 0 | 0 | 0 | 0 | 0 | 0 | 0 | 0 | 0 | 0 | 0 | 0 | 0 | 0 | 0 | 0 | 0 | 0 | 0 | 0 | 0 | 0
F1_Commercial_Health (ID)_Existing_Miscellaneous_Natural Gas_Miscellaneous_E9 | F1 | Commercial | Health (ID) | Existing | Miscellaneous | Natural Gas | Miscellaneous | E9 | CCE | 0 | 0 | 0 | 0 | 0 | 0 | 0 | 0 | 0 | 0 | 0 | 0 | 0 | 0 | 0 | 0 | 0 | 0 | 0 | 0 | 0 | 0 | 0 | 0 | 0 | 0 | 0
F1_Commercial_Health (ID)_Existing_Miscellaneous_Natural Gas_Miscellaneous_E10 | F1 | Commercial | Health (ID) | Existing | Miscellaneous | Natural Gas | Miscellaneous | E10 | CCE | 0 | 0 | 0 | 0 | 0 | 0 | 0 | 0 | 0 | 0 | 0 | 0 | 0 | 0 | 0 | 0 | 0 | 0 | 0 | 0 | 0 | 0 | 0 | 0 | 0 | 0 | 0
F2_Commercial_Health (ID)_Existing_Miscellaneous_Natural Gas_Miscellaneous_E1 | F2 | Commercial | Health (ID) | Existing | Miscellaneous | Natural Gas | Miscellaneous | E1 | TRC BC Ratio | [24 empty] | 1 | 1 | 1 | bar: 2019 to 2042
F2_Commercial_Health (ID)_Existing_Miscellaneous_Natural Gas_Miscellaneous_E2 | F2 | Commercial | Health (ID) | Existing | Miscellaneous | Natural Gas | Miscellaneous | E2 | TRC BC Ratio | 0 | 0 | 0 | 0 | 0 | 0 | 0 | 0 | 0 | 0 | 0 | 0 | 0 | 0 | 0 | 0 | 0 | 0 | 0 | 0 | 0 | 0 | 0 | 0 | 0 | 0 | 0
F2_Commercial_Health (ID)_Existing_Miscellaneous_Natural Gas_Miscellaneous_E3 | F2 | Commercial | Health (ID) | Existing | Miscellaneous | Natural Gas | Miscellaneous | E3 | TRC BC Ratio | 0 | 0 | 0 | 0 | 0 | 0 | 0 | 0 | 0 | 0 | 0 | 0 | 0 | 0 | 0 | 0 | 0 | 0 | 0 | 0 | 0 | 0 | 0 | 0 | 0 | 0 | 0
F2_Commercial_Health (ID)_Existing_Miscellaneous_Natural Gas_Miscellaneous_E4 | F2 | Commercial | Health (ID) | Existing | Miscellaneous | Natural Gas | Miscellaneous | E4 | TRC BC Ratio | 0 | 0 | 0 | 0 | 0 | 0 | 0 | 0 | 0 | 0 | 0 | 0 | 0 | 0 | 0 | 0 | 0 | 0 | 0 | 0 | 0 | 0 | 0 | 0 | 0 | 0 | 0
F2_Commercial_Health (ID)_Existing_Miscellaneous_Natural Gas_Miscellaneous_E5 | F2 | Commercial | Health (ID) | Existing | Miscellaneous | Natural Gas | Miscellaneous | E5 | TRC BC Ratio | 0 | 0 | 0 | 0 | 0 | 0 | 0 | 0 | 0 | 0 | 0 | 0 | 0 | 0 | 0 | 0 | 0 | 0 | 0 | 0 | 0 | 0 | 0 | 0 | 0 | 0 | 0
F2_Commercial_Health (ID)_Existing_Miscellaneous_Natural Gas_Miscellaneous_E6 | F2 | Commercial | Health (ID) | Existing | Miscellaneous | Natural Gas | Miscellaneous | E6 | TRC BC Ratio | 0 | 0 | 0 | 0 | 0 | 0 | 0 | 0 | 0 | 0 | 0 | 0 | 0 | 0 | 0 | 0 | 0 | 0 | 0 | 0 | 0 | 0 | 0 | 0 | 0 | 0 | 0
F2_Commercial_Health (ID)_Existing_Miscellaneous_Natural Gas_Miscellaneous_E7 | F2 | Commercial | Health (ID) | Existing | Miscellaneous | Natural Gas | Miscellaneous | E7 | TRC BC Ratio | 0 | 0 | 0 | 0 | 0 | 0 | 0 | 0 | 0 | 0 | 0 | 0 | 0 | 0 | 0 | 0 | 0 | 0 | 0 | 0 | 0 | 0 | 0 | 0 | 0 | 0 | 0
F2_Commercial_Health (ID)_Existing_Miscellaneous_Natural Gas_Miscellaneous_E8 | F2 | Commercial | Health (ID) | Existing | Miscellaneous | Natural Gas | Miscellaneous | E8 | TRC BC Ratio | 0 | 0 | 0 | 0 | 0 | 0 | 0 | 0 | 0 | 0 | 0 | 0 | 0 | 0 | 0 | 0 | 0 | 0 | 0 | 0 | 0 | 0 | 0 | 0 | 0 | 0 | 0
F2_Commercial_Health (ID)_Existing_Miscellaneous_Natural Gas_Miscellaneous_E9 | F2 | Commercial | Health (ID) | Existing | Miscellaneous | Natural Gas | Miscellaneous | E9 | TRC BC Ratio | 0 | 0 | 0 | 0 | 0 | 0 | 0 | 0 | 0 | 0 | 0 | 0 | 0 | 0 | 0 | 0 | 0 | 0 | 0 | 0 | 0 | 0 | 0 | 0 | 0 | 0 | 0
F2_Commercial_Health (ID)_Existing_Miscellaneous_Natural Gas_Miscellaneous_E10 | F2 | Commercial | Health (ID) | Existing | Miscellaneous | Natural Gas | Miscellaneous | E10 | TRC BC Ratio | 0 | 0 | 0 | 0 | 0 | 0 | 0 | 0 | 0 | 0 | 0 | 0 | 0 | 0 | 0 | 0 | 0 | 0 | 0 | 0 | 0 | 0 | 0 | 0 | 0 | 0 | 0
F3_Commercial_Health (ID)_Existing_Miscellaneous_Natural Gas_Miscellaneous_E1 | F3 | Commercial | Health (ID) | Existing | Miscellaneous | Natural Gas | Miscellaneous | E1 | PACT BC Ratio | [24 empty] | 1 | 1 | 1 | bar: 2019 to 2042
F3_Commercial_Health (ID)_Existing_Miscellaneous_Natural Gas_Miscellaneous_E2 | F3 | Commercial | Health (ID) | Existing | Miscellaneous | Natural Gas | Miscellaneous | E2 | PACT BC Ratio | 0 | 0 | 0 | 0 | 0 | 0 | 0 | 0 | 0 | 0 | 0 | 0 | 0 | 0 | 0 | 0 | 0 | 0 | 0 | 0 | 0 | 0 | 0 | 0 | 0 | 0 | 0
F3_Commercial_Health (ID)_Existing_Miscellaneous_Natural Gas_Miscellaneous_E3 | F3 | Commercial | Health (ID) | Existing | Miscellaneous | Natural Gas | Miscellaneous | E3 | PACT BC Ratio | 0 | 0 | 0 | 0 | 0 | 0 | 0 | 0 | 0 | 0 | 0 | 0 | 0 | 0 | 0 | 0 | 0 | 0 | 0 | 0 | 0 | 0 | 0 | 0 | 0 | 0 | 0
F3_Commercial_Health (ID)_Existing_Miscellaneous_Natural Gas_Miscellaneous_E4 | F3 | Commercial | Health (ID) | Existing | Miscellaneous | Natural Gas | Miscellaneous | E4 | PACT BC Ratio | 0 | 0 | 0 | 0 | 0 | 0 | 0 | 0 | 0 | 0 | 0 | 0 | 0 | 0 | 0 | 0 | 0 | 0 | 0 | 0 | 0 | 0 | 0 | 0 | 0 | 0 | 0
F3_Commercial_Health (ID)_Existing_Miscellaneous_Natural Gas_Miscellaneous_E5 | F3 | Commercial | Health (ID) | Existing | Miscellaneous | Natural Gas | Miscellaneous | E5 | PACT BC Ratio | 0 | 0 | 0 | 0 | 0 | 0 | 0 | 0 | 0 | 0 | 0 | 0 | 0 | 0 | 0 | 0 | 0 | 0 | 0 | 0 | 0 | 0 | 0 | 0 | 0 | 0 | 0
F3_Commercial_Health (ID)_Existing_Miscellaneous_Natural Gas_Miscellaneous_E6 | F3 | Commercial | Health (ID) | Existing | Miscellaneous | Natural Gas | Miscellaneous | E6 | PACT BC Ratio | 0 | 0 | 0 | 0 | 0 | 0 | 0 | 0 | 0 | 0 | 0 | 0 | 0 | 0 | 0 | 0 | 0 | 0 | 0 | 0 | 0 | 0 | 0 | 0 | 0 | 0 | 0
F3_Commercial_Health (ID)_Existing_Miscellaneous_Natural Gas_Miscellaneous_E7 | F3 | Commercial | Health (ID) | Existing | Miscellaneous | Natural Gas | Miscellaneous | E7 | PACT BC Ratio | 0 | 0 | 0 | 0 | 0 | 0 | 0 | 0 | 0 | 0 | 0 | 0 | 0 | 0 | 0 | 0 | 0 | 0 | 0 | 0 | 0 | 0 | 0 | 0 | 0 | 0 | 0
F3_Commercial_Health (ID)_Existing_Miscellaneous_Natural Gas_Miscellaneous_E8 | F3 | Commercial | Health (ID) | Existing | Miscellaneous | Natural Gas | Miscellaneous | E8 | PACT BC Ratio | 0 | 0 | 0 | 0 | 0 | 0 | 0 | 0 | 0 | 0 | 0 | 0 | 0 | 0 | 0 | 0 | 0 | 0 | 0 | 0 | 0 | 0 | 0 | 0 | 0 | 0 | 0
F3_Commercial_Health (ID)_Existing_Miscellaneous_Natural Gas_Miscellaneous_E9 | F3 | Commercial | Health (ID) | Existing | Miscellaneous | Natural Gas | Miscellaneous | E9 | PACT BC Ratio | 0 | 0 | 0 | 0 | 0 | 0 | 0 | 0 | 0 | 0 | 0 | 0 | 0 | 0 | 0 | 0 | 0 | 0 | 0 | 0 | 0 | 0 | 0 | 0 | 0 | 0 | 0
F3_Commercial_Health (ID)_Existing_Miscellaneous_Natural Gas_Miscellaneous_E10 | F3 | Commercial | Health (ID) | Existing | Miscellaneous | Natural Gas | Miscellaneous | E10 | PACT BC Ratio | 0 | 0 | 0 | 0 | 0 | 0 | 0 | 0 | 0 | 0 | 0 | 0 | 0 | 0 | 0 | 0 | 0 | 0 | 0 | 0 | 0 | 0 | 0 | 0 | 0 | 0 | 0
F4_Commercial_Health (ID)_Existing_Miscellaneous_Natural Gas_Miscellaneous_E1 | F4 | Commercial | Health (ID) | Existing | Miscellaneous | Natural Gas | Miscellaneous | E1 | RVT BC Ratio | [24 empty] | 1 | 1 | 1 | bar: 2019 to 2042
F4_Commercial_Health (ID)_Existing_Miscellaneous_Natural Gas_Miscellaneous_E2 | F4 | Commercial | Health (ID) | Existing | Miscellaneous | Natural Gas | Miscellaneous | E2 | RVT BC Ratio | 0 | 0 | 0 | 0 | 0 | 0 | 0 | 0 | 0 | 0 | 0 | 0 | 0 | 0 | 0 | 0 | 0 | 0 | 0 | 0 | 0 | 0 | 0 | 0 | 0 | 0 | 0
F4_Commercial_Health (ID)_Existing_Miscellaneous_Natural Gas_Miscellaneous_E3 | F4 | Commercial | Health (ID) | Existing | Miscellaneous | Natural Gas | Miscellaneous | E3 | RVT BC Ratio | 0 | 0 | 0 | 0 | 0 | 0 | 0 | 0 | 0 | 0 | 0 | 0 | 0 | 0 | 0 | 0 | 0 | 0 | 0 | 0 | 0 | 0 | 0 | 0 | 0 | 0 | 0
F4_Commercial_Health (ID)_Existing_Miscellaneous_Natural Gas_Miscellaneous_E4 | F4 | Commercial | Health (ID) | Existing | Miscellaneous | Natural Gas | Miscellaneous | E4 | RVT BC Ratio | 0 | 0 | 0 | 0 | 0 | 0 | 0 | 0 | 0 | 0 | 0 | 0 | 0 | 0 | 0 | 0 | 0 | 0 | 0 | 0 | 0 | 0 | 0 | 0 | 0 | 0 | 0
F4_Commercial_Health (ID)_Existing_Miscellaneous_Natural Gas_Miscellaneous_E5 | F4 | Commercial | Health (ID) | Existing | Miscellaneous | Natural Gas | Miscellaneous | E5 | RVT BC Ratio | 0 | 0 | 0 | 0 | 0 | 0 | 0 | 0 | 0 | 0 | 0 | 0 | 0 | 0 | 0 | 0 | 0 | 0 | 0 | 0 | 0 | 0 | 0 | 0 | 0 | 0 | 0
F4_Commercial_Health (ID)_Existing_Miscellaneous_Natural Gas_Miscellaneous_E6 | F4 | Commercial | Health (ID) | Existing | Miscellaneous | Natural Gas | Miscellaneous | E6 | RVT BC Ratio | 0 | 0 | 0 | 0 | 0 | 0 | 0 | 0 | 0 | 0 | 0 | 0 | 0 | 0 | 0 | 0 | 0 | 0 | 0 | 0 | 0 | 0 | 0 | 0 | 0 | 0 | 0
F4_Commercial_Health (ID)_Existing_Miscellaneous_Natural Gas_Miscellaneous_E7 | F4 | Commercial | Health (ID) | Existing | Miscellaneous | Natural Gas | Miscellaneous | E7 | RVT BC Ratio | 0 | 0 | 0 | 0 | 0 | 0 | 0 | 0 | 0 | 0 | 0 | 0 | 0 | 0 | 0 | 0 | 0 | 0 | 0 | 0 | 0 | 0 | 0 | 0 | 0 | 0 | 0
F4_Commercial_Health (ID)_Existing_Miscellaneous_Natural Gas_Miscellaneous_E8 | F4 | Commercial | Health (ID) | Existing | Miscellaneous | Natural Gas | Miscellaneous | E8 | RVT BC Ratio | 0 | 0 | 0 | 0 | 0 | 0 | 0 | 0 | 0 | 0 | 0 | 0 | 0 | 0 | 0 | 0 | 0 | 0 | 0 | 0 | 0 | 0 | 0 | 0 | 0 | 0 | 0
F4_Commercial_Health (ID)_Existing_Miscellaneous_Natural Gas_Miscellaneous_E9 | F4 | Commercial | Health (ID) | Existing | Miscellaneous | Natural Gas | Miscellaneous | E9 | RVT BC Ratio | 0 | 0 | 0 | 0 | 0 | 0 | 0 | 0 | 0 | 0 | 0 | 0 | 0 | 0 | 0 | 0 | 0 | 0 | 0 | 0 | 0 | 0 | 0 | 0 | 0 | 0 | 0
F4_Commercial_Health (ID)_Existing_Miscellaneous_Natural Gas_Miscellaneous_E10 | F4 | Commercial | Health (ID) | Existing | Miscellaneous | Natural Gas | Miscellaneous | E10 | RVT BC Ratio | 0 | 0 | 0 | 0 | 0 | 0 | 0 | 0 | 0 | 0 | 0 | 0 | 0 | 0 | 0 | 0 | 0 | 0 | 0 | 0 | 0 | 0 | 0 | 0 | 0 | 0 | 0
F5_Commercial_Health (ID)_Existing_Miscellaneous_Natural Gas_Miscellaneous_E1 | F5 | Commercial | Health (ID) | Existing | Miscellaneous | Natural Gas | Miscellaneous | E1 | RIM BC Ratio | [24 empty] | 1 | 1 | 1 | bar: 2019 to 2042
F5_Commercial_Health (ID)_Existing_Miscellaneous_Natural Gas_Miscellaneous_E2 | F5 | Commercial | Health (ID) | Existing | Miscellaneous | Natural Gas | Miscellaneous | E2 | RIM BC Ratio | 0 | 0 | 0 | 0 | 0 | 0 | 0 | 0 | 0 | 0 | 0 | 0 | 0 | 0 | 0 | 0 | 0 | 0 | 0 | 0 | 0 | 0 | 0 | 0 | 0 | 0 | 0
F5_Commercial_Health (ID)_Existing_Miscellaneous_Natural Gas_Miscellaneous_E3 | F5 | Commercial | Health (ID) | Existing | Miscellaneous | Natural Gas | Miscellaneous | E3 | RIM BC Ratio | 0 | 0 | 0 | 0 | 0 | 0 | 0 | 0 | 0 | 0 | 0 | 0 | 0 | 0 | 0 | 0 | 0 | 0 | 0 | 0 | 0 | 0 | 0 | 0 | 0 | 0 | 0
F5_Commercial_Health (ID)_Existing_Miscellaneous_Natural Gas_Miscellaneous_E4 | F5 | Commercial | Health (ID) | Existing | Miscellaneous | Natural Gas | Miscellaneous | E4 | RIM BC Ratio | 0 | 0 | 0 | 0 | 0 | 0 | 0 | 0 | 0 | 0 | 0 | 0 | 0 | 0 | 0 | 0 | 0 | 0 | 0 | 0 | 0 | 0 | 0 | 0 | 0 | 0 | 0
F5_Commercial_Health (ID)_Existing_Miscellaneous_Natural Gas_Miscellaneous_E5 | F5 | Commercial | Health (ID) | Existing | Miscellaneous | Natural Gas | Miscellaneous | E5 | RIM BC Ratio | 0 | 0 | 0 | 0 | 0 | 0 | 0 | 0 | 0 | 0 | 0 | 0 | 0 | 0 | 0 | 0 | 0 | 0 | 0 | 0 | 0 | 0 | 0 | 0 | 0 | 0 | 0
F5_Commercial_Health (ID)_Existing_Miscellaneous_Natural Gas_Miscellaneous_E6 | F5 | Commercial | Health (ID) | Existing | Miscellaneous | Natural Gas | Miscellaneous | E6 | RIM BC Ratio | 0 | 0 | 0 | 0 | 0 | 0 | 0 | 0 | 0 | 0 | 0 | 0 | 0 | 0 | 0 | 0 | 0 | 0 | 0 | 0 | 0 | 0 | 0 | 0 | 0 | 0 | 0
F5_Commercial_Health (ID)_Existing_Miscellaneous_Natural Gas_Miscellaneous_E7 | F5 | Commercial | Health (ID) | Existing | Miscellaneous | Natural Gas | Miscellaneous | E7 | RIM BC Ratio | 0 | 0 | 0 | 0 | 0 | 0 | 0 | 0 | 0 | 0 | 0 | 0 | 0 | 0 | 0 | 0 | 0 | 0 | 0 | 0 | 0 | 0 | 0 | 0 | 0 | 0 | 0
F5_Commercial_Health (ID)_Existing_Miscellaneous_Natural Gas_Miscellaneous_E8 | F5 | Commercial | Health (ID) | Existing | Miscellaneous | Natural Gas | Miscellaneous | E8 | RIM BC Ratio | 0 | 0 | 0 | 0 | 0 | 0 | 0 | 0 | 0 | 0 | 0 | 0 | 0 | 0 | 0 | 0 | 0 | 0 | 0 | 0 | 0 | 0 | 0 | 0 | 0 | 0 | 0
F5_Commercial_Health (ID)_Existing_Miscellaneous_Natural Gas_Miscellaneous_E9 | F5 | Commercial | Health (ID) | Existing | Miscellaneous | Natural Gas | Miscellaneous | E9 | RIM BC Ratio | 0 | 0 | 0 | 0 | 0 | 0 | 0 | 0 | 0 | 0 | 0 | 0 | 0 | 0 | 0 | 0 | 0 | 0 | 0 | 0 | 0 | 0 | 0 | 0 | 0 | 0 | 0
F5_Commercial_Health (ID)_Existing_Miscellaneous_Natural Gas_Miscellaneous_E10 | F5 | Commercial | Health (ID) | Existing | Miscellaneous | Natural Gas | Miscellaneous | E10 | RIM BC Ratio | 0 | 0 | 0 | 0 | 0 | 0 | 0 | 0 | 0 | 0 | 0 | 0 | 0 | 0 | 0 | 0 | 0 | 0 | 0 | 0 | 0 | 0 | 0 | 0 | 0 | 0 | 0
F0_Commercial_Health (ID)_New_Space Heating_Natural Gas_Furnace_E0 | F0 | Commercial | Health (ID) | New | Space Heating | Natural Gas | Furnace | E0 | Economic Unit | AFUE 80% (Standard) | AFUE 80% (Standard) | AFUE 80% (Standard) | AFUE 80% (Standard) | AFUE 80% (Standard) | AFUE 80% (Standard) | AFUE 80% (Standard) | AFUE 80% (Standard) | AFUE 80% (Standard) | AFUE 80% (Standard) | AFUE 80% (Standard) | AFUE 80% (Standard) | AFUE 80% (Standard) | AFUE 80% (Standard) | AFUE 80% (Standard) | AFUE 80% (Standard) | AFUE 80% (Standard) | AFUE 80% (Standard) | AFUE 80% (Standard) | AFUE 80% (Standard) | AFUE 96% | AFUE 96% | AFUE 96% | AFUE 96% | AFUE 96% | AFUE 96% | AFUE 96%
F1_Commercial_Health (ID)_New_Space Heating_Natural Gas_Furnace_E1 | F1 | Commercial | Health (ID) | New | Space Heating | Natural Gas | Furnace | E1 | CCE | 0 | 0 | 0 | 0 | 0 | 0 | 0 | 0 | 0 | 0 | 0 | 0 | 0 | 0 | 0 | 0 | 0 | 0 | 0 | 0 | 0 | 0 | 0 | 0 | 0 | 0 | 0
F1_Commercial_Health (ID)_New_Space Heating_Natural Gas_Furnace_E2 | F1 | Commercial | Health (ID) | New | Space Heating | Natural Gas | Furnace | E2 | CCE | 0.04152 | 0.043088 | 0.043088 | 0.043088 | 0.043088 | 0.043088 | 0.043088 | 0.043088 | 0.043088 | 0.043088 | 0.043088 | 0.043088 | 0.043088 | 0.043088 | 0.043088 | 0.043088 | 0.043088 | 0.043088 | 0.043088 | 0.043088 | 0.043088 | 0.043088 | 0.043088 | 0.043088 | 0.043088 | 0.043088 | 0.043088
F1_Commercial_Health (ID)_New_Space Heating_Natural Gas_Furnace_E3 | F1 | Commercial | Health (ID) | New | Space Heating | Natural Gas | Furnace | E3 | CCE | 0.0061992 | 0.0064332 | 0.0064332 | 0.0064332 | 0.0064332 | 0.0064332 | 0.0064332 | 0.0064332 | 0.0064332 | 0.0064332 | 0.0064332 | 0.0064332 | 0.0064332 | 0.0064332 | 0.0064332 | 0.0064332 | 0.0064332 | 0.0064332 | 0.0064332 | 0.0064332 | 0.0064332 | 0.0064332 | 0.0064332 | 0.0064332 | 0.0064332 | 0.0064332 | 0.0064332
F1_Commercial_Health (ID)_New_Space Heating_Natural Gas_Furnace_E4 | F1 | Commercial | Health (ID) | New | Space Heating | Natural Gas | Furnace | E4 | CCE | 0 | 0 | 0 | 0 | 0 | 0 | 0 | 0 | 0 | 0 | 0 | 0 | 0 | 0 | 0 | 0 | 0 | 0 | 0 | 0 | 0 | 0 | 0 | 0 | 0 | 0 | 0
F1_Commercial_Health (ID)_New_Space Heating_Natural Gas_Furnace_E5 | F1 | Commercial | Health (ID) | New | Space Heating | Natural Gas | Furnace | E5 | CCE | 0 | 0 | 0 | 0 | 0 | 0 | 0 | 0 | 0 | 0 | 0 | 0 | 0 | 0 | 0 | 0 | 0 | 0 | 0 | 0 | 0 | 0 | 0 | 0 | 0 | 0 | 0
F1_Commercial_Health (ID)_New_Space Heating_Natural Gas_Furnace_E6 | F1 | Commercial | Health (ID) | New | Space Heating | Natural Gas | Furnace | E6 | CCE | 0 | 0 | 0 | 0 | 0 | 0 | 0 | 0 | 0 | 0 | 0 | 0 | 0 | 0 | 0 | 0 | 0 | 0 | 0 | 0 | 0 | 0 | 0 | 0 | 0 | 0 | 0
F1_Commercial_Health (ID)_New_Space Heating_Natural Gas_Furnace_E7 | F1 | Commercial | Health (ID) | New | Space Heating | Natural Gas | Furnace | E7 | CCE | 0 | 0 | 0 | 0 | 0 | 0 | 0 | 0 | 0 | 0 | 0 | 0 | 0 | 0 | 0 | 0 | 0 | 0 | 0 | 0 | 0 | 0 | 0 | 0 | 0 | 0 | 0
F1_Commercial_Health (ID)_New_Space Heating_Natural Gas_Furnace_E8 | F1 | Commercial | Health (ID) | New | Space Heating | Natural Gas | Furnace | E8 | CCE | 0 | 0 | 0 | 0 | 0 | 0 | 0 | 0 | 0 | 0 | 0 | 0 | 0 | 0 | 0 | 0 | 0 | 0 | 0 | 0 | 0 | 0 | 0 | 0 | 0 | 0 | 0
F1_Commercial_Health (ID)_New_Space Heating_Natural Gas_Furnace_E9 | F1 | Commercial | Health (ID) | New | Space Heating | Natural Gas | Furnace | E9 | CCE | 0 | 0 | 0 | 0 | 0 | 0 | 0 | 0 | 0 | 0 | 0 | 0 | 0 | 0 | 0 | 0 | 0 | 0 | 0 | 0 | 0 | 0 | 0 | 0 | 0 | 0 | 0
F1_Commercial_Health (ID)_New_Space Heating_Natural Gas_Furnace_E10 | F1 | Commercial | Health (ID) | New | Space Heating | Natural Gas | Furnace | E10 | CCE | 0 | 0 | 0 | 0 | 0 | 0 | 0 | 0 | 0 | 0 | 0 | 0 | 0 | 0 | 0 | 0 | 0 | 0 | 0 | 0 | 0 | 0 | 0 | 0 | 0 | 0 | 0
F2_Commercial_Health (ID)_New_Space Heating_Natural Gas_Furnace_E1 | F2 | Commercial | Health (ID) | New | Space Heating | Natural Gas | Furnace | E1 | TRC BC Ratio | [24 empty] | 1 | 1 | 1 | bar: 2019 to 2042
F2_Commercial_Health (ID)_New_Space Heating_Natural Gas_Furnace_E2 | F2 | Commercial | Health (ID) | New | Space Heating | Natural Gas | Furnace | E2 | TRC BC Ratio | 0.090578 | 0.091894 | 0.093761 | 0.095891 | 0.098308 | 0.10182 | 0.10541 | 0.10922 | 0.11281 | 0.11644 | 0.11962 | 0.1225 | 0.12569 | 0.129 | 0.13203 | 0.13499 | 0.13771 | 0.14052 | 0.14345 | 0.14646 | 0.14953 | 0.15279 | 0.15666 | 0.15998 | 0.16338 | 0.16685 | 0.17039
F2_Commercial_Health (ID)_New_Space Heating_Natural Gas_Furnace_E3 | F2 | Commercial | Health (ID) | New | Space Heating | Natural Gas | Furnace | E3 | TRC BC Ratio | 0.60667 | 0.61548 | 0.62799 | 0.64226 | 0.65844 | 0.68199 | 0.70602 | 0.73154 | 0.75555 | 0.77989 | 0.8012 | 0.82046 | 0.84183 | 0.864 | 0.8843 | 0.90416 | 0.92235 | 0.94113 | 0.96078 | 0.98096 | 1.0015 | 1.0234 | 1.0492 | 1.0715 | 1.0943 | 1.1175 | 1.1412
F2_Commercial_Health (ID)_New_Space Heating_Natural Gas_Furnace_E4 | F2 | Commercial | Health (ID) | New | Space Heating | Natural Gas | Furnace | E4 | TRC BC Ratio | 0 | 0 | 0 | 0 | 0 | 0 | 0 | 0 | 0 | 0 | 0 | 0 | 0 | 0 | 0 | 0 | 0 | 0 | 0 | 0 | 0 | 0 | 0 | 0 | 0 | 0 | 0
F2_Commercial_Health (ID)_New_Space Heating_Natural Gas_Furnace_E5 | F2 | Commercial | Health (ID) | New | Space Heating | Natural Gas | Furnace | E5 | TRC BC Ratio | 0 | 0 | 0 | 0 | 0 | 0 | 0 | 0 | 0 | 0 | 0 | 0 | 0 | 0 | 0 | 0 | 0 | 0 | 0 | 0 | 0 | 0 | 0 | 0 | 0 | 0 | 0
F2_Commercial_Health (ID)_New_Space Heating_Natural Gas_Furnace_E6 | F2 | Commercial | Health (ID) | New | Space Heating | Natural Gas | Furnace | E6 | TRC BC Ratio | 0 | 0 | 0 | 0 | 0 | 0 | 0 | 0 | 0 | 0 | 0 | 0 | 0 | 0 | 0 | 0 | 0 | 0 | 0 | 0 | 0 | 0 | 0 | 0 | 0 | 0 | 0
F2_Commercial_Health (ID)_New_Space Heating_Natural Gas_Furnace_E7 | F2 | Commercial | Health (ID) | New | Space Heating | Natural Gas | Furnace | E7 | TRC BC Ratio | 0 | 0 | 0 | 0 | 0 | 0 | 0 | 0 | 0 | 0 | 0 | 0 | 0 | 0 | 0 | 0 | 0 | 0 | 0 | 0 | 0 | 0 | 0 | 0 | 0 | 0 | 0
F2_Commercial_Health (ID)_New_Space Heating_Natural Gas_Furnace_E8 | F2 | Commercial | Health (ID) | New | Space Heating | Natural Gas | Furnace | E8 | TRC BC Ratio | 0 | 0 | 0 | 0 | 0 | 0 | 0 | 0 | 0 | 0 | 0 | 0 | 0 | 0 | 0 | 0 | 0 | 0 | 0 | 0 | 0 | 0 | 0 | 0 | 0 | 0 | 0
F2_Commercial_Health (ID)_New_Space Heating_Natural Gas_Furnace_E9 | F2 | Commercial | Health (ID) | New | Space Heating | Natural Gas | Furnace | E9 | TRC BC Ratio | 0 | 0 | 0 | 0 | 0 | 0 | 0 | 0 | 0 | 0 | 0 | 0 | 0 | 0 | 0 | 0 | 0 | 0 | 0 | 0 | 0 | 0 | 0 | 0 | 0 | 0 | 0
F2_Commercial_Health (ID)_New_Space Heating_Natural Gas_Furnace_E10 | F2 | Commercial | Health (ID) | New | Space Heating | Natural Gas | Furnace | E10 | TRC BC Ratio | 0 | 0 | 0 | 0 | 0 | 0 | 0 | 0 | 0 | 0 | 0 | 0 | 0 | 0 | 0 | 0 | 0 | 0 | 0 | 0 | 0 | 0 | 0 | 0 | 0 | 0 | 0
F3_Commercial_Health (ID)_New_Space Heating_Natural Gas_Furnace_E1 | F3 | Commercial | Health (ID) | New | Space Heating | Natural Gas | Furnace | E1 | PACT BC Ratio | [24 empty] | 1 | 1 | 1 | bar: 2019 to 2042
F3_Commercial_Health (ID)_New_Space Heating_Natural Gas_Furnace_E2 | F3 | Commercial | Health (ID) | New | Space Heating | Natural Gas | Furnace | E2 | PACT BC Ratio | 0.2537 | 0.25739 | 0.26262 | 0.26858 | 0.27535 | 0.2852 | 0.29525 | 0.30592 | 0.31596 | 0.32614 | 0.33505 | 0.3431 | 0.35204 | 0.36131 | 0.3698 | 0.37811 | 0.38571 | 0.39357 | 0.40179 | 0.41022 | 0.41882 | 0.42795 | 0.43878 | 0.4481 | 0.45761 | 0.46732 | 0.47724
F3_Commercial_Health (ID)_New_Space Heating_Natural Gas_Furnace_E3 | F3 | Commercial | Health (ID) | New | Space Heating | Natural Gas | Furnace | E3 | PACT BC Ratio | 1.6992 | 1.7239 | 1.7589 | 1.7989 | 1.8442 | 1.9102 | 1.9775 | 2.049 | 2.1162 | 2.1844 | 2.2441 | 2.298 | 2.3579 | 2.42 | 2.4768 | 2.5325 | 2.5834 | 2.636 | 2.6911 | 2.7476 | 2.8051 | 2.8663 | 2.9389 | 3.0012 | 3.0649 | 3.13 | 3.1964
F3_Commercial_Health (ID)_New_Space Heating_Natural Gas_Furnace_E4 | F3 | Commercial | Health (ID) | New | Space Heating | Natural Gas | Furnace | E4 | PACT BC Ratio | 0 | 0 | 0 | 0 | 0 | 0 | 0 | 0 | 0 | 0 | 0 | 0 | 0 | 0 | 0 | 0 | 0 | 0 | 0 | 0 | 0 | 0 | 0 | 0 | 0 | 0 | 0
F3_Commercial_Health (ID)_New_Space Heating_Natural Gas_Furnace_E5 | F3 | Commercial | Health (ID) | New | Space Heating | Natural Gas | Furnace | E5 | PACT BC Ratio | 0 | 0 | 0 | 0 | 0 | 0 | 0 | 0 | 0 | 0 | 0 | 0 | 0 | 0 | 0 | 0 | 0 | 0 | 0 | 0 | 0 | 0 | 0 | 0 | 0 | 0 | 0
F3_Commercial_Health (ID)_New_Space Heating_Natural Gas_Furnace_E6 | F3 | Commercial | Health (ID) | New | Space Heating | Natural Gas | Furnace | E6 | PACT BC Ratio | 0 | 0 | 0 | 0 | 0 | 0 | 0 | 0 | 0 | 0 | 0 | 0 | 0 | 0 | 0 | 0 | 0 | 0 | 0 | 0 | 0 | 0 | 0 | 0 | 0 | 0 | 0
F3_Commercial_Health (ID)_New_Space Heating_Natural Gas_Furnace_E7 | F3 | Commercial | Health (ID) | New | Space Heating | Natural Gas | Furnace | E7 | PACT BC Ratio | 0 | 0 | 0 | 0 | 0 | 0 | 0 | 0 | 0 | 0 | 0 | 0 | 0 | 0 | 0 | 0 | 0 | 0 | 0 | 0 | 0 | 0 | 0 | 0 | 0 | 0 | 0
F3_Commercial_Health (ID)_New_Space Heating_Natural Gas_Furnace_E8 | F3 | Commercial | Health (ID) | New | Space Heating | Natural Gas | Furnace | E8 | PACT BC Ratio | 0 | 0 | 0 | 0 | 0 | 0 | 0 | 0 | 0 | 0 | 0 | 0 | 0 | 0 | 0 | 0 | 0 | 0 | 0 | 0 | 0 | 0 | 0 | 0 | 0 | 0 | 0
F3_Commercial_Health (ID)_New_Space Heating_Natural Gas_Furnace_E9 | F3 | Commercial | Health (ID) | New | Space Heating | Natural Gas | Furnace | E9 | PACT BC Ratio | 0 | 0 | 0 | 0 | 0 | 0 | 0 | 0 | 0 | 0 | 0 | 0 | 0 | 0 | 0 | 0 | 0 | 0 | 0 | 0 | 0 | 0 | 0 | 0 | 0 | 0 | 0
F3_Commercial_Health (ID)_New_Space Heating_Natural Gas_Furnace_E10 | F3 | Commercial | Health (ID) | New | Space Heating | Natural Gas | Furnace | E10 | PACT BC Ratio | 0 | 0 | 0 | 0 | 0 | 0 | 0 | 0 | 0 | 0 | 0 | 0 | 0 | 0 | 0 | 0 | 0 | 0 | 0 | 0 | 0 | 0 | 0 | 0 | 0 | 0 | 0
F4_Commercial_Health (ID)_New_Space Heating_Natural Gas_Furnace_E1 | F4 | Commercial | Health (ID) | New | Space Heating | Natural Gas | Furnace | E1 | RVT BC Ratio | [24 empty] | 1 | 1 | 1 | bar: 2019 to 2042
F4_Commercial_Health (ID)_New_Space Heating_Natural Gas_Furnace_E2 | F4 | Commercial | Health (ID) | New | Space Heating | Natural Gas | Furnace | E2 | RVT BC Ratio | 0.3553 | 0.35636 | 0.35811 | 0.36014 | 0.36247 | 0.36625 | 0.37 | 0.37393 | 0.37737 | 0.38072 | 0.38451 | 0.38782 | 0.3915 | 0.3953 | 0.39868 | 0.40192 | 0.40478 | 0.40769 | 0.41072 | 0.41378 | 0.41684 | 0.42095 | 0.42582 | 0.43001 | 0.43429 | 0.43866 | 0.44312
F4_Commercial_Health (ID)_New_Space Heating_Natural Gas_Furnace_E3 | F4 | Commercial | Health (ID) | New | Space Heating | Natural Gas | Furnace | E3 | RVT BC Ratio | 1.0782 | 1.0853 | 1.097 | 1.1106 | 1.1262 | 1.1515 | 1.1766 | 1.2029 | 1.226 | 1.2484 | 1.2738 | 1.2959 | 1.3206 | 1.3461 | 1.3687 | 1.3904 | 1.4095 | 1.4291 | 1.4493 | 1.4698 | 1.4903 | 1.5179 | 1.5505 | 1.5785 | 1.6072 | 1.6365 | 1.6664
F4_Commercial_Health (ID)_New_Space Heating_Natural Gas_Furnace_E4 | F4 | Commercial | Health (ID) | New | Space Heating | Natural Gas | Furnace | E4 | RVT BC Ratio | 0 | 0 | 0 | 0 | 0 | 0 | 0 | 0 | 0 | 0 | 0 | 0 | 0 | 0 | 0 | 0 | 0 | 0 | 0 | 0 | 0 | 0 | 0 | 0 | 0 | 0 | 0
F4_Commercial_Health (ID)_New_Space Heating_Natural Gas_Furnace_E5 | F4 | Commercial | Health (ID) | New | Space Heating | Natural Gas | Furnace | E5 | RVT BC Ratio | 0 | 0 | 0 | 0 | 0 | 0 | 0 | 0 | 0 | 0 | 0 | 0 | 0 | 0 | 0 | 0 | 0 | 0 | 0 | 0 | 0 | 0 | 0 | 0 | 0 | 0 | 0
F4_Commercial_Health (ID)_New_Space Heating_Natural Gas_Furnace_E6 | F4 | Commercial | Health (ID) | New | Space Heating | Natural Gas | Furnace | E6 | RVT BC Ratio | 0 | 0 | 0 | 0 | 0 | 0 | 0 | 0 | 0 | 0 | 0 | 0 | 0 | 0 | 0 | 0 | 0 | 0 | 0 | 0 | 0 | 0 | 0 | 0 | 0 | 0 | 0
F4_Commercial_Health (ID)_New_Space Heating_Natural Gas_Furnace_E7 | F4 | Commercial | Health (ID) | New | Space Heating | Natural Gas | Furnace | E7 | RVT BC Ratio | 0 | 0 | 0 | 0 | 0 | 0 | 0 | 0 | 0 | 0 | 0 | 0 | 0 | 0 | 0 | 0 | 0 | 0 | 0 | 0 | 0 | 0 | 0 | 0 | 0 | 0 | 0
F4_Commercial_Health (ID)_New_Space Heating_Natural Gas_Furnace_E8 | F4 | Commercial | Health (ID) | New | Space Heating | Natural Gas | Furnace | E8 | RVT BC Ratio | 0 | 0 | 0 | 0 | 0 | 0 | 0 | 0 | 0 | 0 | 0 | 0 | 0 | 0 | 0 | 0 | 0 | 0 | 0 | 0 | 0 | 0 | 0 | 0 | 0 | 0 | 0
F4_Commercial_Health (ID)_New_Space Heating_Natural Gas_Furnace_E9 | F4 | Commercial | Health (ID) | New | Space Heating | Natural Gas | Furnace | E9 | RVT BC Ratio | 0 | 0 | 0 | 0 | 0 | 0 | 0 | 0 | 0 | 0 | 0 | 0 | 0 | 0 | 0 | 0 | 0 | 0 | 0 | 0 | 0 | 0 | 0 | 0 | 0 | 0 | 0
F4_Commercial_Health (ID)_New_Space Heating_Natural Gas_Furnace_E10 | F4 | Commercial | Health (ID) | New | Space Heating | Natural Gas | Furnace | E10 | RVT BC Ratio | 0 | 0 | 0 | 0 | 0 | 0 | 0 | 0 | 0 | 0 | 0 | 0 | 0 | 0 | 0 | 0 | 0 | 0 | 0 | 0 | 0 | 0 | 0 | 0 | 0 | 0 | 0
F5_Commercial_Health (ID)_New_Space Heating_Natural Gas_Furnace_E1 | F5 | Commercial | Health (ID) | New | Space Heating | Natural Gas | Furnace | E1 | RIM BC Ratio | [24 empty] | 1 | 1 | 1 | bar: 2019 to 2042
F5_Commercial_Health (ID)_New_Space Heating_Natural Gas_Furnace_E2 | F5 | Commercial | Health (ID) | New | Space Heating | Natural Gas | Furnace | E2 | RIM BC Ratio | 0.19574 | 0.19821 | 0.2016 | 0.20543 | 0.20974 | 0.21579 | 0.22192 | 0.22837 | 0.23445 | 0.24062 | 0.24559 | 0.25007 | 0.25499 | 0.26004 | 0.26464 | 0.26913 | 0.27325 | 0.27747 | 0.28186 | 0.28635 | 0.2909 | 0.29527 | 0.30039 | 0.30472 | 0.30909 | 0.31349 | 0.31793
F5_Commercial_Health (ID)_New_Space Heating_Natural Gas_Furnace_E3 | F5 | Commercial | Health (ID) | New | Space Heating | Natural Gas | Furnace | E3 | RIM BC Ratio | 0.56955 | 0.57466 | 0.58102 | 0.58806 | 0.5958 | 0.60554 | 0.61543 | 0.62572 | 0.6358 | 0.64614 | 0.65237 | 0.65815 | 0.66433 | 0.67061 | 0.67646 | 0.68221 | 0.68766 | 0.69325 | 0.69904 | 0.70495 | 0.71099 | 0.71486 | 0.71929 | 0.72296 | 0.7266 | 0.7302 | 0.73376
F5_Commercial_Health (ID)_New_Space Heating_Natural Gas_Furnace_E4 | F5 | Commercial | Health (ID) | New | Space Heating | Natural Gas | Furnace | E4 | RIM BC Ratio | 0 | 0 | 0 | 0 | 0 | 0 | 0 | 0 | 0 | 0 | 0 | 0 | 0 | 0 | 0 | 0 | 0 | 0 | 0 | 0 | 0 | 0 | 0 | 0 | 0 | 0 | 0
F5_Commercial_Health (ID)_New_Space Heating_Natural Gas_Furnace_E5 | F5 | Commercial | Health (ID) | New | Space Heating | Natural Gas | Furnace | E5 | RIM BC Ratio | 0 | 0 | 0 | 0 | 0 | 0 | 0 | 0 | 0 | 0 | 0 | 0 | 0 | 0 | 0 | 0 | 0 | 0 | 0 | 0 | 0 | 0 | 0 | 0 | 0 | 0 | 0
F5_Commercial_Health (ID)_New_Space Heating_Natural Gas_Furnace_E6 | F5 | Commercial | Health (ID) | New | Space Heating | Natural Gas | Furnace | E6 | RIM BC Ratio | 0 | 0 | 0 | 0 | 0 | 0 | 0 | 0 | 0 | 0 | 0 | 0 | 0 | 0 | 0 | 0 | 0 | 0 | 0 | 0 | 0 | 0 | 0 | 0 | 0 | 0 | 0
F5_Commercial_Health (ID)_New_Space Heating_Natural Gas_Furnace_E7 | F5 | Commercial | Health (ID) | New | Space Heating | Natural Gas | Furnace | E7 | RIM BC Ratio | 0 | 0 | 0 | 0 | 0 | 0 | 0 | 0 | 0 | 0 | 0 | 0 | 0 | 0 | 0 | 0 | 0 | 0 | 0 | 0 | 0 | 0 | 0 | 0 | 0 | 0 | 0
F5_Commercial_Health (ID)_New_Space Heating_Natural Gas_Furnace_E8 | F5 | Commercial | Health (ID) | New | Space Heating | Natural Gas | Furnace | E8 | RIM BC Ratio | 0 | 0 | 0 | 0 | 0 | 0 | 0 | 0 | 0 | 0 | 0 | 0 | 0 | 0 | 0 | 0 | 0 | 0 | 0 | 0 | 0 | 0 | 0 | 0 | 0 | 0 | 0
F5_Commercial_Health (ID)_New_Space Heating_Natural Gas_Furnace_E9 | F5 | Commercial | Health (ID) | New | Space Heating | Natural Gas | Furnace | E9 | RIM BC Ratio | 0 | 0 | 0 | 0 | 0 | 0 | 0 | 0 | 0 | 0 | 0 | 0 | 0 | 0 | 0 | 0 | 0 | 0 | 0 | 0 | 0 | 0 | 0 | 0 | 0 | 0 | 0
F5_Commercial_Health (ID)_New_Space Heating_Natural Gas_Furnace_E10 | F5 | Commercial | Health (ID) | New | Space Heating | Natural Gas | Furnace | E10 | RIM BC Ratio | 0 | 0 | 0 | 0 | 0 | 0 | 0 | 0 | 0 | 0 | 0 | 0 | 0 | 0 | 0 | 0 | 0 | 0 | 0 | 0 | 0 | 0 | 0 | 0 | 0 | 0 | 0
F0_Commercial_Health (ID)_New_Space Heating_Natural Gas_Boiler_E0 | F0 | Commercial | Health (ID) | New | Space Heating | Natural Gas | Boiler | E0 | Economic Unit | AFUE 97% | AFUE 97% | AFUE 97% | AFUE 97% | AFUE 97% | AFUE 97% | AFUE 97% | AFUE 97% | AFUE 97% | AFUE 97% | AFUE 97% | AFUE 97% | AFUE 97% | AFUE 97% | AFUE 97% | AFUE 97% | AFUE 97% | AFUE 97% | AFUE 97% | AFUE 97% | AFUE 97% | AFUE 97% | AFUE 97% | AFUE 97% | AFUE 97% | AFUE 97% | AFUE 97%
F1_Commercial_Health (ID)_New_Space Heating_Natural Gas_Boiler_E1 | F1 | Commercial | Health (ID) | New | Space Heating | Natural Gas | Boiler | E1 | CCE | 0 | 0 | 0 | 0 | 0 | 0 | 0 | 0 | 0 | 0 | 0 | 0 | 0 | 0 | 0 | 0 | 0 | 0 | 0 | 0 | 0 | 0 | 0 | 0 | 0 | 0 | 0
F1_Commercial_Health (ID)_New_Space Heating_Natural Gas_Boiler_E2 | F1 | Commercial | Health (ID) | New | Space Heating | Natural Gas | Boiler | E2 | CCE | 0.0027456 | 0.0028492 | 0.0028492 | 0.0028492 | 0.0028492 | 0.0028492 | 0.0028492 | 0.0028492 | 0.0028492 | 0.0028492 | 0.0028492 | 0.0028492 | 0.0028492 | 0.0028492 | 0.0028492 | 0.0028492 | 0.0028492 | 0.0028492 | 0.0028492 | 0.0028492 | 0.0028492 | 0.0028492 | 0.0028492 | 0.0028492 | 0.0028492 | 0.0028492 | 0.0028492
F1_Commercial_Health (ID)_New_Space Heating_Natural Gas_Boiler_E3 | F1 | Commercial | Health (ID) | New | Space Heating | Natural Gas | Boiler | E3 | CCE | -0.00059983 | -0.00062248 | -0.00062248 | -0.00062248 | -0.00062248 | -0.00062248 | -0.00062248 | -0.00062248 | -0.00062248 | -0.00062248 | -0.00062248 | -0.00062248 | -0.00062248 | -0.00062248 | -0.00062248 | -0.00062248 | -0.00062248 | -0.00062248 | -0.00062248 | -0.00062248 | -0.00062248 | -0.00062248 | -0.00062248 | -0.00062248 | -0.00062248 | -0.00062248 | -0.00062248
F1_Commercial_Health (ID)_New_Space Heating_Natural Gas_Boiler_E4 | F1 | Commercial | Health (ID) | New | Space Heating | Natural Gas | Boiler | E4 | CCE | 0.063075 | 0.065457 | 0.065457 | 0.065457 | 0.065457 | 0.065457 | 0.065457 | 0.065457 | 0.065457 | 0.065457 | 0.065457 | 0.065457 | 0.065457 | 0.065457 | 0.065457 | 0.065457 | 0.065457 | 0.065457 | 0.065457 | 0.065457 | 0.065457 | 0.065457 | 0.065457 | 0.065457 | 0.065457 | 0.065457 | 0.065457
F1_Commercial_Health (ID)_New_Space Heating_Natural Gas_Boiler_E5 | F1 | Commercial | Health (ID) | New | Space Heating | Natural Gas | Boiler | E5 | CCE | 0 | 0 | 0 | 0 | 0 | 0 | 0 | 0 | 0 | 0 | 0 | 0 | 0 | 0 | 0 | 0 | 0 | 0 | 0 | 0 | 0 | 0 | 0 | 0 | 0 | 0 | 0
F1_Commercial_Health (ID)_New_Space Heating_Natural Gas_Boiler_E6 | F1 | Commercial | Health (ID) | New | Space Heating | Natural Gas | Boiler | E6 | CCE | 0 | 0 | 0 | 0 | 0 | 0 | 0 | 0 | 0 | 0 | 0 | 0 | 0 | 0 | 0 | 0 | 0 | 0 | 0 | 0 | 0 | 0 | 0 | 0 | 0 | 0 | 0
F1_Commercial_Health (ID)_New_Space Heating_Natural Gas_Boiler_E7 | F1 | Commercial | Health (ID) | New | Space Heating | Natural Gas | Boiler | E7 | CCE | 0 | 0 | 0 | 0 | 0 | 0 | 0 | 0 | 0 | 0 | 0 | 0 | 0 | 0 | 0 | 0 | 0 | 0 | 0 | 0 | 0 | 0 | 0 | 0 | 0 | 0 | 0
F1_Commercial_Health (ID)_New_Space Heating_Natural Gas_Boiler_E8 | F1 | Commercial | Health (ID) | New | Space Heating | Natural Gas | Boiler | E8 | CCE | 0 | 0 | 0 | 0 | 0 | 0 | 0 | 0 | 0 | 0 | 0 | 0 | 0 | 0 | 0 | 0 | 0 | 0 | 0 | 0 | 0 | 0 | 0 | 0 | 0 | 0 | 0
F1_Commercial_Health (ID)_New_Space Heating_Natural Gas_Boiler_E9 | F1 | Commercial | Health (ID) | New | Space Heating | Natural Gas | Boiler | E9 | CCE | 0 | 0 | 0 | 0 | 0 | 0 | 0 | 0 | 0 | 0 | 0 | 0 | 0 | 0 | 0 | 0 | 0 | 0 | 0 | 0 | 0 | 0 | 0 | 0 | 0 | 0 | 0
F1_Commercial_Health (ID)_New_Space Heating_Natural Gas_Boiler_E10 | F1 | Commercial | Health (ID) | New | Space Heating | Natural Gas | Boiler | E10 | CCE | 0 | 0 | 0 | 0 | 0 | 0 | 0 | 0 | 0 | 0 | 0 | 0 | 0 | 0 | 0 | 0 | 0 | 0 | 0 | 0 | 0 | 0 | 0 | 0 | 0 | 0 | 0
F2_Commercial_Health (ID)_New_Space Heating_Natural Gas_Boiler_E1 | F2 | Commercial | Health (ID) | New | Space Heating | Natural Gas | Boiler | E1 | TRC BC Ratio | [24 empty] | 1 | 1 | 1 | bar: 2019 to 2042
F2_Commercial_Health (ID)_New_Space Heating_Natural Gas_Boiler_E2 | F2 | Commercial | Health (ID) | New | Space Heating | Natural Gas | Boiler | E2 | TRC BC Ratio | 1.5467 | 1.5737 | 1.6071 | 1.6433 | 1.6827 | 1.7344 | 1.787 | 1.8425 | 1.8959 | 1.9501 | 1.9996 | 2.0461 | 2.0964 | 2.148 | 2.1969 | 2.2453 | 2.2913 | 2.3386 | 2.3877 | 2.438 | 2.4893 | 2.5429 | 2.6031 | 2.6572 | 2.7118 | 2.7536 | 2.7912
F2_Commercial_Health (ID)_New_Space Heating_Natural Gas_Boiler_E3 | F2 | Commercial | Health (ID) | New | Space Heating | Natural Gas | Boiler | E3 | TRC BC Ratio | [24 empty] | 1 | 1 | 1 | bar: 2019 to 2042
F2_Commercial_Health (ID)_New_Space Heating_Natural Gas_Boiler_E4 | F2 | Commercial | Health (ID) | New | Space Heating | Natural Gas | Boiler | E4 | TRC BC Ratio | 0.077597 | 0.079182 | 0.080931 | 0.082744 | 0.084623 | 0.086785 | 0.088984 | 0.091274 | 0.093546 | 0.095863 | 0.098103 | 0.1003 | 0.10261 | 0.10495 | 0.10725 | 0.10956 | 0.11185 | 0.1142 | 0.11661 | 0.11907 | 0.12159 | 0.12417 | 0.12689 | 0.12946 | 0.13204 | 0.13323 | 0.13394
F2_Commercial_Health (ID)_New_Space Heating_Natural Gas_Boiler_E5 | F2 | Commercial | Health (ID) | New | Space Heating | Natural Gas | Boiler | E5 | TRC BC Ratio | 0 | 0 | 0 | 0 | 0 | 0 | 0 | 0 | 0 | 0 | 0 | 0 | 0 | 0 | 0 | 0 | 0 | 0 | 0 | 0 | 0 | 0 | 0 | 0 | 0 | 0 | 0
F2_Commercial_Health (ID)_New_Space Heating_Natural Gas_Boiler_E6 | F2 | Commercial | Health (ID) | New | Space Heating | Natural Gas | Boiler | E6 | TRC BC Ratio | 0 | 0 | 0 | 0 | 0 | 0 | 0 | 0 | 0 | 0 | 0 | 0 | 0 | 0 | 0 | 0 | 0 | 0 | 0 | 0 | 0 | 0 | 0 | 0 | 0 | 0 | 0
F2_Commercial_Health (ID)_New_Space Heating_Natural Gas_Boiler_E7 | F2 | Commercial | Health (ID) | New | Space Heating | Natural Gas | Boiler | E7 | TRC BC Ratio | 0 | 0 | 0 | 0 | 0 | 0 | 0 | 0 | 0 | 0 | 0 | 0 | 0 | 0 | 0 | 0 | 0 | 0 | 0 | 0 | 0 | 0 | 0 | 0 | 0 | 0 | 0
F2_Commercial_Health (ID)_New_Space Heating_Natural Gas_Boiler_E8 | F2 | Commercial | Health (ID) | New | Space Heating | Natural Gas | Boiler | E8 | TRC BC Ratio | 0 | 0 | 0 | 0 | 0 | 0 | 0 | 0 | 0 | 0 | 0 | 0 | 0 | 0 | 0 | 0 | 0 | 0 | 0 | 0 | 0 | 0 | 0 | 0 | 0 | 0 | 0
F2_Commercial_Health (ID)_New_Space Heating_Natural Gas_Boiler_E9 | F2 | Commercial | Health (ID) | New | Space Heating | Natural Gas | Boiler | E9 | TRC BC Ratio | 0 | 0 | 0 | 0 | 0 | 0 | 0 | 0 | 0 | 0 | 0 | 0 | 0 | 0 | 0 | 0 | 0 | 0 | 0 | 0 | 0 | 0 | 0 | 0 | 0 | 0 | 0
F2_Commercial_Health (ID)_New_Space Heating_Natural Gas_Boiler_E10 | F2 | Commercial | Health (ID) | New | Space Heating | Natural Gas | Boiler | E10 | TRC BC Ratio | 0 | 0 | 0 | 0 | 0 | 0 | 0 | 0 | 0 | 0 | 0 | 0 | 0 | 0 | 0 | 0 | 0 | 0 | 0 | 0 | 0 | 0 | 0 | 0 | 0 | 0 | 0
F3_Commercial_Health (ID)_New_Space Heating_Natural Gas_Boiler_E1 | F3 | Commercial | Health (ID) | New | Space Heating | Natural Gas | Boiler | E1 | PACT BC Ratio | [24 empty] | 1 | 1 | 1 | bar: 2019 to 2042
F3_Commercial_Health (ID)_New_Space Heating_Natural Gas_Boiler_E2 | F3 | Commercial | Health (ID) | New | Space Heating | Natural Gas | Boiler | E2 | PACT BC Ratio | 4.3323 | 4.4079 | 4.5013 | 4.6028 | 4.7131 | 4.8578 | 5.0054 | 5.1607 | 5.3101 | 5.462 | 5.6008 | 5.7311 | 5.8719 | 6.0165 | 6.1532 | 6.2889 | 6.4177 | 6.5503 | 6.6878 | 6.8287 | 6.9724 | 7.1223 | 7.291 | 7.4425 | 7.5956 | 7.7126 | 7.8179
F3_Commercial_Health (ID)_New_Space Heating_Natural Gas_Boiler_E3 | F3 | Commercial | Health (ID) | New | Space Heating | Natural Gas | Boiler | E3 | PACT BC Ratio | [24 empty] | 1 | 1 | 1 | bar: 2019 to 2042
F3_Commercial_Health (ID)_New_Space Heating_Natural Gas_Boiler_E4 | F3 | Commercial | Health (ID) | New | Space Heating | Natural Gas | Boiler | E4 | PACT BC Ratio | 0.21734 | 0.22178 | 0.22668 | 0.23176 | 0.23702 | 0.24308 | 0.24924 | 0.25565 | 0.26201 | 0.2685 | 0.27478 | 0.28094 | 0.2874 | 0.29394 | 0.30039 | 0.30687 | 0.31328 | 0.31985 | 0.32661 | 0.33352 | 0.34057 | 0.34778 | 0.3554 | 0.36262 | 0.36982 | 0.37318 | 0.37516
F3_Commercial_Health (ID)_New_Space Heating_Natural Gas_Boiler_E5 | F3 | Commercial | Health (ID) | New | Space Heating | Natural Gas | Boiler | E5 | PACT BC Ratio | 0 | 0 | 0 | 0 | 0 | 0 | 0 | 0 | 0 | 0 | 0 | 0 | 0 | 0 | 0 | 0 | 0 | 0 | 0 | 0 | 0 | 0 | 0 | 0 | 0 | 0 | 0
F3_Commercial_Health (ID)_New_Space Heating_Natural Gas_Boiler_E6 | F3 | Commercial | Health (ID) | New | Space Heating | Natural Gas | Boiler | E6 | PACT BC Ratio | 0 | 0 | 0 | 0 | 0 | 0 | 0 | 0 | 0 | 0 | 0 | 0 | 0 | 0 | 0 | 0 | 0 | 0 | 0 | 0 | 0 | 0 | 0 | 0 | 0 | 0 | 0
F3_Commercial_Health (ID)_New_Space Heating_Natural Gas_Boiler_E7 | F3 | Commercial | Health (ID) | New | Space Heating | Natural Gas | Boiler | E7 | PACT BC Ratio | 0 | 0 | 0 | 0 | 0 | 0 | 0 | 0 | 0 | 0 | 0 | 0 | 0 | 0 | 0 | 0 | 0 | 0 | 0 | 0 | 0 | 0 | 0 | 0 | 0 | 0 | 0
F3_Commercial_Health (ID)_New_Space Heating_Natural Gas_Boiler_E8 | F3 | Commercial | Health (ID) | New | Space Heating | Natural Gas | Boiler | E8 | PACT BC Ratio | 0 | 0 | 0 | 0 | 0 | 0 | 0 | 0 | 0 | 0 | 0 | 0 | 0 | 0 | 0 | 0 | 0 | 0 | 0 | 0 | 0 | 0 | 0 | 0 | 0 | 0 | 0
F3_Commercial_Health (ID)_New_Space Heating_Natural Gas_Boiler_E9 | F3 | Commercial | Health (ID) | New | Space Heating | Natural Gas | Boiler | E9 | PACT BC Ratio | 0 | 0 | 0 | 0 | 0 | 0 | 0 | 0 | 0 | 0 | 0 | 0 | 0 | 0 | 0 | 0 | 0 | 0 | 0 | 0 | 0 | 0 | 0 | 0 | 0 | 0 | 0
F3_Commercial_Health (ID)_New_Space Heating_Natural Gas_Boiler_E10 | F3 | Commercial | Health (ID) | New | Space Heating | Natural Gas | Boiler | E10 | PACT BC Ratio | 0 | 0 | 0 | 0 | 0 | 0 | 0 | 0 | 0 | 0 | 0 | 0 | 0 | 0 | 0 | 0 | 0 | 0 | 0 | 0 | 0 | 0 | 0 | 0 | 0 | 0 | 0
F4_Commercial_Health (ID)_New_Space Heating_Natural Gas_Boiler_E1 | F4 | Commercial | Health (ID) | New | Space Heating | Natural Gas | Boiler | E1 | RVT BC Ratio | [24 empty] | 1 | 1 | 1 | bar: 2019 to 2042
F4_Commercial_Health (ID)_New_Space Heating_Natural Gas_Boiler_E2 | F4 | Commercial | Health (ID) | New | Space Heating | Natural Gas | Boiler | E2 | RVT BC Ratio | 2.3326 | 2.358 | 2.3914 | 2.428 | 2.4679 | 2.5241 | 2.5805 | 2.6394 | 2.6937 | 2.7476 | 2.8072 | 2.8623 | 2.9219 | 2.9828 | 3.0395 | 3.095 | 3.1468 | 3.1996 | 3.254 | 3.3093 | 3.365 | 3.4324 | 3.5083 | 3.5765 | 3.6453 | 3.698 | 3.7453
F4_Commercial_Health (ID)_New_Space Heating_Natural Gas_Boiler_E3 | F4 | Commercial | Health (ID) | New | Space Heating | Natural Gas | Boiler | E3 | RVT BC Ratio | [24 empty] | 1 | 1 | 1 | bar: 2019 to 2042
F4_Commercial_Health (ID)_New_Space Heating_Natural Gas_Boiler_E4 | F4 | Commercial | Health (ID) | New | Space Heating | Natural Gas | Boiler | E4 | RVT BC Ratio | 0.33079 | 0.33244 | 0.3343 | 0.33623 | 0.33824 | 0.34064 | 0.34307 | 0.3456 | 0.34809 | 0.35063 | 0.35336 | 0.35605 | 0.35888 | 0.36173 | 0.36452 | 0.36731 | 0.37006 | 0.37286 | 0.37574 | 0.37866 | 0.38164 | 0.38488 | 0.38831 | 0.39156 | 0.3948 | 0.39631 | 0.3972
F4_Commercial_Health (ID)_New_Space Heating_Natural Gas_Boiler_E5 | F4 | Commercial | Health (ID) | New | Space Heating | Natural Gas | Boiler | E5 | RVT BC Ratio | 0 | 0 | 0 | 0 | 0 | 0 | 0 | 0 | 0 | 0 | 0 | 0 | 0 | 0 | 0 | 0 | 0 | 0 | 0 | 0 | 0 | 0 | 0 | 0 | 0 | 0 | 0
F4_Commercial_Health (ID)_New_Space Heating_Natural Gas_Boiler_E6 | F4 | Commercial | Health (ID) | New | Space Heating | Natural Gas | Boiler | E6 | RVT BC Ratio | 0 | 0 | 0 | 0 | 0 | 0 | 0 | 0 | 0 | 0 | 0 | 0 | 0 | 0 | 0 | 0 | 0 | 0 | 0 | 0 | 0 | 0 | 0 | 0 | 0 | 0 | 0
F4_Commercial_Health (ID)_New_Space Heating_Natural Gas_Boiler_E7 | F4 | Commercial | Health (ID) | New | Space Heating | Natural Gas | Boiler | E7 | RVT BC Ratio | 0 | 0 | 0 | 0 | 0 | 0 | 0 | 0 | 0 | 0 | 0 | 0 | 0 | 0 | 0 | 0 | 0 | 0 | 0 | 0 | 0 | 0 | 0 | 0 | 0 | 0 | 0
F4_Commercial_Health (ID)_New_Space Heating_Natural Gas_Boiler_E8 | F4 | Commercial | Health (ID) | New | Space Heating | Natural Gas | Boiler | E8 | RVT BC Ratio | 0 | 0 | 0 | 0 | 0 | 0 | 0 | 0 | 0 | 0 | 0 | 0 | 0 | 0 | 0 | 0 | 0 | 0 | 0 | 0 | 0 | 0 | 0 | 0 | 0 | 0 | 0
F4_Commercial_Health (ID)_New_Space Heating_Natural Gas_Boiler_E9 | F4 | Commercial | Health (ID) | New | Space Heating | Natural Gas | Boiler | E9 | RVT BC Ratio | 0 | 0 | 0 | 0 | 0 | 0 | 0 | 0 | 0 | 0 | 0 | 0 | 0 | 0 | 0 | 0 | 0 | 0 | 0 | 0 | 0 | 0 | 0 | 0 | 0 | 0 | 0
F4_Commercial_Health (ID)_New_Space Heating_Natural Gas_Boiler_E10 | F4 | Commercial | Health (ID) | New | Space Heating | Natural Gas | Boiler | E10 | RVT BC Ratio | 0 | 0 | 0 | 0 | 0 | 0 | 0 | 0 | 0 | 0 | 0 | 0 | 0 | 0 | 0 | 0 | 0 | 0 | 0 | 0 | 0 | 0 | 0 | 0 | 0 | 0 | 0
F5_Commercial_Health (ID)_New_Space Heating_Natural Gas_Boiler_E1 | F5 | Commercial | Health (ID) | New | Space Heating | Natural Gas | Boiler | E1 | RIM BC Ratio | [24 empty] | 1 | 1 | 1 | bar: 2019 to 2042
F5_Commercial_Health (ID)_New_Space Heating_Natural Gas_Boiler_E2 | F5 | Commercial | Health (ID) | New | Space Heating | Natural Gas | Boiler | E2 | RIM BC Ratio | 0.73288 | 0.73827 | 0.74418 | 0.75038 | 0.75688 | 0.76401 | 0.77125 | 0.77869 | 0.78621 | 0.79391 | 0.79795 | 0.80181 | 0.80582 | 0.80986 | 0.81378 | 0.8177 | 0.82156 | 0.8255 | 0.82955 | 0.83369 | 0.83793 | 0.84005 | 0.84235 | 0.84434 | 0.84627 | 0.8477 | 0.84896
F5_Commercial_Health (ID)_New_Space Heating_Natural Gas_Boiler_E3 | F5 | Commercial | Health (ID) | New | Space Heating | Natural Gas | Boiler | E3 | RIM BC Ratio | [24 empty] | 1 | 1 | 1 | bar: 2019 to 2042
F5_Commercial_Health (ID)_New_Space Heating_Natural Gas_Boiler_E4 | F5 | Commercial | Health (ID) | New | Space Heating | Natural Gas | Boiler | E4 | RIM BC Ratio | 0.17543 | 0.17846 | 0.18177 | 0.18517 | 0.18866 | 0.19263 | 0.19663 | 0.20075 | 0.20481 | 0.20892 | 0.21275 | 0.21646 | 0.22032 | 0.22419 | 0.22797 | 0.23175 | 0.23545 | 0.23921 | 0.24304 | 0.24693 | 0.25086 | 0.25475 | 0.25882 | 0.26262 | 0.26638 | 0.26812 | 0.26914
F5_Commercial_Health (ID)_New_Space Heating_Natural Gas_Boiler_E5 | F5 | Commercial | Health (ID) | New | Space Heating | Natural Gas | Boiler | E5 | RIM BC Ratio | 0 | 0 | 0 | 0 | 0 | 0 | 0 | 0 | 0 | 0 | 0 | 0 | 0 | 0 | 0 | 0 | 0 | 0 | 0 | 0 | 0 | 0 | 0 | 0 | 0 | 0 | 0
F5_Commercial_Health (ID)_New_Space Heating_Natural Gas_Boiler_E6 | F5 | Commercial | Health (ID) | New | Space Heating | Natural Gas | Boiler | E6 | RIM BC Ratio | 0 | 0 | 0 | 0 | 0 | 0 | 0 | 0 | 0 | 0 | 0 | 0 | 0 | 0 | 0 | 0 | 0 | 0 | 0 | 0 | 0 | 0 | 0 | 0 | 0 | 0 | 0
F5_Commercial_Health (ID)_New_Space Heating_Natural Gas_Boiler_E7 | F5 | Commercial | Health (ID) | New | Space Heating | Natural Gas | Boiler | E7 | RIM BC Ratio | 0 | 0 | 0 | 0 | 0 | 0 | 0 | 0 | 0 | 0 | 0 | 0 | 0 | 0 | 0 | 0 | 0 | 0 | 0 | 0 | 0 | 0 | 0 | 0 | 0 | 0 | 0
F5_Commercial_Health (ID)_New_Space Heating_Natural Gas_Boiler_E8 | F5 | Commercial | Health (ID) | New | Space Heating | Natural Gas | Boiler | E8 | RIM BC Ratio | 0 | 0 | 0 | 0 | 0 | 0 | 0 | 0 | 0 | 0 | 0 | 0 | 0 | 0 | 0 | 0 | 0 | 0 | 0 | 0 | 0 | 0 | 0 | 0 | 0 | 0 | 0
F5_Commercial_Health (ID)_New_Space Heating_Natural Gas_Boiler_E9 | F5 | Commercial | Health (ID) | New | Space Heating | Natural Gas | Boiler | E9 | RIM BC Ratio | 0 | 0 | 0 | 0 | 0 | 0 | 0 | 0 | 0 | 0 | 0 | 0 | 0 | 0 | 0 | 0 | 0 | 0 | 0 | 0 | 0 | 0 | 0 | 0 | 0 | 0 | 0
F5_Commercial_Health (ID)_New_Space Heating_Natural Gas_Boiler_E10 | F5 | Commercial | Health (ID) | New | Space Heating | Natural Gas | Boiler | E10 | RIM BC Ratio | 0 | 0 | 0 | 0 | 0 | 0 | 0 | 0 | 0 | 0 | 0 | 0 | 0 | 0 | 0 | 0 | 0 | 0 | 0 | 0 | 0 | 0 | 0 | 0 | 0 | 0 | 0
F0_Commercial_Health (ID)_New_Space Heating_Natural Gas_Unit Heater_E0 | F0 | Commercial | Health (ID) | New | Space Heating | Natural Gas | Unit Heater | E0 | Economic Unit | Infrared Radiant | Infrared Radiant | Infrared Radiant | Infrared Radiant | Infrared Radiant | Infrared Radiant | Infrared Radiant | Infrared Radiant | Infrared Radiant | Infrared Radiant | Infrared Radiant | Infrared Radiant | Infrared Radiant | Infrared Radiant | Infrared Radiant | Infrared Radiant | Infrared Radiant | Infrared Radiant | Infrared Radiant | Infrared Radiant | Infrared Radiant | Infrared Radiant | Infrared Radiant | Infrared Radiant | Infrared Radiant | Infrared Radiant | Infrared Radiant
F1_Commercial_Health (ID)_New_Space Heating_Natural Gas_Unit Heater_E1 | F1 | Commercial | Health (ID) | New | Space Heating | Natural Gas | Unit Heater | E1 | CCE | 0 | 0 | 0 | 0 | 0 | 0 | 0 | 0 | 0 | 0 | 0 | 0 | 0 | 0 | 0 | 0 | 0 | 0 | 0 | 0 | 0 | 0 | 0 | 0 | 0 | 0 | 0
F1_Commercial_Health (ID)_New_Space Heating_Natural Gas_Unit Heater_E2 | F1 | Commercial | Health (ID) | New | Space Heating | Natural Gas | Unit Heater | E2 | CCE | 0.00013849 | 0.00014372 | 0.00014372 | 0.00014372 | 0.00014372 | 0.00014372 | 0.00014372 | 0.00014372 | 0.00014372 | 0.00014372 | 0.00014372 | 0.00014372 | 0.00014372 | 0.00014372 | 0.00014372 | 0.00014372 | 0.00014372 | 0.00014372 | 0.00014372 | 0.00014372 | 0.00014372 | 0.00014372 | 0.00014372 | 0.00014372 | 0.00014372 | 0.00014372 | 0.00014372
F1_Commercial_Health (ID)_New_Space Heating_Natural Gas_Unit Heater_E3 | F1 | Commercial | Health (ID) | New | Space Heating | Natural Gas | Unit Heater | E3 | CCE | 4.3466e-05 | 4.5107e-05 | 4.5107e-05 | 4.5107e-05 | 4.5107e-05 | 4.5107e-05 | 4.5107e-05 | 4.5107e-05 | 4.5107e-05 | 4.5107e-05 | 4.5107e-05 | 4.5107e-05 | 4.5107e-05 | 4.5107e-05 | 4.5107e-05 | 4.5107e-05 | 4.5107e-05 | 4.5107e-05 | 4.5107e-05 | 4.5107e-05 | 4.5107e-05 | 4.5107e-05 | 4.5107e-05 | 4.5107e-05 | 4.5107e-05 | 4.5107e-05 | 4.5107e-05
F1_Commercial_Health (ID)_New_Space Heating_Natural Gas_Unit Heater_E4 | F1 | Commercial | Health (ID) | New | Space Heating | Natural Gas | Unit Heater | E4 | CCE | 0 | 0 | 0 | 0 | 0 | 0 | 0 | 0 | 0 | 0 | 0 | 0 | 0 | 0 | 0 | 0 | 0 | 0 | 0 | 0 | 0 | 0 | 0 | 0 | 0 | 0 | 0
F1_Commercial_Health (ID)_New_Space Heating_Natural Gas_Unit Heater_E5 | F1 | Commercial | Health (ID) | New | Space Heating | Natural Gas | Unit Heater | E5 | CCE | 0 | 0 | 0 | 0 | 0 | 0 | 0 | 0 | 0 | 0 | 0 | 0 | 0 | 0 | 0 | 0 | 0 | 0 | 0 | 0 | 0 | 0 | 0 | 0 | 0 | 0 | 0
F1_Commercial_Health (ID)_New_Space Heating_Natural Gas_Unit Heater_E6 | F1 | Commercial | Health (ID) | New | Space Heating | Natural Gas | Unit Heater | E6 | CCE | 0 | 0 | 0 | 0 | 0 | 0 | 0 | 0 | 0 | 0 | 0 | 0 | 0 | 0 | 0 | 0 | 0 | 0 | 0 | 0 | 0 | 0 | 0 | 0 | 0 | 0 | 0
F1_Commercial_Health (ID)_New_Space Heating_Natural Gas_Unit Heater_E7 | F1 | Commercial | Health (ID) | New | Space Heating | Natural Gas | Unit Heater | E7 | CCE | 0 | 0 | 0 | 0 | 0 | 0 | 0 | 0 | 0 | 0 | 0 | 0 | 0 | 0 | 0 | 0 | 0 | 0 | 0 | 0 | 0 | 0 | 0 | 0 | 0 | 0 | 0
F1_Commercial_Health (ID)_New_Space Heating_Natural Gas_Unit Heater_E8 | F1 | Commercial | Health (ID) | New | Space Heating | Natural Gas | Unit Heater | E8 | CCE | 0 | 0 | 0 | 0 | 0 | 0 | 0 | 0 | 0 | 0 | 0 | 0 | 0 | 0 | 0 | 0 | 0 | 0 | 0 | 0 | 0 | 0 | 0 | 0 | 0 | 0 | 0
F1_Commercial_Health (ID)_New_Space Heating_Natural Gas_Unit Heater_E9 | F1 | Commercial | Health (ID) | New | Space Heating | Natural Gas | Unit Heater | E9 | CCE | 0 | 0 | 0 | 0 | 0 | 0 | 0 | 0 | 0 | 0 | 0 | 0 | 0 | 0 | 0 | 0 | 0 | 0 | 0 | 0 | 0 | 0 | 0 | 0 | 0 | 0 | 0
F1_Commercial_Health (ID)_New_Space Heating_Natural Gas_Unit Heater_E10 | F1 | Commercial | Health (ID) | New | Space Heating | Natural Gas | Unit Heater | E10 | CCE | 0 | 0 | 0 | 0 | 0 | 0 | 0 | 0 | 0 | 0 | 0 | 0 | 0 | 0 | 0 | 0 | 0 | 0 | 0 | 0 | 0 | 0 | 0 | 0 | 0 | 0 | 0
F2_Commercial_Health (ID)_New_Space Heating_Natural Gas_Unit Heater_E1 | F2 | Commercial | Health (ID) | New | Space Heating | Natural Gas | Unit Heater | E1 | TRC BC Ratio | [24 empty] | 1 | 1 | 1 | bar: 2019 to 2042
F2_Commercial_Health (ID)_New_Space Heating_Natural Gas_Unit Heater_E2 | F2 | Commercial | Health (ID) | New | Space Heating | Natural Gas | Unit Heater | E2 | TRC BC Ratio | 28.6246 | 29.0951 | 29.709 | 30.3859 | 31.1311 | 32.1579 | 33.2037 | 34.3111 | 35.3707 | 36.4469 | 37.4104 | 38.2989 | 39.2716 | 40.2704 | 41.2003 | 42.1169 | 42.9723 | 43.8539 | 44.7722 | 45.7141 | 46.6742 | 47.6872 | 48.8599 | 49.897 | 50.9561 | 52.0376 | 53.1421
F2_Commercial_Health (ID)_New_Space Heating_Natural Gas_Unit Heater_E3 | F2 | Commercial | Health (ID) | New | Space Heating | Natural Gas | Unit Heater | E3 | TRC BC Ratio | 127.0669 | 130.416 | 133.6977 | 136.7852 | 139.6659 | 142.2745 | 144.8675 | 147.5513 | 150.5541 | 153.6536 | 156.9564 | 160.4375 | 163.922 | 167.2629 | 170.7502 | 174.3392 | 178.0719 | 181.877 | 185.7478 | 189.6974 | 193.7323 | 197.8257 | 201.8902 | 206.1754 | 210.5515 | 215.0205 | 219.5844
F2_Commercial_Health (ID)_New_Space Heating_Natural Gas_Unit Heater_E4 | F2 | Commercial | Health (ID) | New | Space Heating | Natural Gas | Unit Heater | E4 | TRC BC Ratio | 0 | 0 | 0 | 0 | 0 | 0 | 0 | 0 | 0 | 0 | 0 | 0 | 0 | 0 | 0 | 0 | 0 | 0 | 0 | 0 | 0 | 0 | 0 | 0 | 0 | 0 | 0
F2_Commercial_Health (ID)_New_Space Heating_Natural Gas_Unit Heater_E5 | F2 | Commercial | Health (ID) | New | Space Heating | Natural Gas | Unit Heater | E5 | TRC BC Ratio | 0 | 0 | 0 | 0 | 0 | 0 | 0 | 0 | 0 | 0 | 0 | 0 | 0 | 0 | 0 | 0 | 0 | 0 | 0 | 0 | 0 | 0 | 0 | 0 | 0 | 0 | 0
F2_Commercial_Health (ID)_New_Space Heating_Natural Gas_Unit Heater_E6 | F2 | Commercial | Health (ID) | New | Space Heating | Natural Gas | Unit Heater | E6 | TRC BC Ratio | 0 | 0 | 0 | 0 | 0 | 0 | 0 | 0 | 0 | 0 | 0 | 0 | 0 | 0 | 0 | 0 | 0 | 0 | 0 | 0 | 0 | 0 | 0 | 0 | 0 | 0 | 0
F2_Commercial_Health (ID)_New_Space Heating_Natural Gas_Unit Heater_E7 | F2 | Commercial | Health (ID) | New | Space Heating | Natural Gas | Unit Heater | E7 | TRC BC Ratio | 0 | 0 | 0 | 0 | 0 | 0 | 0 | 0 | 0 | 0 | 0 | 0 | 0 | 0 | 0 | 0 | 0 | 0 | 0 | 0 | 0 | 0 | 0 | 0 | 0 | 0 | 0
F2_Commercial_Health (ID)_New_Space Heating_Natural Gas_Unit Heater_E8 | F2 | Commercial | Health (ID) | New | Space Heating | Natural Gas | Unit Heater | E8 | TRC BC Ratio | 0 | 0 | 0 | 0 | 0 | 0 | 0 | 0 | 0 | 0 | 0 | 0 | 0 | 0 | 0 | 0 | 0 | 0 | 0 | 0 | 0 | 0 | 0 | 0 | 0 | 0 | 0
F2_Commercial_Health (ID)_New_Space Heating_Natural Gas_Unit Heater_E9 | F2 | Commercial | Health (ID) | New | Space Heating | Natural Gas | Unit Heater | E9 | TRC BC Ratio | 0 | 0 | 0 | 0 | 0 | 0 | 0 | 0 | 0 | 0 | 0 | 0 | 0 | 0 | 0 | 0 | 0 | 0 | 0 | 0 | 0 | 0 | 0 | 0 | 0 | 0 | 0
F2_Commercial_Health (ID)_New_Space Heating_Natural Gas_Unit Heater_E10 | F2 | Commercial | Health (ID) | New | Space Heating | Natural Gas | Unit Heater | E10 | TRC BC Ratio | 0 | 0 | 0 | 0 | 0 | 0 | 0 | 0 | 0 | 0 | 0 | 0 | 0 | 0 | 0 | 0 | 0 | 0 | 0 | 0 | 0 | 0 | 0 | 0 | 0 | 0 | 0
F3_Commercial_Health (ID)_New_Space Heating_Natural Gas_Unit Heater_E1 | F3 | Commercial | Health (ID) | New | Space Heating | Natural Gas | Unit Heater | E1 | PACT BC Ratio | [24 empty] | 1 | 1 | 1 | bar: 2019 to 2042
F3_Commercial_Health (ID)_New_Space Heating_Natural Gas_Unit Heater_E2 | F3 | Commercial | Health (ID) | New | Space Heating | Natural Gas | Unit Heater | E2 | PACT BC Ratio | 80.175 | 81.4928 | 83.2123 | 85.1081 | 87.1953 | 90.0715 | 93.0006 | 96.1024 | 99.0703 | 102.0846 | 104.7831 | 107.2718 | 109.9961 | 112.7937 | 115.3984 | 117.9656 | 120.3614 | 122.8308 | 125.4029 | 128.0412 | 130.7302 | 133.5675 | 136.8522 | 139.7569 | 142.7233 | 145.7526 | 148.8463
F3_Commercial_Health (ID)_New_Space Heating_Natural Gas_Unit Heater_E3 | F3 | Commercial | Health (ID) | New | Space Heating | Natural Gas | Unit Heater | E3 | PACT BC Ratio | 355.9029 | 365.2834 | 374.4751 | 383.1229 | 391.1916 | 398.4981 | 405.7607 | 413.2777 | 421.6883 | 430.3698 | 439.6206 | 449.3708 | 459.1305 | 468.4883 | 478.2558 | 488.3083 | 498.7632 | 509.4209 | 520.2628 | 531.3251 | 542.6267 | 554.0917 | 565.4761 | 577.4785 | 589.7356 | 602.2529 | 615.0358
F3_Commercial_Health (ID)_New_Space Heating_Natural Gas_Unit Heater_E4 | F3 | Commercial | Health (ID) | New | Space Heating | Natural Gas | Unit Heater | E4 | PACT BC Ratio | 0 | 0 | 0 | 0 | 0 | 0 | 0 | 0 | 0 | 0 | 0 | 0 | 0 | 0 | 0 | 0 | 0 | 0 | 0 | 0 | 0 | 0 | 0 | 0 | 0 | 0 | 0
F3_Commercial_Health (ID)_New_Space Heating_Natural Gas_Unit Heater_E5 | F3 | Commercial | Health (ID) | New | Space Heating | Natural Gas | Unit Heater | E5 | PACT BC Ratio | 0 | 0 | 0 | 0 | 0 | 0 | 0 | 0 | 0 | 0 | 0 | 0 | 0 | 0 | 0 | 0 | 0 | 0 | 0 | 0 | 0 | 0 | 0 | 0 | 0 | 0 | 0
F3_Commercial_Health (ID)_New_Space Heating_Natural Gas_Unit Heater_E6 | F3 | Commercial | Health (ID) | New | Space Heating | Natural Gas | Unit Heater | E6 | PACT BC Ratio | 0 | 0 | 0 | 0 | 0 | 0 | 0 | 0 | 0 | 0 | 0 | 0 | 0 | 0 | 0 | 0 | 0 | 0 | 0 | 0 | 0 | 0 | 0 | 0 | 0 | 0 | 0
F3_Commercial_Health (ID)_New_Space Heating_Natural Gas_Unit Heater_E7 | F3 | Commercial | Health (ID) | New | Space Heating | Natural Gas | Unit Heater | E7 | PACT BC Ratio | 0 | 0 | 0 | 0 | 0 | 0 | 0 | 0 | 0 | 0 | 0 | 0 | 0 | 0 | 0 | 0 | 0 | 0 | 0 | 0 | 0 | 0 | 0 | 0 | 0 | 0 | 0
F3_Commercial_Health (ID)_New_Space Heating_Natural Gas_Unit Heater_E8 | F3 | Commercial | Health (ID) | New | Space Heating | Natural Gas | Unit Heater | E8 | PACT BC Ratio | 0 | 0 | 0 | 0 | 0 | 0 | 0 | 0 | 0 | 0 | 0 | 0 | 0 | 0 | 0 | 0 | 0 | 0 | 0 | 0 | 0 | 0 | 0 | 0 | 0 | 0 | 0
F3_Commercial_Health (ID)_New_Space Heating_Natural Gas_Unit Heater_E9 | F3 | Commercial | Health (ID) | New | Space Heating | Natural Gas | Unit Heater | E9 | PACT BC Ratio | 0 | 0 | 0 | 0 | 0 | 0 | 0 | 0 | 0 | 0 | 0 | 0 | 0 | 0 | 0 | 0 | 0 | 0 | 0 | 0 | 0 | 0 | 0 | 0 | 0 | 0 | 0
F3_Commercial_Health (ID)_New_Space Heating_Natural Gas_Unit Heater_E10 | F3 | Commercial | Health (ID) | New | Space Heating | Natural Gas | Unit Heater | E10 | PACT BC Ratio | 0 | 0 | 0 | 0 | 0 | 0 | 0 | 0 | 0 | 0 | 0 | 0 | 0 | 0 | 0 | 0 | 0 | 0 | 0 | 0 | 0 | 0 | 0 | 0 | 0 | 0 | 0
F4_Commercial_Health (ID)_New_Space Heating_Natural Gas_Unit Heater_E1 | F4 | Commercial | Health (ID) | New | Space Heating | Natural Gas | Unit Heater | E1 | RVT BC Ratio | [24 empty] | 1 | 1 | 1 | bar: 2019 to 2042
F4_Commercial_Health (ID)_New_Space Heating_Natural Gas_Unit Heater_E2 | F4 | Commercial | Health (ID) | New | Space Heating | Natural Gas | Unit Heater | E2 | RVT BC Ratio | 39.8243 | 40.2412 | 40.8379 | 41.496 | 42.2206 | 43.316 | 44.4006 | 45.5406 | 46.5749 | 47.5948 | 48.7427 | 49.7816 | 50.9207 | 52.0828 | 53.1415 | 54.1692 | 55.1018 | 56.0538 | 57.0377 | 58.0353 | 59.0379 | 60.3143 | 61.7919 | 63.0986 | 64.4331 | 65.7958 | 67.1875
F4_Commercial_Health (ID)_New_Space Heating_Natural Gas_Unit Heater_E3 | F4 | Commercial | Health (ID) | New | Space Heating | Natural Gas | Unit Heater | E3 | RVT BC Ratio | 164.4409 | 168.2303 | 171.8626 | 175.1814 | 178.1666 | 180.7067 | 183.163 | 185.8888 | 189.2196 | 192.8986 | 196.8409 | 201.2946 | 205.7574 | 210.0477 | 214.5362 | 219.1648 | 223.9895 | 228.9169 | 233.939 | 239.0739 | 244.3312 | 249.4888 | 254.6101 | 260.0094 | 265.5233 | 271.1542 | 276.9047
F4_Commercial_Health (ID)_New_Space Heating_Natural Gas_Unit Heater_E4 | F4 | Commercial | Health (ID) | New | Space Heating | Natural Gas | Unit Heater | E4 | RVT BC Ratio | 0 | 0 | 0 | 0 | 0 | 0 | 0 | 0 | 0 | 0 | 0 | 0 | 0 | 0 | 0 | 0 | 0 | 0 | 0 | 0 | 0 | 0 | 0 | 0 | 0 | 0 | 0
F4_Commercial_Health (ID)_New_Space Heating_Natural Gas_Unit Heater_E5 | F4 | Commercial | Health (ID) | New | Space Heating | Natural Gas | Unit Heater | E5 | RVT BC Ratio | 0 | 0 | 0 | 0 | 0 | 0 | 0 | 0 | 0 | 0 | 0 | 0 | 0 | 0 | 0 | 0 | 0 | 0 | 0 | 0 | 0 | 0 | 0 | 0 | 0 | 0 | 0
F4_Commercial_Health (ID)_New_Space Heating_Natural Gas_Unit Heater_E6 | F4 | Commercial | Health (ID) | New | Space Heating | Natural Gas | Unit Heater | E6 | RVT BC Ratio | 0 | 0 | 0 | 0 | 0 | 0 | 0 | 0 | 0 | 0 | 0 | 0 | 0 | 0 | 0 | 0 | 0 | 0 | 0 | 0 | 0 | 0 | 0 | 0 | 0 | 0 | 0
F4_Commercial_Health (ID)_New_Space Heating_Natural Gas_Unit Heater_E7 | F4 | Commercial | Health (ID) | New | Space Heating | Natural Gas | Unit Heater | E7 | RVT BC Ratio | 0 | 0 | 0 | 0 | 0 | 0 | 0 | 0 | 0 | 0 | 0 | 0 | 0 | 0 | 0 | 0 | 0 | 0 | 0 | 0 | 0 | 0 | 0 | 0 | 0 | 0 | 0
F4_Commercial_Health (ID)_New_Space Heating_Natural Gas_Unit Heater_E8 | F4 | Commercial | Health (ID) | New | Space Heating | Natural Gas | Unit Heater | E8 | RVT BC Ratio | 0 | 0 | 0 | 0 | 0 | 0 | 0 | 0 | 0 | 0 | 0 | 0 | 0 | 0 | 0 | 0 | 0 | 0 | 0 | 0 | 0 | 0 | 0 | 0 | 0 | 0 | 0
F4_Commercial_Health (ID)_New_Space Heating_Natural Gas_Unit Heater_E9 | F4 | Commercial | Health (ID) | New | Space Heating | Natural Gas | Unit Heater | E9 | RVT BC Ratio | 0 | 0 | 0 | 0 | 0 | 0 | 0 | 0 | 0 | 0 | 0 | 0 | 0 | 0 | 0 | 0 | 0 | 0 | 0 | 0 | 0 | 0 | 0 | 0 | 0 | 0 | 0
F4_Commercial_Health (ID)_New_Space Heating_Natural Gas_Unit Heater_E10 | F4 | Commercial | Health (ID) | New | Space Heating | Natural Gas | Unit Heater | E10 | RVT BC Ratio | 0 | 0 | 0 | 0 | 0 | 0 | 0 | 0 | 0 | 0 | 0 | 0 | 0 | 0 | 0 | 0 | 0 | 0 | 0 | 0 | 0 | 0 | 0 | 0 | 0 | 0 | 0
F5_Commercial_Health (ID)_New_Space Heating_Natural Gas_Unit Heater_E1 | F5 | Commercial | Health (ID) | New | Space Heating | Natural Gas | Unit Heater | E1 | RIM BC Ratio | [24 empty] | 1 | 1 | 1 | bar: 2019 to 2042
F5_Commercial_Health (ID)_New_Space Heating_Natural Gas_Unit Heater_E2 | F5 | Commercial | Health (ID) | New | Space Heating | Natural Gas | Unit Heater | E2 | RIM BC Ratio | 0.85822 | 0.86333 | 0.86873 | 0.8745 | 0.88064 | 0.88679 | 0.89336 | 0.90015 | 0.90743 | 0.91509 | 0.91725 | 0.91951 | 0.92186 | 0.92429 | 0.92687 | 0.92958 | 0.93246 | 0.93549 | 0.93866 | 0.94199 | 0.94549 | 0.94564 | 0.9458 | 0.94593 | 0.94607 | 0.9462 | 0.94633
F5_Commercial_Health (ID)_New_Space Heating_Natural Gas_Unit Heater_E3 | F5 | Commercial | Health (ID) | New | Space Heating | Natural Gas | Unit Heater | E3 | RIM BC Ratio | 0.92614 | 0.92916 | 0.93244 | 0.93592 | 0.93963 | 0.94374 | 0.94807 | 0.95149 | 0.95378 | 0.95487 | 0.95588 | 0.95548 | 0.95508 | 0.95466 | 0.95419 | 0.95369 | 0.95315 | 0.95258 | 0.95199 | 0.95137 | 0.95071 | 0.95075 | 0.95078 | 0.95081 | 0.95085 | 0.95088 | 0.95091
F5_Commercial_Health (ID)_New_Space Heating_Natural Gas_Unit Heater_E4 | F5 | Commercial | Health (ID) | New | Space Heating | Natural Gas | Unit Heater | E4 | RIM BC Ratio | 0 | 0 | 0 | 0 | 0 | 0 | 0 | 0 | 0 | 0 | 0 | 0 | 0 | 0 | 0 | 0 | 0 | 0 | 0 | 0 | 0 | 0 | 0 | 0 | 0 | 0 | 0
F5_Commercial_Health (ID)_New_Space Heating_Natural Gas_Unit Heater_E5 | F5 | Commercial | Health (ID) | New | Space Heating | Natural Gas | Unit Heater | E5 | RIM BC Ratio | 0 | 0 | 0 | 0 | 0 | 0 | 0 | 0 | 0 | 0 | 0 | 0 | 0 | 0 | 0 | 0 | 0 | 0 | 0 | 0 | 0 | 0 | 0 | 0 | 0 | 0 | 0
F5_Commercial_Health (ID)_New_Space Heating_Natural Gas_Unit Heater_E6 | F5 | Commercial | Health (ID) | New | Space Heating | Natural Gas | Unit Heater | E6 | RIM BC Ratio | 0 | 0 | 0 | 0 | 0 | 0 | 0 | 0 | 0 | 0 | 0 | 0 | 0 | 0 | 0 | 0 | 0 | 0 | 0 | 0 | 0 | 0 | 0 | 0 | 0 | 0 | 0
F5_Commercial_Health (ID)_New_Space Heating_Natural Gas_Unit Heater_E7 | F5 | Commercial | Health (ID) | New | Space Heating | Natural Gas | Unit Heater | E7 | RIM BC Ratio | 0 | 0 | 0 | 0 | 0 | 0 | 0 | 0 | 0 | 0 | 0 | 0 | 0 | 0 | 0 | 0 | 0 | 0 | 0 | 0 | 0 | 0 | 0 | 0 | 0 | 0 | 0
F5_Commercial_Health (ID)_New_Space Heating_Natural Gas_Unit Heater_E8 | F5 | Commercial | Health (ID) | New | Space Heating | Natural Gas | Unit Heater | E8 | RIM BC Ratio | 0 | 0 | 0 | 0 | 0 | 0 | 0 | 0 | 0 | 0 | 0 | 0 | 0 | 0 | 0 | 0 | 0 | 0 | 0 | 0 | 0 | 0 | 0 | 0 | 0 | 0 | 0
F5_Commercial_Health (ID)_New_Space Heating_Natural Gas_Unit Heater_E9 | F5 | Commercial | Health (ID) | New | Space Heating | Natural Gas | Unit Heater | E9 | RIM BC Ratio | 0 | 0 | 0 | 0 | 0 | 0 | 0 | 0 | 0 | 0 | 0 | 0 | 0 | 0 | 0 | 0 | 0 | 0 | 0 | 0 | 0 | 0 | 0 | 0 | 0 | 0 | 0
F5_Commercial_Health (ID)_New_Space Heating_Natural Gas_Unit Heater_E10 | F5 | Commercial | Health (ID) | New | Space Heating | Natural Gas | Unit Heater | E10 | RIM BC Ratio | 0 | 0 | 0 | 0 | 0 | 0 | 0 | 0 | 0 | 0 | 0 | 0 | 0 | 0 | 0 | 0 | 0 | 0 | 0 | 0 | 0 | 0 | 0 | 0 | 0 | 0 | 0
F0_Commercial_Health (ID)_New_Water Heating_Natural Gas_Water Heater_E0 | F0 | Commercial | Health (ID) | New | Water Heating | Natural Gas | Water Heater | E0 | Economic Unit | Gas-Fired Absorption HPWH | Gas-Fired Absorption HPWH | Gas-Fired Absorption HPWH | Gas-Fired Absorption HPWH | Gas-Fired Absorption HPWH | Gas-Fired Absorption HPWH | Gas-Fired Absorption HPWH | Gas-Fired Absorption HPWH | Gas-Fired Absorption HPWH | Gas-Fired Absorption HPWH | Gas-Fired Absorption HPWH | Gas-Fired Absorption HPWH | Gas-Fired Absorption HPWH | Gas-Fired Absorption HPWH | Gas-Fired Absorption HPWH | Gas-Fired Absorption HPWH | Gas-Fired Absorption HPWH | Gas-Fired Absorption HPWH | Gas-Fired Absorption HPWH | Gas-Fired Absorption HPWH | Gas-Fired Absorption HPWH | Gas-Fired Absorption HPWH | Gas-Fired Absorption HPWH | Gas-Fired Absorption HPWH | Gas-Fired Absorption HPWH | Gas-Fired Absorption HPWH | Gas-Fired Absorption HPWH
F1_Commercial_Health (ID)_New_Water Heating_Natural Gas_Water Heater_E1 | F1 | Commercial | Health (ID) | New | Water Heating | Natural Gas | Water Heater | E1 | CCE | 0 | 0 | 0 | 0 | 0 | 0 | 0 | 0 | 0 | 0 | 0 | 0 | 0 | 0 | 0 | 0 | 0 | 0 | 0 | 0 | 0 | 0 | 0 | 0 | 0 | 0 | 0
F1_Commercial_Health (ID)_New_Water Heating_Natural Gas_Water Heater_E2 | F1 | Commercial | Health (ID) | New | Water Heating | Natural Gas | Water Heater | E2 | CCE | 0.00060776 | 0.00060776 | 0.00060776 | 0.00060776 | 0.00060776 | 0.00060776 | 0.00060776 | 0.00060776 | 0.00060776 | 0.00060776 | 0.00060776 | 0.00060776 | 0.00060776 | 0.00060776 | 0.00060776 | 0.00060776 | 0.00060776 | 0.00060776 | 0.00060776 | 0.00060776 | 0.00060776 | 0.00060776 | 0.00060776 | 0.00060776 | 0.00060776 | 0.00060776 | 0.00060776
F1_Commercial_Health (ID)_New_Water Heating_Natural Gas_Water Heater_E3 | F1 | Commercial | Health (ID) | New | Water Heating | Natural Gas | Water Heater | E3 | CCE | 0.0010771 | 0.0010771 | 0.0010771 | 0.0010771 | 0.0010771 | 0.0010771 | 0.0010771 | 0.0010771 | 0.0010771 | 0.0010771 | 0.0010771 | 0.0010771 | 0.0010771 | 0.0010771 | 0.0010771 | 0.0010771 | 0.0010771 | 0.0010771 | 0.0010771 | 0.0010771 | 0.0010771 | 0.0010771 | 0.0010771 | 0.0010771 | 0.0010771 | 0.0010771 | 0.0010771
F1_Commercial_Health (ID)_New_Water Heating_Natural Gas_Water Heater_E4 | F1 | Commercial | Health (ID) | New | Water Heating | Natural Gas | Water Heater | E4 | CCE | 0.0010969 | 0.0010969 | 0.0010969 | 0.0010969 | 0.0010969 | 0.0010969 | 0.0010969 | 0.0010969 | 0.0010969 | 0.0010969 | 0.0010969 | 0.0010969 | 0.0010969 | 0.0010969 | 0.0010969 | 0.0010969 | 0.0010969 | 0.0010969 | 0.0010969 | 0.0010969 | 0.0010969 | 0.0010969 | 0.0010969 | 0.0010969 | 0.0010969 | 0.0010969 | 0.0010969
F1_Commercial_Health (ID)_New_Water Heating_Natural Gas_Water Heater_E5 | F1 | Commercial | Health (ID) | New | Water Heating | Natural Gas | Water Heater | E5 | CCE | 0.0015985 | 0.0015985 | 0.0015985 | 0.0015985 | 0.0015985 | 0.0015985 | 0.0015985 | 0.0015985 | 0.0015985 | 0.0015985 | 0.0015985 | 0.0015985 | 0.0015985 | 0.0015985 | 0.0015985 | 0.0015985 | 0.0015985 | 0.0015985 | 0.0015985 | 0.0015985 | 0.0015985 | 0.0015985 | 0.0015985 | 0.0015985 | 0.0015985 | 0.0015985 | 0.0015985
F1_Commercial_Health (ID)_New_Water Heating_Natural Gas_Water Heater_E6 | F1 | Commercial | Health (ID) | New | Water Heating | Natural Gas | Water Heater | E6 | CCE | 0 | 0 | 0 | 0 | 0 | 0 | 0 | 0 | 0 | 0 | 0 | 0 | 0 | 0 | 0 | 0 | 0 | 0 | 0 | 0 | 0 | 0 | 0 | 0 | 0 | 0 | 0
F1_Commercial_Health (ID)_New_Water Heating_Natural Gas_Water Heater_E7 | F1 | Commercial | Health (ID) | New | Water Heating | Natural Gas | Water Heater | E7 | CCE | 0 | 0 | 0 | 0 | 0 | 0 | 0 | 0 | 0 | 0 | 0 | 0 | 0 | 0 | 0 | 0 | 0 | 0 | 0 | 0 | 0 | 0 | 0 | 0 | 0 | 0 | 0
F1_Commercial_Health (ID)_New_Water Heating_Natural Gas_Water Heater_E8 | F1 | Commercial | Health (ID) | New | Water Heating | Natural Gas | Water Heater | E8 | CCE | 0 | 0 | 0 | 0 | 0 | 0 | 0 | 0 | 0 | 0 | 0 | 0 | 0 | 0 | 0 | 0 | 0 | 0 | 0 | 0 | 0 | 0 | 0 | 0 | 0 | 0 | 0
F1_Commercial_Health (ID)_New_Water Heating_Natural Gas_Water Heater_E9 | F1 | Commercial | Health (ID) | New | Water Heating | Natural Gas | Water Heater | E9 | CCE | 0 | 0 | 0 | 0 | 0 | 0 | 0 | 0 | 0 | 0 | 0 | 0 | 0 | 0 | 0 | 0 | 0 | 0 | 0 | 0 | 0 | 0 | 0 | 0 | 0 | 0 | 0
F1_Commercial_Health (ID)_New_Water Heating_Natural Gas_Water Heater_E10 | F1 | Commercial | Health (ID) | New | Water Heating | Natural Gas | Water Heater | E10 | CCE | 0 | 0 | 0 | 0 | 0 | 0 | 0 | 0 | 0 | 0 | 0 | 0 | 0 | 0 | 0 | 0 | 0 | 0 | 0 | 0 | 0 | 0 | 0 | 0 | 0 | 0 | 0
F2_Commercial_Health (ID)_New_Water Heating_Natural Gas_Water Heater_E1 | F2 | Commercial | Health (ID) | New | Water Heating | Natural Gas | Water Heater | E1 | TRC BC Ratio | [24 empty] | 1 | 1 | 1 | bar: 2019 to 2042
F2_Commercial_Health (ID)_New_Water Heating_Natural Gas_Water Heater_E2 | F2 | Commercial | Health (ID) | New | Water Heating | Natural Gas | Water Heater | E2 | TRC BC Ratio | 6.1006 | 6.2608 | 6.4407 | 6.6421 | 6.8665 | 7.1318 | 7.4021 | 7.6683 | 7.9244 | 8.1842 | 8.3957 | 8.5953 | 8.8088 | 9.0189 | 9.2095 | 9.39 | 9.5547 | 9.7181 | 9.8913 | 10.0613 | 10.2358 | 10.4166 | 10.5995 | 10.7878 | 10.9794 | 11.1745 | 11.373
F2_Commercial_Health (ID)_New_Water Heating_Natural Gas_Water Heater_E3 | F2 | Commercial | Health (ID) | New | Water Heating | Natural Gas | Water Heater | E3 | TRC BC Ratio | 3.4422 | 3.5327 | 3.6341 | 3.7478 | 3.8744 | 4.0241 | 4.1766 | 4.3268 | 4.4713 | 4.6179 | 4.7373 | 4.8499 | 4.9704 | 5.0889 | 5.1965 | 5.2983 | 5.3912 | 5.4834 | 5.5811 | 5.6771 | 5.7755 | 5.8775 | 5.9807 | 6.087 | 6.1951 | 6.3052 | 6.4172
F2_Commercial_Health (ID)_New_Water Heating_Natural Gas_Water Heater_E4 | F2 | Commercial | Health (ID) | New | Water Heating | Natural Gas | Water Heater | E4 | TRC BC Ratio | 2.1726 | 2.2387 | 2.3282 | 2.4451 | 2.5898 | 2.7783 | 2.973 | 3.1623 | 3.3395 | 3.5193 | 3.6487 | 3.7642 | 3.8921 | 4.0147 | 4.1165 | 4.2064 | 4.279 | 4.3487 | 4.4265 | 4.4995 | 4.5751 | 4.6553 | 4.7359 | 4.82 | 4.9057 | 4.9928 | 5.0815
F2_Commercial_Health (ID)_New_Water Heating_Natural Gas_Water Heater_E5 | F2 | Commercial | Health (ID) | New | Water Heating | Natural Gas | Water Heater | E5 | TRC BC Ratio | 2.3796 | 2.442 | 2.5108 | 2.5863 | 2.6689 | 2.7653 | 2.8631 | 2.9597 | 3.053 | 3.1477 | 3.226 | 3.3005 | 3.3798 | 3.4581 | 3.53 | 3.5984 | 3.6616 | 3.7245 | 3.7908 | 3.8563 | 3.9233 | 3.9926 | 4.0628 | 4.135 | 4.2085 | 4.2833 | 4.3594
F2_Commercial_Health (ID)_New_Water Heating_Natural Gas_Water Heater_E6 | F2 | Commercial | Health (ID) | New | Water Heating | Natural Gas | Water Heater | E6 | TRC BC Ratio | 0 | 0 | 0 | 0 | 0 | 0 | 0 | 0 | 0 | 0 | 0 | 0 | 0 | 0 | 0 | 0 | 0 | 0 | 0 | 0 | 0 | 0 | 0 | 0 | 0 | 0 | 0
F2_Commercial_Health (ID)_New_Water Heating_Natural Gas_Water Heater_E7 | F2 | Commercial | Health (ID) | New | Water Heating | Natural Gas | Water Heater | E7 | TRC BC Ratio | 0 | 0 | 0 | 0 | 0 | 0 | 0 | 0 | 0 | 0 | 0 | 0 | 0 | 0 | 0 | 0 | 0 | 0 | 0 | 0 | 0 | 0 | 0 | 0 | 0 | 0 | 0
F2_Commercial_Health (ID)_New_Water Heating_Natural Gas_Water Heater_E8 | F2 | Commercial | Health (ID) | New | Water Heating | Natural Gas | Water Heater | E8 | TRC BC Ratio | 0 | 0 | 0 | 0 | 0 | 0 | 0 | 0 | 0 | 0 | 0 | 0 | 0 | 0 | 0 | 0 | 0 | 0 | 0 | 0 | 0 | 0 | 0 | 0 | 0 | 0 | 0
F2_Commercial_Health (ID)_New_Water Heating_Natural Gas_Water Heater_E9 | F2 | Commercial | Health (ID) | New | Water Heating | Natural Gas | Water Heater | E9 | TRC BC Ratio | 0 | 0 | 0 | 0 | 0 | 0 | 0 | 0 | 0 | 0 | 0 | 0 | 0 | 0 | 0 | 0 | 0 | 0 | 0 | 0 | 0 | 0 | 0 | 0 | 0 | 0 | 0
F2_Commercial_Health (ID)_New_Water Heating_Natural Gas_Water Heater_E10 | F2 | Commercial | Health (ID) | New | Water Heating | Natural Gas | Water Heater | E10 | TRC BC Ratio | 0 | 0 | 0 | 0 | 0 | 0 | 0 | 0 | 0 | 0 | 0 | 0 | 0 | 0 | 0 | 0 | 0 | 0 | 0 | 0 | 0 | 0 | 0 | 0 | 0 | 0 | 0
F3_Commercial_Health (ID)_New_Water Heating_Natural Gas_Water Heater_E1 | F3 | Commercial | Health (ID) | New | Water Heating | Natural Gas | Water Heater | E1 | PACT BC Ratio | [24 empty] | 1 | 1 | 1 | bar: 2019 to 2042
F3_Commercial_Health (ID)_New_Water Heating_Natural Gas_Water Heater_E2 | F3 | Commercial | Health (ID) | New | Water Heating | Natural Gas | Water Heater | E2 | PACT BC Ratio | 15.1365 | 15.5341 | 15.9803 | 16.4801 | 17.0368 | 17.6952 | 18.3658 | 19.0264 | 19.6617 | 20.3064 | 20.8311 | 21.3263 | 21.8561 | 22.3773 | 22.8503 | 23.2981 | 23.7067 | 24.112 | 24.5418 | 24.9637 | 25.3966 | 25.8452 | 26.299 | 26.7662 | 27.2417 | 27.7257 | 28.2183
F3_Commercial_Health (ID)_New_Water Heating_Natural Gas_Water Heater_E3 | F3 | Commercial | Health (ID) | New | Water Heating | Natural Gas | Water Heater | E3 | PACT BC Ratio | 8.5407 | 8.7651 | 9.0169 | 9.2989 | 9.613 | 9.9845 | 10.3628 | 10.7356 | 11.0941 | 11.4578 | 11.7539 | 12.0333 | 12.3323 | 12.6263 | 12.8933 | 13.1459 | 13.3765 | 13.6052 | 13.8477 | 14.0858 | 14.33 | 14.5831 | 14.8392 | 15.1028 | 15.3711 | 15.6442 | 15.9221
F3_Commercial_Health (ID)_New_Water Heating_Natural Gas_Water Heater_E4 | F3 | Commercial | Health (ID) | New | Water Heating | Natural Gas | Water Heater | E4 | PACT BC Ratio | 5.3905 | 5.5546 | 5.7767 | 6.0668 | 6.4257 | 6.8934 | 7.3764 | 7.8461 | 8.2858 | 8.7318 | 9.053 | 9.3397 | 9.657 | 9.9612 | 10.2136 | 10.4368 | 10.6169 | 10.7897 | 10.9828 | 11.1639 | 11.3515 | 11.5506 | 11.7505 | 11.9593 | 12.1717 | 12.388 | 12.608
F3_Commercial_Health (ID)_New_Water Heating_Natural Gas_Water Heater_E5 | F3 | Commercial | Health (ID) | New | Water Heating | Natural Gas | Water Heater | E5 | PACT BC Ratio | 5.9041 | 6.059 | 6.2297 | 6.4169 | 6.622 | 6.8611 | 7.1038 | 7.3435 | 7.575 | 7.8099 | 8.0043 | 8.189 | 8.3859 | 8.5802 | 8.7584 | 8.9282 | 9.085 | 9.241 | 9.4057 | 9.568 | 9.7343 | 9.9064 | 10.0806 | 10.2597 | 10.4419 | 10.6274 | 10.8162
F3_Commercial_Health (ID)_New_Water Heating_Natural Gas_Water Heater_E6 | F3 | Commercial | Health (ID) | New | Water Heating | Natural Gas | Water Heater | E6 | PACT BC Ratio | 0 | 0 | 0 | 0 | 0 | 0 | 0 | 0 | 0 | 0 | 0 | 0 | 0 | 0 | 0 | 0 | 0 | 0 | 0 | 0 | 0 | 0 | 0 | 0 | 0 | 0 | 0
F3_Commercial_Health (ID)_New_Water Heating_Natural Gas_Water Heater_E7 | F3 | Commercial | Health (ID) | New | Water Heating | Natural Gas | Water Heater | E7 | PACT BC Ratio | 0 | 0 | 0 | 0 | 0 | 0 | 0 | 0 | 0 | 0 | 0 | 0 | 0 | 0 | 0 | 0 | 0 | 0 | 0 | 0 | 0 | 0 | 0 | 0 | 0 | 0 | 0
F3_Commercial_Health (ID)_New_Water Heating_Natural Gas_Water Heater_E8 | F3 | Commercial | Health (ID) | New | Water Heating | Natural Gas | Water Heater | E8 | PACT BC Ratio | 0 | 0 | 0 | 0 | 0 | 0 | 0 | 0 | 0 | 0 | 0 | 0 | 0 | 0 | 0 | 0 | 0 | 0 | 0 | 0 | 0 | 0 | 0 | 0 | 0 | 0 | 0
F3_Commercial_Health (ID)_New_Water Heating_Natural Gas_Water Heater_E9 | F3 | Commercial | Health (ID) | New | Water Heating | Natural Gas | Water Heater | E9 | PACT BC Ratio | 0 | 0 | 0 | 0 | 0 | 0 | 0 | 0 | 0 | 0 | 0 | 0 | 0 | 0 | 0 | 0 | 0 | 0 | 0 | 0 | 0 | 0 | 0 | 0 | 0 | 0 | 0
F3_Commercial_Health (ID)_New_Water Heating_Natural Gas_Water Heater_E10 | F3 | Commercial | Health (ID) | New | Water Heating | Natural Gas | Water Heater | E10 | PACT BC Ratio | 0 | 0 | 0 | 0 | 0 | 0 | 0 | 0 | 0 | 0 | 0 | 0 | 0 | 0 | 0 | 0 | 0 | 0 | 0 | 0 | 0 | 0 | 0 | 0 | 0 | 0 | 0
F4_Commercial_Health (ID)_New_Water Heating_Natural Gas_Water Heater_E1 | F4 | Commercial | Health (ID) | New | Water Heating | Natural Gas | Water Heater | E1 | RVT BC Ratio | [24 empty] | 1 | 1 | 1 | bar: 2019 to 2042
F4_Commercial_Health (ID)_New_Water Heating_Natural Gas_Water Heater_E2 | F4 | Commercial | Health (ID) | New | Water Heating | Natural Gas | Water Heater | E2 | RVT BC Ratio | 8.8178 | 8.9893 | 9.1823 | 9.3991 | 9.6409 | 9.9331 | 10.2231 | 10.4972 | 10.7458 | 10.9879 | 11.2387 | 11.4686 | 11.7141 | 11.9521 | 12.1613 | 12.3537 | 12.5216 | 12.6838 | 12.8549 | 13.0173 | 13.1807 | 13.4085 | 13.639 | 13.8763 | 14.1177 | 14.3635 | 14.6137
F4_Commercial_Health (ID)_New_Water Heating_Natural Gas_Water Heater_E3 | F4 | Commercial | Health (ID) | New | Water Heating | Natural Gas | Water Heater | E3 | RVT BC Ratio | 5.099 | 5.1958 | 5.3047 | 5.427 | 5.5634 | 5.7283 | 5.8919 | 6.0466 | 6.1869 | 6.3235 | 6.465 | 6.5947 | 6.7333 | 6.8675 | 6.9856 | 7.0941 | 7.1889 | 7.2804 | 7.3769 | 7.4686 | 7.5608 | 7.6893 | 7.8194 | 7.9533 | 8.0895 | 8.2282 | 8.3693
F4_Commercial_Health (ID)_New_Water Heating_Natural Gas_Water Heater_E4 | F4 | Commercial | Health (ID) | New | Water Heating | Natural Gas | Water Heater | E4 | RVT BC Ratio | 3.684 | 3.752 | 3.8482 | 3.9777 | 4.1405 | 4.3596 | 4.5805 | 4.7803 | 4.9479 | 5.1024 | 5.2569 | 5.381 | 5.5186 | 5.6465 | 5.7436 | 5.822 | 5.8739 | 5.9181 | 5.9691 | 6.0093 | 6.0483 | 6.1494 | 6.2509 | 6.3569 | 6.4648 | 6.5746 | 6.6864
F4_Commercial_Health (ID)_New_Water Heating_Natural Gas_Water Heater_E5 | F4 | Commercial | Health (ID) | New | Water Heating | Natural Gas | Water Heater | E5 | RVT BC Ratio | 3.5888 | 3.6569 | 3.7311 | 3.8115 | 3.8986 | 4.0028 | 4.1062 | 4.2047 | 4.2952 | 4.3841 | 4.4768 | 4.5632 | 4.6552 | 4.7448 | 4.8247 | 4.899 | 4.9651 | 5.0295 | 5.097 | 5.1618 | 5.227 | 5.3144 | 5.4028 | 5.4938 | 5.5863 | 5.6805 | 5.7764
F4_Commercial_Health (ID)_New_Water Heating_Natural Gas_Water Heater_E6 | F4 | Commercial | Health (ID) | New | Water Heating | Natural Gas | Water Heater | E6 | RVT BC Ratio | 0 | 0 | 0 | 0 | 0 | 0 | 0 | 0 | 0 | 0 | 0 | 0 | 0 | 0 | 0 | 0 | 0 | 0 | 0 | 0 | 0 | 0 | 0 | 0 | 0 | 0 | 0
F4_Commercial_Health (ID)_New_Water Heating_Natural Gas_Water Heater_E7 | F4 | Commercial | Health (ID) | New | Water Heating | Natural Gas | Water Heater | E7 | RVT BC Ratio | 0 | 0 | 0 | 0 | 0 | 0 | 0 | 0 | 0 | 0 | 0 | 0 | 0 | 0 | 0 | 0 | 0 | 0 | 0 | 0 | 0 | 0 | 0 | 0 | 0 | 0 | 0
F4_Commercial_Health (ID)_New_Water Heating_Natural Gas_Water Heater_E8 | F4 | Commercial | Health (ID) | New | Water Heating | Natural Gas | Water Heater | E8 | RVT BC Ratio | 0 | 0 | 0 | 0 | 0 | 0 | 0 | 0 | 0 | 0 | 0 | 0 | 0 | 0 | 0 | 0 | 0 | 0 | 0 | 0 | 0 | 0 | 0 | 0 | 0 | 0 | 0
F4_Commercial_Health (ID)_New_Water Heating_Natural Gas_Water Heater_E9 | F4 | Commercial | Health (ID) | New | Water Heating | Natural Gas | Water Heater | E9 | RVT BC Ratio | 0 | 0 | 0 | 0 | 0 | 0 | 0 | 0 | 0 | 0 | 0 | 0 | 0 | 0 | 0 | 0 | 0 | 0 | 0 | 0 | 0 | 0 | 0 | 0 | 0 | 0 | 0
F4_Commercial_Health (ID)_New_Water Heating_Natural Gas_Water Heater_E10 | F4 | Commercial | Health (ID) | New | Water Heating | Natural Gas | Water Heater | E10 | RVT BC Ratio | 0 | 0 | 0 | 0 | 0 | 0 | 0 | 0 | 0 | 0 | 0 | 0 | 0 | 0 | 0 | 0 | 0 | 0 | 0 | 0 | 0 | 0 | 0 | 0 | 0 | 0 | 0
F5_Commercial_Health (ID)_New_Water Heating_Natural Gas_Water Heater_E1 | F5 | Commercial | Health (ID) | New | Water Heating | Natural Gas | Water Heater | E1 | RIM BC Ratio | [24 empty] | 1 | 1 | 1 | bar: 2019 to 2042
F5_Commercial_Health (ID)_New_Water Heating_Natural Gas_Water Heater_E2 | F5 | Commercial | Health (ID) | New | Water Heating | Natural Gas | Water Heater | E2 | RIM BC Ratio | 0.81181 | 0.81758 | 0.82376 | 0.83034 | 0.8373 | 0.84458 | 0.8522 | 0.86022 | 0.86876 | 0.87783 | 0.88077 | 0.88394 | 0.88723 | 0.8906 | 0.89404 | 0.89759 | 0.90128 | 0.90514 | 0.9092 | 0.91347 | 0.91796 | 0.91853 | 0.9191 | 0.91966 | 0.92021 | 0.92075 | 0.92129
F5_Commercial_Health (ID)_New_Water Heating_Natural Gas_Water Heater_E3 | F5 | Commercial | Health (ID) | New | Water Heating | Natural Gas | Water Heater | E3 | RIM BC Ratio | 0.77952 | 0.78565 | 0.79222 | 0.79924 | 0.80668 | 0.81456 | 0.82272 | 0.8312 | 0.84009 | 0.84947 | 0.85292 | 0.85653 | 0.86026 | 0.86404 | 0.86781 | 0.87165 | 0.87557 | 0.87964 | 0.88391 | 0.88837 | 0.89303 | 0.894 | 0.89494 | 0.89589 | 0.89682 | 0.89773 | 0.89863
F5_Commercial_Health (ID)_New_Water Heating_Natural Gas_Water Heater_E4 | F5 | Commercial | Health (ID) | New | Water Heating | Natural Gas | Water Heater | E4 | RIM BC Ratio | 0.67124 | 0.67977 | 0.69015 | 0.70235 | 0.716 | 0.73119 | 0.74628 | 0.76194 | 0.77845 | 0.79645 | 0.80236 | 0.80938 | 0.81673 | 0.82404 | 0.8311 | 0.83821 | 0.84539 | 0.85294 | 0.86103 | 0.86956 | 0.87866 | 0.87984 | 0.88098 | 0.88213 | 0.88327 | 0.88439 | 0.88549
F5_Commercial_Health (ID)_New_Water Heating_Natural Gas_Water Heater_E5 | F5 | Commercial | Health (ID) | New | Water Heating | Natural Gas | Water Heater | E5 | RIM BC Ratio | 0.75367 | 0.75979 | 0.76645 | 0.77365 | 0.78141 | 0.78956 | 0.79786 | 0.80632 | 0.815 | 0.82398 | 0.82776 | 0.83149 | 0.83535 | 0.83922 | 0.84303 | 0.84685 | 0.85069 | 0.85465 | 0.85879 | 0.86306 | 0.86751 | 0.86885 | 0.87017 | 0.87148 | 0.87278 | 0.87405 | 0.87531
F5_Commercial_Health (ID)_New_Water Heating_Natural Gas_Water Heater_E6 | F5 | Commercial | Health (ID) | New | Water Heating | Natural Gas | Water Heater | E6 | RIM BC Ratio | 0 | 0 | 0 | 0 | 0 | 0 | 0 | 0 | 0 | 0 | 0 | 0 | 0 | 0 | 0 | 0 | 0 | 0 | 0 | 0 | 0 | 0 | 0 | 0 | 0 | 0 | 0
F5_Commercial_Health (ID)_New_Water Heating_Natural Gas_Water Heater_E7 | F5 | Commercial | Health (ID) | New | Water Heating | Natural Gas | Water Heater | E7 | RIM BC Ratio | 0 | 0 | 0 | 0 | 0 | 0 | 0 | 0 | 0 | 0 | 0 | 0 | 0 | 0 | 0 | 0 | 0 | 0 | 0 | 0 | 0 | 0 | 0 | 0 | 0 | 0 | 0
F5_Commercial_Health (ID)_New_Water Heating_Natural Gas_Water Heater_E8 | F5 | Commercial | Health (ID) | New | Water Heating | Natural Gas | Water Heater | E8 | RIM BC Ratio | 0 | 0 | 0 | 0 | 0 | 0 | 0 | 0 | 0 | 0 | 0 | 0 | 0 | 0 | 0 | 0 | 0 | 0 | 0 | 0 | 0 | 0 | 0 | 0 | 0 | 0 | 0
F5_Commercial_Health (ID)_New_Water Heating_Natural Gas_Water Heater_E9 | F5 | Commercial | Health (ID) | New | Water Heating | Natural Gas | Water Heater | E9 | RIM BC Ratio | 0 | 0 | 0 | 0 | 0 | 0 | 0 | 0 | 0 | 0 | 0 | 0 | 0 | 0 | 0 | 0 | 0 | 0 | 0 | 0 | 0 | 0 | 0 | 0 | 0 | 0 | 0
F5_Commercial_Health (ID)_New_Water Heating_Natural Gas_Water Heater_E10 | F5 | Commercial | Health (ID) | New | Water Heating | Natural Gas | Water Heater | E10 | RIM BC Ratio | 0 | 0 | 0 | 0 | 0 | 0 | 0 | 0 | 0 | 0 | 0 | 0 | 0 | 0 | 0 | 0 | 0 | 0 | 0 | 0 | 0 | 0 | 0 | 0 | 0 | 0 | 0
F0_Commercial_Health (ID)_New_Food Preparation_Natural Gas_Oven_E0 | F0 | Commercial | Health (ID) | New | Food Preparation | Natural Gas | Oven | E0 | Economic Unit | ENERGY STAR (>42% Baking Efficiency) | ENERGY STAR (>42% Baking Efficiency) | ENERGY STAR (>42% Baking Efficiency) | ENERGY STAR (>42% Baking Efficiency) | ENERGY STAR (>42% Baking Efficiency) | ENERGY STAR (>42% Baking Efficiency) | ENERGY STAR (>42% Baking Efficiency) | ENERGY STAR (>42% Baking Efficiency) | ENERGY STAR (>42% Baking Efficiency) | ENERGY STAR (>42% Baking Efficiency) | ENERGY STAR (>42% Baking Efficiency) | ENERGY STAR (>42% Baking Efficiency) | ENERGY STAR (>42% Baking Efficiency) | ENERGY STAR (>42% Baking Efficiency) | ENERGY STAR (>42% Baking Efficiency) | ENERGY STAR (>42% Baking Efficiency) | ENERGY STAR (>42% Baking Efficiency) | ENERGY STAR (>42% Baking Efficiency) | ENERGY STAR (>42% Baking Efficiency) | ENERGY STAR (>42% Baking Efficiency) | ENERGY STAR (>42% Baking Efficiency) | ENERGY STAR (>42% Baking Efficiency) | ENERGY STAR (>42% Baking Efficiency) | ENERGY STAR (>42% Baking Efficiency) | ENERGY STAR (>42% Baking Efficiency) | ENERGY STAR (>42% Baking Efficiency) | ENERGY STAR (>42% Baking Efficiency)
F1_Commercial_Health (ID)_New_Food Preparation_Natural Gas_Oven_E1 | F1 | Commercial | Health (ID) | New | Food Preparation | Natural Gas | Oven | E1 | CCE | 0 | 0 | 0 | 0 | 0 | 0 | 0 | 0 | 0 | 0 | 0 | 0 | 0 | 0 | 0 | 0 | 0 | 0 | 0 | 0 | 0 | 0 | 0 | 0 | 0 | 0 | 0
F1_Commercial_Health (ID)_New_Food Preparation_Natural Gas_Oven_E2 | F1 | Commercial | Health (ID) | New | Food Preparation | Natural Gas | Oven | E2 | CCE | 2.0796e-05 | 2.0796e-05 | 2.0796e-05 | 2.0796e-05 | 2.0796e-05 | 2.0796e-05 | 2.0796e-05 | 2.0796e-05 | 2.0796e-05 | 2.0796e-05 | 2.0796e-05 | 2.0796e-05 | 2.0796e-05 | 2.0796e-05 | 2.0796e-05 | 2.0796e-05 | 2.0796e-05 | 2.0796e-05 | 2.0796e-05 | 2.0796e-05 | 2.0796e-05 | 2.0796e-05 | 2.0796e-05 | 2.0796e-05 | 2.0796e-05 | 2.0796e-05 | 2.0796e-05
F1_Commercial_Health (ID)_New_Food Preparation_Natural Gas_Oven_E3 | F1 | Commercial | Health (ID) | New | Food Preparation | Natural Gas | Oven | E3 | CCE | 0 | 0 | 0 | 0 | 0 | 0 | 0 | 0 | 0 | 0 | 0 | 0 | 0 | 0 | 0 | 0 | 0 | 0 | 0 | 0 | 0 | 0 | 0 | 0 | 0 | 0 | 0
F1_Commercial_Health (ID)_New_Food Preparation_Natural Gas_Oven_E4 | F1 | Commercial | Health (ID) | New | Food Preparation | Natural Gas | Oven | E4 | CCE | 0 | 0 | 0 | 0 | 0 | 0 | 0 | 0 | 0 | 0 | 0 | 0 | 0 | 0 | 0 | 0 | 0 | 0 | 0 | 0 | 0 | 0 | 0 | 0 | 0 | 0 | 0
F1_Commercial_Health (ID)_New_Food Preparation_Natural Gas_Oven_E5 | F1 | Commercial | Health (ID) | New | Food Preparation | Natural Gas | Oven | E5 | CCE | 0 | 0 | 0 | 0 | 0 | 0 | 0 | 0 | 0 | 0 | 0 | 0 | 0 | 0 | 0 | 0 | 0 | 0 | 0 | 0 | 0 | 0 | 0 | 0 | 0 | 0 | 0
F1_Commercial_Health (ID)_New_Food Preparation_Natural Gas_Oven_E6 | F1 | Commercial | Health (ID) | New | Food Preparation | Natural Gas | Oven | E6 | CCE | 0 | 0 | 0 | 0 | 0 | 0 | 0 | 0 | 0 | 0 | 0 | 0 | 0 | 0 | 0 | 0 | 0 | 0 | 0 | 0 | 0 | 0 | 0 | 0 | 0 | 0 | 0
F1_Commercial_Health (ID)_New_Food Preparation_Natural Gas_Oven_E7 | F1 | Commercial | Health (ID) | New | Food Preparation | Natural Gas | Oven | E7 | CCE | 0 | 0 | 0 | 0 | 0 | 0 | 0 | 0 | 0 | 0 | 0 | 0 | 0 | 0 | 0 | 0 | 0 | 0 | 0 | 0 | 0 | 0 | 0 | 0 | 0 | 0 | 0
F1_Commercial_Health (ID)_New_Food Preparation_Natural Gas_Oven_E8 | F1 | Commercial | Health (ID) | New | Food Preparation | Natural Gas | Oven | E8 | CCE | 0 | 0 | 0 | 0 | 0 | 0 | 0 | 0 | 0 | 0 | 0 | 0 | 0 | 0 | 0 | 0 | 0 | 0 | 0 | 0 | 0 | 0 | 0 | 0 | 0 | 0 | 0
F1_Commercial_Health (ID)_New_Food Preparation_Natural Gas_Oven_E9 | F1 | Commercial | Health (ID) | New | Food Preparation | Natural Gas | Oven | E9 | CCE | 0 | 0 | 0 | 0 | 0 | 0 | 0 | 0 | 0 | 0 | 0 | 0 | 0 | 0 | 0 | 0 | 0 | 0 | 0 | 0 | 0 | 0 | 0 | 0 | 0 | 0 | 0
F1_Commercial_Health (ID)_New_Food Preparation_Natural Gas_Oven_E10 | F1 | Commercial | Health (ID) | New | Food Preparation | Natural Gas | Oven | E10 | CCE | 0 | 0 | 0 | 0 | 0 | 0 | 0 | 0 | 0 | 0 | 0 | 0 | 0 | 0 | 0 | 0 | 0 | 0 | 0 | 0 | 0 | 0 | 0 | 0 | 0 | 0 | 0
F2_Commercial_Health (ID)_New_Food Preparation_Natural Gas_Oven_E1 | F2 | Commercial | Health (ID) | New | Food Preparation | Natural Gas | Oven | E1 | TRC BC Ratio | [24 empty] | 1 | 1 | 1 | bar: 2019 to 2042
F2_Commercial_Health (ID)_New_Food Preparation_Natural Gas_Oven_E2 | F2 | Commercial | Health (ID) | New | Food Preparation | Natural Gas | Oven | E2 | TRC BC Ratio | 166.7634 | 170.6133 | 175.4561 | 181.1688 | 187.8121 | 196.1906 | 204.9175 | 213.6188 | 222.0115 | 230.5196 | 237.1599 | 243.3369 | 249.9964 | 256.4838 | 262.2052 | 267.5029 | 272.1748 | 276.7671 | 281.7063 | 286.4953 | 291.4219 | 296.5595 | 301.7465 | 307.1072 | 312.5633 | 318.1163 | 323.7679
F2_Commercial_Health (ID)_New_Food Preparation_Natural Gas_Oven_E3 | F2 | Commercial | Health (ID) | New | Food Preparation | Natural Gas | Oven | E3 | TRC BC Ratio | 0 | 0 | 0 | 0 | 0 | 0 | 0 | 0 | 0 | 0 | 0 | 0 | 0 | 0 | 0 | 0 | 0 | 0 | 0 | 0 | 0 | 0 | 0 | 0 | 0 | 0 | 0
F2_Commercial_Health (ID)_New_Food Preparation_Natural Gas_Oven_E4 | F2 | Commercial | Health (ID) | New | Food Preparation | Natural Gas | Oven | E4 | TRC BC Ratio | 0 | 0 | 0 | 0 | 0 | 0 | 0 | 0 | 0 | 0 | 0 | 0 | 0 | 0 | 0 | 0 | 0 | 0 | 0 | 0 | 0 | 0 | 0 | 0 | 0 | 0 | 0
F2_Commercial_Health (ID)_New_Food Preparation_Natural Gas_Oven_E5 | F2 | Commercial | Health (ID) | New | Food Preparation | Natural Gas | Oven | E5 | TRC BC Ratio | 0 | 0 | 0 | 0 | 0 | 0 | 0 | 0 | 0 | 0 | 0 | 0 | 0 | 0 | 0 | 0 | 0 | 0 | 0 | 0 | 0 | 0 | 0 | 0 | 0 | 0 | 0
F2_Commercial_Health (ID)_New_Food Preparation_Natural Gas_Oven_E6 | F2 | Commercial | Health (ID) | New | Food Preparation | Natural Gas | Oven | E6 | TRC BC Ratio | 0 | 0 | 0 | 0 | 0 | 0 | 0 | 0 | 0 | 0 | 0 | 0 | 0 | 0 | 0 | 0 | 0 | 0 | 0 | 0 | 0 | 0 | 0 | 0 | 0 | 0 | 0
F2_Commercial_Health (ID)_New_Food Preparation_Natural Gas_Oven_E7 | F2 | Commercial | Health (ID) | New | Food Preparation | Natural Gas | Oven | E7 | TRC BC Ratio | 0 | 0 | 0 | 0 | 0 | 0 | 0 | 0 | 0 | 0 | 0 | 0 | 0 | 0 | 0 | 0 | 0 | 0 | 0 | 0 | 0 | 0 | 0 | 0 | 0 | 0 | 0
F2_Commercial_Health (ID)_New_Food Preparation_Natural Gas_Oven_E8 | F2 | Commercial | Health (ID) | New | Food Preparation | Natural Gas | Oven | E8 | TRC BC Ratio | 0 | 0 | 0 | 0 | 0 | 0 | 0 | 0 | 0 | 0 | 0 | 0 | 0 | 0 | 0 | 0 | 0 | 0 | 0 | 0 | 0 | 0 | 0 | 0 | 0 | 0 | 0
F2_Commercial_Health (ID)_New_Food Preparation_Natural Gas_Oven_E9 | F2 | Commercial | Health (ID) | New | Food Preparation | Natural Gas | Oven | E9 | TRC BC Ratio | 0 | 0 | 0 | 0 | 0 | 0 | 0 | 0 | 0 | 0 | 0 | 0 | 0 | 0 | 0 | 0 | 0 | 0 | 0 | 0 | 0 | 0 | 0 | 0 | 0 | 0 | 0
F2_Commercial_Health (ID)_New_Food Preparation_Natural Gas_Oven_E10 | F2 | Commercial | Health (ID) | New | Food Preparation | Natural Gas | Oven | E10 | TRC BC Ratio | 0 | 0 | 0 | 0 | 0 | 0 | 0 | 0 | 0 | 0 | 0 | 0 | 0 | 0 | 0 | 0 | 0 | 0 | 0 | 0 | 0 | 0 | 0 | 0 | 0 | 0 | 0
F3_Commercial_Health (ID)_New_Food Preparation_Natural Gas_Oven_E1 | F3 | Commercial | Health (ID) | New | Food Preparation | Natural Gas | Oven | E1 | PACT BC Ratio | [24 empty] | 1 | 1 | 1 | bar: 2019 to 2042
F3_Commercial_Health (ID)_New_Food Preparation_Natural Gas_Oven_E2 | F3 | Commercial | Health (ID) | New | Food Preparation | Natural Gas | Oven | E2 | PACT BC Ratio | 330.2527 | 337.8769 | 347.4673 | 358.7806 | 371.9369 | 388.5293 | 405.8118 | 423.0434 | 439.664 | 456.5133 | 469.6636 | 481.8962 | 495.0845 | 507.9319 | 519.2624 | 529.7537 | 539.0058 | 548.1003 | 557.8816 | 567.3657 | 577.1222 | 587.2965 | 597.5685 | 608.1849 | 618.9898 | 629.9867 | 641.179
F3_Commercial_Health (ID)_New_Food Preparation_Natural Gas_Oven_E3 | F3 | Commercial | Health (ID) | New | Food Preparation | Natural Gas | Oven | E3 | PACT BC Ratio | 0 | 0 | 0 | 0 | 0 | 0 | 0 | 0 | 0 | 0 | 0 | 0 | 0 | 0 | 0 | 0 | 0 | 0 | 0 | 0 | 0 | 0 | 0 | 0 | 0 | 0 | 0
F3_Commercial_Health (ID)_New_Food Preparation_Natural Gas_Oven_E4 | F3 | Commercial | Health (ID) | New | Food Preparation | Natural Gas | Oven | E4 | PACT BC Ratio | 0 | 0 | 0 | 0 | 0 | 0 | 0 | 0 | 0 | 0 | 0 | 0 | 0 | 0 | 0 | 0 | 0 | 0 | 0 | 0 | 0 | 0 | 0 | 0 | 0 | 0 | 0
F3_Commercial_Health (ID)_New_Food Preparation_Natural Gas_Oven_E5 | F3 | Commercial | Health (ID) | New | Food Preparation | Natural Gas | Oven | E5 | PACT BC Ratio | 0 | 0 | 0 | 0 | 0 | 0 | 0 | 0 | 0 | 0 | 0 | 0 | 0 | 0 | 0 | 0 | 0 | 0 | 0 | 0 | 0 | 0 | 0 | 0 | 0 | 0 | 0
F3_Commercial_Health (ID)_New_Food Preparation_Natural Gas_Oven_E6 | F3 | Commercial | Health (ID) | New | Food Preparation | Natural Gas | Oven | E6 | PACT BC Ratio | 0 | 0 | 0 | 0 | 0 | 0 | 0 | 0 | 0 | 0 | 0 | 0 | 0 | 0 | 0 | 0 | 0 | 0 | 0 | 0 | 0 | 0 | 0 | 0 | 0 | 0 | 0
F3_Commercial_Health (ID)_New_Food Preparation_Natural Gas_Oven_E7 | F3 | Commercial | Health (ID) | New | Food Preparation | Natural Gas | Oven | E7 | PACT BC Ratio | 0 | 0 | 0 | 0 | 0 | 0 | 0 | 0 | 0 | 0 | 0 | 0 | 0 | 0 | 0 | 0 | 0 | 0 | 0 | 0 | 0 | 0 | 0 | 0 | 0 | 0 | 0
F3_Commercial_Health (ID)_New_Food Preparation_Natural Gas_Oven_E8 | F3 | Commercial | Health (ID) | New | Food Preparation | Natural Gas | Oven | E8 | PACT BC Ratio | 0 | 0 | 0 | 0 | 0 | 0 | 0 | 0 | 0 | 0 | 0 | 0 | 0 | 0 | 0 | 0 | 0 | 0 | 0 | 0 | 0 | 0 | 0 | 0 | 0 | 0 | 0
F3_Commercial_Health (ID)_New_Food Preparation_Natural Gas_Oven_E9 | F3 | Commercial | Health (ID) | New | Food Preparation | Natural Gas | Oven | E9 | PACT BC Ratio | 0 | 0 | 0 | 0 | 0 | 0 | 0 | 0 | 0 | 0 | 0 | 0 | 0 | 0 | 0 | 0 | 0 | 0 | 0 | 0 | 0 | 0 | 0 | 0 | 0 | 0 | 0
F3_Commercial_Health (ID)_New_Food Preparation_Natural Gas_Oven_E10 | F3 | Commercial | Health (ID) | New | Food Preparation | Natural Gas | Oven | E10 | PACT BC Ratio | 0 | 0 | 0 | 0 | 0 | 0 | 0 | 0 | 0 | 0 | 0 | 0 | 0 | 0 | 0 | 0 | 0 | 0 | 0 | 0 | 0 | 0 | 0 | 0 | 0 | 0 | 0
F4_Commercial_Health (ID)_New_Food Preparation_Natural Gas_Oven_E1 | F4 | Commercial | Health (ID) | New | Food Preparation | Natural Gas | Oven | E1 | RVT BC Ratio | [24 empty] | 1 | 1 | 1 | bar: 2019 to 2042
F4_Commercial_Health (ID)_New_Food Preparation_Natural Gas_Oven_E2 | F4 | Commercial | Health (ID) | New | Food Preparation | Natural Gas | Oven | E2 | RVT BC Ratio | 238.4601 | 242.4225 | 247.2515 | 253.1208 | 260.103 | 269.3321 | 278.7994 | 287.9575 | 296.3876 | 304.4837 | 312.8 | 320.2283 | 327.9773 | 335.1386 | 341.1704 | 346.516 | 350.8991 | 355.0308 | 359.4635 | 363.5298 | 367.5976 | 374.071 | 380.6065 | 387.3611 | 394.2357 | 401.2324 | 408.3535
F4_Commercial_Health (ID)_New_Food Preparation_Natural Gas_Oven_E3 | F4 | Commercial | Health (ID) | New | Food Preparation | Natural Gas | Oven | E3 | RVT BC Ratio | 0 | 0 | 0 | 0 | 0 | 0 | 0 | 0 | 0 | 0 | 0 | 0 | 0 | 0 | 0 | 0 | 0 | 0 | 0 | 0 | 0 | 0 | 0 | 0 | 0 | 0 | 0
F4_Commercial_Health (ID)_New_Food Preparation_Natural Gas_Oven_E4 | F4 | Commercial | Health (ID) | New | Food Preparation | Natural Gas | Oven | E4 | RVT BC Ratio | 0 | 0 | 0 | 0 | 0 | 0 | 0 | 0 | 0 | 0 | 0 | 0 | 0 | 0 | 0 | 0 | 0 | 0 | 0 | 0 | 0 | 0 | 0 | 0 | 0 | 0 | 0
F4_Commercial_Health (ID)_New_Food Preparation_Natural Gas_Oven_E5 | F4 | Commercial | Health (ID) | New | Food Preparation | Natural Gas | Oven | E5 | RVT BC Ratio | 0 | 0 | 0 | 0 | 0 | 0 | 0 | 0 | 0 | 0 | 0 | 0 | 0 | 0 | 0 | 0 | 0 | 0 | 0 | 0 | 0 | 0 | 0 | 0 | 0 | 0 | 0
F4_Commercial_Health (ID)_New_Food Preparation_Natural Gas_Oven_E6 | F4 | Commercial | Health (ID) | New | Food Preparation | Natural Gas | Oven | E6 | RVT BC Ratio | 0 | 0 | 0 | 0 | 0 | 0 | 0 | 0 | 0 | 0 | 0 | 0 | 0 | 0 | 0 | 0 | 0 | 0 | 0 | 0 | 0 | 0 | 0 | 0 | 0 | 0 | 0
F4_Commercial_Health (ID)_New_Food Preparation_Natural Gas_Oven_E7 | F4 | Commercial | Health (ID) | New | Food Preparation | Natural Gas | Oven | E7 | RVT BC Ratio | 0 | 0 | 0 | 0 | 0 | 0 | 0 | 0 | 0 | 0 | 0 | 0 | 0 | 0 | 0 | 0 | 0 | 0 | 0 | 0 | 0 | 0 | 0 | 0 | 0 | 0 | 0
F4_Commercial_Health (ID)_New_Food Preparation_Natural Gas_Oven_E8 | F4 | Commercial | Health (ID) | New | Food Preparation | Natural Gas | Oven | E8 | RVT BC Ratio | 0 | 0 | 0 | 0 | 0 | 0 | 0 | 0 | 0 | 0 | 0 | 0 | 0 | 0 | 0 | 0 | 0 | 0 | 0 | 0 | 0 | 0 | 0 | 0 | 0 | 0 | 0
F4_Commercial_Health (ID)_New_Food Preparation_Natural Gas_Oven_E9 | F4 | Commercial | Health (ID) | New | Food Preparation | Natural Gas | Oven | E9 | RVT BC Ratio | 0 | 0 | 0 | 0 | 0 | 0 | 0 | 0 | 0 | 0 | 0 | 0 | 0 | 0 | 0 | 0 | 0 | 0 | 0 | 0 | 0 | 0 | 0 | 0 | 0 | 0 | 0
F4_Commercial_Health (ID)_New_Food Preparation_Natural Gas_Oven_E10 | F4 | Commercial | Health (ID) | New | Food Preparation | Natural Gas | Oven | E10 | RVT BC Ratio | 0 | 0 | 0 | 0 | 0 | 0 | 0 | 0 | 0 | 0 | 0 | 0 | 0 | 0 | 0 | 0 | 0 | 0 | 0 | 0 | 0 | 0 | 0 | 0 | 0 | 0 | 0
F5_Commercial_Health (ID)_New_Food Preparation_Natural Gas_Oven_E1 | F5 | Commercial | Health (ID) | New | Food Preparation | Natural Gas | Oven | E1 | RIM BC Ratio | [24 empty] | 1 | 1 | 1 | bar: 2019 to 2042
F5_Commercial_Health (ID)_New_Food Preparation_Natural Gas_Oven_E2 | F5 | Commercial | Health (ID) | New | Food Preparation | Natural Gas | Oven | E2 | RIM BC Ratio | 0.8385 | 0.84385 | 0.85086 | 0.85821 | 0.86582 | 0.87347 | 0.88137 | 0.88959 | 0.89826 | 0.9079 | 0.90924 | 0.91129 | 0.91413 | 0.91782 | 0.92172 | 0.92584 | 0.93025 | 0.93494 | 0.9399 | 0.94519 | 0.95081 | 0.95084 | 0.95087 | 0.95089 | 0.95092 | 0.95094 | 0.95097
F5_Commercial_Health (ID)_New_Food Preparation_Natural Gas_Oven_E3 | F5 | Commercial | Health (ID) | New | Food Preparation | Natural Gas | Oven | E3 | RIM BC Ratio | 0 | 0 | 0 | 0 | 0 | 0 | 0 | 0 | 0 | 0 | 0 | 0 | 0 | 0 | 0 | 0 | 0 | 0 | 0 | 0 | 0 | 0 | 0 | 0 | 0 | 0 | 0
F5_Commercial_Health (ID)_New_Food Preparation_Natural Gas_Oven_E4 | F5 | Commercial | Health (ID) | New | Food Preparation | Natural Gas | Oven | E4 | RIM BC Ratio | 0 | 0 | 0 | 0 | 0 | 0 | 0 | 0 | 0 | 0 | 0 | 0 | 0 | 0 | 0 | 0 | 0 | 0 | 0 | 0 | 0 | 0 | 0 | 0 | 0 | 0 | 0
F5_Commercial_Health (ID)_New_Food Preparation_Natural Gas_Oven_E5 | F5 | Commercial | Health (ID) | New | Food Preparation | Natural Gas | Oven | E5 | RIM BC Ratio | 0 | 0 | 0 | 0 | 0 | 0 | 0 | 0 | 0 | 0 | 0 | 0 | 0 | 0 | 0 | 0 | 0 | 0 | 0 | 0 | 0 | 0 | 0 | 0 | 0 | 0 | 0
F5_Commercial_Health (ID)_New_Food Preparation_Natural Gas_Oven_E6 | F5 | Commercial | Health (ID) | New | Food Preparation | Natural Gas | Oven | E6 | RIM BC Ratio | 0 | 0 | 0 | 0 | 0 | 0 | 0 | 0 | 0 | 0 | 0 | 0 | 0 | 0 | 0 | 0 | 0 | 0 | 0 | 0 | 0 | 0 | 0 | 0 | 0 | 0 | 0
F5_Commercial_Health (ID)_New_Food Preparation_Natural Gas_Oven_E7 | F5 | Commercial | Health (ID) | New | Food Preparation | Natural Gas | Oven | E7 | RIM BC Ratio | 0 | 0 | 0 | 0 | 0 | 0 | 0 | 0 | 0 | 0 | 0 | 0 | 0 | 0 | 0 | 0 | 0 | 0 | 0 | 0 | 0 | 0 | 0 | 0 | 0 | 0 | 0
F5_Commercial_Health (ID)_New_Food Preparation_Natural Gas_Oven_E8 | F5 | Commercial | Health (ID) | New | Food Preparation | Natural Gas | Oven | E8 | RIM BC Ratio | 0 | 0 | 0 | 0 | 0 | 0 | 0 | 0 | 0 | 0 | 0 | 0 | 0 | 0 | 0 | 0 | 0 | 0 | 0 | 0 | 0 | 0 | 0 | 0 | 0 | 0 | 0
F5_Commercial_Health (ID)_New_Food Preparation_Natural Gas_Oven_E9 | F5 | Commercial | Health (ID) | New | Food Preparation | Natural Gas | Oven | E9 | RIM BC Ratio | 0 | 0 | 0 | 0 | 0 | 0 | 0 | 0 | 0 | 0 | 0 | 0 | 0 | 0 | 0 | 0 | 0 | 0 | 0 | 0 | 0 | 0 | 0 | 0 | 0 | 0 | 0
F5_Commercial_Health (ID)_New_Food Preparation_Natural Gas_Oven_E10 | F5 | Commercial | Health (ID) | New | Food Preparation | Natural Gas | Oven | E10 | RIM BC Ratio | 0 | 0 | 0 | 0 | 0 | 0 | 0 | 0 | 0 | 0 | 0 | 0 | 0 | 0 | 0 | 0 | 0 | 0 | 0 | 0 | 0 | 0 | 0 | 0 | 0 | 0 | 0
F0_Commercial_Health (ID)_New_Food Preparation_Natural Gas_Conveyor Oven_E0 | F0 | Commercial | Health (ID) | New | Food Preparation | Natural Gas | Conveyor Oven | E0 | Economic Unit | ENERGY STAR (>42% Baking Efficiency) | ENERGY STAR (>42% Baking Efficiency) | ENERGY STAR (>42% Baking Efficiency) | ENERGY STAR (>42% Baking Efficiency) | ENERGY STAR (>42% Baking Efficiency) | ENERGY STAR (>42% Baking Efficiency) | ENERGY STAR (>42% Baking Efficiency) | ENERGY STAR (>42% Baking Efficiency) | ENERGY STAR (>42% Baking Efficiency) | ENERGY STAR (>42% Baking Efficiency) | ENERGY STAR (>42% Baking Efficiency) | ENERGY STAR (>42% Baking Efficiency) | ENERGY STAR (>42% Baking Efficiency) | ENERGY STAR (>42% Baking Efficiency) | ENERGY STAR (>42% Baking Efficiency) | ENERGY STAR (>42% Baking Efficiency) | ENERGY STAR (>42% Baking Efficiency) | ENERGY STAR (>42% Baking Efficiency) | ENERGY STAR (>42% Baking Efficiency) | ENERGY STAR (>42% Baking Efficiency) | ENERGY STAR (>42% Baking Efficiency) | ENERGY STAR (>42% Baking Efficiency) | ENERGY STAR (>42% Baking Efficiency) | ENERGY STAR (>42% Baking Efficiency) | ENERGY STAR (>42% Baking Efficiency) | ENERGY STAR (>42% Baking Efficiency) | ENERGY STAR (>42% Baking Efficiency)
F1_Commercial_Health (ID)_New_Food Preparation_Natural Gas_Conveyor Oven_E1 | F1 | Commercial | Health (ID) | New | Food Preparation | Natural Gas | Conveyor Oven | E1 | CCE | 0 | 0 | 0 | 0 | 0 | 0 | 0 | 0 | 0 | 0 | 0 | 0 | 0 | 0 | 0 | 0 | 0 | 0 | 0 | 0 | 0 | 0 | 0 | 0 | 0 | 0 | 0
F1_Commercial_Health (ID)_New_Food Preparation_Natural Gas_Conveyor Oven_E2 | F1 | Commercial | Health (ID) | New | Food Preparation | Natural Gas | Conveyor Oven | E2 | CCE | 3.2524e-05 | 3.2524e-05 | 3.2524e-05 | 3.2524e-05 | 3.2524e-05 | 3.2524e-05 | 3.2524e-05 | 3.2524e-05 | 3.2524e-05 | 3.2524e-05 | 3.2524e-05 | 3.2524e-05 | 3.2524e-05 | 3.2524e-05 | 3.2524e-05 | 3.2524e-05 | 3.2524e-05 | 3.2524e-05 | 3.2524e-05 | 3.2524e-05 | 3.2524e-05 | 3.2524e-05 | 3.2524e-05 | 3.2524e-05 | 3.2524e-05 | 3.2524e-05 | 3.2524e-05
F1_Commercial_Health (ID)_New_Food Preparation_Natural Gas_Conveyor Oven_E3 | F1 | Commercial | Health (ID) | New | Food Preparation | Natural Gas | Conveyor Oven | E3 | CCE | 0 | 0 | 0 | 0 | 0 | 0 | 0 | 0 | 0 | 0 | 0 | 0 | 0 | 0 | 0 | 0 | 0 | 0 | 0 | 0 | 0 | 0 | 0 | 0 | 0 | 0 | 0
F1_Commercial_Health (ID)_New_Food Preparation_Natural Gas_Conveyor Oven_E4 | F1 | Commercial | Health (ID) | New | Food Preparation | Natural Gas | Conveyor Oven | E4 | CCE | 0 | 0 | 0 | 0 | 0 | 0 | 0 | 0 | 0 | 0 | 0 | 0 | 0 | 0 | 0 | 0 | 0 | 0 | 0 | 0 | 0 | 0 | 0 | 0 | 0 | 0 | 0
F1_Commercial_Health (ID)_New_Food Preparation_Natural Gas_Conveyor Oven_E5 | F1 | Commercial | Health (ID) | New | Food Preparation | Natural Gas | Conveyor Oven | E5 | CCE | 0 | 0 | 0 | 0 | 0 | 0 | 0 | 0 | 0 | 0 | 0 | 0 | 0 | 0 | 0 | 0 | 0 | 0 | 0 | 0 | 0 | 0 | 0 | 0 | 0 | 0 | 0
F1_Commercial_Health (ID)_New_Food Preparation_Natural Gas_Conveyor Oven_E6 | F1 | Commercial | Health (ID) | New | Food Preparation | Natural Gas | Conveyor Oven | E6 | CCE | 0 | 0 | 0 | 0 | 0 | 0 | 0 | 0 | 0 | 0 | 0 | 0 | 0 | 0 | 0 | 0 | 0 | 0 | 0 | 0 | 0 | 0 | 0 | 0 | 0 | 0 | 0
F1_Commercial_Health (ID)_New_Food Preparation_Natural Gas_Conveyor Oven_E7 | F1 | Commercial | Health (ID) | New | Food Preparation | Natural Gas | Conveyor Oven | E7 | CCE | 0 | 0 | 0 | 0 | 0 | 0 | 0 | 0 | 0 | 0 | 0 | 0 | 0 | 0 | 0 | 0 | 0 | 0 | 0 | 0 | 0 | 0 | 0 | 0 | 0 | 0 | 0
F1_Commercial_Health (ID)_New_Food Preparation_Natural Gas_Conveyor Oven_E8 | F1 | Commercial | Health (ID) | New | Food Preparation | Natural Gas | Conveyor Oven | E8 | CCE | 0 | 0 | 0 | 0 | 0 | 0 | 0 | 0 | 0 | 0 | 0 | 0 | 0 | 0 | 0 | 0 | 0 | 0 | 0 | 0 | 0 | 0 | 0 | 0 | 0 | 0 | 0
F1_Commercial_Health (ID)_New_Food Preparation_Natural Gas_Conveyor Oven_E9 | F1 | Commercial | Health (ID) | New | Food Preparation | Natural Gas | Conveyor Oven | E9 | CCE | 0 | 0 | 0 | 0 | 0 | 0 | 0 | 0 | 0 | 0 | 0 | 0 | 0 | 0 | 0 | 0 | 0 | 0 | 0 | 0 | 0 | 0 | 0 | 0 | 0 | 0 | 0
F1_Commercial_Health (ID)_New_Food Preparation_Natural Gas_Conveyor Oven_E10 | F1 | Commercial | Health (ID) | New | Food Preparation | Natural Gas | Conveyor Oven | E10 | CCE | 0 | 0 | 0 | 0 | 0 | 0 | 0 | 0 | 0 | 0 | 0 | 0 | 0 | 0 | 0 | 0 | 0 | 0 | 0 | 0 | 0 | 0 | 0 | 0 | 0 | 0 | 0
F2_Commercial_Health (ID)_New_Food Preparation_Natural Gas_Conveyor Oven_E1 | F2 | Commercial | Health (ID) | New | Food Preparation | Natural Gas | Conveyor Oven | E1 | TRC BC Ratio | [24 empty] | 1 | 1 | 1 | bar: 2019 to 2042
F2_Commercial_Health (ID)_New_Food Preparation_Natural Gas_Conveyor Oven_E2 | F2 | Commercial | Health (ID) | New | Food Preparation | Natural Gas | Conveyor Oven | E2 | TRC BC Ratio | 117.9547 | 121.1199 | 124.5985 | 128.4091 | 132.5837 | 137.4467 | 142.3792 | 147.2456 | 151.9402 | 156.7036 | 160.6334 | 164.3633 | 168.3412 | 172.2649 | 175.8556 | 179.2733 | 182.4213 | 185.5506 | 188.8572 | 192.1134 | 195.4515 | 198.9057 | 202.4019 | 205.9977 | 209.6575 | 213.3822 | 217.1732
F2_Commercial_Health (ID)_New_Food Preparation_Natural Gas_Conveyor Oven_E3 | F2 | Commercial | Health (ID) | New | Food Preparation | Natural Gas | Conveyor Oven | E3 | TRC BC Ratio | 0 | 0 | 0 | 0 | 0 | 0 | 0 | 0 | 0 | 0 | 0 | 0 | 0 | 0 | 0 | 0 | 0 | 0 | 0 | 0 | 0 | 0 | 0 | 0 | 0 | 0 | 0
F2_Commercial_Health (ID)_New_Food Preparation_Natural Gas_Conveyor Oven_E4 | F2 | Commercial | Health (ID) | New | Food Preparation | Natural Gas | Conveyor Oven | E4 | TRC BC Ratio | 0 | 0 | 0 | 0 | 0 | 0 | 0 | 0 | 0 | 0 | 0 | 0 | 0 | 0 | 0 | 0 | 0 | 0 | 0 | 0 | 0 | 0 | 0 | 0 | 0 | 0 | 0
F2_Commercial_Health (ID)_New_Food Preparation_Natural Gas_Conveyor Oven_E5 | F2 | Commercial | Health (ID) | New | Food Preparation | Natural Gas | Conveyor Oven | E5 | TRC BC Ratio | 0 | 0 | 0 | 0 | 0 | 0 | 0 | 0 | 0 | 0 | 0 | 0 | 0 | 0 | 0 | 0 | 0 | 0 | 0 | 0 | 0 | 0 | 0 | 0 | 0 | 0 | 0
F2_Commercial_Health (ID)_New_Food Preparation_Natural Gas_Conveyor Oven_E6 | F2 | Commercial | Health (ID) | New | Food Preparation | Natural Gas | Conveyor Oven | E6 | TRC BC Ratio | 0 | 0 | 0 | 0 | 0 | 0 | 0 | 0 | 0 | 0 | 0 | 0 | 0 | 0 | 0 | 0 | 0 | 0 | 0 | 0 | 0 | 0 | 0 | 0 | 0 | 0 | 0
F2_Commercial_Health (ID)_New_Food Preparation_Natural Gas_Conveyor Oven_E7 | F2 | Commercial | Health (ID) | New | Food Preparation | Natural Gas | Conveyor Oven | E7 | TRC BC Ratio | 0 | 0 | 0 | 0 | 0 | 0 | 0 | 0 | 0 | 0 | 0 | 0 | 0 | 0 | 0 | 0 | 0 | 0 | 0 | 0 | 0 | 0 | 0 | 0 | 0 | 0 | 0
F2_Commercial_Health (ID)_New_Food Preparation_Natural Gas_Conveyor Oven_E8 | F2 | Commercial | Health (ID) | New | Food Preparation | Natural Gas | Conveyor Oven | E8 | TRC BC Ratio | 0 | 0 | 0 | 0 | 0 | 0 | 0 | 0 | 0 | 0 | 0 | 0 | 0 | 0 | 0 | 0 | 0 | 0 | 0 | 0 | 0 | 0 | 0 | 0 | 0 | 0 | 0
F2_Commercial_Health (ID)_New_Food Preparation_Natural Gas_Conveyor Oven_E9 | F2 | Commercial | Health (ID) | New | Food Preparation | Natural Gas | Conveyor Oven | E9 | TRC BC Ratio | 0 | 0 | 0 | 0 | 0 | 0 | 0 | 0 | 0 | 0 | 0 | 0 | 0 | 0 | 0 | 0 | 0 | 0 | 0 | 0 | 0 | 0 | 0 | 0 | 0 | 0 | 0
F2_Commercial_Health (ID)_New_Food Preparation_Natural Gas_Conveyor Oven_E10 | F2 | Commercial | Health (ID) | New | Food Preparation | Natural Gas | Conveyor Oven | E10 | TRC BC Ratio | 0 | 0 | 0 | 0 | 0 | 0 | 0 | 0 | 0 | 0 | 0 | 0 | 0 | 0 | 0 | 0 | 0 | 0 | 0 | 0 | 0 | 0 | 0 | 0 | 0 | 0 | 0
F3_Commercial_Health (ID)_New_Food Preparation_Natural Gas_Conveyor Oven_E1 | F3 | Commercial | Health (ID) | New | Food Preparation | Natural Gas | Conveyor Oven | E1 | PACT BC Ratio | [24 empty] | 1 | 1 | 1 | bar: 2019 to 2042
F3_Commercial_Health (ID)_New_Food Preparation_Natural Gas_Conveyor Oven_E2 | F3 | Commercial | Health (ID) | New | Food Preparation | Natural Gas | Conveyor Oven | E2 | PACT BC Ratio | 233.5935 | 239.8617 | 246.7506 | 254.297 | 262.5643 | 272.1949 | 281.9631 | 291.6001 | 300.8973 | 310.3306 | 318.113 | 325.4995 | 333.3773 | 341.1476 | 348.2585 | 355.0268 | 361.261 | 367.4581 | 374.0065 | 380.455 | 387.0657 | 393.9061 | 400.8299 | 407.951 | 415.1986 | 422.575 | 430.0824
F3_Commercial_Health (ID)_New_Food Preparation_Natural Gas_Conveyor Oven_E3 | F3 | Commercial | Health (ID) | New | Food Preparation | Natural Gas | Conveyor Oven | E3 | PACT BC Ratio | 0 | 0 | 0 | 0 | 0 | 0 | 0 | 0 | 0 | 0 | 0 | 0 | 0 | 0 | 0 | 0 | 0 | 0 | 0 | 0 | 0 | 0 | 0 | 0 | 0 | 0 | 0
F3_Commercial_Health (ID)_New_Food Preparation_Natural Gas_Conveyor Oven_E4 | F3 | Commercial | Health (ID) | New | Food Preparation | Natural Gas | Conveyor Oven | E4 | PACT BC Ratio | 0 | 0 | 0 | 0 | 0 | 0 | 0 | 0 | 0 | 0 | 0 | 0 | 0 | 0 | 0 | 0 | 0 | 0 | 0 | 0 | 0 | 0 | 0 | 0 | 0 | 0 | 0
F3_Commercial_Health (ID)_New_Food Preparation_Natural Gas_Conveyor Oven_E5 | F3 | Commercial | Health (ID) | New | Food Preparation | Natural Gas | Conveyor Oven | E5 | PACT BC Ratio | 0 | 0 | 0 | 0 | 0 | 0 | 0 | 0 | 0 | 0 | 0 | 0 | 0 | 0 | 0 | 0 | 0 | 0 | 0 | 0 | 0 | 0 | 0 | 0 | 0 | 0 | 0
F3_Commercial_Health (ID)_New_Food Preparation_Natural Gas_Conveyor Oven_E6 | F3 | Commercial | Health (ID) | New | Food Preparation | Natural Gas | Conveyor Oven | E6 | PACT BC Ratio | 0 | 0 | 0 | 0 | 0 | 0 | 0 | 0 | 0 | 0 | 0 | 0 | 0 | 0 | 0 | 0 | 0 | 0 | 0 | 0 | 0 | 0 | 0 | 0 | 0 | 0 | 0
F3_Commercial_Health (ID)_New_Food Preparation_Natural Gas_Conveyor Oven_E7 | F3 | Commercial | Health (ID) | New | Food Preparation | Natural Gas | Conveyor Oven | E7 | PACT BC Ratio | 0 | 0 | 0 | 0 | 0 | 0 | 0 | 0 | 0 | 0 | 0 | 0 | 0 | 0 | 0 | 0 | 0 | 0 | 0 | 0 | 0 | 0 | 0 | 0 | 0 | 0 | 0
F3_Commercial_Health (ID)_New_Food Preparation_Natural Gas_Conveyor Oven_E8 | F3 | Commercial | Health (ID) | New | Food Preparation | Natural Gas | Conveyor Oven | E8 | PACT BC Ratio | 0 | 0 | 0 | 0 | 0 | 0 | 0 | 0 | 0 | 0 | 0 | 0 | 0 | 0 | 0 | 0 | 0 | 0 | 0 | 0 | 0 | 0 | 0 | 0 | 0 | 0 | 0
F3_Commercial_Health (ID)_New_Food Preparation_Natural Gas_Conveyor Oven_E9 | F3 | Commercial | Health (ID) | New | Food Preparation | Natural Gas | Conveyor Oven | E9 | PACT BC Ratio | 0 | 0 | 0 | 0 | 0 | 0 | 0 | 0 | 0 | 0 | 0 | 0 | 0 | 0 | 0 | 0 | 0 | 0 | 0 | 0 | 0 | 0 | 0 | 0 | 0 | 0 | 0
F3_Commercial_Health (ID)_New_Food Preparation_Natural Gas_Conveyor Oven_E10 | F3 | Commercial | Health (ID) | New | Food Preparation | Natural Gas | Conveyor Oven | E10 | PACT BC Ratio | 0 | 0 | 0 | 0 | 0 | 0 | 0 | 0 | 0 | 0 | 0 | 0 | 0 | 0 | 0 | 0 | 0 | 0 | 0 | 0 | 0 | 0 | 0 | 0 | 0 | 0 | 0
F4_Commercial_Health (ID)_New_Food Preparation_Natural Gas_Conveyor Oven_E1 | F4 | Commercial | Health (ID) | New | Food Preparation | Natural Gas | Conveyor Oven | E1 | RVT BC Ratio | [24 empty] | 1 | 1 | 1 | bar: 2019 to 2042
F4_Commercial_Health (ID)_New_Food Preparation_Natural Gas_Conveyor Oven_E2 | F4 | Commercial | Health (ID) | New | Food Preparation | Natural Gas | Conveyor Oven | E2 | RVT BC Ratio | 164.4925 | 167.9992 | 171.8134 | 175.9471 | 180.4287 | 185.7081 | 190.8738 | 195.7917 | 200.2993 | 204.7307 | 209.363 | 213.6863 | 218.2887 | 222.7676 | 226.7515 | 230.4476 | 233.7239 | 236.9073 | 240.2516 | 243.4511 | 246.6749 | 251.0271 | 255.4323 | 259.9631 | 264.5744 | 269.2676 | 274.0441
F4_Commercial_Health (ID)_New_Food Preparation_Natural Gas_Conveyor Oven_E3 | F4 | Commercial | Health (ID) | New | Food Preparation | Natural Gas | Conveyor Oven | E3 | RVT BC Ratio | 0 | 0 | 0 | 0 | 0 | 0 | 0 | 0 | 0 | 0 | 0 | 0 | 0 | 0 | 0 | 0 | 0 | 0 | 0 | 0 | 0 | 0 | 0 | 0 | 0 | 0 | 0
F4_Commercial_Health (ID)_New_Food Preparation_Natural Gas_Conveyor Oven_E4 | F4 | Commercial | Health (ID) | New | Food Preparation | Natural Gas | Conveyor Oven | E4 | RVT BC Ratio | 0 | 0 | 0 | 0 | 0 | 0 | 0 | 0 | 0 | 0 | 0 | 0 | 0 | 0 | 0 | 0 | 0 | 0 | 0 | 0 | 0 | 0 | 0 | 0 | 0 | 0 | 0
F4_Commercial_Health (ID)_New_Food Preparation_Natural Gas_Conveyor Oven_E5 | F4 | Commercial | Health (ID) | New | Food Preparation | Natural Gas | Conveyor Oven | E5 | RVT BC Ratio | 0 | 0 | 0 | 0 | 0 | 0 | 0 | 0 | 0 | 0 | 0 | 0 | 0 | 0 | 0 | 0 | 0 | 0 | 0 | 0 | 0 | 0 | 0 | 0 | 0 | 0 | 0
F4_Commercial_Health (ID)_New_Food Preparation_Natural Gas_Conveyor Oven_E6 | F4 | Commercial | Health (ID) | New | Food Preparation | Natural Gas | Conveyor Oven | E6 | RVT BC Ratio | 0 | 0 | 0 | 0 | 0 | 0 | 0 | 0 | 0 | 0 | 0 | 0 | 0 | 0 | 0 | 0 | 0 | 0 | 0 | 0 | 0 | 0 | 0 | 0 | 0 | 0 | 0
F4_Commercial_Health (ID)_New_Food Preparation_Natural Gas_Conveyor Oven_E7 | F4 | Commercial | Health (ID) | New | Food Preparation | Natural Gas | Conveyor Oven | E7 | RVT BC Ratio | 0 | 0 | 0 | 0 | 0 | 0 | 0 | 0 | 0 | 0 | 0 | 0 | 0 | 0 | 0 | 0 | 0 | 0 | 0 | 0 | 0 | 0 | 0 | 0 | 0 | 0 | 0
F4_Commercial_Health (ID)_New_Food Preparation_Natural Gas_Conveyor Oven_E8 | F4 | Commercial | Health (ID) | New | Food Preparation | Natural Gas | Conveyor Oven | E8 | RVT BC Ratio | 0 | 0 | 0 | 0 | 0 | 0 | 0 | 0 | 0 | 0 | 0 | 0 | 0 | 0 | 0 | 0 | 0 | 0 | 0 | 0 | 0 | 0 | 0 | 0 | 0 | 0 | 0
F4_Commercial_Health (ID)_New_Food Preparation_Natural Gas_Conveyor Oven_E9 | F4 | Commercial | Health (ID) | New | Food Preparation | Natural Gas | Conveyor Oven | E9 | RVT BC Ratio | 0 | 0 | 0 | 0 | 0 | 0 | 0 | 0 | 0 | 0 | 0 | 0 | 0 | 0 | 0 | 0 | 0 | 0 | 0 | 0 | 0 | 0 | 0 | 0 | 0 | 0 | 0
F4_Commercial_Health (ID)_New_Food Preparation_Natural Gas_Conveyor Oven_E10 | F4 | Commercial | Health (ID) | New | Food Preparation | Natural Gas | Conveyor Oven | E10 | RVT BC Ratio | 0 | 0 | 0 | 0 | 0 | 0 | 0 | 0 | 0 | 0 | 0 | 0 | 0 | 0 | 0 | 0 | 0 | 0 | 0 | 0 | 0 | 0 | 0 | 0 | 0 | 0 | 0
F5_Commercial_Health (ID)_New_Food Preparation_Natural Gas_Conveyor Oven_E1 | F5 | Commercial | Health (ID) | New | Food Preparation | Natural Gas | Conveyor Oven | E1 | RIM BC Ratio | [24 empty] | 1 | 1 | 1 | bar: 2019 to 2042
F5_Commercial_Health (ID)_New_Food Preparation_Natural Gas_Conveyor Oven_E2 | F5 | Commercial | Health (ID) | New | Food Preparation | Natural Gas | Conveyor Oven | E2 | RIM BC Ratio | 0.85945 | 0.86412 | 0.86922 | 0.87479 | 0.88081 | 0.88719 | 0.89418 | 0.90154 | 0.90937 | 0.9176 | 0.91982 | 0.92215 | 0.92458 | 0.92712 | 0.92983 | 0.93271 | 0.9358 | 0.93907 | 0.94251 | 0.94617 | 0.95004 | 0.95008 | 0.95012 | 0.95016 | 0.9502 | 0.95024 | 0.95028
F5_Commercial_Health (ID)_New_Food Preparation_Natural Gas_Conveyor Oven_E3 | F5 | Commercial | Health (ID) | New | Food Preparation | Natural Gas | Conveyor Oven | E3 | RIM BC Ratio | 0 | 0 | 0 | 0 | 0 | 0 | 0 | 0 | 0 | 0 | 0 | 0 | 0 | 0 | 0 | 0 | 0 | 0 | 0 | 0 | 0 | 0 | 0 | 0 | 0 | 0 | 0
F5_Commercial_Health (ID)_New_Food Preparation_Natural Gas_Conveyor Oven_E4 | F5 | Commercial | Health (ID) | New | Food Preparation | Natural Gas | Conveyor Oven | E4 | RIM BC Ratio | 0 | 0 | 0 | 0 | 0 | 0 | 0 | 0 | 0 | 0 | 0 | 0 | 0 | 0 | 0 | 0 | 0 | 0 | 0 | 0 | 0 | 0 | 0 | 0 | 0 | 0 | 0
F5_Commercial_Health (ID)_New_Food Preparation_Natural Gas_Conveyor Oven_E5 | F5 | Commercial | Health (ID) | New | Food Preparation | Natural Gas | Conveyor Oven | E5 | RIM BC Ratio | 0 | 0 | 0 | 0 | 0 | 0 | 0 | 0 | 0 | 0 | 0 | 0 | 0 | 0 | 0 | 0 | 0 | 0 | 0 | 0 | 0 | 0 | 0 | 0 | 0 | 0 | 0
F5_Commercial_Health (ID)_New_Food Preparation_Natural Gas_Conveyor Oven_E6 | F5 | Commercial | Health (ID) | New | Food Preparation | Natural Gas | Conveyor Oven | E6 | RIM BC Ratio | 0 | 0 | 0 | 0 | 0 | 0 | 0 | 0 | 0 | 0 | 0 | 0 | 0 | 0 | 0 | 0 | 0 | 0 | 0 | 0 | 0 | 0 | 0 | 0 | 0 | 0 | 0
F5_Commercial_Health (ID)_New_Food Preparation_Natural Gas_Conveyor Oven_E7 | F5 | Commercial | Health (ID) | New | Food Preparation | Natural Gas | Conveyor Oven | E7 | RIM BC Ratio | 0 | 0 | 0 | 0 | 0 | 0 | 0 | 0 | 0 | 0 | 0 | 0 | 0 | 0 | 0 | 0 | 0 | 0 | 0 | 0 | 0 | 0 | 0 | 0 | 0 | 0 | 0
F5_Commercial_Health (ID)_New_Food Preparation_Natural Gas_Conveyor Oven_E8 | F5 | Commercial | Health (ID) | New | Food Preparation | Natural Gas | Conveyor Oven | E8 | RIM BC Ratio | 0 | 0 | 0 | 0 | 0 | 0 | 0 | 0 | 0 | 0 | 0 | 0 | 0 | 0 | 0 | 0 | 0 | 0 | 0 | 0 | 0 | 0 | 0 | 0 | 0 | 0 | 0
F5_Commercial_Health (ID)_New_Food Preparation_Natural Gas_Conveyor Oven_E9 | F5 | Commercial | Health (ID) | New | Food Preparation | Natural Gas | Conveyor Oven | E9 | RIM BC Ratio | 0 | 0 | 0 | 0 | 0 | 0 | 0 | 0 | 0 | 0 | 0 | 0 | 0 | 0 | 0 | 0 | 0 | 0 | 0 | 0 | 0 | 0 | 0 | 0 | 0 | 0 | 0
F5_Commercial_Health (ID)_New_Food Preparation_Natural Gas_Conveyor Oven_E10 | F5 | Commercial | Health (ID) | New | Food Preparation | Natural Gas | Conveyor Oven | E10 | RIM BC Ratio | 0 | 0 | 0 | 0 | 0 | 0 | 0 | 0 | 0 | 0 | 0 | 0 | 0 | 0 | 0 | 0 | 0 | 0 | 0 | 0 | 0 | 0 | 0 | 0 | 0 | 0 | 0
F0_Commercial_Health (ID)_New_Food Preparation_Natural Gas_Double Rack Oven_E0 | F0 | Commercial | Health (ID) | New | Food Preparation | Natural Gas | Double Rack Oven | E0 | Economic Unit | FTSC Qualified (>50% Cooking Efficiency) | FTSC Qualified (>50% Cooking Efficiency) | FTSC Qualified (>50% Cooking Efficiency) | FTSC Qualified (>50% Cooking Efficiency) | FTSC Qualified (>50% Cooking Efficiency) | FTSC Qualified (>50% Cooking Efficiency) | FTSC Qualified (>50% Cooking Efficiency) | FTSC Qualified (>50% Cooking Efficiency) | FTSC Qualified (>50% Cooking Efficiency) | FTSC Qualified (>50% Cooking Efficiency) | FTSC Qualified (>50% Cooking Efficiency) | FTSC Qualified (>50% Cooking Efficiency) | FTSC Qualified (>50% Cooking Efficiency) | FTSC Qualified (>50% Cooking Efficiency) | FTSC Qualified (>50% Cooking Efficiency) | FTSC Qualified (>50% Cooking Efficiency) | FTSC Qualified (>50% Cooking Efficiency) | FTSC Qualified (>50% Cooking Efficiency) | FTSC Qualified (>50% Cooking Efficiency) | FTSC Qualified (>50% Cooking Efficiency) | FTSC Qualified (>50% Cooking Efficiency) | FTSC Qualified (>50% Cooking Efficiency) | FTSC Qualified (>50% Cooking Efficiency) | FTSC Qualified (>50% Cooking Efficiency) | FTSC Qualified (>50% Cooking Efficiency) | FTSC Qualified (>50% Cooking Efficiency) | FTSC Qualified (>50% Cooking Efficiency)
F1_Commercial_Health (ID)_New_Food Preparation_Natural Gas_Double Rack Oven_E1 | F1 | Commercial | Health (ID) | New | Food Preparation | Natural Gas | Double Rack Oven | E1 | CCE | 0 | 0 | 0 | 0 | 0 | 0 | 0 | 0 | 0 | 0 | 0 | 0 | 0 | 0 | 0 | 0 | 0 | 0 | 0 | 0 | 0 | 0 | 0 | 0 | 0 | 0 | 0
F1_Commercial_Health (ID)_New_Food Preparation_Natural Gas_Double Rack Oven_E2 | F1 | Commercial | Health (ID) | New | Food Preparation | Natural Gas | Double Rack Oven | E2 | CCE | 6.8295e-05 | 6.8295e-05 | 6.8295e-05 | 6.8295e-05 | 6.8295e-05 | 6.8295e-05 | 6.8295e-05 | 6.8295e-05 | 6.8295e-05 | 6.8295e-05 | 6.8295e-05 | 6.8295e-05 | 6.8295e-05 | 6.8295e-05 | 6.8295e-05 | 6.8295e-05 | 6.8295e-05 | 6.8295e-05 | 6.8295e-05 | 6.8295e-05 | 6.8295e-05 | 6.8295e-05 | 6.8295e-05 | 6.8295e-05 | 6.8295e-05 | 6.8295e-05 | 6.8295e-05
F1_Commercial_Health (ID)_New_Food Preparation_Natural Gas_Double Rack Oven_E3 | F1 | Commercial | Health (ID) | New | Food Preparation | Natural Gas | Double Rack Oven | E3 | CCE | 0 | 0 | 0 | 0 | 0 | 0 | 0 | 0 | 0 | 0 | 0 | 0 | 0 | 0 | 0 | 0 | 0 | 0 | 0 | 0 | 0 | 0 | 0 | 0 | 0 | 0 | 0
F1_Commercial_Health (ID)_New_Food Preparation_Natural Gas_Double Rack Oven_E4 | F1 | Commercial | Health (ID) | New | Food Preparation | Natural Gas | Double Rack Oven | E4 | CCE | 0 | 0 | 0 | 0 | 0 | 0 | 0 | 0 | 0 | 0 | 0 | 0 | 0 | 0 | 0 | 0 | 0 | 0 | 0 | 0 | 0 | 0 | 0 | 0 | 0 | 0 | 0
F1_Commercial_Health (ID)_New_Food Preparation_Natural Gas_Double Rack Oven_E5 | F1 | Commercial | Health (ID) | New | Food Preparation | Natural Gas | Double Rack Oven | E5 | CCE | 0 | 0 | 0 | 0 | 0 | 0 | 0 | 0 | 0 | 0 | 0 | 0 | 0 | 0 | 0 | 0 | 0 | 0 | 0 | 0 | 0 | 0 | 0 | 0 | 0 | 0 | 0
F1_Commercial_Health (ID)_New_Food Preparation_Natural Gas_Double Rack Oven_E6 | F1 | Commercial | Health (ID) | New | Food Preparation | Natural Gas | Double Rack Oven | E6 | CCE | 0 | 0 | 0 | 0 | 0 | 0 | 0 | 0 | 0 | 0 | 0 | 0 | 0 | 0 | 0 | 0 | 0 | 0 | 0 | 0 | 0 | 0 | 0 | 0 | 0 | 0 | 0
F1_Commercial_Health (ID)_New_Food Preparation_Natural Gas_Double Rack Oven_E7 | F1 | Commercial | Health (ID) | New | Food Preparation | Natural Gas | Double Rack Oven | E7 | CCE | 0 | 0 | 0 | 0 | 0 | 0 | 0 | 0 | 0 | 0 | 0 | 0 | 0 | 0 | 0 | 0 | 0 | 0 | 0 | 0 | 0 | 0 | 0 | 0 | 0 | 0 | 0
F1_Commercial_Health (ID)_New_Food Preparation_Natural Gas_Double Rack Oven_E8 | F1 | Commercial | Health (ID) | New | Food Preparation | Natural Gas | Double Rack Oven | E8 | CCE | 0 | 0 | 0 | 0 | 0 | 0 | 0 | 0 | 0 | 0 | 0 | 0 | 0 | 0 | 0 | 0 | 0 | 0 | 0 | 0 | 0 | 0 | 0 | 0 | 0 | 0 | 0
F1_Commercial_Health (ID)_New_Food Preparation_Natural Gas_Double Rack Oven_E9 | F1 | Commercial | Health (ID) | New | Food Preparation | Natural Gas | Double Rack Oven | E9 | CCE | 0 | 0 | 0 | 0 | 0 | 0 | 0 | 0 | 0 | 0 | 0 | 0 | 0 | 0 | 0 | 0 | 0 | 0 | 0 | 0 | 0 | 0 | 0 | 0 | 0 | 0 | 0
F1_Commercial_Health (ID)_New_Food Preparation_Natural Gas_Double Rack Oven_E10 | F1 | Commercial | Health (ID) | New | Food Preparation | Natural Gas | Double Rack Oven | E10 | CCE | 0 | 0 | 0 | 0 | 0 | 0 | 0 | 0 | 0 | 0 | 0 | 0 | 0 | 0 | 0 | 0 | 0 | 0 | 0 | 0 | 0 | 0 | 0 | 0 | 0 | 0 | 0
F2_Commercial_Health (ID)_New_Food Preparation_Natural Gas_Double Rack Oven_E1 | F2 | Commercial | Health (ID) | New | Food Preparation | Natural Gas | Double Rack Oven | E1 | TRC BC Ratio | [24 empty] | 1 | 1 | 1 | bar: 2019 to 2042
F2_Commercial_Health (ID)_New_Food Preparation_Natural Gas_Double Rack Oven_E2 | F2 | Commercial | Health (ID) | New | Food Preparation | Natural Gas | Double Rack Oven | E2 | TRC BC Ratio | 52.112 | 53.4253 | 54.9813 | 56.7644 | 58.7809 | 61.2343 | 63.7596 | 66.2604 | 68.668 | 71.109 | 73.0513 | 74.871 | 76.8261 | 78.7399 | 80.4511 | 82.0524 | 83.4884 | 84.9063 | 86.4207 | 87.898 | 89.4156 | 90.9935 | 92.5881 | 94.233 | 95.9071 | 97.611 | 99.3451
F2_Commercial_Health (ID)_New_Food Preparation_Natural Gas_Double Rack Oven_E3 | F2 | Commercial | Health (ID) | New | Food Preparation | Natural Gas | Double Rack Oven | E3 | TRC BC Ratio | 0 | 0 | 0 | 0 | 0 | 0 | 0 | 0 | 0 | 0 | 0 | 0 | 0 | 0 | 0 | 0 | 0 | 0 | 0 | 0 | 0 | 0 | 0 | 0 | 0 | 0 | 0
F2_Commercial_Health (ID)_New_Food Preparation_Natural Gas_Double Rack Oven_E4 | F2 | Commercial | Health (ID) | New | Food Preparation | Natural Gas | Double Rack Oven | E4 | TRC BC Ratio | 0 | 0 | 0 | 0 | 0 | 0 | 0 | 0 | 0 | 0 | 0 | 0 | 0 | 0 | 0 | 0 | 0 | 0 | 0 | 0 | 0 | 0 | 0 | 0 | 0 | 0 | 0
F2_Commercial_Health (ID)_New_Food Preparation_Natural Gas_Double Rack Oven_E5 | F2 | Commercial | Health (ID) | New | Food Preparation | Natural Gas | Double Rack Oven | E5 | TRC BC Ratio | 0 | 0 | 0 | 0 | 0 | 0 | 0 | 0 | 0 | 0 | 0 | 0 | 0 | 0 | 0 | 0 | 0 | 0 | 0 | 0 | 0 | 0 | 0 | 0 | 0 | 0 | 0
F2_Commercial_Health (ID)_New_Food Preparation_Natural Gas_Double Rack Oven_E6 | F2 | Commercial | Health (ID) | New | Food Preparation | Natural Gas | Double Rack Oven | E6 | TRC BC Ratio | 0 | 0 | 0 | 0 | 0 | 0 | 0 | 0 | 0 | 0 | 0 | 0 | 0 | 0 | 0 | 0 | 0 | 0 | 0 | 0 | 0 | 0 | 0 | 0 | 0 | 0 | 0
F2_Commercial_Health (ID)_New_Food Preparation_Natural Gas_Double Rack Oven_E7 | F2 | Commercial | Health (ID) | New | Food Preparation | Natural Gas | Double Rack Oven | E7 | TRC BC Ratio | 0 | 0 | 0 | 0 | 0 | 0 | 0 | 0 | 0 | 0 | 0 | 0 | 0 | 0 | 0 | 0 | 0 | 0 | 0 | 0 | 0 | 0 | 0 | 0 | 0 | 0 | 0
F2_Commercial_Health (ID)_New_Food Preparation_Natural Gas_Double Rack Oven_E8 | F2 | Commercial | Health (ID) | New | Food Preparation | Natural Gas | Double Rack Oven | E8 | TRC BC Ratio | 0 | 0 | 0 | 0 | 0 | 0 | 0 | 0 | 0 | 0 | 0 | 0 | 0 | 0 | 0 | 0 | 0 | 0 | 0 | 0 | 0 | 0 | 0 | 0 | 0 | 0 | 0
F2_Commercial_Health (ID)_New_Food Preparation_Natural Gas_Double Rack Oven_E9 | F2 | Commercial | Health (ID) | New | Food Preparation | Natural Gas | Double Rack Oven | E9 | TRC BC Ratio | 0 | 0 | 0 | 0 | 0 | 0 | 0 | 0 | 0 | 0 | 0 | 0 | 0 | 0 | 0 | 0 | 0 | 0 | 0 | 0 | 0 | 0 | 0 | 0 | 0 | 0 | 0
F2_Commercial_Health (ID)_New_Food Preparation_Natural Gas_Double Rack Oven_E10 | F2 | Commercial | Health (ID) | New | Food Preparation | Natural Gas | Double Rack Oven | E10 | TRC BC Ratio | 0 | 0 | 0 | 0 | 0 | 0 | 0 | 0 | 0 | 0 | 0 | 0 | 0 | 0 | 0 | 0 | 0 | 0 | 0 | 0 | 0 | 0 | 0 | 0 | 0 | 0 | 0
F3_Commercial_Health (ID)_New_Food Preparation_Natural Gas_Double Rack Oven_E1 | F3 | Commercial | Health (ID) | New | Food Preparation | Natural Gas | Double Rack Oven | E1 | PACT BC Ratio | [24 empty] | 1 | 1 | 1 | bar: 2019 to 2042
F3_Commercial_Health (ID)_New_Food Preparation_Natural Gas_Double Rack Oven_E2 | F3 | Commercial | Health (ID) | New | Food Preparation | Natural Gas | Double Rack Oven | E2 | PACT BC Ratio | 103.2008 | 105.8017 | 108.8831 | 112.4143 | 116.4076 | 121.2663 | 126.2673 | 131.2199 | 135.9878 | 140.8219 | 144.6684 | 148.272 | 152.1437 | 155.9338 | 159.3226 | 162.4938 | 165.3377 | 168.1455 | 171.1446 | 174.0702 | 177.0757 | 180.2004 | 183.3583 | 186.6158 | 189.9312 | 193.3055 | 196.7397
F3_Commercial_Health (ID)_New_Food Preparation_Natural Gas_Double Rack Oven_E3 | F3 | Commercial | Health (ID) | New | Food Preparation | Natural Gas | Double Rack Oven | E3 | PACT BC Ratio | 0 | 0 | 0 | 0 | 0 | 0 | 0 | 0 | 0 | 0 | 0 | 0 | 0 | 0 | 0 | 0 | 0 | 0 | 0 | 0 | 0 | 0 | 0 | 0 | 0 | 0 | 0
F3_Commercial_Health (ID)_New_Food Preparation_Natural Gas_Double Rack Oven_E4 | F3 | Commercial | Health (ID) | New | Food Preparation | Natural Gas | Double Rack Oven | E4 | PACT BC Ratio | 0 | 0 | 0 | 0 | 0 | 0 | 0 | 0 | 0 | 0 | 0 | 0 | 0 | 0 | 0 | 0 | 0 | 0 | 0 | 0 | 0 | 0 | 0 | 0 | 0 | 0 | 0
F3_Commercial_Health (ID)_New_Food Preparation_Natural Gas_Double Rack Oven_E5 | F3 | Commercial | Health (ID) | New | Food Preparation | Natural Gas | Double Rack Oven | E5 | PACT BC Ratio | 0 | 0 | 0 | 0 | 0 | 0 | 0 | 0 | 0 | 0 | 0 | 0 | 0 | 0 | 0 | 0 | 0 | 0 | 0 | 0 | 0 | 0 | 0 | 0 | 0 | 0 | 0
F3_Commercial_Health (ID)_New_Food Preparation_Natural Gas_Double Rack Oven_E6 | F3 | Commercial | Health (ID) | New | Food Preparation | Natural Gas | Double Rack Oven | E6 | PACT BC Ratio | 0 | 0 | 0 | 0 | 0 | 0 | 0 | 0 | 0 | 0 | 0 | 0 | 0 | 0 | 0 | 0 | 0 | 0 | 0 | 0 | 0 | 0 | 0 | 0 | 0 | 0 | 0
F3_Commercial_Health (ID)_New_Food Preparation_Natural Gas_Double Rack Oven_E7 | F3 | Commercial | Health (ID) | New | Food Preparation | Natural Gas | Double Rack Oven | E7 | PACT BC Ratio | 0 | 0 | 0 | 0 | 0 | 0 | 0 | 0 | 0 | 0 | 0 | 0 | 0 | 0 | 0 | 0 | 0 | 0 | 0 | 0 | 0 | 0 | 0 | 0 | 0 | 0 | 0
F3_Commercial_Health (ID)_New_Food Preparation_Natural Gas_Double Rack Oven_E8 | F3 | Commercial | Health (ID) | New | Food Preparation | Natural Gas | Double Rack Oven | E8 | PACT BC Ratio | 0 | 0 | 0 | 0 | 0 | 0 | 0 | 0 | 0 | 0 | 0 | 0 | 0 | 0 | 0 | 0 | 0 | 0 | 0 | 0 | 0 | 0 | 0 | 0 | 0 | 0 | 0
F3_Commercial_Health (ID)_New_Food Preparation_Natural Gas_Double Rack Oven_E9 | F3 | Commercial | Health (ID) | New | Food Preparation | Natural Gas | Double Rack Oven | E9 | PACT BC Ratio | 0 | 0 | 0 | 0 | 0 | 0 | 0 | 0 | 0 | 0 | 0 | 0 | 0 | 0 | 0 | 0 | 0 | 0 | 0 | 0 | 0 | 0 | 0 | 0 | 0 | 0 | 0
F3_Commercial_Health (ID)_New_Food Preparation_Natural Gas_Double Rack Oven_E10 | F3 | Commercial | Health (ID) | New | Food Preparation | Natural Gas | Double Rack Oven | E10 | PACT BC Ratio | 0 | 0 | 0 | 0 | 0 | 0 | 0 | 0 | 0 | 0 | 0 | 0 | 0 | 0 | 0 | 0 | 0 | 0 | 0 | 0 | 0 | 0 | 0 | 0 | 0 | 0 | 0
F4_Commercial_Health (ID)_New_Food Preparation_Natural Gas_Double Rack Oven_E1 | F4 | Commercial | Health (ID) | New | Food Preparation | Natural Gas | Double Rack Oven | E1 | RVT BC Ratio | [24 empty] | 1 | 1 | 1 | bar: 2019 to 2042
F4_Commercial_Health (ID)_New_Food Preparation_Natural Gas_Double Rack Oven_E2 | F4 | Commercial | Health (ID) | New | Food Preparation | Natural Gas | Double Rack Oven | E2 | RVT BC Ratio | 74.0588 | 75.4501 | 77.0833 | 78.9872 | 81.168 | 83.8901 | 86.6199 | 89.2117 | 91.5578 | 93.832 | 96.1886 | 98.3303 | 100.5909 | 102.7298 | 104.5691 | 106.229 | 107.6339 | 108.9751 | 110.4014 | 111.7332 | 113.0696 | 115.0577 | 117.0669 | 119.1395 | 121.2489 | 123.3958 | 125.5808
F4_Commercial_Health (ID)_New_Food Preparation_Natural Gas_Double Rack Oven_E3 | F4 | Commercial | Health (ID) | New | Food Preparation | Natural Gas | Double Rack Oven | E3 | RVT BC Ratio | 0 | 0 | 0 | 0 | 0 | 0 | 0 | 0 | 0 | 0 | 0 | 0 | 0 | 0 | 0 | 0 | 0 | 0 | 0 | 0 | 0 | 0 | 0 | 0 | 0 | 0 | 0
F4_Commercial_Health (ID)_New_Food Preparation_Natural Gas_Double Rack Oven_E4 | F4 | Commercial | Health (ID) | New | Food Preparation | Natural Gas | Double Rack Oven | E4 | RVT BC Ratio | 0 | 0 | 0 | 0 | 0 | 0 | 0 | 0 | 0 | 0 | 0 | 0 | 0 | 0 | 0 | 0 | 0 | 0 | 0 | 0 | 0 | 0 | 0 | 0 | 0 | 0 | 0
F4_Commercial_Health (ID)_New_Food Preparation_Natural Gas_Double Rack Oven_E5 | F4 | Commercial | Health (ID) | New | Food Preparation | Natural Gas | Double Rack Oven | E5 | RVT BC Ratio | 0 | 0 | 0 | 0 | 0 | 0 | 0 | 0 | 0 | 0 | 0 | 0 | 0 | 0 | 0 | 0 | 0 | 0 | 0 | 0 | 0 | 0 | 0 | 0 | 0 | 0 | 0
F4_Commercial_Health (ID)_New_Food Preparation_Natural Gas_Double Rack Oven_E6 | F4 | Commercial | Health (ID) | New | Food Preparation | Natural Gas | Double Rack Oven | E6 | RVT BC Ratio | 0 | 0 | 0 | 0 | 0 | 0 | 0 | 0 | 0 | 0 | 0 | 0 | 0 | 0 | 0 | 0 | 0 | 0 | 0 | 0 | 0 | 0 | 0 | 0 | 0 | 0 | 0
F4_Commercial_Health (ID)_New_Food Preparation_Natural Gas_Double Rack Oven_E7 | F4 | Commercial | Health (ID) | New | Food Preparation | Natural Gas | Double Rack Oven | E7 | RVT BC Ratio | 0 | 0 | 0 | 0 | 0 | 0 | 0 | 0 | 0 | 0 | 0 | 0 | 0 | 0 | 0 | 0 | 0 | 0 | 0 | 0 | 0 | 0 | 0 | 0 | 0 | 0 | 0
F4_Commercial_Health (ID)_New_Food Preparation_Natural Gas_Double Rack Oven_E8 | F4 | Commercial | Health (ID) | New | Food Preparation | Natural Gas | Double Rack Oven | E8 | RVT BC Ratio | 0 | 0 | 0 | 0 | 0 | 0 | 0 | 0 | 0 | 0 | 0 | 0 | 0 | 0 | 0 | 0 | 0 | 0 | 0 | 0 | 0 | 0 | 0 | 0 | 0 | 0 | 0
F4_Commercial_Health (ID)_New_Food Preparation_Natural Gas_Double Rack Oven_E9 | F4 | Commercial | Health (ID) | New | Food Preparation | Natural Gas | Double Rack Oven | E9 | RVT BC Ratio | 0 | 0 | 0 | 0 | 0 | 0 | 0 | 0 | 0 | 0 | 0 | 0 | 0 | 0 | 0 | 0 | 0 | 0 | 0 | 0 | 0 | 0 | 0 | 0 | 0 | 0 | 0
F4_Commercial_Health (ID)_New_Food Preparation_Natural Gas_Double Rack Oven_E10 | F4 | Commercial | Health (ID) | New | Food Preparation | Natural Gas | Double Rack Oven | E10 | RVT BC Ratio | 0 | 0 | 0 | 0 | 0 | 0 | 0 | 0 | 0 | 0 | 0 | 0 | 0 | 0 | 0 | 0 | 0 | 0 | 0 | 0 | 0 | 0 | 0 | 0 | 0 | 0 | 0
F5_Commercial_Health (ID)_New_Food Preparation_Natural Gas_Double Rack Oven_E1 | F5 | Commercial | Health (ID) | New | Food Preparation | Natural Gas | Double Rack Oven | E1 | RIM BC Ratio | [24 empty] | 1 | 1 | 1 | bar: 2019 to 2042
F5_Commercial_Health (ID)_New_Food Preparation_Natural Gas_Double Rack Oven_E2 | F5 | Commercial | Health (ID) | New | Food Preparation | Natural Gas | Double Rack Oven | E2 | RIM BC Ratio | 0.84211 | 0.84746 | 0.85371 | 0.86021 | 0.86689 | 0.87384 | 0.88127 | 0.88929 | 0.89803 | 0.90747 | 0.90946 | 0.91185 | 0.91468 | 0.91798 | 0.92147 | 0.92515 | 0.92908 | 0.93325 | 0.93764 | 0.94233 | 0.94729 | 0.94737 | 0.94746 | 0.94755 | 0.94763 | 0.94771 | 0.94779
F5_Commercial_Health (ID)_New_Food Preparation_Natural Gas_Double Rack Oven_E3 | F5 | Commercial | Health (ID) | New | Food Preparation | Natural Gas | Double Rack Oven | E3 | RIM BC Ratio | 0 | 0 | 0 | 0 | 0 | 0 | 0 | 0 | 0 | 0 | 0 | 0 | 0 | 0 | 0 | 0 | 0 | 0 | 0 | 0 | 0 | 0 | 0 | 0 | 0 | 0 | 0
F5_Commercial_Health (ID)_New_Food Preparation_Natural Gas_Double Rack Oven_E4 | F5 | Commercial | Health (ID) | New | Food Preparation | Natural Gas | Double Rack Oven | E4 | RIM BC Ratio | 0 | 0 | 0 | 0 | 0 | 0 | 0 | 0 | 0 | 0 | 0 | 0 | 0 | 0 | 0 | 0 | 0 | 0 | 0 | 0 | 0 | 0 | 0 | 0 | 0 | 0 | 0
F5_Commercial_Health (ID)_New_Food Preparation_Natural Gas_Double Rack Oven_E5 | F5 | Commercial | Health (ID) | New | Food Preparation | Natural Gas | Double Rack Oven | E5 | RIM BC Ratio | 0 | 0 | 0 | 0 | 0 | 0 | 0 | 0 | 0 | 0 | 0 | 0 | 0 | 0 | 0 | 0 | 0 | 0 | 0 | 0 | 0 | 0 | 0 | 0 | 0 | 0 | 0
F5_Commercial_Health (ID)_New_Food Preparation_Natural Gas_Double Rack Oven_E6 | F5 | Commercial | Health (ID) | New | Food Preparation | Natural Gas | Double Rack Oven | E6 | RIM BC Ratio | 0 | 0 | 0 | 0 | 0 | 0 | 0 | 0 | 0 | 0 | 0 | 0 | 0 | 0 | 0 | 0 | 0 | 0 | 0 | 0 | 0 | 0 | 0 | 0 | 0 | 0 | 0
F5_Commercial_Health (ID)_New_Food Preparation_Natural Gas_Double Rack Oven_E7 | F5 | Commercial | Health (ID) | New | Food Preparation | Natural Gas | Double Rack Oven | E7 | RIM BC Ratio | 0 | 0 | 0 | 0 | 0 | 0 | 0 | 0 | 0 | 0 | 0 | 0 | 0 | 0 | 0 | 0 | 0 | 0 | 0 | 0 | 0 | 0 | 0 | 0 | 0 | 0 | 0
F5_Commercial_Health (ID)_New_Food Preparation_Natural Gas_Double Rack Oven_E8 | F5 | Commercial | Health (ID) | New | Food Preparation | Natural Gas | Double Rack Oven | E8 | RIM BC Ratio | 0 | 0 | 0 | 0 | 0 | 0 | 0 | 0 | 0 | 0 | 0 | 0 | 0 | 0 | 0 | 0 | 0 | 0 | 0 | 0 | 0 | 0 | 0 | 0 | 0 | 0 | 0
F5_Commercial_Health (ID)_New_Food Preparation_Natural Gas_Double Rack Oven_E9 | F5 | Commercial | Health (ID) | New | Food Preparation | Natural Gas | Double Rack Oven | E9 | RIM BC Ratio | 0 | 0 | 0 | 0 | 0 | 0 | 0 | 0 | 0 | 0 | 0 | 0 | 0 | 0 | 0 | 0 | 0 | 0 | 0 | 0 | 0 | 0 | 0 | 0 | 0 | 0 | 0
F5_Commercial_Health (ID)_New_Food Preparation_Natural Gas_Double Rack Oven_E10 | F5 | Commercial | Health (ID) | New | Food Preparation | Natural Gas | Double Rack Oven | E10 | RIM BC Ratio | 0 | 0 | 0 | 0 | 0 | 0 | 0 | 0 | 0 | 0 | 0 | 0 | 0 | 0 | 0 | 0 | 0 | 0 | 0 | 0 | 0 | 0 | 0 | 0 | 0 | 0 | 0
F0_Commercial_Health (ID)_New_Food Preparation_Natural Gas_Fryer_E0 | F0 | Commercial | Health (ID) | New | Food Preparation | Natural Gas | Fryer | E0 | Economic Unit | ENERGY STAR | ENERGY STAR | ENERGY STAR | ENERGY STAR | ENERGY STAR | ENERGY STAR | ENERGY STAR | ENERGY STAR | ENERGY STAR | ENERGY STAR | ENERGY STAR | ENERGY STAR | ENERGY STAR | ENERGY STAR | ENERGY STAR | ENERGY STAR | ENERGY STAR | ENERGY STAR | ENERGY STAR | ENERGY STAR | ENERGY STAR | ENERGY STAR | ENERGY STAR | ENERGY STAR | ENERGY STAR | ENERGY STAR | ENERGY STAR
F1_Commercial_Health (ID)_New_Food Preparation_Natural Gas_Fryer_E1 | F1 | Commercial | Health (ID) | New | Food Preparation | Natural Gas | Fryer | E1 | CCE | 0 | 0 | 0 | 0 | 0 | 0 | 0 | 0 | 0 | 0 | 0 | 0 | 0 | 0 | 0 | 0 | 0 | 0 | 0 | 0 | 0 | 0 | 0 | 0 | 0 | 0 | 0
F1_Commercial_Health (ID)_New_Food Preparation_Natural Gas_Fryer_E2 | F1 | Commercial | Health (ID) | New | Food Preparation | Natural Gas | Fryer | E2 | CCE | 0.00079724 | 0.00079724 | 0.00079724 | 0.00079724 | 0.00079724 | 0.00079724 | 0.00079724 | 0.00079724 | 0.00079724 | 0.00079724 | 0.00079724 | 0.00079724 | 0.00079724 | 0.00079724 | 0.00079724 | 0.00079724 | 0.00079724 | 0.00079724 | 0.00079724 | 0.00079724 | 0.00079724 | 0.00079724 | 0.00079724 | 0.00079724 | 0.00079724 | 0.00079724 | 0.00079724
F1_Commercial_Health (ID)_New_Food Preparation_Natural Gas_Fryer_E3 | F1 | Commercial | Health (ID) | New | Food Preparation | Natural Gas | Fryer | E3 | CCE | 0 | 0 | 0 | 0 | 0 | 0 | 0 | 0 | 0 | 0 | 0 | 0 | 0 | 0 | 0 | 0 | 0 | 0 | 0 | 0 | 0 | 0 | 0 | 0 | 0 | 0 | 0
F1_Commercial_Health (ID)_New_Food Preparation_Natural Gas_Fryer_E4 | F1 | Commercial | Health (ID) | New | Food Preparation | Natural Gas | Fryer | E4 | CCE | 0 | 0 | 0 | 0 | 0 | 0 | 0 | 0 | 0 | 0 | 0 | 0 | 0 | 0 | 0 | 0 | 0 | 0 | 0 | 0 | 0 | 0 | 0 | 0 | 0 | 0 | 0
F1_Commercial_Health (ID)_New_Food Preparation_Natural Gas_Fryer_E5 | F1 | Commercial | Health (ID) | New | Food Preparation | Natural Gas | Fryer | E5 | CCE | 0 | 0 | 0 | 0 | 0 | 0 | 0 | 0 | 0 | 0 | 0 | 0 | 0 | 0 | 0 | 0 | 0 | 0 | 0 | 0 | 0 | 0 | 0 | 0 | 0 | 0 | 0
F1_Commercial_Health (ID)_New_Food Preparation_Natural Gas_Fryer_E6 | F1 | Commercial | Health (ID) | New | Food Preparation | Natural Gas | Fryer | E6 | CCE | 0 | 0 | 0 | 0 | 0 | 0 | 0 | 0 | 0 | 0 | 0 | 0 | 0 | 0 | 0 | 0 | 0 | 0 | 0 | 0 | 0 | 0 | 0 | 0 | 0 | 0 | 0
F1_Commercial_Health (ID)_New_Food Preparation_Natural Gas_Fryer_E7 | F1 | Commercial | Health (ID) | New | Food Preparation | Natural Gas | Fryer | E7 | CCE | 0 | 0 | 0 | 0 | 0 | 0 | 0 | 0 | 0 | 0 | 0 | 0 | 0 | 0 | 0 | 0 | 0 | 0 | 0 | 0 | 0 | 0 | 0 | 0 | 0 | 0 | 0
F1_Commercial_Health (ID)_New_Food Preparation_Natural Gas_Fryer_E8 | F1 | Commercial | Health (ID) | New | Food Preparation | Natural Gas | Fryer | E8 | CCE | 0 | 0 | 0 | 0 | 0 | 0 | 0 | 0 | 0 | 0 | 0 | 0 | 0 | 0 | 0 | 0 | 0 | 0 | 0 | 0 | 0 | 0 | 0 | 0 | 0 | 0 | 0
F1_Commercial_Health (ID)_New_Food Preparation_Natural Gas_Fryer_E9 | F1 | Commercial | Health (ID) | New | Food Preparation | Natural Gas | Fryer | E9 | CCE | 0 | 0 | 0 | 0 | 0 | 0 | 0 | 0 | 0 | 0 | 0 | 0 | 0 | 0 | 0 | 0 | 0 | 0 | 0 | 0 | 0 | 0 | 0 | 0 | 0 | 0 | 0
F1_Commercial_Health (ID)_New_Food Preparation_Natural Gas_Fryer_E10 | F1 | Commercial | Health (ID) | New | Food Preparation | Natural Gas | Fryer | E10 | CCE | 0 | 0 | 0 | 0 | 0 | 0 | 0 | 0 | 0 | 0 | 0 | 0 | 0 | 0 | 0 | 0 | 0 | 0 | 0 | 0 | 0 | 0 | 0 | 0 | 0 | 0 | 0
F2_Commercial_Health (ID)_New_Food Preparation_Natural Gas_Fryer_E1 | F2 | Commercial | Health (ID) | New | Food Preparation | Natural Gas | Fryer | E1 | TRC BC Ratio | [24 empty] | 1 | 1 | 1 | bar: 2019 to 2042
F2_Commercial_Health (ID)_New_Food Preparation_Natural Gas_Fryer_E2 | F2 | Commercial | Health (ID) | New | Food Preparation | Natural Gas | Fryer | E2 | TRC BC Ratio | 4.6506 | 4.7727 | 4.9099 | 5.0634 | 5.2344 | 5.4367 | 5.6428 | 5.8457 | 6.0409 | 6.239 | 6.4002 | 6.5524 | 6.7152 | 6.8753 | 7.0206 | 7.1582 | 7.2837 | 7.4083 | 7.5403 | 7.67 | 7.8029 | 7.9408 | 8.0802 | 8.2238 | 8.3699 | 8.5186 | 8.6699
F2_Commercial_Health (ID)_New_Food Preparation_Natural Gas_Fryer_E3 | F2 | Commercial | Health (ID) | New | Food Preparation | Natural Gas | Fryer | E3 | TRC BC Ratio | 0 | 0 | 0 | 0 | 0 | 0 | 0 | 0 | 0 | 0 | 0 | 0 | 0 | 0 | 0 | 0 | 0 | 0 | 0 | 0 | 0 | 0 | 0 | 0 | 0 | 0 | 0
F2_Commercial_Health (ID)_New_Food Preparation_Natural Gas_Fryer_E4 | F2 | Commercial | Health (ID) | New | Food Preparation | Natural Gas | Fryer | E4 | TRC BC Ratio | 0 | 0 | 0 | 0 | 0 | 0 | 0 | 0 | 0 | 0 | 0 | 0 | 0 | 0 | 0 | 0 | 0 | 0 | 0 | 0 | 0 | 0 | 0 | 0 | 0 | 0 | 0
F2_Commercial_Health (ID)_New_Food Preparation_Natural Gas_Fryer_E5 | F2 | Commercial | Health (ID) | New | Food Preparation | Natural Gas | Fryer | E5 | TRC BC Ratio | 0 | 0 | 0 | 0 | 0 | 0 | 0 | 0 | 0 | 0 | 0 | 0 | 0 | 0 | 0 | 0 | 0 | 0 | 0 | 0 | 0 | 0 | 0 | 0 | 0 | 0 | 0
F2_Commercial_Health (ID)_New_Food Preparation_Natural Gas_Fryer_E6 | F2 | Commercial | Health (ID) | New | Food Preparation | Natural Gas | Fryer | E6 | TRC BC Ratio | 0 | 0 | 0 | 0 | 0 | 0 | 0 | 0 | 0 | 0 | 0 | 0 | 0 | 0 | 0 | 0 | 0 | 0 | 0 | 0 | 0 | 0 | 0 | 0 | 0 | 0 | 0
F2_Commercial_Health (ID)_New_Food Preparation_Natural Gas_Fryer_E7 | F2 | Commercial | Health (ID) | New | Food Preparation | Natural Gas | Fryer | E7 | TRC BC Ratio | 0 | 0 | 0 | 0 | 0 | 0 | 0 | 0 | 0 | 0 | 0 | 0 | 0 | 0 | 0 | 0 | 0 | 0 | 0 | 0 | 0 | 0 | 0 | 0 | 0 | 0 | 0
F2_Commercial_Health (ID)_New_Food Preparation_Natural Gas_Fryer_E8 | F2 | Commercial | Health (ID) | New | Food Preparation | Natural Gas | Fryer | E8 | TRC BC Ratio | 0 | 0 | 0 | 0 | 0 | 0 | 0 | 0 | 0 | 0 | 0 | 0 | 0 | 0 | 0 | 0 | 0 | 0 | 0 | 0 | 0 | 0 | 0 | 0 | 0 | 0 | 0
F2_Commercial_Health (ID)_New_Food Preparation_Natural Gas_Fryer_E9 | F2 | Commercial | Health (ID) | New | Food Preparation | Natural Gas | Fryer | E9 | TRC BC Ratio | 0 | 0 | 0 | 0 | 0 | 0 | 0 | 0 | 0 | 0 | 0 | 0 | 0 | 0 | 0 | 0 | 0 | 0 | 0 | 0 | 0 | 0 | 0 | 0 | 0 | 0 | 0
F2_Commercial_Health (ID)_New_Food Preparation_Natural Gas_Fryer_E10 | F2 | Commercial | Health (ID) | New | Food Preparation | Natural Gas | Fryer | E10 | TRC BC Ratio | 0 | 0 | 0 | 0 | 0 | 0 | 0 | 0 | 0 | 0 | 0 | 0 | 0 | 0 | 0 | 0 | 0 | 0 | 0 | 0 | 0 | 0 | 0 | 0 | 0 | 0 | 0
F3_Commercial_Health (ID)_New_Food Preparation_Natural Gas_Fryer_E1 | F3 | Commercial | Health (ID) | New | Food Preparation | Natural Gas | Fryer | E1 | PACT BC Ratio | [24 empty] | 1 | 1 | 1 | bar: 2019 to 2042
F3_Commercial_Health (ID)_New_Food Preparation_Natural Gas_Fryer_E2 | F3 | Commercial | Health (ID) | New | Food Preparation | Natural Gas | Fryer | E2 | PACT BC Ratio | 9.2099 | 9.4518 | 9.7233 | 10.0274 | 10.3661 | 10.7667 | 11.1747 | 11.5767 | 11.9633 | 12.3555 | 12.6748 | 12.9761 | 13.2985 | 13.6156 | 13.9034 | 14.1758 | 14.4245 | 14.6711 | 14.9326 | 15.1893 | 15.4527 | 15.7256 | 16.0018 | 16.286 | 16.5754 | 16.8699 | 17.1696
F3_Commercial_Health (ID)_New_Food Preparation_Natural Gas_Fryer_E3 | F3 | Commercial | Health (ID) | New | Food Preparation | Natural Gas | Fryer | E3 | PACT BC Ratio | 0 | 0 | 0 | 0 | 0 | 0 | 0 | 0 | 0 | 0 | 0 | 0 | 0 | 0 | 0 | 0 | 0 | 0 | 0 | 0 | 0 | 0 | 0 | 0 | 0 | 0 | 0
F3_Commercial_Health (ID)_New_Food Preparation_Natural Gas_Fryer_E4 | F3 | Commercial | Health (ID) | New | Food Preparation | Natural Gas | Fryer | E4 | PACT BC Ratio | 0 | 0 | 0 | 0 | 0 | 0 | 0 | 0 | 0 | 0 | 0 | 0 | 0 | 0 | 0 | 0 | 0 | 0 | 0 | 0 | 0 | 0 | 0 | 0 | 0 | 0 | 0
F3_Commercial_Health (ID)_New_Food Preparation_Natural Gas_Fryer_E5 | F3 | Commercial | Health (ID) | New | Food Preparation | Natural Gas | Fryer | E5 | PACT BC Ratio | 0 | 0 | 0 | 0 | 0 | 0 | 0 | 0 | 0 | 0 | 0 | 0 | 0 | 0 | 0 | 0 | 0 | 0 | 0 | 0 | 0 | 0 | 0 | 0 | 0 | 0 | 0
F3_Commercial_Health (ID)_New_Food Preparation_Natural Gas_Fryer_E6 | F3 | Commercial | Health (ID) | New | Food Preparation | Natural Gas | Fryer | E6 | PACT BC Ratio | 0 | 0 | 0 | 0 | 0 | 0 | 0 | 0 | 0 | 0 | 0 | 0 | 0 | 0 | 0 | 0 | 0 | 0 | 0 | 0 | 0 | 0 | 0 | 0 | 0 | 0 | 0
F3_Commercial_Health (ID)_New_Food Preparation_Natural Gas_Fryer_E7 | F3 | Commercial | Health (ID) | New | Food Preparation | Natural Gas | Fryer | E7 | PACT BC Ratio | 0 | 0 | 0 | 0 | 0 | 0 | 0 | 0 | 0 | 0 | 0 | 0 | 0 | 0 | 0 | 0 | 0 | 0 | 0 | 0 | 0 | 0 | 0 | 0 | 0 | 0 | 0
F3_Commercial_Health (ID)_New_Food Preparation_Natural Gas_Fryer_E8 | F3 | Commercial | Health (ID) | New | Food Preparation | Natural Gas | Fryer | E8 | PACT BC Ratio | 0 | 0 | 0 | 0 | 0 | 0 | 0 | 0 | 0 | 0 | 0 | 0 | 0 | 0 | 0 | 0 | 0 | 0 | 0 | 0 | 0 | 0 | 0 | 0 | 0 | 0 | 0
F3_Commercial_Health (ID)_New_Food Preparation_Natural Gas_Fryer_E9 | F3 | Commercial | Health (ID) | New | Food Preparation | Natural Gas | Fryer | E9 | PACT BC Ratio | 0 | 0 | 0 | 0 | 0 | 0 | 0 | 0 | 0 | 0 | 0 | 0 | 0 | 0 | 0 | 0 | 0 | 0 | 0 | 0 | 0 | 0 | 0 | 0 | 0 | 0 | 0
F3_Commercial_Health (ID)_New_Food Preparation_Natural Gas_Fryer_E10 | F3 | Commercial | Health (ID) | New | Food Preparation | Natural Gas | Fryer | E10 | PACT BC Ratio | 0 | 0 | 0 | 0 | 0 | 0 | 0 | 0 | 0 | 0 | 0 | 0 | 0 | 0 | 0 | 0 | 0 | 0 | 0 | 0 | 0 | 0 | 0 | 0 | 0 | 0 | 0
F4_Commercial_Health (ID)_New_Food Preparation_Natural Gas_Fryer_E1 | F4 | Commercial | Health (ID) | New | Food Preparation | Natural Gas | Fryer | E1 | RVT BC Ratio | [24 empty] | 1 | 1 | 1 | bar: 2019 to 2042
F4_Commercial_Health (ID)_New_Food Preparation_Natural Gas_Fryer_E2 | F4 | Commercial | Health (ID) | New | Food Preparation | Natural Gas | Fryer | E2 | RVT BC Ratio | 6.9117 | 7.0424 | 7.1896 | 7.3549 | 7.5391 | 7.7619 | 7.983 | 8.192 | 8.3815 | 8.566 | 8.7572 | 8.9325 | 9.1196 | 9.301 | 9.4605 | 9.6072 | 9.7352 | 9.8588 | 9.9893 | 10.1131 | 10.2377 | 10.4113 | 10.587 | 10.7679 | 10.952 | 11.1393 | 11.33
F4_Commercial_Health (ID)_New_Food Preparation_Natural Gas_Fryer_E3 | F4 | Commercial | Health (ID) | New | Food Preparation | Natural Gas | Fryer | E3 | RVT BC Ratio | 0 | 0 | 0 | 0 | 0 | 0 | 0 | 0 | 0 | 0 | 0 | 0 | 0 | 0 | 0 | 0 | 0 | 0 | 0 | 0 | 0 | 0 | 0 | 0 | 0 | 0 | 0
F4_Commercial_Health (ID)_New_Food Preparation_Natural Gas_Fryer_E4 | F4 | Commercial | Health (ID) | New | Food Preparation | Natural Gas | Fryer | E4 | RVT BC Ratio | 0 | 0 | 0 | 0 | 0 | 0 | 0 | 0 | 0 | 0 | 0 | 0 | 0 | 0 | 0 | 0 | 0 | 0 | 0 | 0 | 0 | 0 | 0 | 0 | 0 | 0 | 0
F4_Commercial_Health (ID)_New_Food Preparation_Natural Gas_Fryer_E5 | F4 | Commercial | Health (ID) | New | Food Preparation | Natural Gas | Fryer | E5 | RVT BC Ratio | 0 | 0 | 0 | 0 | 0 | 0 | 0 | 0 | 0 | 0 | 0 | 0 | 0 | 0 | 0 | 0 | 0 | 0 | 0 | 0 | 0 | 0 | 0 | 0 | 0 | 0 | 0
F4_Commercial_Health (ID)_New_Food Preparation_Natural Gas_Fryer_E6 | F4 | Commercial | Health (ID) | New | Food Preparation | Natural Gas | Fryer | E6 | RVT BC Ratio | 0 | 0 | 0 | 0 | 0 | 0 | 0 | 0 | 0 | 0 | 0 | 0 | 0 | 0 | 0 | 0 | 0 | 0 | 0 | 0 | 0 | 0 | 0 | 0 | 0 | 0 | 0
F4_Commercial_Health (ID)_New_Food Preparation_Natural Gas_Fryer_E7 | F4 | Commercial | Health (ID) | New | Food Preparation | Natural Gas | Fryer | E7 | RVT BC Ratio | 0 | 0 | 0 | 0 | 0 | 0 | 0 | 0 | 0 | 0 | 0 | 0 | 0 | 0 | 0 | 0 | 0 | 0 | 0 | 0 | 0 | 0 | 0 | 0 | 0 | 0 | 0
F4_Commercial_Health (ID)_New_Food Preparation_Natural Gas_Fryer_E8 | F4 | Commercial | Health (ID) | New | Food Preparation | Natural Gas | Fryer | E8 | RVT BC Ratio | 0 | 0 | 0 | 0 | 0 | 0 | 0 | 0 | 0 | 0 | 0 | 0 | 0 | 0 | 0 | 0 | 0 | 0 | 0 | 0 | 0 | 0 | 0 | 0 | 0 | 0 | 0
F4_Commercial_Health (ID)_New_Food Preparation_Natural Gas_Fryer_E9 | F4 | Commercial | Health (ID) | New | Food Preparation | Natural Gas | Fryer | E9 | RVT BC Ratio | 0 | 0 | 0 | 0 | 0 | 0 | 0 | 0 | 0 | 0 | 0 | 0 | 0 | 0 | 0 | 0 | 0 | 0 | 0 | 0 | 0 | 0 | 0 | 0 | 0 | 0 | 0
F4_Commercial_Health (ID)_New_Food Preparation_Natural Gas_Fryer_E10 | F4 | Commercial | Health (ID) | New | Food Preparation | Natural Gas | Fryer | E10 | RVT BC Ratio | 0 | 0 | 0 | 0 | 0 | 0 | 0 | 0 | 0 | 0 | 0 | 0 | 0 | 0 | 0 | 0 | 0 | 0 | 0 | 0 | 0 | 0 | 0 | 0 | 0 | 0 | 0
F5_Commercial_Health (ID)_New_Food Preparation_Natural Gas_Fryer_E1 | F5 | Commercial | Health (ID) | New | Food Preparation | Natural Gas | Fryer | E1 | RIM BC Ratio | [24 empty] | 1 | 1 | 1 | bar: 2019 to 2042
F5_Commercial_Health (ID)_New_Food Preparation_Natural Gas_Fryer_E2 | F5 | Commercial | Health (ID) | New | Food Preparation | Natural Gas | Fryer | E2 | RIM BC Ratio | 0.78473 | 0.7908 | 0.79731 | 0.80426 | 0.81163 | 0.81941 | 0.82749 | 0.8359 | 0.84474 | 0.85407 | 0.85744 | 0.86098 | 0.86465 | 0.86836 | 0.87208 | 0.87587 | 0.87975 | 0.88379 | 0.88803 | 0.89245 | 0.89709 | 0.898 | 0.89888 | 0.89976 | 0.90063 | 0.90149 | 0.90233
F5_Commercial_Health (ID)_New_Food Preparation_Natural Gas_Fryer_E3 | F5 | Commercial | Health (ID) | New | Food Preparation | Natural Gas | Fryer | E3 | RIM BC Ratio | 0 | 0 | 0 | 0 | 0 | 0 | 0 | 0 | 0 | 0 | 0 | 0 | 0 | 0 | 0 | 0 | 0 | 0 | 0 | 0 | 0 | 0 | 0 | 0 | 0 | 0 | 0
F5_Commercial_Health (ID)_New_Food Preparation_Natural Gas_Fryer_E4 | F5 | Commercial | Health (ID) | New | Food Preparation | Natural Gas | Fryer | E4 | RIM BC Ratio | 0 | 0 | 0 | 0 | 0 | 0 | 0 | 0 | 0 | 0 | 0 | 0 | 0 | 0 | 0 | 0 | 0 | 0 | 0 | 0 | 0 | 0 | 0 | 0 | 0 | 0 | 0
F5_Commercial_Health (ID)_New_Food Preparation_Natural Gas_Fryer_E5 | F5 | Commercial | Health (ID) | New | Food Preparation | Natural Gas | Fryer | E5 | RIM BC Ratio | 0 | 0 | 0 | 0 | 0 | 0 | 0 | 0 | 0 | 0 | 0 | 0 | 0 | 0 | 0 | 0 | 0 | 0 | 0 | 0 | 0 | 0 | 0 | 0 | 0 | 0 | 0
F5_Commercial_Health (ID)_New_Food Preparation_Natural Gas_Fryer_E6 | F5 | Commercial | Health (ID) | New | Food Preparation | Natural Gas | Fryer | E6 | RIM BC Ratio | 0 | 0 | 0 | 0 | 0 | 0 | 0 | 0 | 0 | 0 | 0 | 0 | 0 | 0 | 0 | 0 | 0 | 0 | 0 | 0 | 0 | 0 | 0 | 0 | 0 | 0 | 0
F5_Commercial_Health (ID)_New_Food Preparation_Natural Gas_Fryer_E7 | F5 | Commercial | Health (ID) | New | Food Preparation | Natural Gas | Fryer | E7 | RIM BC Ratio | 0 | 0 | 0 | 0 | 0 | 0 | 0 | 0 | 0 | 0 | 0 | 0 | 0 | 0 | 0 | 0 | 0 | 0 | 0 | 0 | 0 | 0 | 0 | 0 | 0 | 0 | 0
F5_Commercial_Health (ID)_New_Food Preparation_Natural Gas_Fryer_E8 | F5 | Commercial | Health (ID) | New | Food Preparation | Natural Gas | Fryer | E8 | RIM BC Ratio | 0 | 0 | 0 | 0 | 0 | 0 | 0 | 0 | 0 | 0 | 0 | 0 | 0 | 0 | 0 | 0 | 0 | 0 | 0 | 0 | 0 | 0 | 0 | 0 | 0 | 0 | 0
F5_Commercial_Health (ID)_New_Food Preparation_Natural Gas_Fryer_E9 | F5 | Commercial | Health (ID) | New | Food Preparation | Natural Gas | Fryer | E9 | RIM BC Ratio | 0 | 0 | 0 | 0 | 0 | 0 | 0 | 0 | 0 | 0 | 0 | 0 | 0 | 0 | 0 | 0 | 0 | 0 | 0 | 0 | 0 | 0 | 0 | 0 | 0 | 0 | 0
F5_Commercial_Health (ID)_New_Food Preparation_Natural Gas_Fryer_E10 | F5 | Commercial | Health (ID) | New | Food Preparation | Natural Gas | Fryer | E10 | RIM BC Ratio | 0 | 0 | 0 | 0 | 0 | 0 | 0 | 0 | 0 | 0 | 0 | 0 | 0 | 0 | 0 | 0 | 0 | 0 | 0 | 0 | 0 | 0 | 0 | 0 | 0 | 0 | 0
F0_Commercial_Health (ID)_New_Food Preparation_Natural Gas_Broiler_E0 | F0 | Commercial | Health (ID) | New | Food Preparation | Natural Gas | Broiler | E0 | Economic Unit | Infrared Burners | Infrared Burners | Infrared Burners | Infrared Burners | Infrared Burners | Infrared Burners | Infrared Burners | Infrared Burners | Infrared Burners | Infrared Burners | Infrared Burners | Infrared Burners | Infrared Burners | Infrared Burners | Infrared Burners | Infrared Burners | Infrared Burners | Infrared Burners | Infrared Burners | Infrared Burners | Infrared Burners | Infrared Burners | Infrared Burners | Infrared Burners | Infrared Burners | Infrared Burners | Infrared Burners
F1_Commercial_Health (ID)_New_Food Preparation_Natural Gas_Broiler_E1 | F1 | Commercial | Health (ID) | New | Food Preparation | Natural Gas | Broiler | E1 | CCE | 0 | 0 | 0 | 0 | 0 | 0 | 0 | 0 | 0 | 0 | 0 | 0 | 0 | 0 | 0 | 0 | 0 | 0 | 0 | 0 | 0 | 0 | 0 | 0 | 0 | 0 | 0
F1_Commercial_Health (ID)_New_Food Preparation_Natural Gas_Broiler_E2 | F1 | Commercial | Health (ID) | New | Food Preparation | Natural Gas | Broiler | E2 | CCE | 0.00035555 | 0.00035555 | 0.00035555 | 0.00035555 | 0.00035555 | 0.00035555 | 0.00035555 | 0.00035555 | 0.00035555 | 0.00035555 | 0.00035555 | 0.00035555 | 0.00035555 | 0.00035555 | 0.00035555 | 0.00035555 | 0.00035555 | 0.00035555 | 0.00035555 | 0.00035555 | 0.00035555 | 0.00035555 | 0.00035555 | 0.00035555 | 0.00035555 | 0.00035555 | 0.00035555
F1_Commercial_Health (ID)_New_Food Preparation_Natural Gas_Broiler_E3 | F1 | Commercial | Health (ID) | New | Food Preparation | Natural Gas | Broiler | E3 | CCE | 0 | 0 | 0 | 0 | 0 | 0 | 0 | 0 | 0 | 0 | 0 | 0 | 0 | 0 | 0 | 0 | 0 | 0 | 0 | 0 | 0 | 0 | 0 | 0 | 0 | 0 | 0
F1_Commercial_Health (ID)_New_Food Preparation_Natural Gas_Broiler_E4 | F1 | Commercial | Health (ID) | New | Food Preparation | Natural Gas | Broiler | E4 | CCE | 0 | 0 | 0 | 0 | 0 | 0 | 0 | 0 | 0 | 0 | 0 | 0 | 0 | 0 | 0 | 0 | 0 | 0 | 0 | 0 | 0 | 0 | 0 | 0 | 0 | 0 | 0
F1_Commercial_Health (ID)_New_Food Preparation_Natural Gas_Broiler_E5 | F1 | Commercial | Health (ID) | New | Food Preparation | Natural Gas | Broiler | E5 | CCE | 0 | 0 | 0 | 0 | 0 | 0 | 0 | 0 | 0 | 0 | 0 | 0 | 0 | 0 | 0 | 0 | 0 | 0 | 0 | 0 | 0 | 0 | 0 | 0 | 0 | 0 | 0
F1_Commercial_Health (ID)_New_Food Preparation_Natural Gas_Broiler_E6 | F1 | Commercial | Health (ID) | New | Food Preparation | Natural Gas | Broiler | E6 | CCE | 0 | 0 | 0 | 0 | 0 | 0 | 0 | 0 | 0 | 0 | 0 | 0 | 0 | 0 | 0 | 0 | 0 | 0 | 0 | 0 | 0 | 0 | 0 | 0 | 0 | 0 | 0
F1_Commercial_Health (ID)_New_Food Preparation_Natural Gas_Broiler_E7 | F1 | Commercial | Health (ID) | New | Food Preparation | Natural Gas | Broiler | E7 | CCE | 0 | 0 | 0 | 0 | 0 | 0 | 0 | 0 | 0 | 0 | 0 | 0 | 0 | 0 | 0 | 0 | 0 | 0 | 0 | 0 | 0 | 0 | 0 | 0 | 0 | 0 | 0
F1_Commercial_Health (ID)_New_Food Preparation_Natural Gas_Broiler_E8 | F1 | Commercial | Health (ID) | New | Food Preparation | Natural Gas | Broiler | E8 | CCE | 0 | 0 | 0 | 0 | 0 | 0 | 0 | 0 | 0 | 0 | 0 | 0 | 0 | 0 | 0 | 0 | 0 | 0 | 0 | 0 | 0 | 0 | 0 | 0 | 0 | 0 | 0
F1_Commercial_Health (ID)_New_Food Preparation_Natural Gas_Broiler_E9 | F1 | Commercial | Health (ID) | New | Food Preparation | Natural Gas | Broiler | E9 | CCE | 0 | 0 | 0 | 0 | 0 | 0 | 0 | 0 | 0 | 0 | 0 | 0 | 0 | 0 | 0 | 0 | 0 | 0 | 0 | 0 | 0 | 0 | 0 | 0 | 0 | 0 | 0
F1_Commercial_Health (ID)_New_Food Preparation_Natural Gas_Broiler_E10 | F1 | Commercial | Health (ID) | New | Food Preparation | Natural Gas | Broiler | E10 | CCE | 0 | 0 | 0 | 0 | 0 | 0 | 0 | 0 | 0 | 0 | 0 | 0 | 0 | 0 | 0 | 0 | 0 | 0 | 0 | 0 | 0 | 0 | 0 | 0 | 0 | 0 | 0
F2_Commercial_Health (ID)_New_Food Preparation_Natural Gas_Broiler_E1 | F2 | Commercial | Health (ID) | New | Food Preparation | Natural Gas | Broiler | E1 | TRC BC Ratio | [24 empty] | 1 | 1 | 1 | bar: 2019 to 2042
F2_Commercial_Health (ID)_New_Food Preparation_Natural Gas_Broiler_E2 | F2 | Commercial | Health (ID) | New | Food Preparation | Natural Gas | Broiler | E2 | TRC BC Ratio | 10.0098 | 10.2621 | 10.561 | 10.9035 | 11.2908 | 11.7621 | 12.2471 | 12.7275 | 13.19 | 13.6588 | 14.0319 | 14.3814 | 14.757 | 15.1246 | 15.4533 | 15.7609 | 16.0367 | 16.3091 | 16.5999 | 16.8837 | 17.1752 | 17.4783 | 17.7846 | 18.1006 | 18.4221 | 18.7494 | 19.0825
F2_Commercial_Health (ID)_New_Food Preparation_Natural Gas_Broiler_E3 | F2 | Commercial | Health (ID) | New | Food Preparation | Natural Gas | Broiler | E3 | TRC BC Ratio | 0 | 0 | 0 | 0 | 0 | 0 | 0 | 0 | 0 | 0 | 0 | 0 | 0 | 0 | 0 | 0 | 0 | 0 | 0 | 0 | 0 | 0 | 0 | 0 | 0 | 0 | 0
F2_Commercial_Health (ID)_New_Food Preparation_Natural Gas_Broiler_E4 | F2 | Commercial | Health (ID) | New | Food Preparation | Natural Gas | Broiler | E4 | TRC BC Ratio | 0 | 0 | 0 | 0 | 0 | 0 | 0 | 0 | 0 | 0 | 0 | 0 | 0 | 0 | 0 | 0 | 0 | 0 | 0 | 0 | 0 | 0 | 0 | 0 | 0 | 0 | 0
F2_Commercial_Health (ID)_New_Food Preparation_Natural Gas_Broiler_E5 | F2 | Commercial | Health (ID) | New | Food Preparation | Natural Gas | Broiler | E5 | TRC BC Ratio | 0 | 0 | 0 | 0 | 0 | 0 | 0 | 0 | 0 | 0 | 0 | 0 | 0 | 0 | 0 | 0 | 0 | 0 | 0 | 0 | 0 | 0 | 0 | 0 | 0 | 0 | 0
F2_Commercial_Health (ID)_New_Food Preparation_Natural Gas_Broiler_E6 | F2 | Commercial | Health (ID) | New | Food Preparation | Natural Gas | Broiler | E6 | TRC BC Ratio | 0 | 0 | 0 | 0 | 0 | 0 | 0 | 0 | 0 | 0 | 0 | 0 | 0 | 0 | 0 | 0 | 0 | 0 | 0 | 0 | 0 | 0 | 0 | 0 | 0 | 0 | 0
F2_Commercial_Health (ID)_New_Food Preparation_Natural Gas_Broiler_E7 | F2 | Commercial | Health (ID) | New | Food Preparation | Natural Gas | Broiler | E7 | TRC BC Ratio | 0 | 0 | 0 | 0 | 0 | 0 | 0 | 0 | 0 | 0 | 0 | 0 | 0 | 0 | 0 | 0 | 0 | 0 | 0 | 0 | 0 | 0 | 0 | 0 | 0 | 0 | 0
F2_Commercial_Health (ID)_New_Food Preparation_Natural Gas_Broiler_E8 | F2 | Commercial | Health (ID) | New | Food Preparation | Natural Gas | Broiler | E8 | TRC BC Ratio | 0 | 0 | 0 | 0 | 0 | 0 | 0 | 0 | 0 | 0 | 0 | 0 | 0 | 0 | 0 | 0 | 0 | 0 | 0 | 0 | 0 | 0 | 0 | 0 | 0 | 0 | 0
F2_Commercial_Health (ID)_New_Food Preparation_Natural Gas_Broiler_E9 | F2 | Commercial | Health (ID) | New | Food Preparation | Natural Gas | Broiler | E9 | TRC BC Ratio | 0 | 0 | 0 | 0 | 0 | 0 | 0 | 0 | 0 | 0 | 0 | 0 | 0 | 0 | 0 | 0 | 0 | 0 | 0 | 0 | 0 | 0 | 0 | 0 | 0 | 0 | 0
F2_Commercial_Health (ID)_New_Food Preparation_Natural Gas_Broiler_E10 | F2 | Commercial | Health (ID) | New | Food Preparation | Natural Gas | Broiler | E10 | TRC BC Ratio | 0 | 0 | 0 | 0 | 0 | 0 | 0 | 0 | 0 | 0 | 0 | 0 | 0 | 0 | 0 | 0 | 0 | 0 | 0 | 0 | 0 | 0 | 0 | 0 | 0 | 0 | 0
F3_Commercial_Health (ID)_New_Food Preparation_Natural Gas_Broiler_E1 | F3 | Commercial | Health (ID) | New | Food Preparation | Natural Gas | Broiler | E1 | PACT BC Ratio | [24 empty] | 1 | 1 | 1 | bar: 2019 to 2042
F3_Commercial_Health (ID)_New_Food Preparation_Natural Gas_Broiler_E2 | F3 | Commercial | Health (ID) | New | Food Preparation | Natural Gas | Broiler | E2 | PACT BC Ratio | 19.8231 | 20.3227 | 20.9146 | 21.5929 | 22.3599 | 23.2932 | 24.2538 | 25.2051 | 26.1209 | 27.0495 | 27.7883 | 28.4805 | 29.2242 | 29.9522 | 30.6032 | 31.2123 | 31.7586 | 32.2979 | 32.874 | 33.4359 | 34.0132 | 34.6134 | 35.22 | 35.8457 | 36.4826 | 37.1307 | 37.7904
F3_Commercial_Health (ID)_New_Food Preparation_Natural Gas_Broiler_E3 | F3 | Commercial | Health (ID) | New | Food Preparation | Natural Gas | Broiler | E3 | PACT BC Ratio | 0 | 0 | 0 | 0 | 0 | 0 | 0 | 0 | 0 | 0 | 0 | 0 | 0 | 0 | 0 | 0 | 0 | 0 | 0 | 0 | 0 | 0 | 0 | 0 | 0 | 0 | 0
F3_Commercial_Health (ID)_New_Food Preparation_Natural Gas_Broiler_E4 | F3 | Commercial | Health (ID) | New | Food Preparation | Natural Gas | Broiler | E4 | PACT BC Ratio | 0 | 0 | 0 | 0 | 0 | 0 | 0 | 0 | 0 | 0 | 0 | 0 | 0 | 0 | 0 | 0 | 0 | 0 | 0 | 0 | 0 | 0 | 0 | 0 | 0 | 0 | 0
F3_Commercial_Health (ID)_New_Food Preparation_Natural Gas_Broiler_E5 | F3 | Commercial | Health (ID) | New | Food Preparation | Natural Gas | Broiler | E5 | PACT BC Ratio | 0 | 0 | 0 | 0 | 0 | 0 | 0 | 0 | 0 | 0 | 0 | 0 | 0 | 0 | 0 | 0 | 0 | 0 | 0 | 0 | 0 | 0 | 0 | 0 | 0 | 0 | 0
F3_Commercial_Health (ID)_New_Food Preparation_Natural Gas_Broiler_E6 | F3 | Commercial | Health (ID) | New | Food Preparation | Natural Gas | Broiler | E6 | PACT BC Ratio | 0 | 0 | 0 | 0 | 0 | 0 | 0 | 0 | 0 | 0 | 0 | 0 | 0 | 0 | 0 | 0 | 0 | 0 | 0 | 0 | 0 | 0 | 0 | 0 | 0 | 0 | 0
F3_Commercial_Health (ID)_New_Food Preparation_Natural Gas_Broiler_E7 | F3 | Commercial | Health (ID) | New | Food Preparation | Natural Gas | Broiler | E7 | PACT BC Ratio | 0 | 0 | 0 | 0 | 0 | 0 | 0 | 0 | 0 | 0 | 0 | 0 | 0 | 0 | 0 | 0 | 0 | 0 | 0 | 0 | 0 | 0 | 0 | 0 | 0 | 0 | 0
F3_Commercial_Health (ID)_New_Food Preparation_Natural Gas_Broiler_E8 | F3 | Commercial | Health (ID) | New | Food Preparation | Natural Gas | Broiler | E8 | PACT BC Ratio | 0 | 0 | 0 | 0 | 0 | 0 | 0 | 0 | 0 | 0 | 0 | 0 | 0 | 0 | 0 | 0 | 0 | 0 | 0 | 0 | 0 | 0 | 0 | 0 | 0 | 0 | 0
F3_Commercial_Health (ID)_New_Food Preparation_Natural Gas_Broiler_E9 | F3 | Commercial | Health (ID) | New | Food Preparation | Natural Gas | Broiler | E9 | PACT BC Ratio | 0 | 0 | 0 | 0 | 0 | 0 | 0 | 0 | 0 | 0 | 0 | 0 | 0 | 0 | 0 | 0 | 0 | 0 | 0 | 0 | 0 | 0 | 0 | 0 | 0 | 0 | 0
F3_Commercial_Health (ID)_New_Food Preparation_Natural Gas_Broiler_E10 | F3 | Commercial | Health (ID) | New | Food Preparation | Natural Gas | Broiler | E10 | PACT BC Ratio | 0 | 0 | 0 | 0 | 0 | 0 | 0 | 0 | 0 | 0 | 0 | 0 | 0 | 0 | 0 | 0 | 0 | 0 | 0 | 0 | 0 | 0 | 0 | 0 | 0 | 0 | 0
F4_Commercial_Health (ID)_New_Food Preparation_Natural Gas_Broiler_E1 | F4 | Commercial | Health (ID) | New | Food Preparation | Natural Gas | Broiler | E1 | RVT BC Ratio | [24 empty] | 1 | 1 | 1 | bar: 2019 to 2042
F4_Commercial_Health (ID)_New_Food Preparation_Natural Gas_Broiler_E2 | F4 | Commercial | Health (ID) | New | Food Preparation | Natural Gas | Broiler | E2 | RVT BC Ratio | 14.5534 | 14.8207 | 15.1344 | 15.5001 | 15.919 | 16.4418 | 16.9662 | 17.464 | 17.9147 | 18.3515 | 18.8042 | 19.2155 | 19.6498 | 20.0606 | 20.4139 | 20.7328 | 21.0026 | 21.2602 | 21.5342 | 21.79 | 22.0467 | 22.4286 | 22.8145 | 23.2126 | 23.6178 | 24.0302 | 24.4499
F4_Commercial_Health (ID)_New_Food Preparation_Natural Gas_Broiler_E3 | F4 | Commercial | Health (ID) | New | Food Preparation | Natural Gas | Broiler | E3 | RVT BC Ratio | 0 | 0 | 0 | 0 | 0 | 0 | 0 | 0 | 0 | 0 | 0 | 0 | 0 | 0 | 0 | 0 | 0 | 0 | 0 | 0 | 0 | 0 | 0 | 0 | 0 | 0 | 0
F4_Commercial_Health (ID)_New_Food Preparation_Natural Gas_Broiler_E4 | F4 | Commercial | Health (ID) | New | Food Preparation | Natural Gas | Broiler | E4 | RVT BC Ratio | 0 | 0 | 0 | 0 | 0 | 0 | 0 | 0 | 0 | 0 | 0 | 0 | 0 | 0 | 0 | 0 | 0 | 0 | 0 | 0 | 0 | 0 | 0 | 0 | 0 | 0 | 0
F4_Commercial_Health (ID)_New_Food Preparation_Natural Gas_Broiler_E5 | F4 | Commercial | Health (ID) | New | Food Preparation | Natural Gas | Broiler | E5 | RVT BC Ratio | 0 | 0 | 0 | 0 | 0 | 0 | 0 | 0 | 0 | 0 | 0 | 0 | 0 | 0 | 0 | 0 | 0 | 0 | 0 | 0 | 0 | 0 | 0 | 0 | 0 | 0 | 0
F4_Commercial_Health (ID)_New_Food Preparation_Natural Gas_Broiler_E6 | F4 | Commercial | Health (ID) | New | Food Preparation | Natural Gas | Broiler | E6 | RVT BC Ratio | 0 | 0 | 0 | 0 | 0 | 0 | 0 | 0 | 0 | 0 | 0 | 0 | 0 | 0 | 0 | 0 | 0 | 0 | 0 | 0 | 0 | 0 | 0 | 0 | 0 | 0 | 0
F4_Commercial_Health (ID)_New_Food Preparation_Natural Gas_Broiler_E7 | F4 | Commercial | Health (ID) | New | Food Preparation | Natural Gas | Broiler | E7 | RVT BC Ratio | 0 | 0 | 0 | 0 | 0 | 0 | 0 | 0 | 0 | 0 | 0 | 0 | 0 | 0 | 0 | 0 | 0 | 0 | 0 | 0 | 0 | 0 | 0 | 0 | 0 | 0 | 0
F4_Commercial_Health (ID)_New_Food Preparation_Natural Gas_Broiler_E8 | F4 | Commercial | Health (ID) | New | Food Preparation | Natural Gas | Broiler | E8 | RVT BC Ratio | 0 | 0 | 0 | 0 | 0 | 0 | 0 | 0 | 0 | 0 | 0 | 0 | 0 | 0 | 0 | 0 | 0 | 0 | 0 | 0 | 0 | 0 | 0 | 0 | 0 | 0 | 0
F4_Commercial_Health (ID)_New_Food Preparation_Natural Gas_Broiler_E9 | F4 | Commercial | Health (ID) | New | Food Preparation | Natural Gas | Broiler | E9 | RVT BC Ratio | 0 | 0 | 0 | 0 | 0 | 0 | 0 | 0 | 0 | 0 | 0 | 0 | 0 | 0 | 0 | 0 | 0 | 0 | 0 | 0 | 0 | 0 | 0 | 0 | 0 | 0 | 0
F4_Commercial_Health (ID)_New_Food Preparation_Natural Gas_Broiler_E10 | F4 | Commercial | Health (ID) | New | Food Preparation | Natural Gas | Broiler | E10 | RVT BC Ratio | 0 | 0 | 0 | 0 | 0 | 0 | 0 | 0 | 0 | 0 | 0 | 0 | 0 | 0 | 0 | 0 | 0 | 0 | 0 | 0 | 0 | 0 | 0 | 0 | 0 | 0 | 0
F5_Commercial_Health (ID)_New_Food Preparation_Natural Gas_Broiler_E1 | F5 | Commercial | Health (ID) | New | Food Preparation | Natural Gas | Broiler | E1 | RIM BC Ratio | [24 empty] | 1 | 1 | 1 | bar: 2019 to 2042
F5_Commercial_Health (ID)_New_Food Preparation_Natural Gas_Broiler_E2 | F5 | Commercial | Health (ID) | New | Food Preparation | Natural Gas | Broiler | E2 | RIM BC Ratio | 0.81417 | 0.81984 | 0.82646 | 0.83338 | 0.84056 | 0.84813 | 0.85613 | 0.86464 | 0.87376 | 0.88352 | 0.88603 | 0.88886 | 0.89212 | 0.8958 | 0.89958 | 0.90351 | 0.90763 | 0.91196 | 0.91652 | 0.92135 | 0.92644 | 0.92688 | 0.92731 | 0.92773 | 0.92815 | 0.92856 | 0.92897
F5_Commercial_Health (ID)_New_Food Preparation_Natural Gas_Broiler_E3 | F5 | Commercial | Health (ID) | New | Food Preparation | Natural Gas | Broiler | E3 | RIM BC Ratio | 0 | 0 | 0 | 0 | 0 | 0 | 0 | 0 | 0 | 0 | 0 | 0 | 0 | 0 | 0 | 0 | 0 | 0 | 0 | 0 | 0 | 0 | 0 | 0 | 0 | 0 | 0
F5_Commercial_Health (ID)_New_Food Preparation_Natural Gas_Broiler_E4 | F5 | Commercial | Health (ID) | New | Food Preparation | Natural Gas | Broiler | E4 | RIM BC Ratio | 0 | 0 | 0 | 0 | 0 | 0 | 0 | 0 | 0 | 0 | 0 | 0 | 0 | 0 | 0 | 0 | 0 | 0 | 0 | 0 | 0 | 0 | 0 | 0 | 0 | 0 | 0
F5_Commercial_Health (ID)_New_Food Preparation_Natural Gas_Broiler_E5 | F5 | Commercial | Health (ID) | New | Food Preparation | Natural Gas | Broiler | E5 | RIM BC Ratio | 0 | 0 | 0 | 0 | 0 | 0 | 0 | 0 | 0 | 0 | 0 | 0 | 0 | 0 | 0 | 0 | 0 | 0 | 0 | 0 | 0 | 0 | 0 | 0 | 0 | 0 | 0
F5_Commercial_Health (ID)_New_Food Preparation_Natural Gas_Broiler_E6 | F5 | Commercial | Health (ID) | New | Food Preparation | Natural Gas | Broiler | E6 | RIM BC Ratio | 0 | 0 | 0 | 0 | 0 | 0 | 0 | 0 | 0 | 0 | 0 | 0 | 0 | 0 | 0 | 0 | 0 | 0 | 0 | 0 | 0 | 0 | 0 | 0 | 0 | 0 | 0
F5_Commercial_Health (ID)_New_Food Preparation_Natural Gas_Broiler_E7 | F5 | Commercial | Health (ID) | New | Food Preparation | Natural Gas | Broiler | E7 | RIM BC Ratio | 0 | 0 | 0 | 0 | 0 | 0 | 0 | 0 | 0 | 0 | 0 | 0 | 0 | 0 | 0 | 0 | 0 | 0 | 0 | 0 | 0 | 0 | 0 | 0 | 0 | 0 | 0
F5_Commercial_Health (ID)_New_Food Preparation_Natural Gas_Broiler_E8 | F5 | Commercial | Health (ID) | New | Food Preparation | Natural Gas | Broiler | E8 | RIM BC Ratio | 0 | 0 | 0 | 0 | 0 | 0 | 0 | 0 | 0 | 0 | 0 | 0 | 0 | 0 | 0 | 0 | 0 | 0 | 0 | 0 | 0 | 0 | 0 | 0 | 0 | 0 | 0
F5_Commercial_Health (ID)_New_Food Preparation_Natural Gas_Broiler_E9 | F5 | Commercial | Health (ID) | New | Food Preparation | Natural Gas | Broiler | E9 | RIM BC Ratio | 0 | 0 | 0 | 0 | 0 | 0 | 0 | 0 | 0 | 0 | 0 | 0 | 0 | 0 | 0 | 0 | 0 | 0 | 0 | 0 | 0 | 0 | 0 | 0 | 0 | 0 | 0
F5_Commercial_Health (ID)_New_Food Preparation_Natural Gas_Broiler_E10 | F5 | Commercial | Health (ID) | New | Food Preparation | Natural Gas | Broiler | E10 | RIM BC Ratio | 0 | 0 | 0 | 0 | 0 | 0 | 0 | 0 | 0 | 0 | 0 | 0 | 0 | 0 | 0 | 0 | 0 | 0 | 0 | 0 | 0 | 0 | 0 | 0 | 0 | 0 | 0
F0_Commercial_Health (ID)_New_Food Preparation_Natural Gas_Griddle_E0 | F0 | Commercial | Health (ID) | New | Food Preparation | Natural Gas | Griddle | E0 | Economic Unit | ENERGY STAR | ENERGY STAR | ENERGY STAR | ENERGY STAR | ENERGY STAR | ENERGY STAR | ENERGY STAR | ENERGY STAR | ENERGY STAR | ENERGY STAR | ENERGY STAR | ENERGY STAR | ENERGY STAR | ENERGY STAR | ENERGY STAR | ENERGY STAR | ENERGY STAR | ENERGY STAR | ENERGY STAR | ENERGY STAR | ENERGY STAR | ENERGY STAR | ENERGY STAR | ENERGY STAR | ENERGY STAR | ENERGY STAR | ENERGY STAR
F1_Commercial_Health (ID)_New_Food Preparation_Natural Gas_Griddle_E1 | F1 | Commercial | Health (ID) | New | Food Preparation | Natural Gas | Griddle | E1 | CCE | 0 | 0 | 0 | 0 | 0 | 0 | 0 | 0 | 0 | 0 | 0 | 0 | 0 | 0 | 0 | 0 | 0 | 0 | 0 | 0 | 0 | 0 | 0 | 0 | 0 | 0 | 0
F1_Commercial_Health (ID)_New_Food Preparation_Natural Gas_Griddle_E2 | F1 | Commercial | Health (ID) | New | Food Preparation | Natural Gas | Griddle | E2 | CCE | 0.00019918 | 0.00019918 | 0.00019918 | 0.00019918 | 0.00019918 | 0.00019918 | 0.00019918 | 0.00019918 | 0.00019918 | 0.00019918 | 0.00019918 | 0.00019918 | 0.00019918 | 0.00019918 | 0.00019918 | 0.00019918 | 0.00019918 | 0.00019918 | 0.00019918 | 0.00019918 | 0.00019918 | 0.00019918 | 0.00019918 | 0.00019918 | 0.00019918 | 0.00019918 | 0.00019918
F1_Commercial_Health (ID)_New_Food Preparation_Natural Gas_Griddle_E3 | F1 | Commercial | Health (ID) | New | Food Preparation | Natural Gas | Griddle | E3 | CCE | 0 | 0 | 0 | 0 | 0 | 0 | 0 | 0 | 0 | 0 | 0 | 0 | 0 | 0 | 0 | 0 | 0 | 0 | 0 | 0 | 0 | 0 | 0 | 0 | 0 | 0 | 0
F1_Commercial_Health (ID)_New_Food Preparation_Natural Gas_Griddle_E4 | F1 | Commercial | Health (ID) | New | Food Preparation | Natural Gas | Griddle | E4 | CCE | 0 | 0 | 0 | 0 | 0 | 0 | 0 | 0 | 0 | 0 | 0 | 0 | 0 | 0 | 0 | 0 | 0 | 0 | 0 | 0 | 0 | 0 | 0 | 0 | 0 | 0 | 0
F1_Commercial_Health (ID)_New_Food Preparation_Natural Gas_Griddle_E5 | F1 | Commercial | Health (ID) | New | Food Preparation | Natural Gas | Griddle | E5 | CCE | 0 | 0 | 0 | 0 | 0 | 0 | 0 | 0 | 0 | 0 | 0 | 0 | 0 | 0 | 0 | 0 | 0 | 0 | 0 | 0 | 0 | 0 | 0 | 0 | 0 | 0 | 0
F1_Commercial_Health (ID)_New_Food Preparation_Natural Gas_Griddle_E6 | F1 | Commercial | Health (ID) | New | Food Preparation | Natural Gas | Griddle | E6 | CCE | 0 | 0 | 0 | 0 | 0 | 0 | 0 | 0 | 0 | 0 | 0 | 0 | 0 | 0 | 0 | 0 | 0 | 0 | 0 | 0 | 0 | 0 | 0 | 0 | 0 | 0 | 0
F1_Commercial_Health (ID)_New_Food Preparation_Natural Gas_Griddle_E7 | F1 | Commercial | Health (ID) | New | Food Preparation | Natural Gas | Griddle | E7 | CCE | 0 | 0 | 0 | 0 | 0 | 0 | 0 | 0 | 0 | 0 | 0 | 0 | 0 | 0 | 0 | 0 | 0 | 0 | 0 | 0 | 0 | 0 | 0 | 0 | 0 | 0 | 0
F1_Commercial_Health (ID)_New_Food Preparation_Natural Gas_Griddle_E8 | F1 | Commercial | Health (ID) | New | Food Preparation | Natural Gas | Griddle | E8 | CCE | 0 | 0 | 0 | 0 | 0 | 0 | 0 | 0 | 0 | 0 | 0 | 0 | 0 | 0 | 0 | 0 | 0 | 0 | 0 | 0 | 0 | 0 | 0 | 0 | 0 | 0 | 0
F1_Commercial_Health (ID)_New_Food Preparation_Natural Gas_Griddle_E9 | F1 | Commercial | Health (ID) | New | Food Preparation | Natural Gas | Griddle | E9 | CCE | 0 | 0 | 0 | 0 | 0 | 0 | 0 | 0 | 0 | 0 | 0 | 0 | 0 | 0 | 0 | 0 | 0 | 0 | 0 | 0 | 0 | 0 | 0 | 0 | 0 | 0 | 0
F1_Commercial_Health (ID)_New_Food Preparation_Natural Gas_Griddle_E10 | F1 | Commercial | Health (ID) | New | Food Preparation | Natural Gas | Griddle | E10 | CCE | 0 | 0 | 0 | 0 | 0 | 0 | 0 | 0 | 0 | 0 | 0 | 0 | 0 | 0 | 0 | 0 | 0 | 0 | 0 | 0 | 0 | 0 | 0 | 0 | 0 | 0 | 0
F2_Commercial_Health (ID)_New_Food Preparation_Natural Gas_Griddle_E1 | F2 | Commercial | Health (ID) | New | Food Preparation | Natural Gas | Griddle | E1 | TRC BC Ratio | [24 empty] | 1 | 1 | 1 | bar: 2019 to 2042
F2_Commercial_Health (ID)_New_Food Preparation_Natural Gas_Griddle_E2 | F2 | Commercial | Health (ID) | New | Food Preparation | Natural Gas | Griddle | E2 | TRC BC Ratio | 17.868 | 18.3183 | 18.8518 | 19.4632 | 20.1546 | 20.9958 | 21.8617 | 22.7192 | 23.5447 | 24.3817 | 25.0476 | 25.6716 | 26.3419 | 26.9981 | 27.5848 | 28.1339 | 28.6263 | 29.1124 | 29.6317 | 30.1382 | 30.6586 | 31.1996 | 31.7463 | 32.3103 | 32.8844 | 33.4686 | 34.0632
F2_Commercial_Health (ID)_New_Food Preparation_Natural Gas_Griddle_E3 | F2 | Commercial | Health (ID) | New | Food Preparation | Natural Gas | Griddle | E3 | TRC BC Ratio | 0 | 0 | 0 | 0 | 0 | 0 | 0 | 0 | 0 | 0 | 0 | 0 | 0 | 0 | 0 | 0 | 0 | 0 | 0 | 0 | 0 | 0 | 0 | 0 | 0 | 0 | 0
F2_Commercial_Health (ID)_New_Food Preparation_Natural Gas_Griddle_E4 | F2 | Commercial | Health (ID) | New | Food Preparation | Natural Gas | Griddle | E4 | TRC BC Ratio | 0 | 0 | 0 | 0 | 0 | 0 | 0 | 0 | 0 | 0 | 0 | 0 | 0 | 0 | 0 | 0 | 0 | 0 | 0 | 0 | 0 | 0 | 0 | 0 | 0 | 0 | 0
F2_Commercial_Health (ID)_New_Food Preparation_Natural Gas_Griddle_E5 | F2 | Commercial | Health (ID) | New | Food Preparation | Natural Gas | Griddle | E5 | TRC BC Ratio | 0 | 0 | 0 | 0 | 0 | 0 | 0 | 0 | 0 | 0 | 0 | 0 | 0 | 0 | 0 | 0 | 0 | 0 | 0 | 0 | 0 | 0 | 0 | 0 | 0 | 0 | 0
F2_Commercial_Health (ID)_New_Food Preparation_Natural Gas_Griddle_E6 | F2 | Commercial | Health (ID) | New | Food Preparation | Natural Gas | Griddle | E6 | TRC BC Ratio | 0 | 0 | 0 | 0 | 0 | 0 | 0 | 0 | 0 | 0 | 0 | 0 | 0 | 0 | 0 | 0 | 0 | 0 | 0 | 0 | 0 | 0 | 0 | 0 | 0 | 0 | 0
F2_Commercial_Health (ID)_New_Food Preparation_Natural Gas_Griddle_E7 | F2 | Commercial | Health (ID) | New | Food Preparation | Natural Gas | Griddle | E7 | TRC BC Ratio | 0 | 0 | 0 | 0 | 0 | 0 | 0 | 0 | 0 | 0 | 0 | 0 | 0 | 0 | 0 | 0 | 0 | 0 | 0 | 0 | 0 | 0 | 0 | 0 | 0 | 0 | 0
F2_Commercial_Health (ID)_New_Food Preparation_Natural Gas_Griddle_E8 | F2 | Commercial | Health (ID) | New | Food Preparation | Natural Gas | Griddle | E8 | TRC BC Ratio | 0 | 0 | 0 | 0 | 0 | 0 | 0 | 0 | 0 | 0 | 0 | 0 | 0 | 0 | 0 | 0 | 0 | 0 | 0 | 0 | 0 | 0 | 0 | 0 | 0 | 0 | 0
F2_Commercial_Health (ID)_New_Food Preparation_Natural Gas_Griddle_E9 | F2 | Commercial | Health (ID) | New | Food Preparation | Natural Gas | Griddle | E9 | TRC BC Ratio | 0 | 0 | 0 | 0 | 0 | 0 | 0 | 0 | 0 | 0 | 0 | 0 | 0 | 0 | 0 | 0 | 0 | 0 | 0 | 0 | 0 | 0 | 0 | 0 | 0 | 0 | 0
F2_Commercial_Health (ID)_New_Food Preparation_Natural Gas_Griddle_E10 | F2 | Commercial | Health (ID) | New | Food Preparation | Natural Gas | Griddle | E10 | TRC BC Ratio | 0 | 0 | 0 | 0 | 0 | 0 | 0 | 0 | 0 | 0 | 0 | 0 | 0 | 0 | 0 | 0 | 0 | 0 | 0 | 0 | 0 | 0 | 0 | 0 | 0 | 0 | 0
F3_Commercial_Health (ID)_New_Food Preparation_Natural Gas_Griddle_E1 | F3 | Commercial | Health (ID) | New | Food Preparation | Natural Gas | Griddle | E1 | PACT BC Ratio | [24 empty] | 1 | 1 | 1 | bar: 2019 to 2042
F3_Commercial_Health (ID)_New_Food Preparation_Natural Gas_Griddle_E2 | F3 | Commercial | Health (ID) | New | Food Preparation | Natural Gas | Griddle | E2 | PACT BC Ratio | 35.3852 | 36.277 | 37.3335 | 38.5443 | 39.9135 | 41.5795 | 43.2942 | 44.9923 | 46.6271 | 48.2846 | 49.6035 | 50.8391 | 52.1666 | 53.4662 | 54.6281 | 55.7154 | 56.6905 | 57.6533 | 58.6816 | 59.6847 | 60.7152 | 61.7866 | 62.8694 | 63.9863 | 65.1231 | 66.2801 | 67.4576
F3_Commercial_Health (ID)_New_Food Preparation_Natural Gas_Griddle_E3 | F3 | Commercial | Health (ID) | New | Food Preparation | Natural Gas | Griddle | E3 | PACT BC Ratio | 0 | 0 | 0 | 0 | 0 | 0 | 0 | 0 | 0 | 0 | 0 | 0 | 0 | 0 | 0 | 0 | 0 | 0 | 0 | 0 | 0 | 0 | 0 | 0 | 0 | 0 | 0
F3_Commercial_Health (ID)_New_Food Preparation_Natural Gas_Griddle_E4 | F3 | Commercial | Health (ID) | New | Food Preparation | Natural Gas | Griddle | E4 | PACT BC Ratio | 0 | 0 | 0 | 0 | 0 | 0 | 0 | 0 | 0 | 0 | 0 | 0 | 0 | 0 | 0 | 0 | 0 | 0 | 0 | 0 | 0 | 0 | 0 | 0 | 0 | 0 | 0
F3_Commercial_Health (ID)_New_Food Preparation_Natural Gas_Griddle_E5 | F3 | Commercial | Health (ID) | New | Food Preparation | Natural Gas | Griddle | E5 | PACT BC Ratio | 0 | 0 | 0 | 0 | 0 | 0 | 0 | 0 | 0 | 0 | 0 | 0 | 0 | 0 | 0 | 0 | 0 | 0 | 0 | 0 | 0 | 0 | 0 | 0 | 0 | 0 | 0
F3_Commercial_Health (ID)_New_Food Preparation_Natural Gas_Griddle_E6 | F3 | Commercial | Health (ID) | New | Food Preparation | Natural Gas | Griddle | E6 | PACT BC Ratio | 0 | 0 | 0 | 0 | 0 | 0 | 0 | 0 | 0 | 0 | 0 | 0 | 0 | 0 | 0 | 0 | 0 | 0 | 0 | 0 | 0 | 0 | 0 | 0 | 0 | 0 | 0
F3_Commercial_Health (ID)_New_Food Preparation_Natural Gas_Griddle_E7 | F3 | Commercial | Health (ID) | New | Food Preparation | Natural Gas | Griddle | E7 | PACT BC Ratio | 0 | 0 | 0 | 0 | 0 | 0 | 0 | 0 | 0 | 0 | 0 | 0 | 0 | 0 | 0 | 0 | 0 | 0 | 0 | 0 | 0 | 0 | 0 | 0 | 0 | 0 | 0
F3_Commercial_Health (ID)_New_Food Preparation_Natural Gas_Griddle_E8 | F3 | Commercial | Health (ID) | New | Food Preparation | Natural Gas | Griddle | E8 | PACT BC Ratio | 0 | 0 | 0 | 0 | 0 | 0 | 0 | 0 | 0 | 0 | 0 | 0 | 0 | 0 | 0 | 0 | 0 | 0 | 0 | 0 | 0 | 0 | 0 | 0 | 0 | 0 | 0
F3_Commercial_Health (ID)_New_Food Preparation_Natural Gas_Griddle_E9 | F3 | Commercial | Health (ID) | New | Food Preparation | Natural Gas | Griddle | E9 | PACT BC Ratio | 0 | 0 | 0 | 0 | 0 | 0 | 0 | 0 | 0 | 0 | 0 | 0 | 0 | 0 | 0 | 0 | 0 | 0 | 0 | 0 | 0 | 0 | 0 | 0 | 0 | 0 | 0
F3_Commercial_Health (ID)_New_Food Preparation_Natural Gas_Griddle_E10 | F3 | Commercial | Health (ID) | New | Food Preparation | Natural Gas | Griddle | E10 | PACT BC Ratio | 0 | 0 | 0 | 0 | 0 | 0 | 0 | 0 | 0 | 0 | 0 | 0 | 0 | 0 | 0 | 0 | 0 | 0 | 0 | 0 | 0 | 0 | 0 | 0 | 0 | 0 | 0
F4_Commercial_Health (ID)_New_Food Preparation_Natural Gas_Griddle_E1 | F4 | Commercial | Health (ID) | New | Food Preparation | Natural Gas | Griddle | E1 | RVT BC Ratio | [24 empty] | 1 | 1 | 1 | bar: 2019 to 2042
F4_Commercial_Health (ID)_New_Food Preparation_Natural Gas_Griddle_E2 | F4 | Commercial | Health (ID) | New | Food Preparation | Natural Gas | Griddle | E2 | RVT BC Ratio | 25.6598 | 26.1369 | 26.6969 | 27.3497 | 28.0974 | 29.0308 | 29.9667 | 30.8554 | 31.6599 | 32.4396 | 33.2477 | 33.982 | 34.7571 | 35.4905 | 36.1211 | 36.6903 | 37.172 | 37.6318 | 38.1209 | 38.5775 | 39.0358 | 39.7174 | 40.4063 | 41.117 | 41.8402 | 42.5764 | 43.3256
F4_Commercial_Health (ID)_New_Food Preparation_Natural Gas_Griddle_E3 | F4 | Commercial | Health (ID) | New | Food Preparation | Natural Gas | Griddle | E3 | RVT BC Ratio | 0 | 0 | 0 | 0 | 0 | 0 | 0 | 0 | 0 | 0 | 0 | 0 | 0 | 0 | 0 | 0 | 0 | 0 | 0 | 0 | 0 | 0 | 0 | 0 | 0 | 0 | 0
F4_Commercial_Health (ID)_New_Food Preparation_Natural Gas_Griddle_E4 | F4 | Commercial | Health (ID) | New | Food Preparation | Natural Gas | Griddle | E4 | RVT BC Ratio | 0 | 0 | 0 | 0 | 0 | 0 | 0 | 0 | 0 | 0 | 0 | 0 | 0 | 0 | 0 | 0 | 0 | 0 | 0 | 0 | 0 | 0 | 0 | 0 | 0 | 0 | 0
F4_Commercial_Health (ID)_New_Food Preparation_Natural Gas_Griddle_E5 | F4 | Commercial | Health (ID) | New | Food Preparation | Natural Gas | Griddle | E5 | RVT BC Ratio | 0 | 0 | 0 | 0 | 0 | 0 | 0 | 0 | 0 | 0 | 0 | 0 | 0 | 0 | 0 | 0 | 0 | 0 | 0 | 0 | 0 | 0 | 0 | 0 | 0 | 0 | 0
F4_Commercial_Health (ID)_New_Food Preparation_Natural Gas_Griddle_E6 | F4 | Commercial | Health (ID) | New | Food Preparation | Natural Gas | Griddle | E6 | RVT BC Ratio | 0 | 0 | 0 | 0 | 0 | 0 | 0 | 0 | 0 | 0 | 0 | 0 | 0 | 0 | 0 | 0 | 0 | 0 | 0 | 0 | 0 | 0 | 0 | 0 | 0 | 0 | 0
F4_Commercial_Health (ID)_New_Food Preparation_Natural Gas_Griddle_E7 | F4 | Commercial | Health (ID) | New | Food Preparation | Natural Gas | Griddle | E7 | RVT BC Ratio | 0 | 0 | 0 | 0 | 0 | 0 | 0 | 0 | 0 | 0 | 0 | 0 | 0 | 0 | 0 | 0 | 0 | 0 | 0 | 0 | 0 | 0 | 0 | 0 | 0 | 0 | 0
F4_Commercial_Health (ID)_New_Food Preparation_Natural Gas_Griddle_E8 | F4 | Commercial | Health (ID) | New | Food Preparation | Natural Gas | Griddle | E8 | RVT BC Ratio | 0 | 0 | 0 | 0 | 0 | 0 | 0 | 0 | 0 | 0 | 0 | 0 | 0 | 0 | 0 | 0 | 0 | 0 | 0 | 0 | 0 | 0 | 0 | 0 | 0 | 0 | 0
F4_Commercial_Health (ID)_New_Food Preparation_Natural Gas_Griddle_E9 | F4 | Commercial | Health (ID) | New | Food Preparation | Natural Gas | Griddle | E9 | RVT BC Ratio | 0 | 0 | 0 | 0 | 0 | 0 | 0 | 0 | 0 | 0 | 0 | 0 | 0 | 0 | 0 | 0 | 0 | 0 | 0 | 0 | 0 | 0 | 0 | 0 | 0 | 0 | 0
F4_Commercial_Health (ID)_New_Food Preparation_Natural Gas_Griddle_E10 | F4 | Commercial | Health (ID) | New | Food Preparation | Natural Gas | Griddle | E10 | RVT BC Ratio | 0 | 0 | 0 | 0 | 0 | 0 | 0 | 0 | 0 | 0 | 0 | 0 | 0 | 0 | 0 | 0 | 0 | 0 | 0 | 0 | 0 | 0 | 0 | 0 | 0 | 0 | 0
F5_Commercial_Health (ID)_New_Food Preparation_Natural Gas_Griddle_E1 | F5 | Commercial | Health (ID) | New | Food Preparation | Natural Gas | Griddle | E1 | RIM BC Ratio | [24 empty] | 1 | 1 | 1 | bar: 2019 to 2042
F5_Commercial_Health (ID)_New_Food Preparation_Natural Gas_Griddle_E2 | F5 | Commercial | Health (ID) | New | Food Preparation | Natural Gas | Griddle | E2 | RIM BC Ratio | 0.82915 | 0.83465 | 0.84107 | 0.84777 | 0.85469 | 0.86193 | 0.86963 | 0.87788 | 0.88681 | 0.8964 | 0.89863 | 0.90123 | 0.90426 | 0.90774 | 0.91137 | 0.91516 | 0.91918 | 0.92343 | 0.9279 | 0.93265 | 0.93767 | 0.93792 | 0.93817 | 0.93841 | 0.93865 | 0.93889 | 0.93912
F5_Commercial_Health (ID)_New_Food Preparation_Natural Gas_Griddle_E3 | F5 | Commercial | Health (ID) | New | Food Preparation | Natural Gas | Griddle | E3 | RIM BC Ratio | 0 | 0 | 0 | 0 | 0 | 0 | 0 | 0 | 0 | 0 | 0 | 0 | 0 | 0 | 0 | 0 | 0 | 0 | 0 | 0 | 0 | 0 | 0 | 0 | 0 | 0 | 0
F5_Commercial_Health (ID)_New_Food Preparation_Natural Gas_Griddle_E4 | F5 | Commercial | Health (ID) | New | Food Preparation | Natural Gas | Griddle | E4 | RIM BC Ratio | 0 | 0 | 0 | 0 | 0 | 0 | 0 | 0 | 0 | 0 | 0 | 0 | 0 | 0 | 0 | 0 | 0 | 0 | 0 | 0 | 0 | 0 | 0 | 0 | 0 | 0 | 0
F5_Commercial_Health (ID)_New_Food Preparation_Natural Gas_Griddle_E5 | F5 | Commercial | Health (ID) | New | Food Preparation | Natural Gas | Griddle | E5 | RIM BC Ratio | 0 | 0 | 0 | 0 | 0 | 0 | 0 | 0 | 0 | 0 | 0 | 0 | 0 | 0 | 0 | 0 | 0 | 0 | 0 | 0 | 0 | 0 | 0 | 0 | 0 | 0 | 0
F5_Commercial_Health (ID)_New_Food Preparation_Natural Gas_Griddle_E6 | F5 | Commercial | Health (ID) | New | Food Preparation | Natural Gas | Griddle | E6 | RIM BC Ratio | 0 | 0 | 0 | 0 | 0 | 0 | 0 | 0 | 0 | 0 | 0 | 0 | 0 | 0 | 0 | 0 | 0 | 0 | 0 | 0 | 0 | 0 | 0 | 0 | 0 | 0 | 0
F5_Commercial_Health (ID)_New_Food Preparation_Natural Gas_Griddle_E7 | F5 | Commercial | Health (ID) | New | Food Preparation | Natural Gas | Griddle | E7 | RIM BC Ratio | 0 | 0 | 0 | 0 | 0 | 0 | 0 | 0 | 0 | 0 | 0 | 0 | 0 | 0 | 0 | 0 | 0 | 0 | 0 | 0 | 0 | 0 | 0 | 0 | 0 | 0 | 0
F5_Commercial_Health (ID)_New_Food Preparation_Natural Gas_Griddle_E8 | F5 | Commercial | Health (ID) | New | Food Preparation | Natural Gas | Griddle | E8 | RIM BC Ratio | 0 | 0 | 0 | 0 | 0 | 0 | 0 | 0 | 0 | 0 | 0 | 0 | 0 | 0 | 0 | 0 | 0 | 0 | 0 | 0 | 0 | 0 | 0 | 0 | 0 | 0 | 0
F5_Commercial_Health (ID)_New_Food Preparation_Natural Gas_Griddle_E9 | F5 | Commercial | Health (ID) | New | Food Preparation | Natural Gas | Griddle | E9 | RIM BC Ratio | 0 | 0 | 0 | 0 | 0 | 0 | 0 | 0 | 0 | 0 | 0 | 0 | 0 | 0 | 0 | 0 | 0 | 0 | 0 | 0 | 0 | 0 | 0 | 0 | 0 | 0 | 0
F5_Commercial_Health (ID)_New_Food Preparation_Natural Gas_Griddle_E10 | F5 | Commercial | Health (ID) | New | Food Preparation | Natural Gas | Griddle | E10 | RIM BC Ratio | 0 | 0 | 0 | 0 | 0 | 0 | 0 | 0 | 0 | 0 | 0 | 0 | 0 | 0 | 0 | 0 | 0 | 0 | 0 | 0 | 0 | 0 | 0 | 0 | 0 | 0 | 0
F0_Commercial_Health (ID)_New_Food Preparation_Natural Gas_Range_E0 | F0 | Commercial | Health (ID) | New | Food Preparation | Natural Gas | Range | E0 | Economic Unit | High Efficiency | High Efficiency | High Efficiency | High Efficiency | High Efficiency | High Efficiency | High Efficiency | High Efficiency | High Efficiency | High Efficiency | High Efficiency | High Efficiency | High Efficiency | High Efficiency | High Efficiency | High Efficiency | High Efficiency | High Efficiency | High Efficiency | High Efficiency | High Efficiency | High Efficiency | High Efficiency | High Efficiency | High Efficiency | High Efficiency | High Efficiency
F1_Commercial_Health (ID)_New_Food Preparation_Natural Gas_Range_E1 | F1 | Commercial | Health (ID) | New | Food Preparation | Natural Gas | Range | E1 | CCE | 0 | 0 | 0 | 0 | 0 | 0 | 0 | 0 | 0 | 0 | 0 | 0 | 0 | 0 | 0 | 0 | 0 | 0 | 0 | 0 | 0 | 0 | 0 | 0 | 0 | 0 | 0
F1_Commercial_Health (ID)_New_Food Preparation_Natural Gas_Range_E2 | F1 | Commercial | Health (ID) | New | Food Preparation | Natural Gas | Range | E2 | CCE | 0.0002258 | 0.0002258 | 0.0002258 | 0.0002258 | 0.0002258 | 0.0002258 | 0.0002258 | 0.0002258 | 0.0002258 | 0.0002258 | 0.0002258 | 0.0002258 | 0.0002258 | 0.0002258 | 0.0002258 | 0.0002258 | 0.0002258 | 0.0002258 | 0.0002258 | 0.0002258 | 0.0002258 | 0.0002258 | 0.0002258 | 0.0002258 | 0.0002258 | 0.0002258 | 0.0002258
F1_Commercial_Health (ID)_New_Food Preparation_Natural Gas_Range_E3 | F1 | Commercial | Health (ID) | New | Food Preparation | Natural Gas | Range | E3 | CCE | 0 | 0 | 0 | 0 | 0 | 0 | 0 | 0 | 0 | 0 | 0 | 0 | 0 | 0 | 0 | 0 | 0 | 0 | 0 | 0 | 0 | 0 | 0 | 0 | 0 | 0 | 0
F1_Commercial_Health (ID)_New_Food Preparation_Natural Gas_Range_E4 | F1 | Commercial | Health (ID) | New | Food Preparation | Natural Gas | Range | E4 | CCE | 0 | 0 | 0 | 0 | 0 | 0 | 0 | 0 | 0 | 0 | 0 | 0 | 0 | 0 | 0 | 0 | 0 | 0 | 0 | 0 | 0 | 0 | 0 | 0 | 0 | 0 | 0
F1_Commercial_Health (ID)_New_Food Preparation_Natural Gas_Range_E5 | F1 | Commercial | Health (ID) | New | Food Preparation | Natural Gas | Range | E5 | CCE | 0 | 0 | 0 | 0 | 0 | 0 | 0 | 0 | 0 | 0 | 0 | 0 | 0 | 0 | 0 | 0 | 0 | 0 | 0 | 0 | 0 | 0 | 0 | 0 | 0 | 0 | 0
F1_Commercial_Health (ID)_New_Food Preparation_Natural Gas_Range_E6 | F1 | Commercial | Health (ID) | New | Food Preparation | Natural Gas | Range | E6 | CCE | 0 | 0 | 0 | 0 | 0 | 0 | 0 | 0 | 0 | 0 | 0 | 0 | 0 | 0 | 0 | 0 | 0 | 0 | 0 | 0 | 0 | 0 | 0 | 0 | 0 | 0 | 0
F1_Commercial_Health (ID)_New_Food Preparation_Natural Gas_Range_E7 | F1 | Commercial | Health (ID) | New | Food Preparation | Natural Gas | Range | E7 | CCE | 0 | 0 | 0 | 0 | 0 | 0 | 0 | 0 | 0 | 0 | 0 | 0 | 0 | 0 | 0 | 0 | 0 | 0 | 0 | 0 | 0 | 0 | 0 | 0 | 0 | 0 | 0
F1_Commercial_Health (ID)_New_Food Preparation_Natural Gas_Range_E8 | F1 | Commercial | Health (ID) | New | Food Preparation | Natural Gas | Range | E8 | CCE | 0 | 0 | 0 | 0 | 0 | 0 | 0 | 0 | 0 | 0 | 0 | 0 | 0 | 0 | 0 | 0 | 0 | 0 | 0 | 0 | 0 | 0 | 0 | 0 | 0 | 0 | 0
F1_Commercial_Health (ID)_New_Food Preparation_Natural Gas_Range_E9 | F1 | Commercial | Health (ID) | New | Food Preparation | Natural Gas | Range | E9 | CCE | 0 | 0 | 0 | 0 | 0 | 0 | 0 | 0 | 0 | 0 | 0 | 0 | 0 | 0 | 0 | 0 | 0 | 0 | 0 | 0 | 0 | 0 | 0 | 0 | 0 | 0 | 0
F1_Commercial_Health (ID)_New_Food Preparation_Natural Gas_Range_E10 | F1 | Commercial | Health (ID) | New | Food Preparation | Natural Gas | Range | E10 | CCE | 0 | 0 | 0 | 0 | 0 | 0 | 0 | 0 | 0 | 0 | 0 | 0 | 0 | 0 | 0 | 0 | 0 | 0 | 0 | 0 | 0 | 0 | 0 | 0 | 0 | 0 | 0
F2_Commercial_Health (ID)_New_Food Preparation_Natural Gas_Range_E1 | F2 | Commercial | Health (ID) | New | Food Preparation | Natural Gas | Range | E1 | TRC BC Ratio | [24 empty] | 1 | 1 | 1 | bar: 2019 to 2042
F2_Commercial_Health (ID)_New_Food Preparation_Natural Gas_Range_E2 | F2 | Commercial | Health (ID) | New | Food Preparation | Natural Gas | Range | E2 | TRC BC Ratio | 15.3593 | 15.7139 | 16.1599 | 16.6861 | 17.298 | 18.0697 | 18.8734 | 19.6748 | 20.4478 | 21.2314 | 21.843 | 22.4119 | 23.0253 | 23.6228 | 24.1498 | 24.6377 | 25.068 | 25.4909 | 25.9459 | 26.3869 | 26.8407 | 27.3139 | 27.7916 | 28.2854 | 28.7879 | 29.2993 | 29.8198
F2_Commercial_Health (ID)_New_Food Preparation_Natural Gas_Range_E3 | F2 | Commercial | Health (ID) | New | Food Preparation | Natural Gas | Range | E3 | TRC BC Ratio | 0 | 0 | 0 | 0 | 0 | 0 | 0 | 0 | 0 | 0 | 0 | 0 | 0 | 0 | 0 | 0 | 0 | 0 | 0 | 0 | 0 | 0 | 0 | 0 | 0 | 0 | 0
F2_Commercial_Health (ID)_New_Food Preparation_Natural Gas_Range_E4 | F2 | Commercial | Health (ID) | New | Food Preparation | Natural Gas | Range | E4 | TRC BC Ratio | 0 | 0 | 0 | 0 | 0 | 0 | 0 | 0 | 0 | 0 | 0 | 0 | 0 | 0 | 0 | 0 | 0 | 0 | 0 | 0 | 0 | 0 | 0 | 0 | 0 | 0 | 0
F2_Commercial_Health (ID)_New_Food Preparation_Natural Gas_Range_E5 | F2 | Commercial | Health (ID) | New | Food Preparation | Natural Gas | Range | E5 | TRC BC Ratio | 0 | 0 | 0 | 0 | 0 | 0 | 0 | 0 | 0 | 0 | 0 | 0 | 0 | 0 | 0 | 0 | 0 | 0 | 0 | 0 | 0 | 0 | 0 | 0 | 0 | 0 | 0
F2_Commercial_Health (ID)_New_Food Preparation_Natural Gas_Range_E6 | F2 | Commercial | Health (ID) | New | Food Preparation | Natural Gas | Range | E6 | TRC BC Ratio | 0 | 0 | 0 | 0 | 0 | 0 | 0 | 0 | 0 | 0 | 0 | 0 | 0 | 0 | 0 | 0 | 0 | 0 | 0 | 0 | 0 | 0 | 0 | 0 | 0 | 0 | 0
F2_Commercial_Health (ID)_New_Food Preparation_Natural Gas_Range_E7 | F2 | Commercial | Health (ID) | New | Food Preparation | Natural Gas | Range | E7 | TRC BC Ratio | 0 | 0 | 0 | 0 | 0 | 0 | 0 | 0 | 0 | 0 | 0 | 0 | 0 | 0 | 0 | 0 | 0 | 0 | 0 | 0 | 0 | 0 | 0 | 0 | 0 | 0 | 0
F2_Commercial_Health (ID)_New_Food Preparation_Natural Gas_Range_E8 | F2 | Commercial | Health (ID) | New | Food Preparation | Natural Gas | Range | E8 | TRC BC Ratio | 0 | 0 | 0 | 0 | 0 | 0 | 0 | 0 | 0 | 0 | 0 | 0 | 0 | 0 | 0 | 0 | 0 | 0 | 0 | 0 | 0 | 0 | 0 | 0 | 0 | 0 | 0
F2_Commercial_Health (ID)_New_Food Preparation_Natural Gas_Range_E9 | F2 | Commercial | Health (ID) | New | Food Preparation | Natural Gas | Range | E9 | TRC BC Ratio | 0 | 0 | 0 | 0 | 0 | 0 | 0 | 0 | 0 | 0 | 0 | 0 | 0 | 0 | 0 | 0 | 0 | 0 | 0 | 0 | 0 | 0 | 0 | 0 | 0 | 0 | 0
F2_Commercial_Health (ID)_New_Food Preparation_Natural Gas_Range_E10 | F2 | Commercial | Health (ID) | New | Food Preparation | Natural Gas | Range | E10 | TRC BC Ratio | 0 | 0 | 0 | 0 | 0 | 0 | 0 | 0 | 0 | 0 | 0 | 0 | 0 | 0 | 0 | 0 | 0 | 0 | 0 | 0 | 0 | 0 | 0 | 0 | 0 | 0 | 0
F3_Commercial_Health (ID)_New_Food Preparation_Natural Gas_Range_E1 | F3 | Commercial | Health (ID) | New | Food Preparation | Natural Gas | Range | E1 | PACT BC Ratio | [24 empty] | 1 | 1 | 1 | bar: 2019 to 2042
F3_Commercial_Health (ID)_New_Food Preparation_Natural Gas_Range_E2 | F3 | Commercial | Health (ID) | New | Food Preparation | Natural Gas | Range | E2 | PACT BC Ratio | 30.4171 | 31.1193 | 32.0026 | 33.0446 | 34.2563 | 35.7845 | 37.3763 | 38.9634 | 40.4942 | 42.046 | 43.2572 | 44.3839 | 45.5985 | 46.7818 | 47.8254 | 48.7917 | 49.6438 | 50.4814 | 51.3823 | 52.2558 | 53.1544 | 54.0915 | 55.0376 | 56.0154 | 57.0105 | 58.0234 | 59.0542
F3_Commercial_Health (ID)_New_Food Preparation_Natural Gas_Range_E3 | F3 | Commercial | Health (ID) | New | Food Preparation | Natural Gas | Range | E3 | PACT BC Ratio | 0 | 0 | 0 | 0 | 0 | 0 | 0 | 0 | 0 | 0 | 0 | 0 | 0 | 0 | 0 | 0 | 0 | 0 | 0 | 0 | 0 | 0 | 0 | 0 | 0 | 0 | 0
F3_Commercial_Health (ID)_New_Food Preparation_Natural Gas_Range_E4 | F3 | Commercial | Health (ID) | New | Food Preparation | Natural Gas | Range | E4 | PACT BC Ratio | 0 | 0 | 0 | 0 | 0 | 0 | 0 | 0 | 0 | 0 | 0 | 0 | 0 | 0 | 0 | 0 | 0 | 0 | 0 | 0 | 0 | 0 | 0 | 0 | 0 | 0 | 0
F3_Commercial_Health (ID)_New_Food Preparation_Natural Gas_Range_E5 | F3 | Commercial | Health (ID) | New | Food Preparation | Natural Gas | Range | E5 | PACT BC Ratio | 0 | 0 | 0 | 0 | 0 | 0 | 0 | 0 | 0 | 0 | 0 | 0 | 0 | 0 | 0 | 0 | 0 | 0 | 0 | 0 | 0 | 0 | 0 | 0 | 0 | 0 | 0
F3_Commercial_Health (ID)_New_Food Preparation_Natural Gas_Range_E6 | F3 | Commercial | Health (ID) | New | Food Preparation | Natural Gas | Range | E6 | PACT BC Ratio | 0 | 0 | 0 | 0 | 0 | 0 | 0 | 0 | 0 | 0 | 0 | 0 | 0 | 0 | 0 | 0 | 0 | 0 | 0 | 0 | 0 | 0 | 0 | 0 | 0 | 0 | 0
F3_Commercial_Health (ID)_New_Food Preparation_Natural Gas_Range_E7 | F3 | Commercial | Health (ID) | New | Food Preparation | Natural Gas | Range | E7 | PACT BC Ratio | 0 | 0 | 0 | 0 | 0 | 0 | 0 | 0 | 0 | 0 | 0 | 0 | 0 | 0 | 0 | 0 | 0 | 0 | 0 | 0 | 0 | 0 | 0 | 0 | 0 | 0 | 0
F3_Commercial_Health (ID)_New_Food Preparation_Natural Gas_Range_E8 | F3 | Commercial | Health (ID) | New | Food Preparation | Natural Gas | Range | E8 | PACT BC Ratio | 0 | 0 | 0 | 0 | 0 | 0 | 0 | 0 | 0 | 0 | 0 | 0 | 0 | 0 | 0 | 0 | 0 | 0 | 0 | 0 | 0 | 0 | 0 | 0 | 0 | 0 | 0
F3_Commercial_Health (ID)_New_Food Preparation_Natural Gas_Range_E9 | F3 | Commercial | Health (ID) | New | Food Preparation | Natural Gas | Range | E9 | PACT BC Ratio | 0 | 0 | 0 | 0 | 0 | 0 | 0 | 0 | 0 | 0 | 0 | 0 | 0 | 0 | 0 | 0 | 0 | 0 | 0 | 0 | 0 | 0 | 0 | 0 | 0 | 0 | 0
F3_Commercial_Health (ID)_New_Food Preparation_Natural Gas_Range_E10 | F3 | Commercial | Health (ID) | New | Food Preparation | Natural Gas | Range | E10 | PACT BC Ratio | 0 | 0 | 0 | 0 | 0 | 0 | 0 | 0 | 0 | 0 | 0 | 0 | 0 | 0 | 0 | 0 | 0 | 0 | 0 | 0 | 0 | 0 | 0 | 0 | 0 | 0 | 0
F4_Commercial_Health (ID)_New_Food Preparation_Natural Gas_Range_E1 | F4 | Commercial | Health (ID) | New | Food Preparation | Natural Gas | Range | E1 | RVT BC Ratio | [24 empty] | 1 | 1 | 1 | bar: 2019 to 2042
F4_Commercial_Health (ID)_New_Food Preparation_Natural Gas_Range_E2 | F4 | Commercial | Health (ID) | New | Food Preparation | Natural Gas | Range | E2 | RVT BC Ratio | 22.3313 | 22.6963 | 23.141 | 23.6816 | 24.3247 | 25.1747 | 26.0467 | 26.8902 | 27.6666 | 28.4123 | 29.1782 | 29.8624 | 30.5761 | 31.2357 | 31.7912 | 32.2836 | 32.6873 | 33.0678 | 33.4761 | 33.8506 | 34.2252 | 34.8214 | 35.4234 | 36.0455 | 36.6787 | 37.3231 | 37.9789
F4_Commercial_Health (ID)_New_Food Preparation_Natural Gas_Range_E3 | F4 | Commercial | Health (ID) | New | Food Preparation | Natural Gas | Range | E3 | RVT BC Ratio | 0 | 0 | 0 | 0 | 0 | 0 | 0 | 0 | 0 | 0 | 0 | 0 | 0 | 0 | 0 | 0 | 0 | 0 | 0 | 0 | 0 | 0 | 0 | 0 | 0 | 0 | 0
F4_Commercial_Health (ID)_New_Food Preparation_Natural Gas_Range_E4 | F4 | Commercial | Health (ID) | New | Food Preparation | Natural Gas | Range | E4 | RVT BC Ratio | 0 | 0 | 0 | 0 | 0 | 0 | 0 | 0 | 0 | 0 | 0 | 0 | 0 | 0 | 0 | 0 | 0 | 0 | 0 | 0 | 0 | 0 | 0 | 0 | 0 | 0 | 0
F4_Commercial_Health (ID)_New_Food Preparation_Natural Gas_Range_E5 | F4 | Commercial | Health (ID) | New | Food Preparation | Natural Gas | Range | E5 | RVT BC Ratio | 0 | 0 | 0 | 0 | 0 | 0 | 0 | 0 | 0 | 0 | 0 | 0 | 0 | 0 | 0 | 0 | 0 | 0 | 0 | 0 | 0 | 0 | 0 | 0 | 0 | 0 | 0
F4_Commercial_Health (ID)_New_Food Preparation_Natural Gas_Range_E6 | F4 | Commercial | Health (ID) | New | Food Preparation | Natural Gas | Range | E6 | RVT BC Ratio | 0 | 0 | 0 | 0 | 0 | 0 | 0 | 0 | 0 | 0 | 0 | 0 | 0 | 0 | 0 | 0 | 0 | 0 | 0 | 0 | 0 | 0 | 0 | 0 | 0 | 0 | 0
F4_Commercial_Health (ID)_New_Food Preparation_Natural Gas_Range_E7 | F4 | Commercial | Health (ID) | New | Food Preparation | Natural Gas | Range | E7 | RVT BC Ratio | 0 | 0 | 0 | 0 | 0 | 0 | 0 | 0 | 0 | 0 | 0 | 0 | 0 | 0 | 0 | 0 | 0 | 0 | 0 | 0 | 0 | 0 | 0 | 0 | 0 | 0 | 0
F4_Commercial_Health (ID)_New_Food Preparation_Natural Gas_Range_E8 | F4 | Commercial | Health (ID) | New | Food Preparation | Natural Gas | Range | E8 | RVT BC Ratio | 0 | 0 | 0 | 0 | 0 | 0 | 0 | 0 | 0 | 0 | 0 | 0 | 0 | 0 | 0 | 0 | 0 | 0 | 0 | 0 | 0 | 0 | 0 | 0 | 0 | 0 | 0
F4_Commercial_Health (ID)_New_Food Preparation_Natural Gas_Range_E9 | F4 | Commercial | Health (ID) | New | Food Preparation | Natural Gas | Range | E9 | RVT BC Ratio | 0 | 0 | 0 | 0 | 0 | 0 | 0 | 0 | 0 | 0 | 0 | 0 | 0 | 0 | 0 | 0 | 0 | 0 | 0 | 0 | 0 | 0 | 0 | 0 | 0 | 0 | 0
F4_Commercial_Health (ID)_New_Food Preparation_Natural Gas_Range_E10 | F4 | Commercial | Health (ID) | New | Food Preparation | Natural Gas | Range | E10 | RVT BC Ratio | 0 | 0 | 0 | 0 | 0 | 0 | 0 | 0 | 0 | 0 | 0 | 0 | 0 | 0 | 0 | 0 | 0 | 0 | 0 | 0 | 0 | 0 | 0 | 0 | 0 | 0 | 0
F5_Commercial_Health (ID)_New_Food Preparation_Natural Gas_Range_E1 | F5 | Commercial | Health (ID) | New | Food Preparation | Natural Gas | Range | E1 | RIM BC Ratio | [24 empty] | 1 | 1 | 1 | bar: 2019 to 2042
F5_Commercial_Health (ID)_New_Food Preparation_Natural Gas_Range_E2 | F5 | Commercial | Health (ID) | New | Food Preparation | Natural Gas | Range | E2 | RIM BC Ratio | 0.81803 | 0.82357 | 0.83081 | 0.83844 | 0.84639 | 0.85453 | 0.86289 | 0.87153 | 0.88053 | 0.89045 | 0.89221 | 0.89462 | 0.89779 | 0.90176 | 0.90586 | 0.91016 | 0.91469 | 0.91948 | 0.92455 | 0.92992 | 0.93562 | 0.9359 | 0.93618 | 0.93646 | 0.93673 | 0.937 | 0.93727
F5_Commercial_Health (ID)_New_Food Preparation_Natural Gas_Range_E3 | F5 | Commercial | Health (ID) | New | Food Preparation | Natural Gas | Range | E3 | RIM BC Ratio | 0 | 0 | 0 | 0 | 0 | 0 | 0 | 0 | 0 | 0 | 0 | 0 | 0 | 0 | 0 | 0 | 0 | 0 | 0 | 0 | 0 | 0 | 0 | 0 | 0 | 0 | 0
F5_Commercial_Health (ID)_New_Food Preparation_Natural Gas_Range_E4 | F5 | Commercial | Health (ID) | New | Food Preparation | Natural Gas | Range | E4 | RIM BC Ratio | 0 | 0 | 0 | 0 | 0 | 0 | 0 | 0 | 0 | 0 | 0 | 0 | 0 | 0 | 0 | 0 | 0 | 0 | 0 | 0 | 0 | 0 | 0 | 0 | 0 | 0 | 0
F5_Commercial_Health (ID)_New_Food Preparation_Natural Gas_Range_E5 | F5 | Commercial | Health (ID) | New | Food Preparation | Natural Gas | Range | E5 | RIM BC Ratio | 0 | 0 | 0 | 0 | 0 | 0 | 0 | 0 | 0 | 0 | 0 | 0 | 0 | 0 | 0 | 0 | 0 | 0 | 0 | 0 | 0 | 0 | 0 | 0 | 0 | 0 | 0
F5_Commercial_Health (ID)_New_Food Preparation_Natural Gas_Range_E6 | F5 | Commercial | Health (ID) | New | Food Preparation | Natural Gas | Range | E6 | RIM BC Ratio | 0 | 0 | 0 | 0 | 0 | 0 | 0 | 0 | 0 | 0 | 0 | 0 | 0 | 0 | 0 | 0 | 0 | 0 | 0 | 0 | 0 | 0 | 0 | 0 | 0 | 0 | 0
F5_Commercial_Health (ID)_New_Food Preparation_Natural Gas_Range_E7 | F5 | Commercial | Health (ID) | New | Food Preparation | Natural Gas | Range | E7 | RIM BC Ratio | 0 | 0 | 0 | 0 | 0 | 0 | 0 | 0 | 0 | 0 | 0 | 0 | 0 | 0 | 0 | 0 | 0 | 0 | 0 | 0 | 0 | 0 | 0 | 0 | 0 | 0 | 0
F5_Commercial_Health (ID)_New_Food Preparation_Natural Gas_Range_E8 | F5 | Commercial | Health (ID) | New | Food Preparation | Natural Gas | Range | E8 | RIM BC Ratio | 0 | 0 | 0 | 0 | 0 | 0 | 0 | 0 | 0 | 0 | 0 | 0 | 0 | 0 | 0 | 0 | 0 | 0 | 0 | 0 | 0 | 0 | 0 | 0 | 0 | 0 | 0
F5_Commercial_Health (ID)_New_Food Preparation_Natural Gas_Range_E9 | F5 | Commercial | Health (ID) | New | Food Preparation | Natural Gas | Range | E9 | RIM BC Ratio | 0 | 0 | 0 | 0 | 0 | 0 | 0 | 0 | 0 | 0 | 0 | 0 | 0 | 0 | 0 | 0 | 0 | 0 | 0 | 0 | 0 | 0 | 0 | 0 | 0 | 0 | 0
F5_Commercial_Health (ID)_New_Food Preparation_Natural Gas_Range_E10 | F5 | Commercial | Health (ID) | New | Food Preparation | Natural Gas | Range | E10 | RIM BC Ratio | 0 | 0 | 0 | 0 | 0 | 0 | 0 | 0 | 0 | 0 | 0 | 0 | 0 | 0 | 0 | 0 | 0 | 0 | 0 | 0 | 0 | 0 | 0 | 0 | 0 | 0 | 0
F0_Commercial_Health (ID)_New_Food Preparation_Natural Gas_Steamer_E0 | F0 | Commercial | Health (ID) | New | Food Preparation | Natural Gas | Steamer | E0 | Economic Unit | ENERGY STAR | ENERGY STAR | ENERGY STAR | ENERGY STAR | ENERGY STAR | ENERGY STAR | ENERGY STAR | ENERGY STAR | ENERGY STAR | ENERGY STAR | ENERGY STAR | ENERGY STAR | ENERGY STAR | ENERGY STAR | ENERGY STAR | ENERGY STAR | ENERGY STAR | ENERGY STAR | ENERGY STAR | ENERGY STAR | ENERGY STAR | ENERGY STAR | ENERGY STAR | ENERGY STAR | ENERGY STAR | ENERGY STAR | ENERGY STAR
F1_Commercial_Health (ID)_New_Food Preparation_Natural Gas_Steamer_E1 | F1 | Commercial | Health (ID) | New | Food Preparation | Natural Gas | Steamer | E1 | CCE | 0 | 0 | 0 | 0 | 0 | 0 | 0 | 0 | 0 | 0 | 0 | 0 | 0 | 0 | 0 | 0 | 0 | 0 | 0 | 0 | 0 | 0 | 0 | 0 | 0 | 0 | 0
F1_Commercial_Health (ID)_New_Food Preparation_Natural Gas_Steamer_E2 | F1 | Commercial | Health (ID) | New | Food Preparation | Natural Gas | Steamer | E2 | CCE | 3.7552e-05 | 3.7552e-05 | 3.7552e-05 | 3.7552e-05 | 3.7552e-05 | 3.7552e-05 | 3.7552e-05 | 3.7552e-05 | 3.7552e-05 | 3.7552e-05 | 3.7552e-05 | 3.7552e-05 | 3.7552e-05 | 3.7552e-05 | 3.7552e-05 | 3.7552e-05 | 3.7552e-05 | 3.7552e-05 | 3.7552e-05 | 3.7552e-05 | 3.7552e-05 | 3.7552e-05 | 3.7552e-05 | 3.7552e-05 | 3.7552e-05 | 3.7552e-05 | 3.7552e-05
F1_Commercial_Health (ID)_New_Food Preparation_Natural Gas_Steamer_E3 | F1 | Commercial | Health (ID) | New | Food Preparation | Natural Gas | Steamer | E3 | CCE | 0 | 0 | 0 | 0 | 0 | 0 | 0 | 0 | 0 | 0 | 0 | 0 | 0 | 0 | 0 | 0 | 0 | 0 | 0 | 0 | 0 | 0 | 0 | 0 | 0 | 0 | 0
F1_Commercial_Health (ID)_New_Food Preparation_Natural Gas_Steamer_E4 | F1 | Commercial | Health (ID) | New | Food Preparation | Natural Gas | Steamer | E4 | CCE | 0 | 0 | 0 | 0 | 0 | 0 | 0 | 0 | 0 | 0 | 0 | 0 | 0 | 0 | 0 | 0 | 0 | 0 | 0 | 0 | 0 | 0 | 0 | 0 | 0 | 0 | 0
F1_Commercial_Health (ID)_New_Food Preparation_Natural Gas_Steamer_E5 | F1 | Commercial | Health (ID) | New | Food Preparation | Natural Gas | Steamer | E5 | CCE | 0 | 0 | 0 | 0 | 0 | 0 | 0 | 0 | 0 | 0 | 0 | 0 | 0 | 0 | 0 | 0 | 0 | 0 | 0 | 0 | 0 | 0 | 0 | 0 | 0 | 0 | 0
F1_Commercial_Health (ID)_New_Food Preparation_Natural Gas_Steamer_E6 | F1 | Commercial | Health (ID) | New | Food Preparation | Natural Gas | Steamer | E6 | CCE | 0 | 0 | 0 | 0 | 0 | 0 | 0 | 0 | 0 | 0 | 0 | 0 | 0 | 0 | 0 | 0 | 0 | 0 | 0 | 0 | 0 | 0 | 0 | 0 | 0 | 0 | 0
F1_Commercial_Health (ID)_New_Food Preparation_Natural Gas_Steamer_E7 | F1 | Commercial | Health (ID) | New | Food Preparation | Natural Gas | Steamer | E7 | CCE | 0 | 0 | 0 | 0 | 0 | 0 | 0 | 0 | 0 | 0 | 0 | 0 | 0 | 0 | 0 | 0 | 0 | 0 | 0 | 0 | 0 | 0 | 0 | 0 | 0 | 0 | 0
F1_Commercial_Health (ID)_New_Food Preparation_Natural Gas_Steamer_E8 | F1 | Commercial | Health (ID) | New | Food Preparation | Natural Gas | Steamer | E8 | CCE | 0 | 0 | 0 | 0 | 0 | 0 | 0 | 0 | 0 | 0 | 0 | 0 | 0 | 0 | 0 | 0 | 0 | 0 | 0 | 0 | 0 | 0 | 0 | 0 | 0 | 0 | 0
F1_Commercial_Health (ID)_New_Food Preparation_Natural Gas_Steamer_E9 | F1 | Commercial | Health (ID) | New | Food Preparation | Natural Gas | Steamer | E9 | CCE | 0 | 0 | 0 | 0 | 0 | 0 | 0 | 0 | 0 | 0 | 0 | 0 | 0 | 0 | 0 | 0 | 0 | 0 | 0 | 0 | 0 | 0 | 0 | 0 | 0 | 0 | 0
F1_Commercial_Health (ID)_New_Food Preparation_Natural Gas_Steamer_E10 | F1 | Commercial | Health (ID) | New | Food Preparation | Natural Gas | Steamer | E10 | CCE | 0 | 0 | 0 | 0 | 0 | 0 | 0 | 0 | 0 | 0 | 0 | 0 | 0 | 0 | 0 | 0 | 0 | 0 | 0 | 0 | 0 | 0 | 0 | 0 | 0 | 0 | 0
F2_Commercial_Health (ID)_New_Food Preparation_Natural Gas_Steamer_E1 | F2 | Commercial | Health (ID) | New | Food Preparation | Natural Gas | Steamer | E1 | TRC BC Ratio | [24 empty] | 1 | 1 | 1 | bar: 2019 to 2042
F2_Commercial_Health (ID)_New_Food Preparation_Natural Gas_Steamer_E2 | F2 | Commercial | Health (ID) | New | Food Preparation | Natural Gas | Steamer | E2 | TRC BC Ratio | 94.775 | 97.1635 | 99.9934 | 103.2363 | 106.9036 | 111.3656 | 115.9582 | 120.5065 | 124.8851 | 129.3246 | 132.857 | 136.1664 | 139.722 | 143.2026 | 146.3147 | 149.227 | 151.8388 | 154.4173 | 157.1715 | 159.8583 | 162.6184 | 165.488 | 168.388 | 171.3796 | 174.4243 | 177.5231 | 180.677
F2_Commercial_Health (ID)_New_Food Preparation_Natural Gas_Steamer_E3 | F2 | Commercial | Health (ID) | New | Food Preparation | Natural Gas | Steamer | E3 | TRC BC Ratio | 0 | 0 | 0 | 0 | 0 | 0 | 0 | 0 | 0 | 0 | 0 | 0 | 0 | 0 | 0 | 0 | 0 | 0 | 0 | 0 | 0 | 0 | 0 | 0 | 0 | 0 | 0
F2_Commercial_Health (ID)_New_Food Preparation_Natural Gas_Steamer_E4 | F2 | Commercial | Health (ID) | New | Food Preparation | Natural Gas | Steamer | E4 | TRC BC Ratio | 0 | 0 | 0 | 0 | 0 | 0 | 0 | 0 | 0 | 0 | 0 | 0 | 0 | 0 | 0 | 0 | 0 | 0 | 0 | 0 | 0 | 0 | 0 | 0 | 0 | 0 | 0
F2_Commercial_Health (ID)_New_Food Preparation_Natural Gas_Steamer_E5 | F2 | Commercial | Health (ID) | New | Food Preparation | Natural Gas | Steamer | E5 | TRC BC Ratio | 0 | 0 | 0 | 0 | 0 | 0 | 0 | 0 | 0 | 0 | 0 | 0 | 0 | 0 | 0 | 0 | 0 | 0 | 0 | 0 | 0 | 0 | 0 | 0 | 0 | 0 | 0
F2_Commercial_Health (ID)_New_Food Preparation_Natural Gas_Steamer_E6 | F2 | Commercial | Health (ID) | New | Food Preparation | Natural Gas | Steamer | E6 | TRC BC Ratio | 0 | 0 | 0 | 0 | 0 | 0 | 0 | 0 | 0 | 0 | 0 | 0 | 0 | 0 | 0 | 0 | 0 | 0 | 0 | 0 | 0 | 0 | 0 | 0 | 0 | 0 | 0
F2_Commercial_Health (ID)_New_Food Preparation_Natural Gas_Steamer_E7 | F2 | Commercial | Health (ID) | New | Food Preparation | Natural Gas | Steamer | E7 | TRC BC Ratio | 0 | 0 | 0 | 0 | 0 | 0 | 0 | 0 | 0 | 0 | 0 | 0 | 0 | 0 | 0 | 0 | 0 | 0 | 0 | 0 | 0 | 0 | 0 | 0 | 0 | 0 | 0
F2_Commercial_Health (ID)_New_Food Preparation_Natural Gas_Steamer_E8 | F2 | Commercial | Health (ID) | New | Food Preparation | Natural Gas | Steamer | E8 | TRC BC Ratio | 0 | 0 | 0 | 0 | 0 | 0 | 0 | 0 | 0 | 0 | 0 | 0 | 0 | 0 | 0 | 0 | 0 | 0 | 0 | 0 | 0 | 0 | 0 | 0 | 0 | 0 | 0
F2_Commercial_Health (ID)_New_Food Preparation_Natural Gas_Steamer_E9 | F2 | Commercial | Health (ID) | New | Food Preparation | Natural Gas | Steamer | E9 | TRC BC Ratio | 0 | 0 | 0 | 0 | 0 | 0 | 0 | 0 | 0 | 0 | 0 | 0 | 0 | 0 | 0 | 0 | 0 | 0 | 0 | 0 | 0 | 0 | 0 | 0 | 0 | 0 | 0
F2_Commercial_Health (ID)_New_Food Preparation_Natural Gas_Steamer_E10 | F2 | Commercial | Health (ID) | New | Food Preparation | Natural Gas | Steamer | E10 | TRC BC Ratio | 0 | 0 | 0 | 0 | 0 | 0 | 0 | 0 | 0 | 0 | 0 | 0 | 0 | 0 | 0 | 0 | 0 | 0 | 0 | 0 | 0 | 0 | 0 | 0 | 0 | 0 | 0
F3_Commercial_Health (ID)_New_Food Preparation_Natural Gas_Steamer_E1 | F3 | Commercial | Health (ID) | New | Food Preparation | Natural Gas | Steamer | E1 | PACT BC Ratio | [24 empty] | 1 | 1 | 1 | bar: 2019 to 2042
F3_Commercial_Health (ID)_New_Food Preparation_Natural Gas_Steamer_E2 | F3 | Commercial | Health (ID) | New | Food Preparation | Natural Gas | Steamer | E2 | PACT BC Ratio | 187.6892 | 192.4194 | 198.0235 | 204.4456 | 211.7082 | 220.5447 | 229.6398 | 238.647 | 247.3182 | 256.11 | 263.1056 | 269.6593 | 276.7008 | 283.5937 | 289.7568 | 295.5242 | 300.6964 | 305.8029 | 311.2572 | 316.5779 | 322.044 | 327.7269 | 333.47 | 339.3944 | 345.4241 | 351.5608 | 357.8066
F3_Commercial_Health (ID)_New_Food Preparation_Natural Gas_Steamer_E3 | F3 | Commercial | Health (ID) | New | Food Preparation | Natural Gas | Steamer | E3 | PACT BC Ratio | 0 | 0 | 0 | 0 | 0 | 0 | 0 | 0 | 0 | 0 | 0 | 0 | 0 | 0 | 0 | 0 | 0 | 0 | 0 | 0 | 0 | 0 | 0 | 0 | 0 | 0 | 0
F3_Commercial_Health (ID)_New_Food Preparation_Natural Gas_Steamer_E4 | F3 | Commercial | Health (ID) | New | Food Preparation | Natural Gas | Steamer | E4 | PACT BC Ratio | 0 | 0 | 0 | 0 | 0 | 0 | 0 | 0 | 0 | 0 | 0 | 0 | 0 | 0 | 0 | 0 | 0 | 0 | 0 | 0 | 0 | 0 | 0 | 0 | 0 | 0 | 0
F3_Commercial_Health (ID)_New_Food Preparation_Natural Gas_Steamer_E5 | F3 | Commercial | Health (ID) | New | Food Preparation | Natural Gas | Steamer | E5 | PACT BC Ratio | 0 | 0 | 0 | 0 | 0 | 0 | 0 | 0 | 0 | 0 | 0 | 0 | 0 | 0 | 0 | 0 | 0 | 0 | 0 | 0 | 0 | 0 | 0 | 0 | 0 | 0 | 0
F3_Commercial_Health (ID)_New_Food Preparation_Natural Gas_Steamer_E6 | F3 | Commercial | Health (ID) | New | Food Preparation | Natural Gas | Steamer | E6 | PACT BC Ratio | 0 | 0 | 0 | 0 | 0 | 0 | 0 | 0 | 0 | 0 | 0 | 0 | 0 | 0 | 0 | 0 | 0 | 0 | 0 | 0 | 0 | 0 | 0 | 0 | 0 | 0 | 0
F3_Commercial_Health (ID)_New_Food Preparation_Natural Gas_Steamer_E7 | F3 | Commercial | Health (ID) | New | Food Preparation | Natural Gas | Steamer | E7 | PACT BC Ratio | 0 | 0 | 0 | 0 | 0 | 0 | 0 | 0 | 0 | 0 | 0 | 0 | 0 | 0 | 0 | 0 | 0 | 0 | 0 | 0 | 0 | 0 | 0 | 0 | 0 | 0 | 0
F3_Commercial_Health (ID)_New_Food Preparation_Natural Gas_Steamer_E8 | F3 | Commercial | Health (ID) | New | Food Preparation | Natural Gas | Steamer | E8 | PACT BC Ratio | 0 | 0 | 0 | 0 | 0 | 0 | 0 | 0 | 0 | 0 | 0 | 0 | 0 | 0 | 0 | 0 | 0 | 0 | 0 | 0 | 0 | 0 | 0 | 0 | 0 | 0 | 0
F3_Commercial_Health (ID)_New_Food Preparation_Natural Gas_Steamer_E9 | F3 | Commercial | Health (ID) | New | Food Preparation | Natural Gas | Steamer | E9 | PACT BC Ratio | 0 | 0 | 0 | 0 | 0 | 0 | 0 | 0 | 0 | 0 | 0 | 0 | 0 | 0 | 0 | 0 | 0 | 0 | 0 | 0 | 0 | 0 | 0 | 0 | 0 | 0 | 0
F3_Commercial_Health (ID)_New_Food Preparation_Natural Gas_Steamer_E10 | F3 | Commercial | Health (ID) | New | Food Preparation | Natural Gas | Steamer | E10 | PACT BC Ratio | 0 | 0 | 0 | 0 | 0 | 0 | 0 | 0 | 0 | 0 | 0 | 0 | 0 | 0 | 0 | 0 | 0 | 0 | 0 | 0 | 0 | 0 | 0 | 0 | 0 | 0 | 0
F4_Commercial_Health (ID)_New_Food Preparation_Natural Gas_Steamer_E1 | F4 | Commercial | Health (ID) | New | Food Preparation | Natural Gas | Steamer | E1 | RVT BC Ratio | [24 empty] | 1 | 1 | 1 | bar: 2019 to 2042
F4_Commercial_Health (ID)_New_Food Preparation_Natural Gas_Steamer_E2 | F4 | Commercial | Health (ID) | New | Food Preparation | Natural Gas | Steamer | E2 | RVT BC Ratio | 134.3568 | 136.8872 | 139.8575 | 143.32 | 147.2863 | 152.237 | 157.2015 | 161.9151 | 166.182 | 170.3181 | 174.604 | 178.499 | 182.6103 | 186.5003 | 189.8454 | 192.8643 | 195.4192 | 197.8585 | 200.4524 | 202.8746 | 205.3051 | 208.9208 | 212.5749 | 216.3443 | 220.1806 | 224.0851 | 228.0589
F4_Commercial_Health (ID)_New_Food Preparation_Natural Gas_Steamer_E3 | F4 | Commercial | Health (ID) | New | Food Preparation | Natural Gas | Steamer | E3 | RVT BC Ratio | 0 | 0 | 0 | 0 | 0 | 0 | 0 | 0 | 0 | 0 | 0 | 0 | 0 | 0 | 0 | 0 | 0 | 0 | 0 | 0 | 0 | 0 | 0 | 0 | 0 | 0 | 0
F4_Commercial_Health (ID)_New_Food Preparation_Natural Gas_Steamer_E4 | F4 | Commercial | Health (ID) | New | Food Preparation | Natural Gas | Steamer | E4 | RVT BC Ratio | 0 | 0 | 0 | 0 | 0 | 0 | 0 | 0 | 0 | 0 | 0 | 0 | 0 | 0 | 0 | 0 | 0 | 0 | 0 | 0 | 0 | 0 | 0 | 0 | 0 | 0 | 0
F4_Commercial_Health (ID)_New_Food Preparation_Natural Gas_Steamer_E5 | F4 | Commercial | Health (ID) | New | Food Preparation | Natural Gas | Steamer | E5 | RVT BC Ratio | 0 | 0 | 0 | 0 | 0 | 0 | 0 | 0 | 0 | 0 | 0 | 0 | 0 | 0 | 0 | 0 | 0 | 0 | 0 | 0 | 0 | 0 | 0 | 0 | 0 | 0 | 0
F4_Commercial_Health (ID)_New_Food Preparation_Natural Gas_Steamer_E6 | F4 | Commercial | Health (ID) | New | Food Preparation | Natural Gas | Steamer | E6 | RVT BC Ratio | 0 | 0 | 0 | 0 | 0 | 0 | 0 | 0 | 0 | 0 | 0 | 0 | 0 | 0 | 0 | 0 | 0 | 0 | 0 | 0 | 0 | 0 | 0 | 0 | 0 | 0 | 0
F4_Commercial_Health (ID)_New_Food Preparation_Natural Gas_Steamer_E7 | F4 | Commercial | Health (ID) | New | Food Preparation | Natural Gas | Steamer | E7 | RVT BC Ratio | 0 | 0 | 0 | 0 | 0 | 0 | 0 | 0 | 0 | 0 | 0 | 0 | 0 | 0 | 0 | 0 | 0 | 0 | 0 | 0 | 0 | 0 | 0 | 0 | 0 | 0 | 0
F4_Commercial_Health (ID)_New_Food Preparation_Natural Gas_Steamer_E8 | F4 | Commercial | Health (ID) | New | Food Preparation | Natural Gas | Steamer | E8 | RVT BC Ratio | 0 | 0 | 0 | 0 | 0 | 0 | 0 | 0 | 0 | 0 | 0 | 0 | 0 | 0 | 0 | 0 | 0 | 0 | 0 | 0 | 0 | 0 | 0 | 0 | 0 | 0 | 0
F4_Commercial_Health (ID)_New_Food Preparation_Natural Gas_Steamer_E9 | F4 | Commercial | Health (ID) | New | Food Preparation | Natural Gas | Steamer | E9 | RVT BC Ratio | 0 | 0 | 0 | 0 | 0 | 0 | 0 | 0 | 0 | 0 | 0 | 0 | 0 | 0 | 0 | 0 | 0 | 0 | 0 | 0 | 0 | 0 | 0 | 0 | 0 | 0 | 0
F4_Commercial_Health (ID)_New_Food Preparation_Natural Gas_Steamer_E10 | F4 | Commercial | Health (ID) | New | Food Preparation | Natural Gas | Steamer | E10 | RVT BC Ratio | 0 | 0 | 0 | 0 | 0 | 0 | 0 | 0 | 0 | 0 | 0 | 0 | 0 | 0 | 0 | 0 | 0 | 0 | 0 | 0 | 0 | 0 | 0 | 0 | 0 | 0 | 0
F5_Commercial_Health (ID)_New_Food Preparation_Natural Gas_Steamer_E1 | F5 | Commercial | Health (ID) | New | Food Preparation | Natural Gas | Steamer | E1 | RIM BC Ratio | [24 empty] | 1 | 1 | 1 | bar: 2019 to 2042
F5_Commercial_Health (ID)_New_Food Preparation_Natural Gas_Steamer_E2 | F5 | Commercial | Health (ID) | New | Food Preparation | Natural Gas | Steamer | E2 | RIM BC Ratio | 0.84522 | 0.85053 | 0.85673 | 0.86318 | 0.8698 | 0.87668 | 0.88404 | 0.89201 | 0.90071 | 0.91011 | 0.91204 | 0.91438 | 0.91716 | 0.92042 | 0.92387 | 0.92753 | 0.93143 | 0.93559 | 0.93996 | 0.94463 | 0.94957 | 0.94962 | 0.94967 | 0.94972 | 0.94976 | 0.94981 | 0.94985
F5_Commercial_Health (ID)_New_Food Preparation_Natural Gas_Steamer_E3 | F5 | Commercial | Health (ID) | New | Food Preparation | Natural Gas | Steamer | E3 | RIM BC Ratio | 0 | 0 | 0 | 0 | 0 | 0 | 0 | 0 | 0 | 0 | 0 | 0 | 0 | 0 | 0 | 0 | 0 | 0 | 0 | 0 | 0 | 0 | 0 | 0 | 0 | 0 | 0
F5_Commercial_Health (ID)_New_Food Preparation_Natural Gas_Steamer_E4 | F5 | Commercial | Health (ID) | New | Food Preparation | Natural Gas | Steamer | E4 | RIM BC Ratio | 0 | 0 | 0 | 0 | 0 | 0 | 0 | 0 | 0 | 0 | 0 | 0 | 0 | 0 | 0 | 0 | 0 | 0 | 0 | 0 | 0 | 0 | 0 | 0 | 0 | 0 | 0
F5_Commercial_Health (ID)_New_Food Preparation_Natural Gas_Steamer_E5 | F5 | Commercial | Health (ID) | New | Food Preparation | Natural Gas | Steamer | E5 | RIM BC Ratio | 0 | 0 | 0 | 0 | 0 | 0 | 0 | 0 | 0 | 0 | 0 | 0 | 0 | 0 | 0 | 0 | 0 | 0 | 0 | 0 | 0 | 0 | 0 | 0 | 0 | 0 | 0
F5_Commercial_Health (ID)_New_Food Preparation_Natural Gas_Steamer_E6 | F5 | Commercial | Health (ID) | New | Food Preparation | Natural Gas | Steamer | E6 | RIM BC Ratio | 0 | 0 | 0 | 0 | 0 | 0 | 0 | 0 | 0 | 0 | 0 | 0 | 0 | 0 | 0 | 0 | 0 | 0 | 0 | 0 | 0 | 0 | 0 | 0 | 0 | 0 | 0
F5_Commercial_Health (ID)_New_Food Preparation_Natural Gas_Steamer_E7 | F5 | Commercial | Health (ID) | New | Food Preparation | Natural Gas | Steamer | E7 | RIM BC Ratio | 0 | 0 | 0 | 0 | 0 | 0 | 0 | 0 | 0 | 0 | 0 | 0 | 0 | 0 | 0 | 0 | 0 | 0 | 0 | 0 | 0 | 0 | 0 | 0 | 0 | 0 | 0
F5_Commercial_Health (ID)_New_Food Preparation_Natural Gas_Steamer_E8 | F5 | Commercial | Health (ID) | New | Food Preparation | Natural Gas | Steamer | E8 | RIM BC Ratio | 0 | 0 | 0 | 0 | 0 | 0 | 0 | 0 | 0 | 0 | 0 | 0 | 0 | 0 | 0 | 0 | 0 | 0 | 0 | 0 | 0 | 0 | 0 | 0 | 0 | 0 | 0
F5_Commercial_Health (ID)_New_Food Preparation_Natural Gas_Steamer_E9 | F5 | Commercial | Health (ID) | New | Food Preparation | Natural Gas | Steamer | E9 | RIM BC Ratio | 0 | 0 | 0 | 0 | 0 | 0 | 0 | 0 | 0 | 0 | 0 | 0 | 0 | 0 | 0 | 0 | 0 | 0 | 0 | 0 | 0 | 0 | 0 | 0 | 0 | 0 | 0
F5_Commercial_Health (ID)_New_Food Preparation_Natural Gas_Steamer_E10 | F5 | Commercial | Health (ID) | New | Food Preparation | Natural Gas | Steamer | E10 | RIM BC Ratio | 0 | 0 | 0 | 0 | 0 | 0 | 0 | 0 | 0 | 0 | 0 | 0 | 0 | 0 | 0 | 0 | 0 | 0 | 0 | 0 | 0 | 0 | 0 | 0 | 0 | 0 | 0
F0_Commercial_Health (ID)_New_Food Preparation_Natural Gas_Food Prep Other_E0 | F0 | Commercial | Health (ID) | New | Food Preparation | Natural Gas | Food Prep Other | E0 | Economic Unit | Standard | Standard | Standard | Standard | Standard | Standard | Standard | Standard | Standard | Standard | Standard | Standard | Standard | Standard | Standard | Standard | Standard | Standard | Standard | Standard | Standard | Standard | Standard | Standard | Standard | Standard | Standard
F1_Commercial_Health (ID)_New_Food Preparation_Natural Gas_Food Prep Other_E1 | F1 | Commercial | Health (ID) | New | Food Preparation | Natural Gas | Food Prep Other | E1 | CCE | 0 | 0 | 0 | 0 | 0 | 0 | 0 | 0 | 0 | 0 | 0 | 0 | 0 | 0 | 0 | 0 | 0 | 0 | 0 | 0 | 0 | 0 | 0 | 0 | 0 | 0 | 0
F1_Commercial_Health (ID)_New_Food Preparation_Natural Gas_Food Prep Other_E2 | F1 | Commercial | Health (ID) | New | Food Preparation | Natural Gas | Food Prep Other | E2 | CCE | 0.19058 | 0.19058 | 0.19058 | 0.19058 | 0.19058 | 0.19058 | 0.19058 | 0.19058 | 0.19058 | 0.19058 | 0.19058 | 0.19058 | 0.19058 | 0.19058 | 0.19058 | 0.19058 | 0.19058 | 0.19058 | 0.19058 | 0.19058 | 0.19058 | 0.19058 | 0.19058 | 0.19058 | 0.19058 | 0.19058 | 0.19058
F1_Commercial_Health (ID)_New_Food Preparation_Natural Gas_Food Prep Other_E3 | F1 | Commercial | Health (ID) | New | Food Preparation | Natural Gas | Food Prep Other | E3 | CCE | 0 | 0 | 0 | 0 | 0 | 0 | 0 | 0 | 0 | 0 | 0 | 0 | 0 | 0 | 0 | 0 | 0 | 0 | 0 | 0 | 0 | 0 | 0 | 0 | 0 | 0 | 0
F1_Commercial_Health (ID)_New_Food Preparation_Natural Gas_Food Prep Other_E4 | F1 | Commercial | Health (ID) | New | Food Preparation | Natural Gas | Food Prep Other | E4 | CCE | 0 | 0 | 0 | 0 | 0 | 0 | 0 | 0 | 0 | 0 | 0 | 0 | 0 | 0 | 0 | 0 | 0 | 0 | 0 | 0 | 0 | 0 | 0 | 0 | 0 | 0 | 0
F1_Commercial_Health (ID)_New_Food Preparation_Natural Gas_Food Prep Other_E5 | F1 | Commercial | Health (ID) | New | Food Preparation | Natural Gas | Food Prep Other | E5 | CCE | 0 | 0 | 0 | 0 | 0 | 0 | 0 | 0 | 0 | 0 | 0 | 0 | 0 | 0 | 0 | 0 | 0 | 0 | 0 | 0 | 0 | 0 | 0 | 0 | 0 | 0 | 0
F1_Commercial_Health (ID)_New_Food Preparation_Natural Gas_Food Prep Other_E6 | F1 | Commercial | Health (ID) | New | Food Preparation | Natural Gas | Food Prep Other | E6 | CCE | 0 | 0 | 0 | 0 | 0 | 0 | 0 | 0 | 0 | 0 | 0 | 0 | 0 | 0 | 0 | 0 | 0 | 0 | 0 | 0 | 0 | 0 | 0 | 0 | 0 | 0 | 0
F1_Commercial_Health (ID)_New_Food Preparation_Natural Gas_Food Prep Other_E7 | F1 | Commercial | Health (ID) | New | Food Preparation | Natural Gas | Food Prep Other | E7 | CCE | 0 | 0 | 0 | 0 | 0 | 0 | 0 | 0 | 0 | 0 | 0 | 0 | 0 | 0 | 0 | 0 | 0 | 0 | 0 | 0 | 0 | 0 | 0 | 0 | 0 | 0 | 0
F1_Commercial_Health (ID)_New_Food Preparation_Natural Gas_Food Prep Other_E8 | F1 | Commercial | Health (ID) | New | Food Preparation | Natural Gas | Food Prep Other | E8 | CCE | 0 | 0 | 0 | 0 | 0 | 0 | 0 | 0 | 0 | 0 | 0 | 0 | 0 | 0 | 0 | 0 | 0 | 0 | 0 | 0 | 0 | 0 | 0 | 0 | 0 | 0 | 0
F1_Commercial_Health (ID)_New_Food Preparation_Natural Gas_Food Prep Other_E9 | F1 | Commercial | Health (ID) | New | Food Preparation | Natural Gas | Food Prep Other | E9 | CCE | 0 | 0 | 0 | 0 | 0 | 0 | 0 | 0 | 0 | 0 | 0 | 0 | 0 | 0 | 0 | 0 | 0 | 0 | 0 | 0 | 0 | 0 | 0 | 0 | 0 | 0 | 0
F1_Commercial_Health (ID)_New_Food Preparation_Natural Gas_Food Prep Other_E10 | F1 | Commercial | Health (ID) | New | Food Preparation | Natural Gas | Food Prep Other | E10 | CCE | 0 | 0 | 0 | 0 | 0 | 0 | 0 | 0 | 0 | 0 | 0 | 0 | 0 | 0 | 0 | 0 | 0 | 0 | 0 | 0 | 0 | 0 | 0 | 0 | 0 | 0 | 0
F2_Commercial_Health (ID)_New_Food Preparation_Natural Gas_Food Prep Other_E1 | F2 | Commercial | Health (ID) | New | Food Preparation | Natural Gas | Food Prep Other | E1 | TRC BC Ratio | [24 empty] | 1 | 1 | 1 | bar: 2019 to 2042
F2_Commercial_Health (ID)_New_Food Preparation_Natural Gas_Food Prep Other_E2 | F2 | Commercial | Health (ID) | New | Food Preparation | Natural Gas | Food Prep Other | E2 | TRC BC Ratio | 0.018197 | 0.018618 | 0.019146 | 0.019769 | 0.020494 | 0.021409 | 0.022361 | 0.02331 | 0.024226 | 0.025155 | 0.025879 | 0.026553 | 0.02728 | 0.027988 | 0.028612 | 0.02919 | 0.0297 | 0.030201 | 0.03074 | 0.031263 | 0.0318 | 0.032361 | 0.032927 | 0.033512 | 0.034107 | 0.034713 | 0.03533
F2_Commercial_Health (ID)_New_Food Preparation_Natural Gas_Food Prep Other_E3 | F2 | Commercial | Health (ID) | New | Food Preparation | Natural Gas | Food Prep Other | E3 | TRC BC Ratio | 0 | 0 | 0 | 0 | 0 | 0 | 0 | 0 | 0 | 0 | 0 | 0 | 0 | 0 | 0 | 0 | 0 | 0 | 0 | 0 | 0 | 0 | 0 | 0 | 0 | 0 | 0
F2_Commercial_Health (ID)_New_Food Preparation_Natural Gas_Food Prep Other_E4 | F2 | Commercial | Health (ID) | New | Food Preparation | Natural Gas | Food Prep Other | E4 | TRC BC Ratio | 0 | 0 | 0 | 0 | 0 | 0 | 0 | 0 | 0 | 0 | 0 | 0 | 0 | 0 | 0 | 0 | 0 | 0 | 0 | 0 | 0 | 0 | 0 | 0 | 0 | 0 | 0
F2_Commercial_Health (ID)_New_Food Preparation_Natural Gas_Food Prep Other_E5 | F2 | Commercial | Health (ID) | New | Food Preparation | Natural Gas | Food Prep Other | E5 | TRC BC Ratio | 0 | 0 | 0 | 0 | 0 | 0 | 0 | 0 | 0 | 0 | 0 | 0 | 0 | 0 | 0 | 0 | 0 | 0 | 0 | 0 | 0 | 0 | 0 | 0 | 0 | 0 | 0
F2_Commercial_Health (ID)_New_Food Preparation_Natural Gas_Food Prep Other_E6 | F2 | Commercial | Health (ID) | New | Food Preparation | Natural Gas | Food Prep Other | E6 | TRC BC Ratio | 0 | 0 | 0 | 0 | 0 | 0 | 0 | 0 | 0 | 0 | 0 | 0 | 0 | 0 | 0 | 0 | 0 | 0 | 0 | 0 | 0 | 0 | 0 | 0 | 0 | 0 | 0
F2_Commercial_Health (ID)_New_Food Preparation_Natural Gas_Food Prep Other_E7 | F2 | Commercial | Health (ID) | New | Food Preparation | Natural Gas | Food Prep Other | E7 | TRC BC Ratio | 0 | 0 | 0 | 0 | 0 | 0 | 0 | 0 | 0 | 0 | 0 | 0 | 0 | 0 | 0 | 0 | 0 | 0 | 0 | 0 | 0 | 0 | 0 | 0 | 0 | 0 | 0
F2_Commercial_Health (ID)_New_Food Preparation_Natural Gas_Food Prep Other_E8 | F2 | Commercial | Health (ID) | New | Food Preparation | Natural Gas | Food Prep Other | E8 | TRC BC Ratio | 0 | 0 | 0 | 0 | 0 | 0 | 0 | 0 | 0 | 0 | 0 | 0 | 0 | 0 | 0 | 0 | 0 | 0 | 0 | 0 | 0 | 0 | 0 | 0 | 0 | 0 | 0
F2_Commercial_Health (ID)_New_Food Preparation_Natural Gas_Food Prep Other_E9 | F2 | Commercial | Health (ID) | New | Food Preparation | Natural Gas | Food Prep Other | E9 | TRC BC Ratio | 0 | 0 | 0 | 0 | 0 | 0 | 0 | 0 | 0 | 0 | 0 | 0 | 0 | 0 | 0 | 0 | 0 | 0 | 0 | 0 | 0 | 0 | 0 | 0 | 0 | 0 | 0
F2_Commercial_Health (ID)_New_Food Preparation_Natural Gas_Food Prep Other_E10 | F2 | Commercial | Health (ID) | New | Food Preparation | Natural Gas | Food Prep Other | E10 | TRC BC Ratio | 0 | 0 | 0 | 0 | 0 | 0 | 0 | 0 | 0 | 0 | 0 | 0 | 0 | 0 | 0 | 0 | 0 | 0 | 0 | 0 | 0 | 0 | 0 | 0 | 0 | 0 | 0
F3_Commercial_Health (ID)_New_Food Preparation_Natural Gas_Food Prep Other_E1 | F3 | Commercial | Health (ID) | New | Food Preparation | Natural Gas | Food Prep Other | E1 | PACT BC Ratio | [24 empty] | 1 | 1 | 1 | bar: 2019 to 2042
F3_Commercial_Health (ID)_New_Food Preparation_Natural Gas_Food Prep Other_E2 | F3 | Commercial | Health (ID) | New | Food Preparation | Natural Gas | Food Prep Other | E2 | PACT BC Ratio | 0.036038 | 0.03687 | 0.037916 | 0.039151 | 0.040586 | 0.042397 | 0.044283 | 0.046163 | 0.047977 | 0.049815 | 0.05125 | 0.052585 | 0.054024 | 0.055426 | 0.056663 | 0.057807 | 0.058817 | 0.059809 | 0.060877 | 0.061912 | 0.062976 | 0.064087 | 0.065207 | 0.066366 | 0.067545 | 0.068745 | 0.069966
F3_Commercial_Health (ID)_New_Food Preparation_Natural Gas_Food Prep Other_E3 | F3 | Commercial | Health (ID) | New | Food Preparation | Natural Gas | Food Prep Other | E3 | PACT BC Ratio | 0 | 0 | 0 | 0 | 0 | 0 | 0 | 0 | 0 | 0 | 0 | 0 | 0 | 0 | 0 | 0 | 0 | 0 | 0 | 0 | 0 | 0 | 0 | 0 | 0 | 0 | 0
F3_Commercial_Health (ID)_New_Food Preparation_Natural Gas_Food Prep Other_E4 | F3 | Commercial | Health (ID) | New | Food Preparation | Natural Gas | Food Prep Other | E4 | PACT BC Ratio | 0 | 0 | 0 | 0 | 0 | 0 | 0 | 0 | 0 | 0 | 0 | 0 | 0 | 0 | 0 | 0 | 0 | 0 | 0 | 0 | 0 | 0 | 0 | 0 | 0 | 0 | 0
F3_Commercial_Health (ID)_New_Food Preparation_Natural Gas_Food Prep Other_E5 | F3 | Commercial | Health (ID) | New | Food Preparation | Natural Gas | Food Prep Other | E5 | PACT BC Ratio | 0 | 0 | 0 | 0 | 0 | 0 | 0 | 0 | 0 | 0 | 0 | 0 | 0 | 0 | 0 | 0 | 0 | 0 | 0 | 0 | 0 | 0 | 0 | 0 | 0 | 0 | 0
F3_Commercial_Health (ID)_New_Food Preparation_Natural Gas_Food Prep Other_E6 | F3 | Commercial | Health (ID) | New | Food Preparation | Natural Gas | Food Prep Other | E6 | PACT BC Ratio | 0 | 0 | 0 | 0 | 0 | 0 | 0 | 0 | 0 | 0 | 0 | 0 | 0 | 0 | 0 | 0 | 0 | 0 | 0 | 0 | 0 | 0 | 0 | 0 | 0 | 0 | 0
F3_Commercial_Health (ID)_New_Food Preparation_Natural Gas_Food Prep Other_E7 | F3 | Commercial | Health (ID) | New | Food Preparation | Natural Gas | Food Prep Other | E7 | PACT BC Ratio | 0 | 0 | 0 | 0 | 0 | 0 | 0 | 0 | 0 | 0 | 0 | 0 | 0 | 0 | 0 | 0 | 0 | 0 | 0 | 0 | 0 | 0 | 0 | 0 | 0 | 0 | 0
F3_Commercial_Health (ID)_New_Food Preparation_Natural Gas_Food Prep Other_E8 | F3 | Commercial | Health (ID) | New | Food Preparation | Natural Gas | Food Prep Other | E8 | PACT BC Ratio | 0 | 0 | 0 | 0 | 0 | 0 | 0 | 0 | 0 | 0 | 0 | 0 | 0 | 0 | 0 | 0 | 0 | 0 | 0 | 0 | 0 | 0 | 0 | 0 | 0 | 0 | 0
F3_Commercial_Health (ID)_New_Food Preparation_Natural Gas_Food Prep Other_E9 | F3 | Commercial | Health (ID) | New | Food Preparation | Natural Gas | Food Prep Other | E9 | PACT BC Ratio | 0 | 0 | 0 | 0 | 0 | 0 | 0 | 0 | 0 | 0 | 0 | 0 | 0 | 0 | 0 | 0 | 0 | 0 | 0 | 0 | 0 | 0 | 0 | 0 | 0 | 0 | 0
F3_Commercial_Health (ID)_New_Food Preparation_Natural Gas_Food Prep Other_E10 | F3 | Commercial | Health (ID) | New | Food Preparation | Natural Gas | Food Prep Other | E10 | PACT BC Ratio | 0 | 0 | 0 | 0 | 0 | 0 | 0 | 0 | 0 | 0 | 0 | 0 | 0 | 0 | 0 | 0 | 0 | 0 | 0 | 0 | 0 | 0 | 0 | 0 | 0 | 0 | 0
F4_Commercial_Health (ID)_New_Food Preparation_Natural Gas_Food Prep Other_E1 | F4 | Commercial | Health (ID) | New | Food Preparation | Natural Gas | Food Prep Other | E1 | RVT BC Ratio | [24 empty] | 1 | 1 | 1 | bar: 2019 to 2042
F4_Commercial_Health (ID)_New_Food Preparation_Natural Gas_Food Prep Other_E2 | F4 | Commercial | Health (ID) | New | Food Preparation | Natural Gas | Food Prep Other | E2 | RVT BC Ratio | 0.43193 | 0.43236 | 0.43288 | 0.43353 | 0.43429 | 0.43529 | 0.43633 | 0.43733 | 0.43825 | 0.43913 | 0.44004 | 0.44085 | 0.44169 | 0.44247 | 0.44313 | 0.44372 | 0.44419 | 0.44465 | 0.44513 | 0.44557 | 0.44602 | 0.44672 | 0.44744 | 0.44817 | 0.44892 | 0.44969 | 0.45046
F4_Commercial_Health (ID)_New_Food Preparation_Natural Gas_Food Prep Other_E3 | F4 | Commercial | Health (ID) | New | Food Preparation | Natural Gas | Food Prep Other | E3 | RVT BC Ratio | 0 | 0 | 0 | 0 | 0 | 0 | 0 | 0 | 0 | 0 | 0 | 0 | 0 | 0 | 0 | 0 | 0 | 0 | 0 | 0 | 0 | 0 | 0 | 0 | 0 | 0 | 0
F4_Commercial_Health (ID)_New_Food Preparation_Natural Gas_Food Prep Other_E4 | F4 | Commercial | Health (ID) | New | Food Preparation | Natural Gas | Food Prep Other | E4 | RVT BC Ratio | 0 | 0 | 0 | 0 | 0 | 0 | 0 | 0 | 0 | 0 | 0 | 0 | 0 | 0 | 0 | 0 | 0 | 0 | 0 | 0 | 0 | 0 | 0 | 0 | 0 | 0 | 0
F4_Commercial_Health (ID)_New_Food Preparation_Natural Gas_Food Prep Other_E5 | F4 | Commercial | Health (ID) | New | Food Preparation | Natural Gas | Food Prep Other | E5 | RVT BC Ratio | 0 | 0 | 0 | 0 | 0 | 0 | 0 | 0 | 0 | 0 | 0 | 0 | 0 | 0 | 0 | 0 | 0 | 0 | 0 | 0 | 0 | 0 | 0 | 0 | 0 | 0 | 0
F4_Commercial_Health (ID)_New_Food Preparation_Natural Gas_Food Prep Other_E6 | F4 | Commercial | Health (ID) | New | Food Preparation | Natural Gas | Food Prep Other | E6 | RVT BC Ratio | 0 | 0 | 0 | 0 | 0 | 0 | 0 | 0 | 0 | 0 | 0 | 0 | 0 | 0 | 0 | 0 | 0 | 0 | 0 | 0 | 0 | 0 | 0 | 0 | 0 | 0 | 0
F4_Commercial_Health (ID)_New_Food Preparation_Natural Gas_Food Prep Other_E7 | F4 | Commercial | Health (ID) | New | Food Preparation | Natural Gas | Food Prep Other | E7 | RVT BC Ratio | 0 | 0 | 0 | 0 | 0 | 0 | 0 | 0 | 0 | 0 | 0 | 0 | 0 | 0 | 0 | 0 | 0 | 0 | 0 | 0 | 0 | 0 | 0 | 0 | 0 | 0 | 0
F4_Commercial_Health (ID)_New_Food Preparation_Natural Gas_Food Prep Other_E8 | F4 | Commercial | Health (ID) | New | Food Preparation | Natural Gas | Food Prep Other | E8 | RVT BC Ratio | 0 | 0 | 0 | 0 | 0 | 0 | 0 | 0 | 0 | 0 | 0 | 0 | 0 | 0 | 0 | 0 | 0 | 0 | 0 | 0 | 0 | 0 | 0 | 0 | 0 | 0 | 0
F4_Commercial_Health (ID)_New_Food Preparation_Natural Gas_Food Prep Other_E9 | F4 | Commercial | Health (ID) | New | Food Preparation | Natural Gas | Food Prep Other | E9 | RVT BC Ratio | 0 | 0 | 0 | 0 | 0 | 0 | 0 | 0 | 0 | 0 | 0 | 0 | 0 | 0 | 0 | 0 | 0 | 0 | 0 | 0 | 0 | 0 | 0 | 0 | 0 | 0 | 0
F4_Commercial_Health (ID)_New_Food Preparation_Natural Gas_Food Prep Other_E10 | F4 | Commercial | Health (ID) | New | Food Preparation | Natural Gas | Food Prep Other | E10 | RVT BC Ratio | 0 | 0 | 0 | 0 | 0 | 0 | 0 | 0 | 0 | 0 | 0 | 0 | 0 | 0 | 0 | 0 | 0 | 0 | 0 | 0 | 0 | 0 | 0 | 0 | 0 | 0 | 0
F5_Commercial_Health (ID)_New_Food Preparation_Natural Gas_Food Prep Other_E1 | F5 | Commercial | Health (ID) | New | Food Preparation | Natural Gas | Food Prep Other | E1 | RIM BC Ratio | [24 empty] | 1 | 1 | 1 | bar: 2019 to 2042
F5_Commercial_Health (ID)_New_Food Preparation_Natural Gas_Food Prep Other_E2 | F5 | Commercial | Health (ID) | New | Food Preparation | Natural Gas | Food Prep Other | E2 | RIM BC Ratio | 0.034556 | 0.03533 | 0.036302 | 0.037446 | 0.038773 | 0.040438 | 0.042169 | 0.04389 | 0.045549 | 0.047229 | 0.048521 | 0.049721 | 0.051015 | 0.052275 | 0.053386 | 0.054416 | 0.055325 | 0.056219 | 0.057179 | 0.058112 | 0.05907 | 0.060046 | 0.061029 | 0.062043 | 0.063072 | 0.064117 | 0.065178
F5_Commercial_Health (ID)_New_Food Preparation_Natural Gas_Food Prep Other_E3 | F5 | Commercial | Health (ID) | New | Food Preparation | Natural Gas | Food Prep Other | E3 | RIM BC Ratio | 0 | 0 | 0 | 0 | 0 | 0 | 0 | 0 | 0 | 0 | 0 | 0 | 0 | 0 | 0 | 0 | 0 | 0 | 0 | 0 | 0 | 0 | 0 | 0 | 0 | 0 | 0
F5_Commercial_Health (ID)_New_Food Preparation_Natural Gas_Food Prep Other_E4 | F5 | Commercial | Health (ID) | New | Food Preparation | Natural Gas | Food Prep Other | E4 | RIM BC Ratio | 0 | 0 | 0 | 0 | 0 | 0 | 0 | 0 | 0 | 0 | 0 | 0 | 0 | 0 | 0 | 0 | 0 | 0 | 0 | 0 | 0 | 0 | 0 | 0 | 0 | 0 | 0
F5_Commercial_Health (ID)_New_Food Preparation_Natural Gas_Food Prep Other_E5 | F5 | Commercial | Health (ID) | New | Food Preparation | Natural Gas | Food Prep Other | E5 | RIM BC Ratio | 0 | 0 | 0 | 0 | 0 | 0 | 0 | 0 | 0 | 0 | 0 | 0 | 0 | 0 | 0 | 0 | 0 | 0 | 0 | 0 | 0 | 0 | 0 | 0 | 0 | 0 | 0
F5_Commercial_Health (ID)_New_Food Preparation_Natural Gas_Food Prep Other_E6 | F5 | Commercial | Health (ID) | New | Food Preparation | Natural Gas | Food Prep Other | E6 | RIM BC Ratio | 0 | 0 | 0 | 0 | 0 | 0 | 0 | 0 | 0 | 0 | 0 | 0 | 0 | 0 | 0 | 0 | 0 | 0 | 0 | 0 | 0 | 0 | 0 | 0 | 0 | 0 | 0
F5_Commercial_Health (ID)_New_Food Preparation_Natural Gas_Food Prep Other_E7 | F5 | Commercial | Health (ID) | New | Food Preparation | Natural Gas | Food Prep Other | E7 | RIM BC Ratio | 0 | 0 | 0 | 0 | 0 | 0 | 0 | 0 | 0 | 0 | 0 | 0 | 0 | 0 | 0 | 0 | 0 | 0 | 0 | 0 | 0 | 0 | 0 | 0 | 0 | 0 | 0
F5_Commercial_Health (ID)_New_Food Preparation_Natural Gas_Food Prep Other_E8 | F5 | Commercial | Health (ID) | New | Food Preparation | Natural Gas | Food Prep Other | E8 | RIM BC Ratio | 0 | 0 | 0 | 0 | 0 | 0 | 0 | 0 | 0 | 0 | 0 | 0 | 0 | 0 | 0 | 0 | 0 | 0 | 0 | 0 | 0 | 0 | 0 | 0 | 0 | 0 | 0
F5_Commercial_Health (ID)_New_Food Preparation_Natural Gas_Food Prep Other_E9 | F5 | Commercial | Health (ID) | New | Food Preparation | Natural Gas | Food Prep Other | E9 | RIM BC Ratio | 0 | 0 | 0 | 0 | 0 | 0 | 0 | 0 | 0 | 0 | 0 | 0 | 0 | 0 | 0 | 0 | 0 | 0 | 0 | 0 | 0 | 0 | 0 | 0 | 0 | 0 | 0
F5_Commercial_Health (ID)_New_Food Preparation_Natural Gas_Food Prep Other_E10 | F5 | Commercial | Health (ID) | New | Food Preparation | Natural Gas | Food Prep Other | E10 | RIM BC Ratio | 0 | 0 | 0 | 0 | 0 | 0 | 0 | 0 | 0 | 0 | 0 | 0 | 0 | 0 | 0 | 0 | 0 | 0 | 0 | 0 | 0 | 0 | 0 | 0 | 0 | 0 | 0
F0_Commercial_Health (ID)_New_Miscellaneous_Natural Gas_Pool Heater_E0 | F0 | Commercial | Health (ID) | New | Miscellaneous | Natural Gas | Pool Heater | E0 | Economic Unit | Standard (EF .82) | Standard (EF .82) | Standard (EF .82) | Standard (EF .82) | Standard (EF .82) | Standard (EF .82) | Standard (EF .82) | Standard (EF .82) | Standard (EF .82) | Standard (EF .82) | Standard (EF .82) | Standard (EF .82) | Standard (EF .82) | Standard (EF .82) | Standard (EF .82) | Standard (EF .82) | Standard (EF .82) | Standard (EF .82) | Standard (EF .82) | Standard (EF .82) | Standard (EF .82) | Standard (EF .82) | Standard (EF .82) | Standard (EF .82) | Standard (EF .82) | Standard (EF .82) | Standard (EF .82)
F1_Commercial_Health (ID)_New_Miscellaneous_Natural Gas_Pool Heater_E1 | F1 | Commercial | Health (ID) | New | Miscellaneous | Natural Gas | Pool Heater | E1 | CCE | 0 | 0 | 0 | 0 | 0 | 0 | 0 | 0 | 0 | 0 | 0 | 0 | 0 | 0 | 0 | 0 | 0 | 0 | 0 | 0 | 0 | 0 | 0 | 0 | 0 | 0 | 0
F1_Commercial_Health (ID)_New_Miscellaneous_Natural Gas_Pool Heater_E2 | F1 | Commercial | Health (ID) | New | Miscellaneous | Natural Gas | Pool Heater | E2 | CCE | 0.013474 | 0.013474 | 0.013474 | 0.013474 | 0.013474 | 0.013474 | 0.013474 | 0.013474 | 0.013474 | 0.013474 | 0.013474 | 0.013474 | 0.013474 | 0.013474 | 0.013474 | 0.013474 | 0.013474 | 0.013474 | 0.013474 | 0.013474 | 0.013474 | 0.013474 | 0.013474 | 0.013474 | 0.013474 | 0.013474 | 0.013474
F1_Commercial_Health (ID)_New_Miscellaneous_Natural Gas_Pool Heater_E3 | F1 | Commercial | Health (ID) | New | Miscellaneous | Natural Gas | Pool Heater | E3 | CCE | 0 | 0 | 0 | 0 | 0 | 0 | 0 | 0 | 0 | 0 | 0 | 0 | 0 | 0 | 0 | 0 | 0 | 0 | 0 | 0 | 0 | 0 | 0 | 0 | 0 | 0 | 0
F1_Commercial_Health (ID)_New_Miscellaneous_Natural Gas_Pool Heater_E4 | F1 | Commercial | Health (ID) | New | Miscellaneous | Natural Gas | Pool Heater | E4 | CCE | 0 | 0 | 0 | 0 | 0 | 0 | 0 | 0 | 0 | 0 | 0 | 0 | 0 | 0 | 0 | 0 | 0 | 0 | 0 | 0 | 0 | 0 | 0 | 0 | 0 | 0 | 0
F1_Commercial_Health (ID)_New_Miscellaneous_Natural Gas_Pool Heater_E5 | F1 | Commercial | Health (ID) | New | Miscellaneous | Natural Gas | Pool Heater | E5 | CCE | 0 | 0 | 0 | 0 | 0 | 0 | 0 | 0 | 0 | 0 | 0 | 0 | 0 | 0 | 0 | 0 | 0 | 0 | 0 | 0 | 0 | 0 | 0 | 0 | 0 | 0 | 0
F1_Commercial_Health (ID)_New_Miscellaneous_Natural Gas_Pool Heater_E6 | F1 | Commercial | Health (ID) | New | Miscellaneous | Natural Gas | Pool Heater | E6 | CCE | 0 | 0 | 0 | 0 | 0 | 0 | 0 | 0 | 0 | 0 | 0 | 0 | 0 | 0 | 0 | 0 | 0 | 0 | 0 | 0 | 0 | 0 | 0 | 0 | 0 | 0 | 0
F1_Commercial_Health (ID)_New_Miscellaneous_Natural Gas_Pool Heater_E7 | F1 | Commercial | Health (ID) | New | Miscellaneous | Natural Gas | Pool Heater | E7 | CCE | 0 | 0 | 0 | 0 | 0 | 0 | 0 | 0 | 0 | 0 | 0 | 0 | 0 | 0 | 0 | 0 | 0 | 0 | 0 | 0 | 0 | 0 | 0 | 0 | 0 | 0 | 0
F1_Commercial_Health (ID)_New_Miscellaneous_Natural Gas_Pool Heater_E8 | F1 | Commercial | Health (ID) | New | Miscellaneous | Natural Gas | Pool Heater | E8 | CCE | 0 | 0 | 0 | 0 | 0 | 0 | 0 | 0 | 0 | 0 | 0 | 0 | 0 | 0 | 0 | 0 | 0 | 0 | 0 | 0 | 0 | 0 | 0 | 0 | 0 | 0 | 0
F1_Commercial_Health (ID)_New_Miscellaneous_Natural Gas_Pool Heater_E9 | F1 | Commercial | Health (ID) | New | Miscellaneous | Natural Gas | Pool Heater | E9 | CCE | 0 | 0 | 0 | 0 | 0 | 0 | 0 | 0 | 0 | 0 | 0 | 0 | 0 | 0 | 0 | 0 | 0 | 0 | 0 | 0 | 0 | 0 | 0 | 0 | 0 | 0 | 0
F1_Commercial_Health (ID)_New_Miscellaneous_Natural Gas_Pool Heater_E10 | F1 | Commercial | Health (ID) | New | Miscellaneous | Natural Gas | Pool Heater | E10 | CCE | 0 | 0 | 0 | 0 | 0 | 0 | 0 | 0 | 0 | 0 | 0 | 0 | 0 | 0 | 0 | 0 | 0 | 0 | 0 | 0 | 0 | 0 | 0 | 0 | 0 | 0 | 0
F2_Commercial_Health (ID)_New_Miscellaneous_Natural Gas_Pool Heater_E1 | F2 | Commercial | Health (ID) | New | Miscellaneous | Natural Gas | Pool Heater | E1 | TRC BC Ratio | [24 empty] | 1 | 1 | 1 | bar: 2019 to 2042
F2_Commercial_Health (ID)_New_Miscellaneous_Natural Gas_Pool Heater_E2 | F2 | Commercial | Health (ID) | New | Miscellaneous | Natural Gas | Pool Heater | E2 | TRC BC Ratio | 0.24558 | 0.24744 | 0.25144 | 0.25792 | 0.26685 | 0.27983 | 0.29405 | 0.30832 | 0.32213 | 0.3369 | 0.34804 | 0.3585 | 0.37033 | 0.38173 | 0.39129 | 0.39986 | 0.40688 | 0.4136 | 0.42102 | 0.42801 | 0.43524 | 0.44289 | 0.45057 | 0.45857 | 0.46672 | 0.47501 | 0.48345
F2_Commercial_Health (ID)_New_Miscellaneous_Natural Gas_Pool Heater_E3 | F2 | Commercial | Health (ID) | New | Miscellaneous | Natural Gas | Pool Heater | E3 | TRC BC Ratio | 0 | 0 | 0 | 0 | 0 | 0 | 0 | 0 | 0 | 0 | 0 | 0 | 0 | 0 | 0 | 0 | 0 | 0 | 0 | 0 | 0 | 0 | 0 | 0 | 0 | 0 | 0
F2_Commercial_Health (ID)_New_Miscellaneous_Natural Gas_Pool Heater_E4 | F2 | Commercial | Health (ID) | New | Miscellaneous | Natural Gas | Pool Heater | E4 | TRC BC Ratio | 0 | 0 | 0 | 0 | 0 | 0 | 0 | 0 | 0 | 0 | 0 | 0 | 0 | 0 | 0 | 0 | 0 | 0 | 0 | 0 | 0 | 0 | 0 | 0 | 0 | 0 | 0
F2_Commercial_Health (ID)_New_Miscellaneous_Natural Gas_Pool Heater_E5 | F2 | Commercial | Health (ID) | New | Miscellaneous | Natural Gas | Pool Heater | E5 | TRC BC Ratio | 0 | 0 | 0 | 0 | 0 | 0 | 0 | 0 | 0 | 0 | 0 | 0 | 0 | 0 | 0 | 0 | 0 | 0 | 0 | 0 | 0 | 0 | 0 | 0 | 0 | 0 | 0
F2_Commercial_Health (ID)_New_Miscellaneous_Natural Gas_Pool Heater_E6 | F2 | Commercial | Health (ID) | New | Miscellaneous | Natural Gas | Pool Heater | E6 | TRC BC Ratio | 0 | 0 | 0 | 0 | 0 | 0 | 0 | 0 | 0 | 0 | 0 | 0 | 0 | 0 | 0 | 0 | 0 | 0 | 0 | 0 | 0 | 0 | 0 | 0 | 0 | 0 | 0
F2_Commercial_Health (ID)_New_Miscellaneous_Natural Gas_Pool Heater_E7 | F2 | Commercial | Health (ID) | New | Miscellaneous | Natural Gas | Pool Heater | E7 | TRC BC Ratio | 0 | 0 | 0 | 0 | 0 | 0 | 0 | 0 | 0 | 0 | 0 | 0 | 0 | 0 | 0 | 0 | 0 | 0 | 0 | 0 | 0 | 0 | 0 | 0 | 0 | 0 | 0
F2_Commercial_Health (ID)_New_Miscellaneous_Natural Gas_Pool Heater_E8 | F2 | Commercial | Health (ID) | New | Miscellaneous | Natural Gas | Pool Heater | E8 | TRC BC Ratio | 0 | 0 | 0 | 0 | 0 | 0 | 0 | 0 | 0 | 0 | 0 | 0 | 0 | 0 | 0 | 0 | 0 | 0 | 0 | 0 | 0 | 0 | 0 | 0 | 0 | 0 | 0
F2_Commercial_Health (ID)_New_Miscellaneous_Natural Gas_Pool Heater_E9 | F2 | Commercial | Health (ID) | New | Miscellaneous | Natural Gas | Pool Heater | E9 | TRC BC Ratio | 0 | 0 | 0 | 0 | 0 | 0 | 0 | 0 | 0 | 0 | 0 | 0 | 0 | 0 | 0 | 0 | 0 | 0 | 0 | 0 | 0 | 0 | 0 | 0 | 0 | 0 | 0
F2_Commercial_Health (ID)_New_Miscellaneous_Natural Gas_Pool Heater_E10 | F2 | Commercial | Health (ID) | New | Miscellaneous | Natural Gas | Pool Heater | E10 | TRC BC Ratio | 0 | 0 | 0 | 0 | 0 | 0 | 0 | 0 | 0 | 0 | 0 | 0 | 0 | 0 | 0 | 0 | 0 | 0 | 0 | 0 | 0 | 0 | 0 | 0 | 0 | 0 | 0
F3_Commercial_Health (ID)_New_Miscellaneous_Natural Gas_Pool Heater_E1 | F3 | Commercial | Health (ID) | New | Miscellaneous | Natural Gas | Pool Heater | E1 | PACT BC Ratio | [24 empty] | 1 | 1 | 1 | bar: 2019 to 2042
F3_Commercial_Health (ID)_New_Miscellaneous_Natural Gas_Pool Heater_E2 | F3 | Commercial | Health (ID) | New | Miscellaneous | Natural Gas | Pool Heater | E2 | PACT BC Ratio | 0.60931 | 0.61394 | 0.62387 | 0.63995 | 0.66211 | 0.69429 | 0.72958 | 0.76498 | 0.79925 | 0.8359 | 0.86355 | 0.8895 | 0.91884 | 0.94714 | 0.97086 | 0.99213 | 1.0095 | 1.0262 | 1.0446 | 1.062 | 1.0799 | 1.0989 | 1.1179 | 1.1378 | 1.158 | 1.1786 | 1.1995
F3_Commercial_Health (ID)_New_Miscellaneous_Natural Gas_Pool Heater_E3 | F3 | Commercial | Health (ID) | New | Miscellaneous | Natural Gas | Pool Heater | E3 | PACT BC Ratio | 0 | 0 | 0 | 0 | 0 | 0 | 0 | 0 | 0 | 0 | 0 | 0 | 0 | 0 | 0 | 0 | 0 | 0 | 0 | 0 | 0 | 0 | 0 | 0 | 0 | 0 | 0
F3_Commercial_Health (ID)_New_Miscellaneous_Natural Gas_Pool Heater_E4 | F3 | Commercial | Health (ID) | New | Miscellaneous | Natural Gas | Pool Heater | E4 | PACT BC Ratio | 0 | 0 | 0 | 0 | 0 | 0 | 0 | 0 | 0 | 0 | 0 | 0 | 0 | 0 | 0 | 0 | 0 | 0 | 0 | 0 | 0 | 0 | 0 | 0 | 0 | 0 | 0
F3_Commercial_Health (ID)_New_Miscellaneous_Natural Gas_Pool Heater_E5 | F3 | Commercial | Health (ID) | New | Miscellaneous | Natural Gas | Pool Heater | E5 | PACT BC Ratio | 0 | 0 | 0 | 0 | 0 | 0 | 0 | 0 | 0 | 0 | 0 | 0 | 0 | 0 | 0 | 0 | 0 | 0 | 0 | 0 | 0 | 0 | 0 | 0 | 0 | 0 | 0
F3_Commercial_Health (ID)_New_Miscellaneous_Natural Gas_Pool Heater_E6 | F3 | Commercial | Health (ID) | New | Miscellaneous | Natural Gas | Pool Heater | E6 | PACT BC Ratio | 0 | 0 | 0 | 0 | 0 | 0 | 0 | 0 | 0 | 0 | 0 | 0 | 0 | 0 | 0 | 0 | 0 | 0 | 0 | 0 | 0 | 0 | 0 | 0 | 0 | 0 | 0
F3_Commercial_Health (ID)_New_Miscellaneous_Natural Gas_Pool Heater_E7 | F3 | Commercial | Health (ID) | New | Miscellaneous | Natural Gas | Pool Heater | E7 | PACT BC Ratio | 0 | 0 | 0 | 0 | 0 | 0 | 0 | 0 | 0 | 0 | 0 | 0 | 0 | 0 | 0 | 0 | 0 | 0 | 0 | 0 | 0 | 0 | 0 | 0 | 0 | 0 | 0
F3_Commercial_Health (ID)_New_Miscellaneous_Natural Gas_Pool Heater_E8 | F3 | Commercial | Health (ID) | New | Miscellaneous | Natural Gas | Pool Heater | E8 | PACT BC Ratio | 0 | 0 | 0 | 0 | 0 | 0 | 0 | 0 | 0 | 0 | 0 | 0 | 0 | 0 | 0 | 0 | 0 | 0 | 0 | 0 | 0 | 0 | 0 | 0 | 0 | 0 | 0
F3_Commercial_Health (ID)_New_Miscellaneous_Natural Gas_Pool Heater_E9 | F3 | Commercial | Health (ID) | New | Miscellaneous | Natural Gas | Pool Heater | E9 | PACT BC Ratio | 0 | 0 | 0 | 0 | 0 | 0 | 0 | 0 | 0 | 0 | 0 | 0 | 0 | 0 | 0 | 0 | 0 | 0 | 0 | 0 | 0 | 0 | 0 | 0 | 0 | 0 | 0
F3_Commercial_Health (ID)_New_Miscellaneous_Natural Gas_Pool Heater_E10 | F3 | Commercial | Health (ID) | New | Miscellaneous | Natural Gas | Pool Heater | E10 | PACT BC Ratio | 0 | 0 | 0 | 0 | 0 | 0 | 0 | 0 | 0 | 0 | 0 | 0 | 0 | 0 | 0 | 0 | 0 | 0 | 0 | 0 | 0 | 0 | 0 | 0 | 0 | 0 | 0
F4_Commercial_Health (ID)_New_Miscellaneous_Natural Gas_Pool Heater_E1 | F4 | Commercial | Health (ID) | New | Miscellaneous | Natural Gas | Pool Heater | E1 | RVT BC Ratio | [24 empty] | 1 | 1 | 1 | bar: 2019 to 2042
F4_Commercial_Health (ID)_New_Miscellaneous_Natural Gas_Pool Heater_E2 | F4 | Commercial | Health (ID) | New | Miscellaneous | Natural Gas | Pool Heater | E2 | RVT BC Ratio | 0.63728 | 0.63996 | 0.6448 | 0.65211 | 0.66171 | 0.67568 | 0.68979 | 0.70332 | 0.71552 | 0.72835 | 0.74306 | 0.75687 | 0.77248 | 0.78692 | 0.7982 | 0.80735 | 0.81352 | 0.81821 | 0.82349 | 0.82781 | 0.83205 | 0.84168 | 0.85136 | 0.86145 | 0.87171 | 0.88216 | 0.89279
F4_Commercial_Health (ID)_New_Miscellaneous_Natural Gas_Pool Heater_E3 | F4 | Commercial | Health (ID) | New | Miscellaneous | Natural Gas | Pool Heater | E3 | RVT BC Ratio | 0 | 0 | 0 | 0 | 0 | 0 | 0 | 0 | 0 | 0 | 0 | 0 | 0 | 0 | 0 | 0 | 0 | 0 | 0 | 0 | 0 | 0 | 0 | 0 | 0 | 0 | 0
F4_Commercial_Health (ID)_New_Miscellaneous_Natural Gas_Pool Heater_E4 | F4 | Commercial | Health (ID) | New | Miscellaneous | Natural Gas | Pool Heater | E4 | RVT BC Ratio | 0 | 0 | 0 | 0 | 0 | 0 | 0 | 0 | 0 | 0 | 0 | 0 | 0 | 0 | 0 | 0 | 0 | 0 | 0 | 0 | 0 | 0 | 0 | 0 | 0 | 0 | 0
F4_Commercial_Health (ID)_New_Miscellaneous_Natural Gas_Pool Heater_E5 | F4 | Commercial | Health (ID) | New | Miscellaneous | Natural Gas | Pool Heater | E5 | RVT BC Ratio | 0 | 0 | 0 | 0 | 0 | 0 | 0 | 0 | 0 | 0 | 0 | 0 | 0 | 0 | 0 | 0 | 0 | 0 | 0 | 0 | 0 | 0 | 0 | 0 | 0 | 0 | 0
F4_Commercial_Health (ID)_New_Miscellaneous_Natural Gas_Pool Heater_E6 | F4 | Commercial | Health (ID) | New | Miscellaneous | Natural Gas | Pool Heater | E6 | RVT BC Ratio | 0 | 0 | 0 | 0 | 0 | 0 | 0 | 0 | 0 | 0 | 0 | 0 | 0 | 0 | 0 | 0 | 0 | 0 | 0 | 0 | 0 | 0 | 0 | 0 | 0 | 0 | 0
F4_Commercial_Health (ID)_New_Miscellaneous_Natural Gas_Pool Heater_E7 | F4 | Commercial | Health (ID) | New | Miscellaneous | Natural Gas | Pool Heater | E7 | RVT BC Ratio | 0 | 0 | 0 | 0 | 0 | 0 | 0 | 0 | 0 | 0 | 0 | 0 | 0 | 0 | 0 | 0 | 0 | 0 | 0 | 0 | 0 | 0 | 0 | 0 | 0 | 0 | 0
F4_Commercial_Health (ID)_New_Miscellaneous_Natural Gas_Pool Heater_E8 | F4 | Commercial | Health (ID) | New | Miscellaneous | Natural Gas | Pool Heater | E8 | RVT BC Ratio | 0 | 0 | 0 | 0 | 0 | 0 | 0 | 0 | 0 | 0 | 0 | 0 | 0 | 0 | 0 | 0 | 0 | 0 | 0 | 0 | 0 | 0 | 0 | 0 | 0 | 0 | 0
F4_Commercial_Health (ID)_New_Miscellaneous_Natural Gas_Pool Heater_E9 | F4 | Commercial | Health (ID) | New | Miscellaneous | Natural Gas | Pool Heater | E9 | RVT BC Ratio | 0 | 0 | 0 | 0 | 0 | 0 | 0 | 0 | 0 | 0 | 0 | 0 | 0 | 0 | 0 | 0 | 0 | 0 | 0 | 0 | 0 | 0 | 0 | 0 | 0 | 0 | 0
F4_Commercial_Health (ID)_New_Miscellaneous_Natural Gas_Pool Heater_E10 | F4 | Commercial | Health (ID) | New | Miscellaneous | Natural Gas | Pool Heater | E10 | RVT BC Ratio | 0 | 0 | 0 | 0 | 0 | 0 | 0 | 0 | 0 | 0 | 0 | 0 | 0 | 0 | 0 | 0 | 0 | 0 | 0 | 0 | 0 | 0 | 0 | 0 | 0 | 0 | 0
F5_Commercial_Health (ID)_New_Miscellaneous_Natural Gas_Pool Heater_E1 | F5 | Commercial | Health (ID) | New | Miscellaneous | Natural Gas | Pool Heater | E1 | RIM BC Ratio | [24 empty] | 1 | 1 | 1 | bar: 2019 to 2042
F5_Commercial_Health (ID)_New_Miscellaneous_Natural Gas_Pool Heater_E2 | F5 | Commercial | Health (ID) | New | Miscellaneous | Natural Gas | Pool Heater | E2 | RIM BC Ratio | 0.35197 | 0.3535 | 0.35717 | 0.36322 | 0.37161 | 0.38346 | 0.39657 | 0.40958 | 0.42222 | 0.43548 | 0.44287 | 0.4496 | 0.45697 | 0.46415 | 0.4704 | 0.47633 | 0.48175 | 0.48744 | 0.49363 | 0.49972 | 0.50607 | 0.5102 | 0.51427 | 0.51843 | 0.52259 | 0.52674 | 0.53088
F5_Commercial_Health (ID)_New_Miscellaneous_Natural Gas_Pool Heater_E3 | F5 | Commercial | Health (ID) | New | Miscellaneous | Natural Gas | Pool Heater | E3 | RIM BC Ratio | 0 | 0 | 0 | 0 | 0 | 0 | 0 | 0 | 0 | 0 | 0 | 0 | 0 | 0 | 0 | 0 | 0 | 0 | 0 | 0 | 0 | 0 | 0 | 0 | 0 | 0 | 0
F5_Commercial_Health (ID)_New_Miscellaneous_Natural Gas_Pool Heater_E4 | F5 | Commercial | Health (ID) | New | Miscellaneous | Natural Gas | Pool Heater | E4 | RIM BC Ratio | 0 | 0 | 0 | 0 | 0 | 0 | 0 | 0 | 0 | 0 | 0 | 0 | 0 | 0 | 0 | 0 | 0 | 0 | 0 | 0 | 0 | 0 | 0 | 0 | 0 | 0 | 0
F5_Commercial_Health (ID)_New_Miscellaneous_Natural Gas_Pool Heater_E5 | F5 | Commercial | Health (ID) | New | Miscellaneous | Natural Gas | Pool Heater | E5 | RIM BC Ratio | 0 | 0 | 0 | 0 | 0 | 0 | 0 | 0 | 0 | 0 | 0 | 0 | 0 | 0 | 0 | 0 | 0 | 0 | 0 | 0 | 0 | 0 | 0 | 0 | 0 | 0 | 0
F5_Commercial_Health (ID)_New_Miscellaneous_Natural Gas_Pool Heater_E6 | F5 | Commercial | Health (ID) | New | Miscellaneous | Natural Gas | Pool Heater | E6 | RIM BC Ratio | 0 | 0 | 0 | 0 | 0 | 0 | 0 | 0 | 0 | 0 | 0 | 0 | 0 | 0 | 0 | 0 | 0 | 0 | 0 | 0 | 0 | 0 | 0 | 0 | 0 | 0 | 0
F5_Commercial_Health (ID)_New_Miscellaneous_Natural Gas_Pool Heater_E7 | F5 | Commercial | Health (ID) | New | Miscellaneous | Natural Gas | Pool Heater | E7 | RIM BC Ratio | 0 | 0 | 0 | 0 | 0 | 0 | 0 | 0 | 0 | 0 | 0 | 0 | 0 | 0 | 0 | 0 | 0 | 0 | 0 | 0 | 0 | 0 | 0 | 0 | 0 | 0 | 0
F5_Commercial_Health (ID)_New_Miscellaneous_Natural Gas_Pool Heater_E8 | F5 | Commercial | Health (ID) | New | Miscellaneous | Natural Gas | Pool Heater | E8 | RIM BC Ratio | 0 | 0 | 0 | 0 | 0 | 0 | 0 | 0 | 0 | 0 | 0 | 0 | 0 | 0 | 0 | 0 | 0 | 0 | 0 | 0 | 0 | 0 | 0 | 0 | 0 | 0 | 0
F5_Commercial_Health (ID)_New_Miscellaneous_Natural Gas_Pool Heater_E9 | F5 | Commercial | Health (ID) | New | Miscellaneous | Natural Gas | Pool Heater | E9 | RIM BC Ratio | 0 | 0 | 0 | 0 | 0 | 0 | 0 | 0 | 0 | 0 | 0 | 0 | 0 | 0 | 0 | 0 | 0 | 0 | 0 | 0 | 0 | 0 | 0 | 0 | 0 | 0 | 0
F5_Commercial_Health (ID)_New_Miscellaneous_Natural Gas_Pool Heater_E10 | F5 | Commercial | Health (ID) | New | Miscellaneous | Natural Gas | Pool Heater | E10 | RIM BC Ratio | 0 | 0 | 0 | 0 | 0 | 0 | 0 | 0 | 0 | 0 | 0 | 0 | 0 | 0 | 0 | 0 | 0 | 0 | 0 | 0 | 0 | 0 | 0 | 0 | 0 | 0 | 0
F0_Commercial_Health (ID)_New_Miscellaneous_Natural Gas_Miscellaneous_E0 | F0 | Commercial | Health (ID) | New | Miscellaneous | Natural Gas | Miscellaneous | E0 | Economic Unit | Standard | Standard | Standard | Standard | Standard | Standard | Standard | Standard | Standard | Standard | Standard | Standard | Standard | Standard | Standard | Standard | Standard | Standard | Standard | Standard | Standard | Standard | Standard | Standard | Standard | Standard | Standard
F1_Commercial_Health (ID)_New_Miscellaneous_Natural Gas_Miscellaneous_E1 | F1 | Commercial | Health (ID) | New | Miscellaneous | Natural Gas | Miscellaneous | E1 | CCE | 0 | 0 | 0 | 0 | 0 | 0 | 0 | 0 | 0 | 0 | 0 | 0 | 0 | 0 | 0 | 0 | 0 | 0 | 0 | 0 | 0 | 0 | 0 | 0 | 0 | 0 | 0
F1_Commercial_Health (ID)_New_Miscellaneous_Natural Gas_Miscellaneous_E2 | F1 | Commercial | Health (ID) | New | Miscellaneous | Natural Gas | Miscellaneous | E2 | CCE | 0 | 0 | 0 | 0 | 0 | 0 | 0 | 0 | 0 | 0 | 0 | 0 | 0 | 0 | 0 | 0 | 0 | 0 | 0 | 0 | 0 | 0 | 0 | 0 | 0 | 0 | 0
F1_Commercial_Health (ID)_New_Miscellaneous_Natural Gas_Miscellaneous_E3 | F1 | Commercial | Health (ID) | New | Miscellaneous | Natural Gas | Miscellaneous | E3 | CCE | 0 | 0 | 0 | 0 | 0 | 0 | 0 | 0 | 0 | 0 | 0 | 0 | 0 | 0 | 0 | 0 | 0 | 0 | 0 | 0 | 0 | 0 | 0 | 0 | 0 | 0 | 0
F1_Commercial_Health (ID)_New_Miscellaneous_Natural Gas_Miscellaneous_E4 | F1 | Commercial | Health (ID) | New | Miscellaneous | Natural Gas | Miscellaneous | E4 | CCE | 0 | 0 | 0 | 0 | 0 | 0 | 0 | 0 | 0 | 0 | 0 | 0 | 0 | 0 | 0 | 0 | 0 | 0 | 0 | 0 | 0 | 0 | 0 | 0 | 0 | 0 | 0
F1_Commercial_Health (ID)_New_Miscellaneous_Natural Gas_Miscellaneous_E5 | F1 | Commercial | Health (ID) | New | Miscellaneous | Natural Gas | Miscellaneous | E5 | CCE | 0 | 0 | 0 | 0 | 0 | 0 | 0 | 0 | 0 | 0 | 0 | 0 | 0 | 0 | 0 | 0 | 0 | 0 | 0 | 0 | 0 | 0 | 0 | 0 | 0 | 0 | 0
F1_Commercial_Health (ID)_New_Miscellaneous_Natural Gas_Miscellaneous_E6 | F1 | Commercial | Health (ID) | New | Miscellaneous | Natural Gas | Miscellaneous | E6 | CCE | 0 | 0 | 0 | 0 | 0 | 0 | 0 | 0 | 0 | 0 | 0 | 0 | 0 | 0 | 0 | 0 | 0 | 0 | 0 | 0 | 0 | 0 | 0 | 0 | 0 | 0 | 0
F1_Commercial_Health (ID)_New_Miscellaneous_Natural Gas_Miscellaneous_E7 | F1 | Commercial | Health (ID) | New | Miscellaneous | Natural Gas | Miscellaneous | E7 | CCE | 0 | 0 | 0 | 0 | 0 | 0 | 0 | 0 | 0 | 0 | 0 | 0 | 0 | 0 | 0 | 0 | 0 | 0 | 0 | 0 | 0 | 0 | 0 | 0 | 0 | 0 | 0
F1_Commercial_Health (ID)_New_Miscellaneous_Natural Gas_Miscellaneous_E8 | F1 | Commercial | Health (ID) | New | Miscellaneous | Natural Gas | Miscellaneous | E8 | CCE | 0 | 0 | 0 | 0 | 0 | 0 | 0 | 0 | 0 | 0 | 0 | 0 | 0 | 0 | 0 | 0 | 0 | 0 | 0 | 0 | 0 | 0 | 0 | 0 | 0 | 0 | 0
F1_Commercial_Health (ID)_New_Miscellaneous_Natural Gas_Miscellaneous_E9 | F1 | Commercial | Health (ID) | New | Miscellaneous | Natural Gas | Miscellaneous | E9 | CCE | 0 | 0 | 0 | 0 | 0 | 0 | 0 | 0 | 0 | 0 | 0 | 0 | 0 | 0 | 0 | 0 | 0 | 0 | 0 | 0 | 0 | 0 | 0 | 0 | 0 | 0 | 0
F1_Commercial_Health (ID)_New_Miscellaneous_Natural Gas_Miscellaneous_E10 | F1 | Commercial | Health (ID) | New | Miscellaneous | Natural Gas | Miscellaneous | E10 | CCE | 0 | 0 | 0 | 0 | 0 | 0 | 0 | 0 | 0 | 0 | 0 | 0 | 0 | 0 | 0 | 0 | 0 | 0 | 0 | 0 | 0 | 0 | 0 | 0 | 0 | 0 | 0
F2_Commercial_Health (ID)_New_Miscellaneous_Natural Gas_Miscellaneous_E1 | F2 | Commercial | Health (ID) | New | Miscellaneous | Natural Gas | Miscellaneous | E1 | TRC BC Ratio | [24 empty] | 1 | 1 | 1 | bar: 2019 to 2042
F2_Commercial_Health (ID)_New_Miscellaneous_Natural Gas_Miscellaneous_E2 | F2 | Commercial | Health (ID) | New | Miscellaneous | Natural Gas | Miscellaneous | E2 | TRC BC Ratio | 0 | 0 | 0 | 0 | 0 | 0 | 0 | 0 | 0 | 0 | 0 | 0 | 0 | 0 | 0 | 0 | 0 | 0 | 0 | 0 | 0 | 0 | 0 | 0 | 0 | 0 | 0
F2_Commercial_Health (ID)_New_Miscellaneous_Natural Gas_Miscellaneous_E3 | F2 | Commercial | Health (ID) | New | Miscellaneous | Natural Gas | Miscellaneous | E3 | TRC BC Ratio | 0 | 0 | 0 | 0 | 0 | 0 | 0 | 0 | 0 | 0 | 0 | 0 | 0 | 0 | 0 | 0 | 0 | 0 | 0 | 0 | 0 | 0 | 0 | 0 | 0 | 0 | 0
F2_Commercial_Health (ID)_New_Miscellaneous_Natural Gas_Miscellaneous_E4 | F2 | Commercial | Health (ID) | New | Miscellaneous | Natural Gas | Miscellaneous | E4 | TRC BC Ratio | 0 | 0 | 0 | 0 | 0 | 0 | 0 | 0 | 0 | 0 | 0 | 0 | 0 | 0 | 0 | 0 | 0 | 0 | 0 | 0 | 0 | 0 | 0 | 0 | 0 | 0 | 0
F2_Commercial_Health (ID)_New_Miscellaneous_Natural Gas_Miscellaneous_E5 | F2 | Commercial | Health (ID) | New | Miscellaneous | Natural Gas | Miscellaneous | E5 | TRC BC Ratio | 0 | 0 | 0 | 0 | 0 | 0 | 0 | 0 | 0 | 0 | 0 | 0 | 0 | 0 | 0 | 0 | 0 | 0 | 0 | 0 | 0 | 0 | 0 | 0 | 0 | 0 | 0
F2_Commercial_Health (ID)_New_Miscellaneous_Natural Gas_Miscellaneous_E6 | F2 | Commercial | Health (ID) | New | Miscellaneous | Natural Gas | Miscellaneous | E6 | TRC BC Ratio | 0 | 0 | 0 | 0 | 0 | 0 | 0 | 0 | 0 | 0 | 0 | 0 | 0 | 0 | 0 | 0 | 0 | 0 | 0 | 0 | 0 | 0 | 0 | 0 | 0 | 0 | 0
F2_Commercial_Health (ID)_New_Miscellaneous_Natural Gas_Miscellaneous_E7 | F2 | Commercial | Health (ID) | New | Miscellaneous | Natural Gas | Miscellaneous | E7 | TRC BC Ratio | 0 | 0 | 0 | 0 | 0 | 0 | 0 | 0 | 0 | 0 | 0 | 0 | 0 | 0 | 0 | 0 | 0 | 0 | 0 | 0 | 0 | 0 | 0 | 0 | 0 | 0 | 0
F2_Commercial_Health (ID)_New_Miscellaneous_Natural Gas_Miscellaneous_E8 | F2 | Commercial | Health (ID) | New | Miscellaneous | Natural Gas | Miscellaneous | E8 | TRC BC Ratio | 0 | 0 | 0 | 0 | 0 | 0 | 0 | 0 | 0 | 0 | 0 | 0 | 0 | 0 | 0 | 0 | 0 | 0 | 0 | 0 | 0 | 0 | 0 | 0 | 0 | 0 | 0
F2_Commercial_Health (ID)_New_Miscellaneous_Natural Gas_Miscellaneous_E9 | F2 | Commercial | Health (ID) | New | Miscellaneous | Natural Gas | Miscellaneous | E9 | TRC BC Ratio | 0 | 0 | 0 | 0 | 0 | 0 | 0 | 0 | 0 | 0 | 0 | 0 | 0 | 0 | 0 | 0 | 0 | 0 | 0 | 0 | 0 | 0 | 0 | 0 | 0 | 0 | 0
F2_Commercial_Health (ID)_New_Miscellaneous_Natural Gas_Miscellaneous_E10 | F2 | Commercial | Health (ID) | New | Miscellaneous | Natural Gas | Miscellaneous | E10 | TRC BC Ratio | 0 | 0 | 0 | 0 | 0 | 0 | 0 | 0 | 0 | 0 | 0 | 0 | 0 | 0 | 0 | 0 | 0 | 0 | 0 | 0 | 0 | 0 | 0 | 0 | 0 | 0 | 0
F3_Commercial_Health (ID)_New_Miscellaneous_Natural Gas_Miscellaneous_E1 | F3 | Commercial | Health (ID) | New | Miscellaneous | Natural Gas | Miscellaneous | E1 | PACT BC Ratio | [24 empty] | 1 | 1 | 1 | bar: 2019 to 2042
F3_Commercial_Health (ID)_New_Miscellaneous_Natural Gas_Miscellaneous_E2 | F3 | Commercial | Health (ID) | New | Miscellaneous | Natural Gas | Miscellaneous | E2 | PACT BC Ratio | 0 | 0 | 0 | 0 | 0 | 0 | 0 | 0 | 0 | 0 | 0 | 0 | 0 | 0 | 0 | 0 | 0 | 0 | 0 | 0 | 0 | 0 | 0 | 0 | 0 | 0 | 0
F3_Commercial_Health (ID)_New_Miscellaneous_Natural Gas_Miscellaneous_E3 | F3 | Commercial | Health (ID) | New | Miscellaneous | Natural Gas | Miscellaneous | E3 | PACT BC Ratio | 0 | 0 | 0 | 0 | 0 | 0 | 0 | 0 | 0 | 0 | 0 | 0 | 0 | 0 | 0 | 0 | 0 | 0 | 0 | 0 | 0 | 0 | 0 | 0 | 0 | 0 | 0
F3_Commercial_Health (ID)_New_Miscellaneous_Natural Gas_Miscellaneous_E4 | F3 | Commercial | Health (ID) | New | Miscellaneous | Natural Gas | Miscellaneous | E4 | PACT BC Ratio | 0 | 0 | 0 | 0 | 0 | 0 | 0 | 0 | 0 | 0 | 0 | 0 | 0 | 0 | 0 | 0 | 0 | 0 | 0 | 0 | 0 | 0 | 0 | 0 | 0 | 0 | 0
F3_Commercial_Health (ID)_New_Miscellaneous_Natural Gas_Miscellaneous_E5 | F3 | Commercial | Health (ID) | New | Miscellaneous | Natural Gas | Miscellaneous | E5 | PACT BC Ratio | 0 | 0 | 0 | 0 | 0 | 0 | 0 | 0 | 0 | 0 | 0 | 0 | 0 | 0 | 0 | 0 | 0 | 0 | 0 | 0 | 0 | 0 | 0 | 0 | 0 | 0 | 0
F3_Commercial_Health (ID)_New_Miscellaneous_Natural Gas_Miscellaneous_E6 | F3 | Commercial | Health (ID) | New | Miscellaneous | Natural Gas | Miscellaneous | E6 | PACT BC Ratio | 0 | 0 | 0 | 0 | 0 | 0 | 0 | 0 | 0 | 0 | 0 | 0 | 0 | 0 | 0 | 0 | 0 | 0 | 0 | 0 | 0 | 0 | 0 | 0 | 0 | 0 | 0
F3_Commercial_Health (ID)_New_Miscellaneous_Natural Gas_Miscellaneous_E7 | F3 | Commercial | Health (ID) | New | Miscellaneous | Natural Gas | Miscellaneous | E7 | PACT BC Ratio | 0 | 0 | 0 | 0 | 0 | 0 | 0 | 0 | 0 | 0 | 0 | 0 | 0 | 0 | 0 | 0 | 0 | 0 | 0 | 0 | 0 | 0 | 0 | 0 | 0 | 0 | 0
F3_Commercial_Health (ID)_New_Miscellaneous_Natural Gas_Miscellaneous_E8 | F3 | Commercial | Health (ID) | New | Miscellaneous | Natural Gas | Miscellaneous | E8 | PACT BC Ratio | 0 | 0 | 0 | 0 | 0 | 0 | 0 | 0 | 0 | 0 | 0 | 0 | 0 | 0 | 0 | 0 | 0 | 0 | 0 | 0 | 0 | 0 | 0 | 0 | 0 | 0 | 0
F3_Commercial_Health (ID)_New_Miscellaneous_Natural Gas_Miscellaneous_E9 | F3 | Commercial | Health (ID) | New | Miscellaneous | Natural Gas | Miscellaneous | E9 | PACT BC Ratio | 0 | 0 | 0 | 0 | 0 | 0 | 0 | 0 | 0 | 0 | 0 | 0 | 0 | 0 | 0 | 0 | 0 | 0 | 0 | 0 | 0 | 0 | 0 | 0 | 0 | 0 | 0
F3_Commercial_Health (ID)_New_Miscellaneous_Natural Gas_Miscellaneous_E10 | F3 | Commercial | Health (ID) | New | Miscellaneous | Natural Gas | Miscellaneous | E10 | PACT BC Ratio | 0 | 0 | 0 | 0 | 0 | 0 | 0 | 0 | 0 | 0 | 0 | 0 | 0 | 0 | 0 | 0 | 0 | 0 | 0 | 0 | 0 | 0 | 0 | 0 | 0 | 0 | 0
F4_Commercial_Health (ID)_New_Miscellaneous_Natural Gas_Miscellaneous_E1 | F4 | Commercial | Health (ID) | New | Miscellaneous | Natural Gas | Miscellaneous | E1 | RVT BC Ratio | [24 empty] | 1 | 1 | 1 | bar: 2019 to 2042
F4_Commercial_Health (ID)_New_Miscellaneous_Natural Gas_Miscellaneous_E2 | F4 | Commercial | Health (ID) | New | Miscellaneous | Natural Gas | Miscellaneous | E2 | RVT BC Ratio | 0 | 0 | 0 | 0 | 0 | 0 | 0 | 0 | 0 | 0 | 0 | 0 | 0 | 0 | 0 | 0 | 0 | 0 | 0 | 0 | 0 | 0 | 0 | 0 | 0 | 0 | 0
F4_Commercial_Health (ID)_New_Miscellaneous_Natural Gas_Miscellaneous_E3 | F4 | Commercial | Health (ID) | New | Miscellaneous | Natural Gas | Miscellaneous | E3 | RVT BC Ratio | 0 | 0 | 0 | 0 | 0 | 0 | 0 | 0 | 0 | 0 | 0 | 0 | 0 | 0 | 0 | 0 | 0 | 0 | 0 | 0 | 0 | 0 | 0 | 0 | 0 | 0 | 0
F4_Commercial_Health (ID)_New_Miscellaneous_Natural Gas_Miscellaneous_E4 | F4 | Commercial | Health (ID) | New | Miscellaneous | Natural Gas | Miscellaneous | E4 | RVT BC Ratio | 0 | 0 | 0 | 0 | 0 | 0 | 0 | 0 | 0 | 0 | 0 | 0 | 0 | 0 | 0 | 0 | 0 | 0 | 0 | 0 | 0 | 0 | 0 | 0 | 0 | 0 | 0
F4_Commercial_Health (ID)_New_Miscellaneous_Natural Gas_Miscellaneous_E5 | F4 | Commercial | Health (ID) | New | Miscellaneous | Natural Gas | Miscellaneous | E5 | RVT BC Ratio | 0 | 0 | 0 | 0 | 0 | 0 | 0 | 0 | 0 | 0 | 0 | 0 | 0 | 0 | 0 | 0 | 0 | 0 | 0 | 0 | 0 | 0 | 0 | 0 | 0 | 0 | 0
F4_Commercial_Health (ID)_New_Miscellaneous_Natural Gas_Miscellaneous_E6 | F4 | Commercial | Health (ID) | New | Miscellaneous | Natural Gas | Miscellaneous | E6 | RVT BC Ratio | 0 | 0 | 0 | 0 | 0 | 0 | 0 | 0 | 0 | 0 | 0 | 0 | 0 | 0 | 0 | 0 | 0 | 0 | 0 | 0 | 0 | 0 | 0 | 0 | 0 | 0 | 0
F4_Commercial_Health (ID)_New_Miscellaneous_Natural Gas_Miscellaneous_E7 | F4 | Commercial | Health (ID) | New | Miscellaneous | Natural Gas | Miscellaneous | E7 | RVT BC Ratio | 0 | 0 | 0 | 0 | 0 | 0 | 0 | 0 | 0 | 0 | 0 | 0 | 0 | 0 | 0 | 0 | 0 | 0 | 0 | 0 | 0 | 0 | 0 | 0 | 0 | 0 | 0
F4_Commercial_Health (ID)_New_Miscellaneous_Natural Gas_Miscellaneous_E8 | F4 | Commercial | Health (ID) | New | Miscellaneous | Natural Gas | Miscellaneous | E8 | RVT BC Ratio | 0 | 0 | 0 | 0 | 0 | 0 | 0 | 0 | 0 | 0 | 0 | 0 | 0 | 0 | 0 | 0 | 0 | 0 | 0 | 0 | 0 | 0 | 0 | 0 | 0 | 0 | 0
F4_Commercial_Health (ID)_New_Miscellaneous_Natural Gas_Miscellaneous_E9 | F4 | Commercial | Health (ID) | New | Miscellaneous | Natural Gas | Miscellaneous | E9 | RVT BC Ratio | 0 | 0 | 0 | 0 | 0 | 0 | 0 | 0 | 0 | 0 | 0 | 0 | 0 | 0 | 0 | 0 | 0 | 0 | 0 | 0 | 0 | 0 | 0 | 0 | 0 | 0 | 0
F4_Commercial_Health (ID)_New_Miscellaneous_Natural Gas_Miscellaneous_E10 | F4 | Commercial | Health (ID) | New | Miscellaneous | Natural Gas | Miscellaneous | E10 | RVT BC Ratio | 0 | 0 | 0 | 0 | 0 | 0 | 0 | 0 | 0 | 0 | 0 | 0 | 0 | 0 | 0 | 0 | 0 | 0 | 0 | 0 | 0 | 0 | 0 | 0 | 0 | 0 | 0
F5_Commercial_Health (ID)_New_Miscellaneous_Natural Gas_Miscellaneous_E1 | F5 | Commercial | Health (ID) | New | Miscellaneous | Natural Gas | Miscellaneous | E1 | RIM BC Ratio | [24 empty] | 1 | 1 | 1 | bar: 2019 to 2042
F5_Commercial_Health (ID)_New_Miscellaneous_Natural Gas_Miscellaneous_E2 | F5 | Commercial | Health (ID) | New | Miscellaneous | Natural Gas | Miscellaneous | E2 | RIM BC Ratio | 0 | 0 | 0 | 0 | 0 | 0 | 0 | 0 | 0 | 0 | 0 | 0 | 0 | 0 | 0 | 0 | 0 | 0 | 0 | 0 | 0 | 0 | 0 | 0 | 0 | 0 | 0
F5_Commercial_Health (ID)_New_Miscellaneous_Natural Gas_Miscellaneous_E3 | F5 | Commercial | Health (ID) | New | Miscellaneous | Natural Gas | Miscellaneous | E3 | RIM BC Ratio | 0 | 0 | 0 | 0 | 0 | 0 | 0 | 0 | 0 | 0 | 0 | 0 | 0 | 0 | 0 | 0 | 0 | 0 | 0 | 0 | 0 | 0 | 0 | 0 | 0 | 0 | 0
F5_Commercial_Health (ID)_New_Miscellaneous_Natural Gas_Miscellaneous_E4 | F5 | Commercial | Health (ID) | New | Miscellaneous | Natural Gas | Miscellaneous | E4 | RIM BC Ratio | 0 | 0 | 0 | 0 | 0 | 0 | 0 | 0 | 0 | 0 | 0 | 0 | 0 | 0 | 0 | 0 | 0 | 0 | 0 | 0 | 0 | 0 | 0 | 0 | 0 | 0 | 0
F5_Commercial_Health (ID)_New_Miscellaneous_Natural Gas_Miscellaneous_E5 | F5 | Commercial | Health (ID) | New | Miscellaneous | Natural Gas | Miscellaneous | E5 | RIM BC Ratio | 0 | 0 | 0 | 0 | 0 | 0 | 0 | 0 | 0 | 0 | 0 | 0 | 0 | 0 | 0 | 0 | 0 | 0 | 0 | 0 | 0 | 0 | 0 | 0 | 0 | 0 | 0
F5_Commercial_Health (ID)_New_Miscellaneous_Natural Gas_Miscellaneous_E6 | F5 | Commercial | Health (ID) | New | Miscellaneous | Natural Gas | Miscellaneous | E6 | RIM BC Ratio | 0 | 0 | 0 | 0 | 0 | 0 | 0 | 0 | 0 | 0 | 0 | 0 | 0 | 0 | 0 | 0 | 0 | 0 | 0 | 0 | 0 | 0 | 0 | 0 | 0 | 0 | 0
F5_Commercial_Health (ID)_New_Miscellaneous_Natural Gas_Miscellaneous_E7 | F5 | Commercial | Health (ID) | New | Miscellaneous | Natural Gas | Miscellaneous | E7 | RIM BC Ratio | 0 | 0 | 0 | 0 | 0 | 0 | 0 | 0 | 0 | 0 | 0 | 0 | 0 | 0 | 0 | 0 | 0 | 0 | 0 | 0 | 0 | 0 | 0 | 0 | 0 | 0 | 0
F5_Commercial_Health (ID)_New_Miscellaneous_Natural Gas_Miscellaneous_E8 | F5 | Commercial | Health (ID) | New | Miscellaneous | Natural Gas | Miscellaneous | E8 | RIM BC Ratio | 0 | 0 | 0 | 0 | 0 | 0 | 0 | 0 | 0 | 0 | 0 | 0 | 0 | 0 | 0 | 0 | 0 | 0 | 0 | 0 | 0 | 0 | 0 | 0 | 0 | 0 | 0
F5_Commercial_Health (ID)_New_Miscellaneous_Natural Gas_Miscellaneous_E9 | F5 | Commercial | Health (ID) | New | Miscellaneous | Natural Gas | Miscellaneous | E9 | RIM BC Ratio | 0 | 0 | 0 | 0 | 0 | 0 | 0 | 0 | 0 | 0 | 0 | 0 | 0 | 0 | 0 | 0 | 0 | 0 | 0 | 0 | 0 | 0 | 0 | 0 | 0 | 0 | 0
F5_Commercial_Health (ID)_New_Miscellaneous_Natural Gas_Miscellaneous_E10 | F5 | Commercial | Health (ID) | New | Miscellaneous | Natural Gas | Miscellaneous | E10 | RIM BC Ratio | 0 | 0 | 0 | 0 | 0 | 0 | 0 | 0 | 0 | 0 | 0 | 0 | 0 | 0 | 0 | 0 | 0 | 0 | 0 | 0 | 0 | 0 | 0 | 0 | 0 | 0 | 0
F0_Commercial_Lodging (ID)_Existing_Space Heating_Natural Gas_Furnace_E0 | F0 | Commercial | Lodging (ID) | Existing | Space Heating | Natural Gas | Furnace | E0 | Economic Unit | AFUE 96% | AFUE 96% | AFUE 96% | AFUE 96% | AFUE 96% | AFUE 96% | AFUE 96% | AFUE 96% | AFUE 96% | AFUE 96% | AFUE 96% | AFUE 96% | AFUE 96% | AFUE 96% | AFUE 96% | AFUE 96% | AFUE 96% | AFUE 96% | AFUE 96% | AFUE 96% | AFUE 96% | AFUE 96% | AFUE 96% | AFUE 96% | AFUE 96% | AFUE 96% | AFUE 96%
F1_Commercial_Lodging (ID)_Existing_Space Heating_Natural Gas_Furnace_E1 | F1 | Commercial | Lodging (ID) | Existing | Space Heating | Natural Gas | Furnace | E1 | CCE | 0 | 0 | 0 | 0 | 0 | 0 | 0 | 0 | 0 | 0 | 0 | 0 | 0 | 0 | 0 | 0 | 0 | 0 | 0 | 0 | 0 | 0 | 0 | 0 | 0 | 0 | 0
F1_Commercial_Lodging (ID)_Existing_Space Heating_Natural Gas_Furnace_E2 | F1 | Commercial | Lodging (ID) | Existing | Space Heating | Natural Gas | Furnace | E2 | CCE | 0.025018 | 0.025963 | 0.025963 | 0.025963 | 0.025963 | 0.025963 | 0.025963 | 0.025963 | 0.025963 | 0.025963 | 0.025963 | 0.025963 | 0.025963 | 0.025963 | 0.025963 | 0.025963 | 0.025963 | 0.025963 | 0.025963 | 0.025963 | 0.025963 | 0.025963 | 0.025963 | 0.025963 | 0.025963 | 0.025963 | 0.025963
F1_Commercial_Lodging (ID)_Existing_Space Heating_Natural Gas_Furnace_E3 | F1 | Commercial | Lodging (ID) | Existing | Space Heating | Natural Gas | Furnace | E3 | CCE | 0.0037353 | 0.0038764 | 0.0038764 | 0.0038764 | 0.0038764 | 0.0038764 | 0.0038764 | 0.0038764 | 0.0038764 | 0.0038764 | 0.0038764 | 0.0038764 | 0.0038764 | 0.0038764 | 0.0038764 | 0.0038764 | 0.0038764 | 0.0038764 | 0.0038764 | 0.0038764 | 0.0038764 | 0.0038764 | 0.0038764 | 0.0038764 | 0.0038764 | 0.0038764 | 0.0038764
F1_Commercial_Lodging (ID)_Existing_Space Heating_Natural Gas_Furnace_E4 | F1 | Commercial | Lodging (ID) | Existing | Space Heating | Natural Gas | Furnace | E4 | CCE | 0 | 0 | 0 | 0 | 0 | 0 | 0 | 0 | 0 | 0 | 0 | 0 | 0 | 0 | 0 | 0 | 0 | 0 | 0 | 0 | 0 | 0 | 0 | 0 | 0 | 0 | 0
F1_Commercial_Lodging (ID)_Existing_Space Heating_Natural Gas_Furnace_E5 | F1 | Commercial | Lodging (ID) | Existing | Space Heating | Natural Gas | Furnace | E5 | CCE | 0 | 0 | 0 | 0 | 0 | 0 | 0 | 0 | 0 | 0 | 0 | 0 | 0 | 0 | 0 | 0 | 0 | 0 | 0 | 0 | 0 | 0 | 0 | 0 | 0 | 0 | 0
F1_Commercial_Lodging (ID)_Existing_Space Heating_Natural Gas_Furnace_E6 | F1 | Commercial | Lodging (ID) | Existing | Space Heating | Natural Gas | Furnace | E6 | CCE | 0 | 0 | 0 | 0 | 0 | 0 | 0 | 0 | 0 | 0 | 0 | 0 | 0 | 0 | 0 | 0 | 0 | 0 | 0 | 0 | 0 | 0 | 0 | 0 | 0 | 0 | 0
F1_Commercial_Lodging (ID)_Existing_Space Heating_Natural Gas_Furnace_E7 | F1 | Commercial | Lodging (ID) | Existing | Space Heating | Natural Gas | Furnace | E7 | CCE | 0 | 0 | 0 | 0 | 0 | 0 | 0 | 0 | 0 | 0 | 0 | 0 | 0 | 0 | 0 | 0 | 0 | 0 | 0 | 0 | 0 | 0 | 0 | 0 | 0 | 0 | 0
F1_Commercial_Lodging (ID)_Existing_Space Heating_Natural Gas_Furnace_E8 | F1 | Commercial | Lodging (ID) | Existing | Space Heating | Natural Gas | Furnace | E8 | CCE | 0 | 0 | 0 | 0 | 0 | 0 | 0 | 0 | 0 | 0 | 0 | 0 | 0 | 0 | 0 | 0 | 0 | 0 | 0 | 0 | 0 | 0 | 0 | 0 | 0 | 0 | 0
F1_Commercial_Lodging (ID)_Existing_Space Heating_Natural Gas_Furnace_E9 | F1 | Commercial | Lodging (ID) | Existing | Space Heating | Natural Gas | Furnace | E9 | CCE | 0 | 0 | 0 | 0 | 0 | 0 | 0 | 0 | 0 | 0 | 0 | 0 | 0 | 0 | 0 | 0 | 0 | 0 | 0 | 0 | 0 | 0 | 0 | 0 | 0 | 0 | 0
F1_Commercial_Lodging (ID)_Existing_Space Heating_Natural Gas_Furnace_E10 | F1 | Commercial | Lodging (ID) | Existing | Space Heating | Natural Gas | Furnace | E10 | CCE | 0 | 0 | 0 | 0 | 0 | 0 | 0 | 0 | 0 | 0 | 0 | 0 | 0 | 0 | 0 | 0 | 0 | 0 | 0 | 0 | 0 | 0 | 0 | 0 | 0 | 0 | 0
F2_Commercial_Lodging (ID)_Existing_Space Heating_Natural Gas_Furnace_E1 | F2 | Commercial | Lodging (ID) | Existing | Space Heating | Natural Gas | Furnace | E1 | TRC BC Ratio | [24 empty] | 1 | 1 | 1 | bar: 2019 to 2042
F2_Commercial_Lodging (ID)_Existing_Space Heating_Natural Gas_Furnace_E2 | F2 | Commercial | Lodging (ID) | Existing | Space Heating | Natural Gas | Furnace | E2 | TRC BC Ratio | 0.15032 | 0.15251 | 0.15561 | 0.15914 | 0.16315 | 0.16899 | 0.17494 | 0.18126 | 0.18721 | 0.19325 | 0.19853 | 0.2033 | 0.20859 | 0.21409 | 0.21912 | 0.22404 | 0.22854 | 0.2332 | 0.23807 | 0.24307 | 0.24816 | 0.25357 | 0.25999 | 0.26551 | 0.27114 | 0.2769 | 0.28277
F2_Commercial_Lodging (ID)_Existing_Space Heating_Natural Gas_Furnace_E3 | F2 | Commercial | Lodging (ID) | Existing | Space Heating | Natural Gas | Furnace | E3 | TRC BC Ratio | 1.0068 | 1.0215 | 1.0422 | 1.0659 | 1.0927 | 1.1318 | 1.1717 | 1.2141 | 1.2539 | 1.2943 | 1.3297 | 1.3616 | 1.3971 | 1.4339 | 1.4676 | 1.5005 | 1.5307 | 1.5619 | 1.5945 | 1.628 | 1.6621 | 1.6983 | 1.7413 | 1.7783 | 1.816 | 1.8546 | 1.8939
F2_Commercial_Lodging (ID)_Existing_Space Heating_Natural Gas_Furnace_E4 | F2 | Commercial | Lodging (ID) | Existing | Space Heating | Natural Gas | Furnace | E4 | TRC BC Ratio | 0 | 0 | 0 | 0 | 0 | 0 | 0 | 0 | 0 | 0 | 0 | 0 | 0 | 0 | 0 | 0 | 0 | 0 | 0 | 0 | 0 | 0 | 0 | 0 | 0 | 0 | 0
F2_Commercial_Lodging (ID)_Existing_Space Heating_Natural Gas_Furnace_E5 | F2 | Commercial | Lodging (ID) | Existing | Space Heating | Natural Gas | Furnace | E5 | TRC BC Ratio | 0 | 0 | 0 | 0 | 0 | 0 | 0 | 0 | 0 | 0 | 0 | 0 | 0 | 0 | 0 | 0 | 0 | 0 | 0 | 0 | 0 | 0 | 0 | 0 | 0 | 0 | 0
F2_Commercial_Lodging (ID)_Existing_Space Heating_Natural Gas_Furnace_E6 | F2 | Commercial | Lodging (ID) | Existing | Space Heating | Natural Gas | Furnace | E6 | TRC BC Ratio | 0 | 0 | 0 | 0 | 0 | 0 | 0 | 0 | 0 | 0 | 0 | 0 | 0 | 0 | 0 | 0 | 0 | 0 | 0 | 0 | 0 | 0 | 0 | 0 | 0 | 0 | 0
F2_Commercial_Lodging (ID)_Existing_Space Heating_Natural Gas_Furnace_E7 | F2 | Commercial | Lodging (ID) | Existing | Space Heating | Natural Gas | Furnace | E7 | TRC BC Ratio | 0 | 0 | 0 | 0 | 0 | 0 | 0 | 0 | 0 | 0 | 0 | 0 | 0 | 0 | 0 | 0 | 0 | 0 | 0 | 0 | 0 | 0 | 0 | 0 | 0 | 0 | 0
F2_Commercial_Lodging (ID)_Existing_Space Heating_Natural Gas_Furnace_E8 | F2 | Commercial | Lodging (ID) | Existing | Space Heating | Natural Gas | Furnace | E8 | TRC BC Ratio | 0 | 0 | 0 | 0 | 0 | 0 | 0 | 0 | 0 | 0 | 0 | 0 | 0 | 0 | 0 | 0 | 0 | 0 | 0 | 0 | 0 | 0 | 0 | 0 | 0 | 0 | 0
F2_Commercial_Lodging (ID)_Existing_Space Heating_Natural Gas_Furnace_E9 | F2 | Commercial | Lodging (ID) | Existing | Space Heating | Natural Gas | Furnace | E9 | TRC BC Ratio | 0 | 0 | 0 | 0 | 0 | 0 | 0 | 0 | 0 | 0 | 0 | 0 | 0 | 0 | 0 | 0 | 0 | 0 | 0 | 0 | 0 | 0 | 0 | 0 | 0 | 0 | 0
F2_Commercial_Lodging (ID)_Existing_Space Heating_Natural Gas_Furnace_E10 | F2 | Commercial | Lodging (ID) | Existing | Space Heating | Natural Gas | Furnace | E10 | TRC BC Ratio | 0 | 0 | 0 | 0 | 0 | 0 | 0 | 0 | 0 | 0 | 0 | 0 | 0 | 0 | 0 | 0 | 0 | 0 | 0 | 0 | 0 | 0 | 0 | 0 | 0 | 0 | 0
F3_Commercial_Lodging (ID)_Existing_Space Heating_Natural Gas_Furnace_E1 | F3 | Commercial | Lodging (ID) | Existing | Space Heating | Natural Gas | Furnace | E1 | PACT BC Ratio | [24 empty] | 1 | 1 | 1 | bar: 2019 to 2042
F3_Commercial_Lodging (ID)_Existing_Space Heating_Natural Gas_Furnace_E2 | F3 | Commercial | Lodging (ID) | Existing | Space Heating | Natural Gas | Furnace | E2 | PACT BC Ratio | 0.42104 | 0.42716 | 0.43584 | 0.44574 | 0.45697 | 0.47331 | 0.49 | 0.5077 | 0.52437 | 0.54126 | 0.55605 | 0.56942 | 0.58425 | 0.59964 | 0.61372 | 0.62751 | 0.64013 | 0.65317 | 0.6668 | 0.68081 | 0.69507 | 0.71023 | 0.7282 | 0.74366 | 0.75944 | 0.77556 | 0.79202
F3_Commercial_Lodging (ID)_Existing_Space Heating_Natural Gas_Furnace_E3 | F3 | Commercial | Lodging (ID) | Existing | Space Heating | Natural Gas | Furnace | E3 | PACT BC Ratio | 2.82 | 2.861 | 2.9191 | 2.9854 | 3.0607 | 3.1701 | 3.2819 | 3.4005 | 3.5121 | 3.6252 | 3.7243 | 3.8138 | 3.9132 | 4.0162 | 4.1105 | 4.2029 | 4.2874 | 4.3747 | 4.4661 | 4.5599 | 4.6554 | 4.7569 | 4.8773 | 4.9808 | 5.0865 | 5.1945 | 5.3048
F3_Commercial_Lodging (ID)_Existing_Space Heating_Natural Gas_Furnace_E4 | F3 | Commercial | Lodging (ID) | Existing | Space Heating | Natural Gas | Furnace | E4 | PACT BC Ratio | 0 | 0 | 0 | 0 | 0 | 0 | 0 | 0 | 0 | 0 | 0 | 0 | 0 | 0 | 0 | 0 | 0 | 0 | 0 | 0 | 0 | 0 | 0 | 0 | 0 | 0 | 0
F3_Commercial_Lodging (ID)_Existing_Space Heating_Natural Gas_Furnace_E5 | F3 | Commercial | Lodging (ID) | Existing | Space Heating | Natural Gas | Furnace | E5 | PACT BC Ratio | 0 | 0 | 0 | 0 | 0 | 0 | 0 | 0 | 0 | 0 | 0 | 0 | 0 | 0 | 0 | 0 | 0 | 0 | 0 | 0 | 0 | 0 | 0 | 0 | 0 | 0 | 0
F3_Commercial_Lodging (ID)_Existing_Space Heating_Natural Gas_Furnace_E6 | F3 | Commercial | Lodging (ID) | Existing | Space Heating | Natural Gas | Furnace | E6 | PACT BC Ratio | 0 | 0 | 0 | 0 | 0 | 0 | 0 | 0 | 0 | 0 | 0 | 0 | 0 | 0 | 0 | 0 | 0 | 0 | 0 | 0 | 0 | 0 | 0 | 0 | 0 | 0 | 0
F3_Commercial_Lodging (ID)_Existing_Space Heating_Natural Gas_Furnace_E7 | F3 | Commercial | Lodging (ID) | Existing | Space Heating | Natural Gas | Furnace | E7 | PACT BC Ratio | 0 | 0 | 0 | 0 | 0 | 0 | 0 | 0 | 0 | 0 | 0 | 0 | 0 | 0 | 0 | 0 | 0 | 0 | 0 | 0 | 0 | 0 | 0 | 0 | 0 | 0 | 0
F3_Commercial_Lodging (ID)_Existing_Space Heating_Natural Gas_Furnace_E8 | F3 | Commercial | Lodging (ID) | Existing | Space Heating | Natural Gas | Furnace | E8 | PACT BC Ratio | 0 | 0 | 0 | 0 | 0 | 0 | 0 | 0 | 0 | 0 | 0 | 0 | 0 | 0 | 0 | 0 | 0 | 0 | 0 | 0 | 0 | 0 | 0 | 0 | 0 | 0 | 0
F3_Commercial_Lodging (ID)_Existing_Space Heating_Natural Gas_Furnace_E9 | F3 | Commercial | Lodging (ID) | Existing | Space Heating | Natural Gas | Furnace | E9 | PACT BC Ratio | 0 | 0 | 0 | 0 | 0 | 0 | 0 | 0 | 0 | 0 | 0 | 0 | 0 | 0 | 0 | 0 | 0 | 0 | 0 | 0 | 0 | 0 | 0 | 0 | 0 | 0 | 0
F3_Commercial_Lodging (ID)_Existing_Space Heating_Natural Gas_Furnace_E10 | F3 | Commercial | Lodging (ID) | Existing | Space Heating | Natural Gas | Furnace | E10 | PACT BC Ratio | 0 | 0 | 0 | 0 | 0 | 0 | 0 | 0 | 0 | 0 | 0 | 0 | 0 | 0 | 0 | 0 | 0 | 0 | 0 | 0 | 0 | 0 | 0 | 0 | 0 | 0 | 0
F4_Commercial_Lodging (ID)_Existing_Space Heating_Natural Gas_Furnace_E1 | F4 | Commercial | Lodging (ID) | Existing | Space Heating | Natural Gas | Furnace | E1 | RVT BC Ratio | [24 empty] | 1 | 1 | 1 | bar: 2019 to 2042
F4_Commercial_Lodging (ID)_Existing_Space Heating_Natural Gas_Furnace_E2 | F4 | Commercial | Lodging (ID) | Existing | Space Heating | Natural Gas | Furnace | E2 | RVT BC Ratio | 0.43899 | 0.44074 | 0.44365 | 0.44702 | 0.45087 | 0.45715 | 0.46338 | 0.4699 | 0.47562 | 0.48116 | 0.48745 | 0.49294 | 0.49906 | 0.50536 | 0.51097 | 0.51635 | 0.52109 | 0.52593 | 0.53095 | 0.53603 | 0.54111 | 0.54793 | 0.55602 | 0.56297 | 0.57007 | 0.57732 | 0.58473
F4_Commercial_Lodging (ID)_Existing_Space Heating_Natural Gas_Furnace_E3 | F4 | Commercial | Lodging (ID) | Existing | Space Heating | Natural Gas | Furnace | E3 | RVT BC Ratio | 1.6387 | 1.6504 | 1.6699 | 1.6924 | 1.7183 | 1.7603 | 1.8021 | 1.8457 | 1.884 | 1.9212 | 1.9633 | 2.0001 | 2.041 | 2.0832 | 2.1208 | 2.1568 | 2.1886 | 2.221 | 2.2546 | 2.2886 | 2.3227 | 2.3684 | 2.4225 | 2.4691 | 2.5166 | 2.5652 | 2.6148
F4_Commercial_Lodging (ID)_Existing_Space Heating_Natural Gas_Furnace_E4 | F4 | Commercial | Lodging (ID) | Existing | Space Heating | Natural Gas | Furnace | E4 | RVT BC Ratio | 0 | 0 | 0 | 0 | 0 | 0 | 0 | 0 | 0 | 0 | 0 | 0 | 0 | 0 | 0 | 0 | 0 | 0 | 0 | 0 | 0 | 0 | 0 | 0 | 0 | 0 | 0
F4_Commercial_Lodging (ID)_Existing_Space Heating_Natural Gas_Furnace_E5 | F4 | Commercial | Lodging (ID) | Existing | Space Heating | Natural Gas | Furnace | E5 | RVT BC Ratio | 0 | 0 | 0 | 0 | 0 | 0 | 0 | 0 | 0 | 0 | 0 | 0 | 0 | 0 | 0 | 0 | 0 | 0 | 0 | 0 | 0 | 0 | 0 | 0 | 0 | 0 | 0
F4_Commercial_Lodging (ID)_Existing_Space Heating_Natural Gas_Furnace_E6 | F4 | Commercial | Lodging (ID) | Existing | Space Heating | Natural Gas | Furnace | E6 | RVT BC Ratio | 0 | 0 | 0 | 0 | 0 | 0 | 0 | 0 | 0 | 0 | 0 | 0 | 0 | 0 | 0 | 0 | 0 | 0 | 0 | 0 | 0 | 0 | 0 | 0 | 0 | 0 | 0
F4_Commercial_Lodging (ID)_Existing_Space Heating_Natural Gas_Furnace_E7 | F4 | Commercial | Lodging (ID) | Existing | Space Heating | Natural Gas | Furnace | E7 | RVT BC Ratio | 0 | 0 | 0 | 0 | 0 | 0 | 0 | 0 | 0 | 0 | 0 | 0 | 0 | 0 | 0 | 0 | 0 | 0 | 0 | 0 | 0 | 0 | 0 | 0 | 0 | 0 | 0
F4_Commercial_Lodging (ID)_Existing_Space Heating_Natural Gas_Furnace_E8 | F4 | Commercial | Lodging (ID) | Existing | Space Heating | Natural Gas | Furnace | E8 | RVT BC Ratio | 0 | 0 | 0 | 0 | 0 | 0 | 0 | 0 | 0 | 0 | 0 | 0 | 0 | 0 | 0 | 0 | 0 | 0 | 0 | 0 | 0 | 0 | 0 | 0 | 0 | 0 | 0
F4_Commercial_Lodging (ID)_Existing_Space Heating_Natural Gas_Furnace_E9 | F4 | Commercial | Lodging (ID) | Existing | Space Heating | Natural Gas | Furnace | E9 | RVT BC Ratio | 0 | 0 | 0 | 0 | 0 | 0 | 0 | 0 | 0 | 0 | 0 | 0 | 0 | 0 | 0 | 0 | 0 | 0 | 0 | 0 | 0 | 0 | 0 | 0 | 0 | 0 | 0
F4_Commercial_Lodging (ID)_Existing_Space Heating_Natural Gas_Furnace_E10 | F4 | Commercial | Lodging (ID) | Existing | Space Heating | Natural Gas | Furnace | E10 | RVT BC Ratio | 0 | 0 | 0 | 0 | 0 | 0 | 0 | 0 | 0 | 0 | 0 | 0 | 0 | 0 | 0 | 0 | 0 | 0 | 0 | 0 | 0 | 0 | 0 | 0 | 0 | 0 | 0
F5_Commercial_Lodging (ID)_Existing_Space Heating_Natural Gas_Furnace_E1 | F5 | Commercial | Lodging (ID) | Existing | Space Heating | Natural Gas | Furnace | E1 | RIM BC Ratio | [24 empty] | 1 | 1 | 1 | bar: 2019 to 2042
F5_Commercial_Lodging (ID)_Existing_Space Heating_Natural Gas_Furnace_E2 | F5 | Commercial | Lodging (ID) | Existing | Space Heating | Natural Gas | Furnace | E2 | RIM BC Ratio | 0.2823 | 0.28562 | 0.29011 | 0.29515 | 0.3008 | 0.30858 | 0.31645 | 0.3247 | 0.33252 | 0.34044 | 0.34654 | 0.35206 | 0.35807 | 0.36422 | 0.36983 | 0.3753 | 0.38033 | 0.38549 | 0.39083 | 0.39629 | 0.40182 | 0.40684 | 0.41267 | 0.41759 | 0.42252 | 0.42746 | 0.43242
F5_Commercial_Lodging (ID)_Existing_Space Heating_Natural Gas_Furnace_E3 | F5 | Commercial | Lodging (ID) | Existing | Space Heating | Natural Gas | Furnace | E3 | RIM BC Ratio | 0.65709 | 0.66242 | 0.66883 | 0.67588 | 0.68358 | 0.69283 | 0.7023 | 0.71216 | 0.72202 | 0.73223 | 0.73758 | 0.74268 | 0.7481 | 0.75361 | 0.75883 | 0.76401 | 0.76902 | 0.77417 | 0.77951 | 0.785 | 0.79064 | 0.79351 | 0.79679 | 0.79951 | 0.80218 | 0.80482 | 0.80742
F5_Commercial_Lodging (ID)_Existing_Space Heating_Natural Gas_Furnace_E4 | F5 | Commercial | Lodging (ID) | Existing | Space Heating | Natural Gas | Furnace | E4 | RIM BC Ratio | 0 | 0 | 0 | 0 | 0 | 0 | 0 | 0 | 0 | 0 | 0 | 0 | 0 | 0 | 0 | 0 | 0 | 0 | 0 | 0 | 0 | 0 | 0 | 0 | 0 | 0 | 0
F5_Commercial_Lodging (ID)_Existing_Space Heating_Natural Gas_Furnace_E5 | F5 | Commercial | Lodging (ID) | Existing | Space Heating | Natural Gas | Furnace | E5 | RIM BC Ratio | 0 | 0 | 0 | 0 | 0 | 0 | 0 | 0 | 0 | 0 | 0 | 0 | 0 | 0 | 0 | 0 | 0 | 0 | 0 | 0 | 0 | 0 | 0 | 0 | 0 | 0 | 0
F5_Commercial_Lodging (ID)_Existing_Space Heating_Natural Gas_Furnace_E6 | F5 | Commercial | Lodging (ID) | Existing | Space Heating | Natural Gas | Furnace | E6 | RIM BC Ratio | 0 | 0 | 0 | 0 | 0 | 0 | 0 | 0 | 0 | 0 | 0 | 0 | 0 | 0 | 0 | 0 | 0 | 0 | 0 | 0 | 0 | 0 | 0 | 0 | 0 | 0 | 0
F5_Commercial_Lodging (ID)_Existing_Space Heating_Natural Gas_Furnace_E7 | F5 | Commercial | Lodging (ID) | Existing | Space Heating | Natural Gas | Furnace | E7 | RIM BC Ratio | 0 | 0 | 0 | 0 | 0 | 0 | 0 | 0 | 0 | 0 | 0 | 0 | 0 | 0 | 0 | 0 | 0 | 0 | 0 | 0 | 0 | 0 | 0 | 0 | 0 | 0 | 0
F5_Commercial_Lodging (ID)_Existing_Space Heating_Natural Gas_Furnace_E8 | F5 | Commercial | Lodging (ID) | Existing | Space Heating | Natural Gas | Furnace | E8 | RIM BC Ratio | 0 | 0 | 0 | 0 | 0 | 0 | 0 | 0 | 0 | 0 | 0 | 0 | 0 | 0 | 0 | 0 | 0 | 0 | 0 | 0 | 0 | 0 | 0 | 0 | 0 | 0 | 0
F5_Commercial_Lodging (ID)_Existing_Space Heating_Natural Gas_Furnace_E9 | F5 | Commercial | Lodging (ID) | Existing | Space Heating | Natural Gas | Furnace | E9 | RIM BC Ratio | 0 | 0 | 0 | 0 | 0 | 0 | 0 | 0 | 0 | 0 | 0 | 0 | 0 | 0 | 0 | 0 | 0 | 0 | 0 | 0 | 0 | 0 | 0 | 0 | 0 | 0 | 0
F5_Commercial_Lodging (ID)_Existing_Space Heating_Natural Gas_Furnace_E10 | F5 | Commercial | Lodging (ID) | Existing | Space Heating | Natural Gas | Furnace | E10 | RIM BC Ratio | 0 | 0 | 0 | 0 | 0 | 0 | 0 | 0 | 0 | 0 | 0 | 0 | 0 | 0 | 0 | 0 | 0 | 0 | 0 | 0 | 0 | 0 | 0 | 0 | 0 | 0 | 0
F0_Commercial_Lodging (ID)_Existing_Space Heating_Natural Gas_Boiler_E0 | F0 | Commercial | Lodging (ID) | Existing | Space Heating | Natural Gas | Boiler | E0 | Economic Unit | AFUE 97% | AFUE 97% | AFUE 97% | AFUE 97% | AFUE 97% | AFUE 97% | AFUE 97% | AFUE 97% | AFUE 97% | AFUE 97% | AFUE 97% | AFUE 97% | AFUE 97% | AFUE 97% | AFUE 97% | AFUE 97% | AFUE 97% | AFUE 97% | AFUE 97% | AFUE 97% | AFUE 97% | AFUE 97% | AFUE 97% | AFUE 97% | AFUE 97% | AFUE 97% | AFUE 97%
F1_Commercial_Lodging (ID)_Existing_Space Heating_Natural Gas_Boiler_E1 | F1 | Commercial | Lodging (ID) | Existing | Space Heating | Natural Gas | Boiler | E1 | CCE | 0 | 0 | 0 | 0 | 0 | 0 | 0 | 0 | 0 | 0 | 0 | 0 | 0 | 0 | 0 | 0 | 0 | 0 | 0 | 0 | 0 | 0 | 0 | 0 | 0 | 0 | 0
F1_Commercial_Lodging (ID)_Existing_Space Heating_Natural Gas_Boiler_E2 | F1 | Commercial | Lodging (ID) | Existing | Space Heating | Natural Gas | Boiler | E2 | CCE | 0.0018494 | 0.0019192 | 0.0019192 | 0.0019192 | 0.0019192 | 0.0019192 | 0.0019192 | 0.0019192 | 0.0019192 | 0.0019192 | 0.0019192 | 0.0019192 | 0.0019192 | 0.0019192 | 0.0019192 | 0.0019192 | 0.0019192 | 0.0019192 | 0.0019192 | 0.0019192 | 0.0019192 | 0.0019192 | 0.0019192 | 0.0019192 | 0.0019192 | 0.0019192 | 0.0019192
F1_Commercial_Lodging (ID)_Existing_Space Heating_Natural Gas_Boiler_E3 | F1 | Commercial | Lodging (ID) | Existing | Space Heating | Natural Gas | Boiler | E3 | CCE | -0.00040405 | -0.00041931 | -0.00041931 | -0.00041931 | -0.00041931 | -0.00041931 | -0.00041931 | -0.00041931 | -0.00041931 | -0.00041931 | -0.00041931 | -0.00041931 | -0.00041931 | -0.00041931 | -0.00041931 | -0.00041931 | -0.00041931 | -0.00041931 | -0.00041931 | -0.00041931 | -0.00041931 | -0.00041931 | -0.00041931 | -0.00041931 | -0.00041931 | -0.00041931 | -0.00041931
F1_Commercial_Lodging (ID)_Existing_Space Heating_Natural Gas_Boiler_E4 | F1 | Commercial | Lodging (ID) | Existing | Space Heating | Natural Gas | Boiler | E4 | CCE | 0.042495 | 0.0441 | 0.0441 | 0.0441 | 0.0441 | 0.0441 | 0.0441 | 0.0441 | 0.0441 | 0.0441 | 0.0441 | 0.0441 | 0.0441 | 0.0441 | 0.0441 | 0.0441 | 0.0441 | 0.0441 | 0.0441 | 0.0441 | 0.0441 | 0.0441 | 0.0441 | 0.0441 | 0.0441 | 0.0441 | 0.0441
F1_Commercial_Lodging (ID)_Existing_Space Heating_Natural Gas_Boiler_E5 | F1 | Commercial | Lodging (ID) | Existing | Space Heating | Natural Gas | Boiler | E5 | CCE | 0 | 0 | 0 | 0 | 0 | 0 | 0 | 0 | 0 | 0 | 0 | 0 | 0 | 0 | 0 | 0 | 0 | 0 | 0 | 0 | 0 | 0 | 0 | 0 | 0 | 0 | 0
F1_Commercial_Lodging (ID)_Existing_Space Heating_Natural Gas_Boiler_E6 | F1 | Commercial | Lodging (ID) | Existing | Space Heating | Natural Gas | Boiler | E6 | CCE | 0 | 0 | 0 | 0 | 0 | 0 | 0 | 0 | 0 | 0 | 0 | 0 | 0 | 0 | 0 | 0 | 0 | 0 | 0 | 0 | 0 | 0 | 0 | 0 | 0 | 0 | 0
F1_Commercial_Lodging (ID)_Existing_Space Heating_Natural Gas_Boiler_E7 | F1 | Commercial | Lodging (ID) | Existing | Space Heating | Natural Gas | Boiler | E7 | CCE | 0 | 0 | 0 | 0 | 0 | 0 | 0 | 0 | 0 | 0 | 0 | 0 | 0 | 0 | 0 | 0 | 0 | 0 | 0 | 0 | 0 | 0 | 0 | 0 | 0 | 0 | 0
F1_Commercial_Lodging (ID)_Existing_Space Heating_Natural Gas_Boiler_E8 | F1 | Commercial | Lodging (ID) | Existing | Space Heating | Natural Gas | Boiler | E8 | CCE | 0 | 0 | 0 | 0 | 0 | 0 | 0 | 0 | 0 | 0 | 0 | 0 | 0 | 0 | 0 | 0 | 0 | 0 | 0 | 0 | 0 | 0 | 0 | 0 | 0 | 0 | 0
F1_Commercial_Lodging (ID)_Existing_Space Heating_Natural Gas_Boiler_E9 | F1 | Commercial | Lodging (ID) | Existing | Space Heating | Natural Gas | Boiler | E9 | CCE | 0 | 0 | 0 | 0 | 0 | 0 | 0 | 0 | 0 | 0 | 0 | 0 | 0 | 0 | 0 | 0 | 0 | 0 | 0 | 0 | 0 | 0 | 0 | 0 | 0 | 0 | 0
F1_Commercial_Lodging (ID)_Existing_Space Heating_Natural Gas_Boiler_E10 | F1 | Commercial | Lodging (ID) | Existing | Space Heating | Natural Gas | Boiler | E10 | CCE | 0 | 0 | 0 | 0 | 0 | 0 | 0 | 0 | 0 | 0 | 0 | 0 | 0 | 0 | 0 | 0 | 0 | 0 | 0 | 0 | 0 | 0 | 0 | 0 | 0 | 0 | 0
F2_Commercial_Lodging (ID)_Existing_Space Heating_Natural Gas_Boiler_E1 | F2 | Commercial | Lodging (ID) | Existing | Space Heating | Natural Gas | Boiler | E1 | TRC BC Ratio | [24 empty] | 1 | 1 | 1 | bar: 2019 to 2042
F2_Commercial_Lodging (ID)_Existing_Space Heating_Natural Gas_Boiler_E2 | F2 | Commercial | Lodging (ID) | Existing | Space Heating | Natural Gas | Boiler | E2 | TRC BC Ratio | 2.2962 | 2.3363 | 2.3858 | 2.4396 | 2.4981 | 2.5748 | 2.653 | 2.7353 | 2.8145 | 2.895 | 2.9686 | 3.0376 | 3.1123 | 3.1889 | 3.2614 | 3.3333 | 3.4016 | 3.4718 | 3.5447 | 3.6194 | 3.6956 | 3.7751 | 3.8644 | 3.9448 | 4.0259 | 4.0879 | 4.1437
F2_Commercial_Lodging (ID)_Existing_Space Heating_Natural Gas_Boiler_E3 | F2 | Commercial | Lodging (ID) | Existing | Space Heating | Natural Gas | Boiler | E3 | TRC BC Ratio | [24 empty] | 1 | 1 | 1 | bar: 2019 to 2042
F2_Commercial_Lodging (ID)_Existing_Space Heating_Natural Gas_Boiler_E4 | F2 | Commercial | Lodging (ID) | Existing | Space Heating | Natural Gas | Boiler | E4 | TRC BC Ratio | 0.11518 | 0.11753 | 0.12012 | 0.12282 | 0.1256 | 0.12881 | 0.13208 | 0.13548 | 0.13885 | 0.14229 | 0.14561 | 0.14888 | 0.1523 | 0.15577 | 0.15918 | 0.16262 | 0.16602 | 0.1695 | 0.17308 | 0.17674 | 0.18048 | 0.1843 | 0.18834 | 0.19216 | 0.19598 | 0.19776 | 0.19881
F2_Commercial_Lodging (ID)_Existing_Space Heating_Natural Gas_Boiler_E5 | F2 | Commercial | Lodging (ID) | Existing | Space Heating | Natural Gas | Boiler | E5 | TRC BC Ratio | 0 | 0 | 0 | 0 | 0 | 0 | 0 | 0 | 0 | 0 | 0 | 0 | 0 | 0 | 0 | 0 | 0 | 0 | 0 | 0 | 0 | 0 | 0 | 0 | 0 | 0 | 0
F2_Commercial_Lodging (ID)_Existing_Space Heating_Natural Gas_Boiler_E6 | F2 | Commercial | Lodging (ID) | Existing | Space Heating | Natural Gas | Boiler | E6 | TRC BC Ratio | 0 | 0 | 0 | 0 | 0 | 0 | 0 | 0 | 0 | 0 | 0 | 0 | 0 | 0 | 0 | 0 | 0 | 0 | 0 | 0 | 0 | 0 | 0 | 0 | 0 | 0 | 0
F2_Commercial_Lodging (ID)_Existing_Space Heating_Natural Gas_Boiler_E7 | F2 | Commercial | Lodging (ID) | Existing | Space Heating | Natural Gas | Boiler | E7 | TRC BC Ratio | 0 | 0 | 0 | 0 | 0 | 0 | 0 | 0 | 0 | 0 | 0 | 0 | 0 | 0 | 0 | 0 | 0 | 0 | 0 | 0 | 0 | 0 | 0 | 0 | 0 | 0 | 0
F2_Commercial_Lodging (ID)_Existing_Space Heating_Natural Gas_Boiler_E8 | F2 | Commercial | Lodging (ID) | Existing | Space Heating | Natural Gas | Boiler | E8 | TRC BC Ratio | 0 | 0 | 0 | 0 | 0 | 0 | 0 | 0 | 0 | 0 | 0 | 0 | 0 | 0 | 0 | 0 | 0 | 0 | 0 | 0 | 0 | 0 | 0 | 0 | 0 | 0 | 0
F2_Commercial_Lodging (ID)_Existing_Space Heating_Natural Gas_Boiler_E9 | F2 | Commercial | Lodging (ID) | Existing | Space Heating | Natural Gas | Boiler | E9 | TRC BC Ratio | 0 | 0 | 0 | 0 | 0 | 0 | 0 | 0 | 0 | 0 | 0 | 0 | 0 | 0 | 0 | 0 | 0 | 0 | 0 | 0 | 0 | 0 | 0 | 0 | 0 | 0 | 0
F2_Commercial_Lodging (ID)_Existing_Space Heating_Natural Gas_Boiler_E10 | F2 | Commercial | Lodging (ID) | Existing | Space Heating | Natural Gas | Boiler | E10 | TRC BC Ratio | 0 | 0 | 0 | 0 | 0 | 0 | 0 | 0 | 0 | 0 | 0 | 0 | 0 | 0 | 0 | 0 | 0 | 0 | 0 | 0 | 0 | 0 | 0 | 0 | 0 | 0 | 0
F3_Commercial_Lodging (ID)_Existing_Space Heating_Natural Gas_Boiler_E1 | F3 | Commercial | Lodging (ID) | Existing | Space Heating | Natural Gas | Boiler | E1 | PACT BC Ratio | [24 empty] | 1 | 1 | 1 | bar: 2019 to 2042
F3_Commercial_Lodging (ID)_Existing_Space Heating_Natural Gas_Boiler_E2 | F3 | Commercial | Lodging (ID) | Existing | Space Heating | Natural Gas | Boiler | E2 | PACT BC Ratio | 6.4316 | 6.5438 | 6.6825 | 6.8332 | 6.997 | 7.2118 | 7.4308 | 7.6614 | 7.8833 | 8.1087 | 8.3148 | 8.5081 | 8.7173 | 8.9318 | 9.1349 | 9.3363 | 9.5275 | 9.7243 | 9.9285 | 10.1377 | 10.3511 | 10.5736 | 10.824 | 11.0489 | 11.2762 | 11.4499 | 11.6062
F3_Commercial_Lodging (ID)_Existing_Space Heating_Natural Gas_Boiler_E3 | F3 | Commercial | Lodging (ID) | Existing | Space Heating | Natural Gas | Boiler | E3 | PACT BC Ratio | [24 empty] | 1 | 1 | 1 | bar: 2019 to 2042
F3_Commercial_Lodging (ID)_Existing_Space Heating_Natural Gas_Boiler_E4 | F3 | Commercial | Lodging (ID) | Existing | Space Heating | Natural Gas | Boiler | E4 | PACT BC Ratio | 0.3226 | 0.32919 | 0.33646 | 0.344 | 0.35181 | 0.36079 | 0.36994 | 0.37946 | 0.3889 | 0.39854 | 0.40785 | 0.417 | 0.42659 | 0.4363 | 0.44586 | 0.45549 | 0.465 | 0.47475 | 0.48478 | 0.49503 | 0.5055 | 0.5162 | 0.52751 | 0.53823 | 0.54891 | 0.5539 | 0.55685
F3_Commercial_Lodging (ID)_Existing_Space Heating_Natural Gas_Boiler_E5 | F3 | Commercial | Lodging (ID) | Existing | Space Heating | Natural Gas | Boiler | E5 | PACT BC Ratio | 0 | 0 | 0 | 0 | 0 | 0 | 0 | 0 | 0 | 0 | 0 | 0 | 0 | 0 | 0 | 0 | 0 | 0 | 0 | 0 | 0 | 0 | 0 | 0 | 0 | 0 | 0
F3_Commercial_Lodging (ID)_Existing_Space Heating_Natural Gas_Boiler_E6 | F3 | Commercial | Lodging (ID) | Existing | Space Heating | Natural Gas | Boiler | E6 | PACT BC Ratio | 0 | 0 | 0 | 0 | 0 | 0 | 0 | 0 | 0 | 0 | 0 | 0 | 0 | 0 | 0 | 0 | 0 | 0 | 0 | 0 | 0 | 0 | 0 | 0 | 0 | 0 | 0
F3_Commercial_Lodging (ID)_Existing_Space Heating_Natural Gas_Boiler_E7 | F3 | Commercial | Lodging (ID) | Existing | Space Heating | Natural Gas | Boiler | E7 | PACT BC Ratio | 0 | 0 | 0 | 0 | 0 | 0 | 0 | 0 | 0 | 0 | 0 | 0 | 0 | 0 | 0 | 0 | 0 | 0 | 0 | 0 | 0 | 0 | 0 | 0 | 0 | 0 | 0
F3_Commercial_Lodging (ID)_Existing_Space Heating_Natural Gas_Boiler_E8 | F3 | Commercial | Lodging (ID) | Existing | Space Heating | Natural Gas | Boiler | E8 | PACT BC Ratio | 0 | 0 | 0 | 0 | 0 | 0 | 0 | 0 | 0 | 0 | 0 | 0 | 0 | 0 | 0 | 0 | 0 | 0 | 0 | 0 | 0 | 0 | 0 | 0 | 0 | 0 | 0
F3_Commercial_Lodging (ID)_Existing_Space Heating_Natural Gas_Boiler_E9 | F3 | Commercial | Lodging (ID) | Existing | Space Heating | Natural Gas | Boiler | E9 | PACT BC Ratio | 0 | 0 | 0 | 0 | 0 | 0 | 0 | 0 | 0 | 0 | 0 | 0 | 0 | 0 | 0 | 0 | 0 | 0 | 0 | 0 | 0 | 0 | 0 | 0 | 0 | 0 | 0
F3_Commercial_Lodging (ID)_Existing_Space Heating_Natural Gas_Boiler_E10 | F3 | Commercial | Lodging (ID) | Existing | Space Heating | Natural Gas | Boiler | E10 | PACT BC Ratio | 0 | 0 | 0 | 0 | 0 | 0 | 0 | 0 | 0 | 0 | 0 | 0 | 0 | 0 | 0 | 0 | 0 | 0 | 0 | 0 | 0 | 0 | 0 | 0 | 0 | 0 | 0
F4_Commercial_Lodging (ID)_Existing_Space Heating_Natural Gas_Boiler_E1 | F4 | Commercial | Lodging (ID) | Existing | Space Heating | Natural Gas | Boiler | E1 | RVT BC Ratio | [24 empty] | 1 | 1 | 1 | bar: 2019 to 2042
F4_Commercial_Lodging (ID)_Existing_Space Heating_Natural Gas_Boiler_E2 | F4 | Commercial | Lodging (ID) | Existing | Space Heating | Natural Gas | Boiler | E2 | RVT BC Ratio | 3.3522 | 3.3899 | 3.4396 | 3.4938 | 3.553 | 3.6366 | 3.7202 | 3.8077 | 3.8883 | 3.9683 | 4.0567 | 4.1386 | 4.2271 | 4.3175 | 4.4016 | 4.4841 | 4.5609 | 4.6393 | 4.7201 | 4.8021 | 4.8849 | 4.985 | 5.0976 | 5.1988 | 5.3011 | 5.3792 | 5.4495
F4_Commercial_Lodging (ID)_Existing_Space Heating_Natural Gas_Boiler_E3 | F4 | Commercial | Lodging (ID) | Existing | Space Heating | Natural Gas | Boiler | E3 | RVT BC Ratio | [24 empty] | 1 | 1 | 1 | bar: 2019 to 2042
F4_Commercial_Lodging (ID)_Existing_Space Heating_Natural Gas_Boiler_E4 | F4 | Commercial | Lodging (ID) | Existing | Space Heating | Natural Gas | Boiler | E4 | RVT BC Ratio | 0.38036 | 0.38281 | 0.38557 | 0.38844 | 0.39142 | 0.39498 | 0.39858 | 0.40235 | 0.40604 | 0.40981 | 0.41386 | 0.41786 | 0.42205 | 0.42628 | 0.43042 | 0.43457 | 0.43865 | 0.44281 | 0.44707 | 0.45142 | 0.45583 | 0.46065 | 0.46574 | 0.47056 | 0.47536 | 0.47761 | 0.47893
F4_Commercial_Lodging (ID)_Existing_Space Heating_Natural Gas_Boiler_E5 | F4 | Commercial | Lodging (ID) | Existing | Space Heating | Natural Gas | Boiler | E5 | RVT BC Ratio | 0 | 0 | 0 | 0 | 0 | 0 | 0 | 0 | 0 | 0 | 0 | 0 | 0 | 0 | 0 | 0 | 0 | 0 | 0 | 0 | 0 | 0 | 0 | 0 | 0 | 0 | 0
F4_Commercial_Lodging (ID)_Existing_Space Heating_Natural Gas_Boiler_E6 | F4 | Commercial | Lodging (ID) | Existing | Space Heating | Natural Gas | Boiler | E6 | RVT BC Ratio | 0 | 0 | 0 | 0 | 0 | 0 | 0 | 0 | 0 | 0 | 0 | 0 | 0 | 0 | 0 | 0 | 0 | 0 | 0 | 0 | 0 | 0 | 0 | 0 | 0 | 0 | 0
F4_Commercial_Lodging (ID)_Existing_Space Heating_Natural Gas_Boiler_E7 | F4 | Commercial | Lodging (ID) | Existing | Space Heating | Natural Gas | Boiler | E7 | RVT BC Ratio | 0 | 0 | 0 | 0 | 0 | 0 | 0 | 0 | 0 | 0 | 0 | 0 | 0 | 0 | 0 | 0 | 0 | 0 | 0 | 0 | 0 | 0 | 0 | 0 | 0 | 0 | 0
F4_Commercial_Lodging (ID)_Existing_Space Heating_Natural Gas_Boiler_E8 | F4 | Commercial | Lodging (ID) | Existing | Space Heating | Natural Gas | Boiler | E8 | RVT BC Ratio | 0 | 0 | 0 | 0 | 0 | 0 | 0 | 0 | 0 | 0 | 0 | 0 | 0 | 0 | 0 | 0 | 0 | 0 | 0 | 0 | 0 | 0 | 0 | 0 | 0 | 0 | 0
F4_Commercial_Lodging (ID)_Existing_Space Heating_Natural Gas_Boiler_E9 | F4 | Commercial | Lodging (ID) | Existing | Space Heating | Natural Gas | Boiler | E9 | RVT BC Ratio | 0 | 0 | 0 | 0 | 0 | 0 | 0 | 0 | 0 | 0 | 0 | 0 | 0 | 0 | 0 | 0 | 0 | 0 | 0 | 0 | 0 | 0 | 0 | 0 | 0 | 0 | 0
F4_Commercial_Lodging (ID)_Existing_Space Heating_Natural Gas_Boiler_E10 | F4 | Commercial | Lodging (ID) | Existing | Space Heating | Natural Gas | Boiler | E10 | RVT BC Ratio | 0 | 0 | 0 | 0 | 0 | 0 | 0 | 0 | 0 | 0 | 0 | 0 | 0 | 0 | 0 | 0 | 0 | 0 | 0 | 0 | 0 | 0 | 0 | 0 | 0 | 0 | 0
F5_Commercial_Lodging (ID)_Existing_Space Heating_Natural Gas_Boiler_E1 | F5 | Commercial | Lodging (ID) | Existing | Space Heating | Natural Gas | Boiler | E1 | RIM BC Ratio | [24 empty] | 1 | 1 | 1 | bar: 2019 to 2042
F5_Commercial_Lodging (ID)_Existing_Space Heating_Natural Gas_Boiler_E2 | F5 | Commercial | Lodging (ID) | Existing | Space Heating | Natural Gas | Boiler | E2 | RIM BC Ratio | 0.77571 | 0.78097 | 0.78662 | 0.79255 | 0.79875 | 0.80535 | 0.8121 | 0.81903 | 0.82613 | 0.83345 | 0.83687 | 0.84018 | 0.84361 | 0.84708 | 0.8505 | 0.85394 | 0.85738 | 0.86092 | 0.86456 | 0.86829 | 0.87214 | 0.87369 | 0.87536 | 0.8768 | 0.87821 | 0.87925 | 0.88016
F5_Commercial_Lodging (ID)_Existing_Space Heating_Natural Gas_Boiler_E3 | F5 | Commercial | Lodging (ID) | Existing | Space Heating | Natural Gas | Boiler | E3 | RIM BC Ratio | [24 empty] | 1 | 1 | 1 | bar: 2019 to 2042
F5_Commercial_Lodging (ID)_Existing_Space Heating_Natural Gas_Boiler_E4 | F5 | Commercial | Lodging (ID) | Existing | Space Heating | Natural Gas | Boiler | E4 | RIM BC Ratio | 0.23815 | 0.24199 | 0.24617 | 0.25046 | 0.25485 | 0.2598 | 0.26478 | 0.2699 | 0.27493 | 0.28 | 0.28465 | 0.28915 | 0.29381 | 0.29847 | 0.303 | 0.30752 | 0.31194 | 0.31642 | 0.32097 | 0.32558 | 0.33022 | 0.33476 | 0.33948 | 0.34389 | 0.34822 | 0.35022 | 0.35139
F5_Commercial_Lodging (ID)_Existing_Space Heating_Natural Gas_Boiler_E5 | F5 | Commercial | Lodging (ID) | Existing | Space Heating | Natural Gas | Boiler | E5 | RIM BC Ratio | 0 | 0 | 0 | 0 | 0 | 0 | 0 | 0 | 0 | 0 | 0 | 0 | 0 | 0 | 0 | 0 | 0 | 0 | 0 | 0 | 0 | 0 | 0 | 0 | 0 | 0 | 0
F5_Commercial_Lodging (ID)_Existing_Space Heating_Natural Gas_Boiler_E6 | F5 | Commercial | Lodging (ID) | Existing | Space Heating | Natural Gas | Boiler | E6 | RIM BC Ratio | 0 | 0 | 0 | 0 | 0 | 0 | 0 | 0 | 0 | 0 | 0 | 0 | 0 | 0 | 0 | 0 | 0 | 0 | 0 | 0 | 0 | 0 | 0 | 0 | 0 | 0 | 0
F5_Commercial_Lodging (ID)_Existing_Space Heating_Natural Gas_Boiler_E7 | F5 | Commercial | Lodging (ID) | Existing | Space Heating | Natural Gas | Boiler | E7 | RIM BC Ratio | 0 | 0 | 0 | 0 | 0 | 0 | 0 | 0 | 0 | 0 | 0 | 0 | 0 | 0 | 0 | 0 | 0 | 0 | 0 | 0 | 0 | 0 | 0 | 0 | 0 | 0 | 0
F5_Commercial_Lodging (ID)_Existing_Space Heating_Natural Gas_Boiler_E8 | F5 | Commercial | Lodging (ID) | Existing | Space Heating | Natural Gas | Boiler | E8 | RIM BC Ratio | 0 | 0 | 0 | 0 | 0 | 0 | 0 | 0 | 0 | 0 | 0 | 0 | 0 | 0 | 0 | 0 | 0 | 0 | 0 | 0 | 0 | 0 | 0 | 0 | 0 | 0 | 0
F5_Commercial_Lodging (ID)_Existing_Space Heating_Natural Gas_Boiler_E9 | F5 | Commercial | Lodging (ID) | Existing | Space Heating | Natural Gas | Boiler | E9 | RIM BC Ratio | 0 | 0 | 0 | 0 | 0 | 0 | 0 | 0 | 0 | 0 | 0 | 0 | 0 | 0 | 0 | 0 | 0 | 0 | 0 | 0 | 0 | 0 | 0 | 0 | 0 | 0 | 0
F5_Commercial_Lodging (ID)_Existing_Space Heating_Natural Gas_Boiler_E10 | F5 | Commercial | Lodging (ID) | Existing | Space Heating | Natural Gas | Boiler | E10 | RIM BC Ratio | 0 | 0 | 0 | 0 | 0 | 0 | 0 | 0 | 0 | 0 | 0 | 0 | 0 | 0 | 0 | 0 | 0 | 0 | 0 | 0 | 0 | 0 | 0 | 0 | 0 | 0 | 0
F0_Commercial_Lodging (ID)_Existing_Space Heating_Natural Gas_Unit Heater_E0 | F0 | Commercial | Lodging (ID) | Existing | Space Heating | Natural Gas | Unit Heater | E0 | Economic Unit | Infrared Radiant | Infrared Radiant | Infrared Radiant | Infrared Radiant | Infrared Radiant | Infrared Radiant | Infrared Radiant | Infrared Radiant | Infrared Radiant | Infrared Radiant | Infrared Radiant | Infrared Radiant | Infrared Radiant | Infrared Radiant | Infrared Radiant | Infrared Radiant | Infrared Radiant | Infrared Radiant | Infrared Radiant | Infrared Radiant | Infrared Radiant | Infrared Radiant | Infrared Radiant | Infrared Radiant | Infrared Radiant | Infrared Radiant | Infrared Radiant
F1_Commercial_Lodging (ID)_Existing_Space Heating_Natural Gas_Unit Heater_E1 | F1 | Commercial | Lodging (ID) | Existing | Space Heating | Natural Gas | Unit Heater | E1 | CCE | 0 | 0 | 0 | 0 | 0 | 0 | 0 | 0 | 0 | 0 | 0 | 0 | 0 | 0 | 0 | 0 | 0 | 0 | 0 | 0 | 0 | 0 | 0 | 0 | 0 | 0 | 0
F1_Commercial_Lodging (ID)_Existing_Space Heating_Natural Gas_Unit Heater_E2 | F1 | Commercial | Lodging (ID) | Existing | Space Heating | Natural Gas | Unit Heater | E2 | CCE | 0.00011006 | 0.00011422 | 0.00011422 | 0.00011422 | 0.00011422 | 0.00011422 | 0.00011422 | 0.00011422 | 0.00011422 | 0.00011422 | 0.00011422 | 0.00011422 | 0.00011422 | 0.00011422 | 0.00011422 | 0.00011422 | 0.00011422 | 0.00011422 | 0.00011422 | 0.00011422 | 0.00011422 | 0.00011422 | 0.00011422 | 0.00011422 | 0.00011422 | 0.00011422 | 0.00011422
F1_Commercial_Lodging (ID)_Existing_Space Heating_Natural Gas_Unit Heater_E3 | F1 | Commercial | Lodging (ID) | Existing | Space Heating | Natural Gas | Unit Heater | E3 | CCE | 3.4544e-05 | 3.5848e-05 | 3.5848e-05 | 3.5848e-05 | 3.5848e-05 | 3.5848e-05 | 3.5848e-05 | 3.5848e-05 | 3.5848e-05 | 3.5848e-05 | 3.5848e-05 | 3.5848e-05 | 3.5848e-05 | 3.5848e-05 | 3.5848e-05 | 3.5848e-05 | 3.5848e-05 | 3.5848e-05 | 3.5848e-05 | 3.5848e-05 | 3.5848e-05 | 3.5848e-05 | 3.5848e-05 | 3.5848e-05 | 3.5848e-05 | 3.5848e-05 | 3.5848e-05
F1_Commercial_Lodging (ID)_Existing_Space Heating_Natural Gas_Unit Heater_E4 | F1 | Commercial | Lodging (ID) | Existing | Space Heating | Natural Gas | Unit Heater | E4 | CCE | 0 | 0 | 0 | 0 | 0 | 0 | 0 | 0 | 0 | 0 | 0 | 0 | 0 | 0 | 0 | 0 | 0 | 0 | 0 | 0 | 0 | 0 | 0 | 0 | 0 | 0 | 0
F1_Commercial_Lodging (ID)_Existing_Space Heating_Natural Gas_Unit Heater_E5 | F1 | Commercial | Lodging (ID) | Existing | Space Heating | Natural Gas | Unit Heater | E5 | CCE | 0 | 0 | 0 | 0 | 0 | 0 | 0 | 0 | 0 | 0 | 0 | 0 | 0 | 0 | 0 | 0 | 0 | 0 | 0 | 0 | 0 | 0 | 0 | 0 | 0 | 0 | 0
F1_Commercial_Lodging (ID)_Existing_Space Heating_Natural Gas_Unit Heater_E6 | F1 | Commercial | Lodging (ID) | Existing | Space Heating | Natural Gas | Unit Heater | E6 | CCE | 0 | 0 | 0 | 0 | 0 | 0 | 0 | 0 | 0 | 0 | 0 | 0 | 0 | 0 | 0 | 0 | 0 | 0 | 0 | 0 | 0 | 0 | 0 | 0 | 0 | 0 | 0
F1_Commercial_Lodging (ID)_Existing_Space Heating_Natural Gas_Unit Heater_E7 | F1 | Commercial | Lodging (ID) | Existing | Space Heating | Natural Gas | Unit Heater | E7 | CCE | 0 | 0 | 0 | 0 | 0 | 0 | 0 | 0 | 0 | 0 | 0 | 0 | 0 | 0 | 0 | 0 | 0 | 0 | 0 | 0 | 0 | 0 | 0 | 0 | 0 | 0 | 0
F1_Commercial_Lodging (ID)_Existing_Space Heating_Natural Gas_Unit Heater_E8 | F1 | Commercial | Lodging (ID) | Existing | Space Heating | Natural Gas | Unit Heater | E8 | CCE | 0 | 0 | 0 | 0 | 0 | 0 | 0 | 0 | 0 | 0 | 0 | 0 | 0 | 0 | 0 | 0 | 0 | 0 | 0 | 0 | 0 | 0 | 0 | 0 | 0 | 0 | 0
F1_Commercial_Lodging (ID)_Existing_Space Heating_Natural Gas_Unit Heater_E9 | F1 | Commercial | Lodging (ID) | Existing | Space Heating | Natural Gas | Unit Heater | E9 | CCE | 0 | 0 | 0 | 0 | 0 | 0 | 0 | 0 | 0 | 0 | 0 | 0 | 0 | 0 | 0 | 0 | 0 | 0 | 0 | 0 | 0 | 0 | 0 | 0 | 0 | 0 | 0
F1_Commercial_Lodging (ID)_Existing_Space Heating_Natural Gas_Unit Heater_E10 | F1 | Commercial | Lodging (ID) | Existing | Space Heating | Natural Gas | Unit Heater | E10 | CCE | 0 | 0 | 0 | 0 | 0 | 0 | 0 | 0 | 0 | 0 | 0 | 0 | 0 | 0 | 0 | 0 | 0 | 0 | 0 | 0 | 0 | 0 | 0 | 0 | 0 | 0 | 0
F2_Commercial_Lodging (ID)_Existing_Space Heating_Natural Gas_Unit Heater_E1 | F2 | Commercial | Lodging (ID) | Existing | Space Heating | Natural Gas | Unit Heater | E1 | TRC BC Ratio | [24 empty] | 1 | 1 | 1 | bar: 2019 to 2042
F2_Commercial_Lodging (ID)_Existing_Space Heating_Natural Gas_Unit Heater_E2 | F2 | Commercial | Lodging (ID) | Existing | Space Heating | Natural Gas | Unit Heater | E2 | TRC BC Ratio | 36.0177 | 36.6097 | 37.3822 | 38.2338 | 39.1715 | 40.4636 | 41.7794 | 43.1729 | 44.5062 | 45.8603 | 47.0726 | 48.1906 | 49.4145 | 50.6713 | 51.8414 | 52.9947 | 54.071 | 55.1804 | 56.3358 | 57.521 | 58.729 | 60.0037 | 61.4793 | 62.7842 | 64.1168 | 65.4777 | 66.8675
F2_Commercial_Lodging (ID)_Existing_Space Heating_Natural Gas_Unit Heater_E3 | F2 | Commercial | Lodging (ID) | Existing | Space Heating | Natural Gas | Unit Heater | E3 | TRC BC Ratio | 159.8853 | 164.0994 | 168.2287 | 172.1136 | 175.7384 | 179.0207 | 182.2834 | 185.6603 | 189.4387 | 193.3387 | 197.4946 | 201.8747 | 206.2592 | 210.463 | 214.851 | 219.3669 | 224.0637 | 228.8515 | 233.7222 | 238.6918 | 243.7689 | 248.9194 | 254.0337 | 259.4256 | 264.932 | 270.5553 | 276.2979
F2_Commercial_Lodging (ID)_Existing_Space Heating_Natural Gas_Unit Heater_E4 | F2 | Commercial | Lodging (ID) | Existing | Space Heating | Natural Gas | Unit Heater | E4 | TRC BC Ratio | 0 | 0 | 0 | 0 | 0 | 0 | 0 | 0 | 0 | 0 | 0 | 0 | 0 | 0 | 0 | 0 | 0 | 0 | 0 | 0 | 0 | 0 | 0 | 0 | 0 | 0 | 0
F2_Commercial_Lodging (ID)_Existing_Space Heating_Natural Gas_Unit Heater_E5 | F2 | Commercial | Lodging (ID) | Existing | Space Heating | Natural Gas | Unit Heater | E5 | TRC BC Ratio | 0 | 0 | 0 | 0 | 0 | 0 | 0 | 0 | 0 | 0 | 0 | 0 | 0 | 0 | 0 | 0 | 0 | 0 | 0 | 0 | 0 | 0 | 0 | 0 | 0 | 0 | 0
F2_Commercial_Lodging (ID)_Existing_Space Heating_Natural Gas_Unit Heater_E6 | F2 | Commercial | Lodging (ID) | Existing | Space Heating | Natural Gas | Unit Heater | E6 | TRC BC Ratio | 0 | 0 | 0 | 0 | 0 | 0 | 0 | 0 | 0 | 0 | 0 | 0 | 0 | 0 | 0 | 0 | 0 | 0 | 0 | 0 | 0 | 0 | 0 | 0 | 0 | 0 | 0
F2_Commercial_Lodging (ID)_Existing_Space Heating_Natural Gas_Unit Heater_E7 | F2 | Commercial | Lodging (ID) | Existing | Space Heating | Natural Gas | Unit Heater | E7 | TRC BC Ratio | 0 | 0 | 0 | 0 | 0 | 0 | 0 | 0 | 0 | 0 | 0 | 0 | 0 | 0 | 0 | 0 | 0 | 0 | 0 | 0 | 0 | 0 | 0 | 0 | 0 | 0 | 0
F2_Commercial_Lodging (ID)_Existing_Space Heating_Natural Gas_Unit Heater_E8 | F2 | Commercial | Lodging (ID) | Existing | Space Heating | Natural Gas | Unit Heater | E8 | TRC BC Ratio | 0 | 0 | 0 | 0 | 0 | 0 | 0 | 0 | 0 | 0 | 0 | 0 | 0 | 0 | 0 | 0 | 0 | 0 | 0 | 0 | 0 | 0 | 0 | 0 | 0 | 0 | 0
F2_Commercial_Lodging (ID)_Existing_Space Heating_Natural Gas_Unit Heater_E9 | F2 | Commercial | Lodging (ID) | Existing | Space Heating | Natural Gas | Unit Heater | E9 | TRC BC Ratio | 0 | 0 | 0 | 0 | 0 | 0 | 0 | 0 | 0 | 0 | 0 | 0 | 0 | 0 | 0 | 0 | 0 | 0 | 0 | 0 | 0 | 0 | 0 | 0 | 0 | 0 | 0
F2_Commercial_Lodging (ID)_Existing_Space Heating_Natural Gas_Unit Heater_E10 | F2 | Commercial | Lodging (ID) | Existing | Space Heating | Natural Gas | Unit Heater | E10 | TRC BC Ratio | 0 | 0 | 0 | 0 | 0 | 0 | 0 | 0 | 0 | 0 | 0 | 0 | 0 | 0 | 0 | 0 | 0 | 0 | 0 | 0 | 0 | 0 | 0 | 0 | 0 | 0 | 0
F3_Commercial_Lodging (ID)_Existing_Space Heating_Natural Gas_Unit Heater_E1 | F3 | Commercial | Lodging (ID) | Existing | Space Heating | Natural Gas | Unit Heater | E1 | PACT BC Ratio | [24 empty] | 1 | 1 | 1 | bar: 2019 to 2042
F3_Commercial_Lodging (ID)_Existing_Space Heating_Natural Gas_Unit Heater_E2 | F3 | Commercial | Lodging (ID) | Existing | Space Heating | Natural Gas | Unit Heater | E2 | PACT BC Ratio | 100.8824 | 102.5404 | 104.7041 | 107.0895 | 109.7158 | 113.3348 | 117.0204 | 120.9234 | 124.6578 | 128.4506 | 131.8461 | 134.9776 | 138.4055 | 141.9257 | 145.2031 | 148.4334 | 151.4479 | 154.5552 | 157.7915 | 161.1112 | 164.4947 | 168.0649 | 172.1979 | 175.8529 | 179.5854 | 183.3971 | 187.2898
F3_Commercial_Lodging (ID)_Existing_Space Heating_Natural Gas_Unit Heater_E3 | F3 | Commercial | Lodging (ID) | Existing | Space Heating | Natural Gas | Unit Heater | E3 | PACT BC Ratio | 447.8243 | 459.6276 | 471.1933 | 482.0746 | 492.2273 | 501.4209 | 510.5592 | 520.0177 | 530.6006 | 541.5242 | 553.1643 | 565.4328 | 577.7132 | 589.4878 | 601.7781 | 614.4269 | 627.582 | 640.9924 | 654.6346 | 668.554 | 682.7745 | 697.2007 | 711.5254 | 726.6277 | 742.0505 | 757.8007 | 773.8853
F3_Commercial_Lodging (ID)_Existing_Space Heating_Natural Gas_Unit Heater_E4 | F3 | Commercial | Lodging (ID) | Existing | Space Heating | Natural Gas | Unit Heater | E4 | PACT BC Ratio | 0 | 0 | 0 | 0 | 0 | 0 | 0 | 0 | 0 | 0 | 0 | 0 | 0 | 0 | 0 | 0 | 0 | 0 | 0 | 0 | 0 | 0 | 0 | 0 | 0 | 0 | 0
F3_Commercial_Lodging (ID)_Existing_Space Heating_Natural Gas_Unit Heater_E5 | F3 | Commercial | Lodging (ID) | Existing | Space Heating | Natural Gas | Unit Heater | E5 | PACT BC Ratio | 0 | 0 | 0 | 0 | 0 | 0 | 0 | 0 | 0 | 0 | 0 | 0 | 0 | 0 | 0 | 0 | 0 | 0 | 0 | 0 | 0 | 0 | 0 | 0 | 0 | 0 | 0
F3_Commercial_Lodging (ID)_Existing_Space Heating_Natural Gas_Unit Heater_E6 | F3 | Commercial | Lodging (ID) | Existing | Space Heating | Natural Gas | Unit Heater | E6 | PACT BC Ratio | 0 | 0 | 0 | 0 | 0 | 0 | 0 | 0 | 0 | 0 | 0 | 0 | 0 | 0 | 0 | 0 | 0 | 0 | 0 | 0 | 0 | 0 | 0 | 0 | 0 | 0 | 0
F3_Commercial_Lodging (ID)_Existing_Space Heating_Natural Gas_Unit Heater_E7 | F3 | Commercial | Lodging (ID) | Existing | Space Heating | Natural Gas | Unit Heater | E7 | PACT BC Ratio | 0 | 0 | 0 | 0 | 0 | 0 | 0 | 0 | 0 | 0 | 0 | 0 | 0 | 0 | 0 | 0 | 0 | 0 | 0 | 0 | 0 | 0 | 0 | 0 | 0 | 0 | 0
F3_Commercial_Lodging (ID)_Existing_Space Heating_Natural Gas_Unit Heater_E8 | F3 | Commercial | Lodging (ID) | Existing | Space Heating | Natural Gas | Unit Heater | E8 | PACT BC Ratio | 0 | 0 | 0 | 0 | 0 | 0 | 0 | 0 | 0 | 0 | 0 | 0 | 0 | 0 | 0 | 0 | 0 | 0 | 0 | 0 | 0 | 0 | 0 | 0 | 0 | 0 | 0
F3_Commercial_Lodging (ID)_Existing_Space Heating_Natural Gas_Unit Heater_E9 | F3 | Commercial | Lodging (ID) | Existing | Space Heating | Natural Gas | Unit Heater | E9 | PACT BC Ratio | 0 | 0 | 0 | 0 | 0 | 0 | 0 | 0 | 0 | 0 | 0 | 0 | 0 | 0 | 0 | 0 | 0 | 0 | 0 | 0 | 0 | 0 | 0 | 0 | 0 | 0 | 0
F3_Commercial_Lodging (ID)_Existing_Space Heating_Natural Gas_Unit Heater_E10 | F3 | Commercial | Lodging (ID) | Existing | Space Heating | Natural Gas | Unit Heater | E10 | PACT BC Ratio | 0 | 0 | 0 | 0 | 0 | 0 | 0 | 0 | 0 | 0 | 0 | 0 | 0 | 0 | 0 | 0 | 0 | 0 | 0 | 0 | 0 | 0 | 0 | 0 | 0 | 0 | 0
F4_Commercial_Lodging (ID)_Existing_Space Heating_Natural Gas_Unit Heater_E1 | F4 | Commercial | Lodging (ID) | Existing | Space Heating | Natural Gas | Unit Heater | E1 | RVT BC Ratio | [24 empty] | 1 | 1 | 1 | bar: 2019 to 2042
F4_Commercial_Lodging (ID)_Existing_Space Heating_Natural Gas_Unit Heater_E2 | F4 | Commercial | Lodging (ID) | Existing | Space Heating | Natural Gas | Unit Heater | E2 | RVT BC Ratio | 50.051 | 50.5756 | 51.3264 | 52.1544 | 53.0662 | 54.4445 | 55.8092 | 57.2437 | 58.5452 | 59.8284 | 61.2728 | 62.58 | 64.0133 | 65.4755 | 66.8077 | 68.1008 | 69.2743 | 70.4722 | 71.7102 | 72.9654 | 74.227 | 75.8331 | 77.6923 | 79.3365 | 81.0156 | 82.7303 | 84.4815
F4_Commercial_Lodging (ID)_Existing_Space Heating_Natural Gas_Unit Heater_E3 | F4 | Commercial | Lodging (ID) | Existing | Space Heating | Natural Gas | Unit Heater | E3 | RVT BC Ratio | 206.8531 | 211.6213 | 216.1917 | 220.3677 | 224.1238 | 227.32 | 230.4107 | 233.8405 | 238.0316 | 242.6608 | 247.6213 | 253.2253 | 258.8407 | 264.2391 | 269.8869 | 275.711 | 281.7817 | 287.9818 | 294.301 | 300.7621 | 307.3772 | 313.8669 | 320.3109 | 327.1047 | 334.0428 | 341.1281 | 348.3637
F4_Commercial_Lodging (ID)_Existing_Space Heating_Natural Gas_Unit Heater_E4 | F4 | Commercial | Lodging (ID) | Existing | Space Heating | Natural Gas | Unit Heater | E4 | RVT BC Ratio | 0 | 0 | 0 | 0 | 0 | 0 | 0 | 0 | 0 | 0 | 0 | 0 | 0 | 0 | 0 | 0 | 0 | 0 | 0 | 0 | 0 | 0 | 0 | 0 | 0 | 0 | 0
F4_Commercial_Lodging (ID)_Existing_Space Heating_Natural Gas_Unit Heater_E5 | F4 | Commercial | Lodging (ID) | Existing | Space Heating | Natural Gas | Unit Heater | E5 | RVT BC Ratio | 0 | 0 | 0 | 0 | 0 | 0 | 0 | 0 | 0 | 0 | 0 | 0 | 0 | 0 | 0 | 0 | 0 | 0 | 0 | 0 | 0 | 0 | 0 | 0 | 0 | 0 | 0
F4_Commercial_Lodging (ID)_Existing_Space Heating_Natural Gas_Unit Heater_E6 | F4 | Commercial | Lodging (ID) | Existing | Space Heating | Natural Gas | Unit Heater | E6 | RVT BC Ratio | 0 | 0 | 0 | 0 | 0 | 0 | 0 | 0 | 0 | 0 | 0 | 0 | 0 | 0 | 0 | 0 | 0 | 0 | 0 | 0 | 0 | 0 | 0 | 0 | 0 | 0 | 0
F4_Commercial_Lodging (ID)_Existing_Space Heating_Natural Gas_Unit Heater_E7 | F4 | Commercial | Lodging (ID) | Existing | Space Heating | Natural Gas | Unit Heater | E7 | RVT BC Ratio | 0 | 0 | 0 | 0 | 0 | 0 | 0 | 0 | 0 | 0 | 0 | 0 | 0 | 0 | 0 | 0 | 0 | 0 | 0 | 0 | 0 | 0 | 0 | 0 | 0 | 0 | 0
F4_Commercial_Lodging (ID)_Existing_Space Heating_Natural Gas_Unit Heater_E8 | F4 | Commercial | Lodging (ID) | Existing | Space Heating | Natural Gas | Unit Heater | E8 | RVT BC Ratio | 0 | 0 | 0 | 0 | 0 | 0 | 0 | 0 | 0 | 0 | 0 | 0 | 0 | 0 | 0 | 0 | 0 | 0 | 0 | 0 | 0 | 0 | 0 | 0 | 0 | 0 | 0
F4_Commercial_Lodging (ID)_Existing_Space Heating_Natural Gas_Unit Heater_E9 | F4 | Commercial | Lodging (ID) | Existing | Space Heating | Natural Gas | Unit Heater | E9 | RVT BC Ratio | 0 | 0 | 0 | 0 | 0 | 0 | 0 | 0 | 0 | 0 | 0 | 0 | 0 | 0 | 0 | 0 | 0 | 0 | 0 | 0 | 0 | 0 | 0 | 0 | 0 | 0 | 0
F4_Commercial_Lodging (ID)_Existing_Space Heating_Natural Gas_Unit Heater_E10 | F4 | Commercial | Lodging (ID) | Existing | Space Heating | Natural Gas | Unit Heater | E10 | RVT BC Ratio | 0 | 0 | 0 | 0 | 0 | 0 | 0 | 0 | 0 | 0 | 0 | 0 | 0 | 0 | 0 | 0 | 0 | 0 | 0 | 0 | 0 | 0 | 0 | 0 | 0 | 0 | 0
F5_Commercial_Lodging (ID)_Existing_Space Heating_Natural Gas_Unit Heater_E1 | F5 | Commercial | Lodging (ID) | Existing | Space Heating | Natural Gas | Unit Heater | E1 | RIM BC Ratio | [24 empty] | 1 | 1 | 1 | bar: 2019 to 2042
F5_Commercial_Lodging (ID)_Existing_Space Heating_Natural Gas_Unit Heater_E2 | F5 | Commercial | Lodging (ID) | Existing | Space Heating | Natural Gas | Unit Heater | E2 | RIM BC Ratio | 0.86011 | 0.86521 | 0.8706 | 0.87635 | 0.88247 | 0.88859 | 0.89513 | 0.90188 | 0.90914 | 0.91677 | 0.9189 | 0.92113 | 0.92344 | 0.92585 | 0.9284 | 0.93108 | 0.93395 | 0.93695 | 0.9401 | 0.94341 | 0.9469 | 0.94701 | 0.94714 | 0.94725 | 0.94736 | 0.94746 | 0.94756
F5_Commercial_Lodging (ID)_Existing_Space Heating_Natural Gas_Unit Heater_E3 | F5 | Commercial | Lodging (ID) | Existing | Space Heating | Natural Gas | Unit Heater | E3 | RIM BC Ratio | 0.92663 | 0.92965 | 0.93291 | 0.93639 | 0.9401 | 0.9442 | 0.94853 | 0.95194 | 0.95422 | 0.95531 | 0.95631 | 0.9559 | 0.95549 | 0.95506 | 0.95459 | 0.95408 | 0.95352 | 0.95295 | 0.95235 | 0.95172 | 0.95105 | 0.95108 | 0.95111 | 0.95113 | 0.95116 | 0.95119 | 0.95121
F5_Commercial_Lodging (ID)_Existing_Space Heating_Natural Gas_Unit Heater_E4 | F5 | Commercial | Lodging (ID) | Existing | Space Heating | Natural Gas | Unit Heater | E4 | RIM BC Ratio | 0 | 0 | 0 | 0 | 0 | 0 | 0 | 0 | 0 | 0 | 0 | 0 | 0 | 0 | 0 | 0 | 0 | 0 | 0 | 0 | 0 | 0 | 0 | 0 | 0 | 0 | 0
F5_Commercial_Lodging (ID)_Existing_Space Heating_Natural Gas_Unit Heater_E5 | F5 | Commercial | Lodging (ID) | Existing | Space Heating | Natural Gas | Unit Heater | E5 | RIM BC Ratio | 0 | 0 | 0 | 0 | 0 | 0 | 0 | 0 | 0 | 0 | 0 | 0 | 0 | 0 | 0 | 0 | 0 | 0 | 0 | 0 | 0 | 0 | 0 | 0 | 0 | 0 | 0
F5_Commercial_Lodging (ID)_Existing_Space Heating_Natural Gas_Unit Heater_E6 | F5 | Commercial | Lodging (ID) | Existing | Space Heating | Natural Gas | Unit Heater | E6 | RIM BC Ratio | 0 | 0 | 0 | 0 | 0 | 0 | 0 | 0 | 0 | 0 | 0 | 0 | 0 | 0 | 0 | 0 | 0 | 0 | 0 | 0 | 0 | 0 | 0 | 0 | 0 | 0 | 0
F5_Commercial_Lodging (ID)_Existing_Space Heating_Natural Gas_Unit Heater_E7 | F5 | Commercial | Lodging (ID) | Existing | Space Heating | Natural Gas | Unit Heater | E7 | RIM BC Ratio | 0 | 0 | 0 | 0 | 0 | 0 | 0 | 0 | 0 | 0 | 0 | 0 | 0 | 0 | 0 | 0 | 0 | 0 | 0 | 0 | 0 | 0 | 0 | 0 | 0 | 0 | 0
F5_Commercial_Lodging (ID)_Existing_Space Heating_Natural Gas_Unit Heater_E8 | F5 | Commercial | Lodging (ID) | Existing | Space Heating | Natural Gas | Unit Heater | E8 | RIM BC Ratio | 0 | 0 | 0 | 0 | 0 | 0 | 0 | 0 | 0 | 0 | 0 | 0 | 0 | 0 | 0 | 0 | 0 | 0 | 0 | 0 | 0 | 0 | 0 | 0 | 0 | 0 | 0
F5_Commercial_Lodging (ID)_Existing_Space Heating_Natural Gas_Unit Heater_E9 | F5 | Commercial | Lodging (ID) | Existing | Space Heating | Natural Gas | Unit Heater | E9 | RIM BC Ratio | 0 | 0 | 0 | 0 | 0 | 0 | 0 | 0 | 0 | 0 | 0 | 0 | 0 | 0 | 0 | 0 | 0 | 0 | 0 | 0 | 0 | 0 | 0 | 0 | 0 | 0 | 0
F5_Commercial_Lodging (ID)_Existing_Space Heating_Natural Gas_Unit Heater_E10 | F5 | Commercial | Lodging (ID) | Existing | Space Heating | Natural Gas | Unit Heater | E10 | RIM BC Ratio | 0 | 0 | 0 | 0 | 0 | 0 | 0 | 0 | 0 | 0 | 0 | 0 | 0 | 0 | 0 | 0 | 0 | 0 | 0 | 0 | 0 | 0 | 0 | 0 | 0 | 0 | 0
F0_Commercial_Lodging (ID)_Existing_Water Heating_Natural Gas_Water Heater_E0 | F0 | Commercial | Lodging (ID) | Existing | Water Heating | Natural Gas | Water Heater | E0 | Economic Unit | TE 0.90 | TE 0.90 | TE 0.90 | TE 0.90 | TE 0.90 | TE 0.94 | TE 0.94 | TE 0.94 | TE 0.94 | TE 0.94 | TE 0.94 | TE 0.94 | Instantaneous TE 0.94 | Instantaneous TE 0.94 | Instantaneous TE 0.94 | Instantaneous TE 0.94 | Instantaneous TE 0.94 | Instantaneous TE 0.94 | Instantaneous TE 0.94 | Instantaneous TE 0.94 | Gas-Fired Absorption HPWH | Gas-Fired Absorption HPWH | Gas-Fired Absorption HPWH | Gas-Fired Absorption HPWH | Gas-Fired Absorption HPWH | Gas-Fired Absorption HPWH | Gas-Fired Absorption HPWH
F1_Commercial_Lodging (ID)_Existing_Water Heating_Natural Gas_Water Heater_E1 | F1 | Commercial | Lodging (ID) | Existing | Water Heating | Natural Gas | Water Heater | E1 | CCE | 0 | 0 | 0 | 0 | 0 | 0 | 0 | 0 | 0 | 0 | 0 | 0 | 0 | 0 | 0 | 0 | 0 | 0 | 0 | 0 | 0 | 0 | 0 | 0 | 0 | 0 | 0
F1_Commercial_Lodging (ID)_Existing_Water Heating_Natural Gas_Water Heater_E2 | F1 | Commercial | Lodging (ID) | Existing | Water Heating | Natural Gas | Water Heater | E2 | CCE | 0.0023595 | 0.0023595 | 0.0023595 | 0.0023595 | 0.0023595 | 0.0023595 | 0.0023595 | 0.0023595 | 0.0023595 | 0.0023595 | 0.0023595 | 0.0023595 | 0.0023595 | 0.0023595 | 0.0023595 | 0.0023595 | 0.0023595 | 0.0023595 | 0.0023595 | 0.0023595 | 0.0023595 | 0.0023595 | 0.0023595 | 0.0023595 | 0.0023595 | 0.0023595 | 0.0023595
F1_Commercial_Lodging (ID)_Existing_Water Heating_Natural Gas_Water Heater_E3 | F1 | Commercial | Lodging (ID) | Existing | Water Heating | Natural Gas | Water Heater | E3 | CCE | 0.0041816 | 0.0041816 | 0.0041816 | 0.0041816 | 0.0041816 | 0.0041816 | 0.0041816 | 0.0041816 | 0.0041816 | 0.0041816 | 0.0041816 | 0.0041816 | 0.0041816 | 0.0041816 | 0.0041816 | 0.0041816 | 0.0041816 | 0.0041816 | 0.0041816 | 0.0041816 | 0.0041816 | 0.0041816 | 0.0041816 | 0.0041816 | 0.0041816 | 0.0041816 | 0.0041816
F1_Commercial_Lodging (ID)_Existing_Water Heating_Natural Gas_Water Heater_E4 | F1 | Commercial | Lodging (ID) | Existing | Water Heating | Natural Gas | Water Heater | E4 | CCE | 0.0042584 | 0.0042584 | 0.0042584 | 0.0042584 | 0.0042584 | 0.0042584 | 0.0042584 | 0.0042584 | 0.0042584 | 0.0042584 | 0.0042584 | 0.0042584 | 0.0042584 | 0.0042584 | 0.0042584 | 0.0042584 | 0.0042584 | 0.0042584 | 0.0042584 | 0.0042584 | 0.0042584 | 0.0042584 | 0.0042584 | 0.0042584 | 0.0042584 | 0.0042584 | 0.0042584
F1_Commercial_Lodging (ID)_Existing_Water Heating_Natural Gas_Water Heater_E5 | F1 | Commercial | Lodging (ID) | Existing | Water Heating | Natural Gas | Water Heater | E5 | CCE | 0.0062059 | 0.0062059 | 0.0062059 | 0.0062059 | 0.0062059 | 0.0062059 | 0.0062059 | 0.0062059 | 0.0062059 | 0.0062059 | 0.0062059 | 0.0062059 | 0.0062059 | 0.0062059 | 0.0062059 | 0.0062059 | 0.0062059 | 0.0062059 | 0.0062059 | 0.0062059 | 0.0062059 | 0.0062059 | 0.0062059 | 0.0062059 | 0.0062059 | 0.0062059 | 0.0062059
F1_Commercial_Lodging (ID)_Existing_Water Heating_Natural Gas_Water Heater_E6 | F1 | Commercial | Lodging (ID) | Existing | Water Heating | Natural Gas | Water Heater | E6 | CCE | 0 | 0 | 0 | 0 | 0 | 0 | 0 | 0 | 0 | 0 | 0 | 0 | 0 | 0 | 0 | 0 | 0 | 0 | 0 | 0 | 0 | 0 | 0 | 0 | 0 | 0 | 0
F1_Commercial_Lodging (ID)_Existing_Water Heating_Natural Gas_Water Heater_E7 | F1 | Commercial | Lodging (ID) | Existing | Water Heating | Natural Gas | Water Heater | E7 | CCE | 0 | 0 | 0 | 0 | 0 | 0 | 0 | 0 | 0 | 0 | 0 | 0 | 0 | 0 | 0 | 0 | 0 | 0 | 0 | 0 | 0 | 0 | 0 | 0 | 0 | 0 | 0
F1_Commercial_Lodging (ID)_Existing_Water Heating_Natural Gas_Water Heater_E8 | F1 | Commercial | Lodging (ID) | Existing | Water Heating | Natural Gas | Water Heater | E8 | CCE | 0 | 0 | 0 | 0 | 0 | 0 | 0 | 0 | 0 | 0 | 0 | 0 | 0 | 0 | 0 | 0 | 0 | 0 | 0 | 0 | 0 | 0 | 0 | 0 | 0 | 0 | 0
F1_Commercial_Lodging (ID)_Existing_Water Heating_Natural Gas_Water Heater_E9 | F1 | Commercial | Lodging (ID) | Existing | Water Heating | Natural Gas | Water Heater | E9 | CCE | 0 | 0 | 0 | 0 | 0 | 0 | 0 | 0 | 0 | 0 | 0 | 0 | 0 | 0 | 0 | 0 | 0 | 0 | 0 | 0 | 0 | 0 | 0 | 0 | 0 | 0 | 0
F1_Commercial_Lodging (ID)_Existing_Water Heating_Natural Gas_Water Heater_E10 | F1 | Commercial | Lodging (ID) | Existing | Water Heating | Natural Gas | Water Heater | E10 | CCE | 0 | 0 | 0 | 0 | 0 | 0 | 0 | 0 | 0 | 0 | 0 | 0 | 0 | 0 | 0 | 0 | 0 | 0 | 0 | 0 | 0 | 0 | 0 | 0 | 0 | 0 | 0
F2_Commercial_Lodging (ID)_Existing_Water Heating_Natural Gas_Water Heater_E1 | F2 | Commercial | Lodging (ID) | Existing | Water Heating | Natural Gas | Water Heater | E1 | TRC BC Ratio | [24 empty] | 1 | 1 | 1 | bar: 2019 to 2042
F2_Commercial_Lodging (ID)_Existing_Water Heating_Natural Gas_Water Heater_E2 | F2 | Commercial | Lodging (ID) | Existing | Water Heating | Natural Gas | Water Heater | E2 | TRC BC Ratio | 1.5714 | 1.6127 | 1.659 | 1.7109 | 1.7687 | 1.837 | 1.9066 | 1.9752 | 2.0412 | 2.1081 | 2.1626 | 2.214 | 2.269 | 2.3231 | 2.3722 | 2.4187 | 2.4611 | 2.5032 | 2.5478 | 2.5916 | 2.6366 | 2.6831 | 2.7302 | 2.7787 | 2.8281 | 2.8784 | 2.9295
F2_Commercial_Lodging (ID)_Existing_Water Heating_Natural Gas_Water Heater_E3 | F2 | Commercial | Lodging (ID) | Existing | Water Heating | Natural Gas | Water Heater | E3 | TRC BC Ratio | 0.88666 | 0.90995 | 0.93609 | 0.96537 | 0.99797 | 1.0365 | 1.0758 | 1.1145 | 1.1517 | 1.1895 | 1.2202 | 1.2492 | 1.2803 | 1.3108 | 1.3385 | 1.3647 | 1.3887 | 1.4124 | 1.4376 | 1.4623 | 1.4877 | 1.5139 | 1.5405 | 1.5679 | 1.5958 | 1.6241 | 1.653
F2_Commercial_Lodging (ID)_Existing_Water Heating_Natural Gas_Water Heater_E4 | F2 | Commercial | Lodging (ID) | Existing | Water Heating | Natural Gas | Water Heater | E4 | TRC BC Ratio | 0.55962 | 0.57666 | 0.59971 | 0.62982 | 0.66708 | 0.71564 | 0.76579 | 0.81454 | 0.86019 | 0.9065 | 0.93983 | 0.9696 | 1.0025 | 1.0341 | 1.0603 | 1.0835 | 1.1022 | 1.1201 | 1.1402 | 1.159 | 1.1785 | 1.1991 | 1.2199 | 1.2416 | 1.2636 | 1.2861 | 1.3089
F2_Commercial_Lodging (ID)_Existing_Water Heating_Natural Gas_Water Heater_E5 | F2 | Commercial | Lodging (ID) | Existing | Water Heating | Natural Gas | Water Heater | E5 | TRC BC Ratio | 0.61294 | 0.62902 | 0.64674 | 0.66618 | 0.68747 | 0.71228 | 0.73749 | 0.76237 | 0.7864 | 0.81078 | 0.83097 | 0.85015 | 0.87058 | 0.89075 | 0.90925 | 0.92688 | 0.94316 | 0.95936 | 0.97645 | 0.9933 | 1.0106 | 1.0284 | 1.0465 | 1.0651 | 1.084 | 1.1033 | 1.1229
F2_Commercial_Lodging (ID)_Existing_Water Heating_Natural Gas_Water Heater_E6 | F2 | Commercial | Lodging (ID) | Existing | Water Heating | Natural Gas | Water Heater | E6 | TRC BC Ratio | 0 | 0 | 0 | 0 | 0 | 0 | 0 | 0 | 0 | 0 | 0 | 0 | 0 | 0 | 0 | 0 | 0 | 0 | 0 | 0 | 0 | 0 | 0 | 0 | 0 | 0 | 0
F2_Commercial_Lodging (ID)_Existing_Water Heating_Natural Gas_Water Heater_E7 | F2 | Commercial | Lodging (ID) | Existing | Water Heating | Natural Gas | Water Heater | E7 | TRC BC Ratio | 0 | 0 | 0 | 0 | 0 | 0 | 0 | 0 | 0 | 0 | 0 | 0 | 0 | 0 | 0 | 0 | 0 | 0 | 0 | 0 | 0 | 0 | 0 | 0 | 0 | 0 | 0
F2_Commercial_Lodging (ID)_Existing_Water Heating_Natural Gas_Water Heater_E8 | F2 | Commercial | Lodging (ID) | Existing | Water Heating | Natural Gas | Water Heater | E8 | TRC BC Ratio | 0 | 0 | 0 | 0 | 0 | 0 | 0 | 0 | 0 | 0 | 0 | 0 | 0 | 0 | 0 | 0 | 0 | 0 | 0 | 0 | 0 | 0 | 0 | 0 | 0 | 0 | 0
F2_Commercial_Lodging (ID)_Existing_Water Heating_Natural Gas_Water Heater_E9 | F2 | Commercial | Lodging (ID) | Existing | Water Heating | Natural Gas | Water Heater | E9 | TRC BC Ratio | 0 | 0 | 0 | 0 | 0 | 0 | 0 | 0 | 0 | 0 | 0 | 0 | 0 | 0 | 0 | 0 | 0 | 0 | 0 | 0 | 0 | 0 | 0 | 0 | 0 | 0 | 0
F2_Commercial_Lodging (ID)_Existing_Water Heating_Natural Gas_Water Heater_E10 | F2 | Commercial | Lodging (ID) | Existing | Water Heating | Natural Gas | Water Heater | E10 | TRC BC Ratio | 0 | 0 | 0 | 0 | 0 | 0 | 0 | 0 | 0 | 0 | 0 | 0 | 0 | 0 | 0 | 0 | 0 | 0 | 0 | 0 | 0 | 0 | 0 | 0 | 0 | 0 | 0
F3_Commercial_Lodging (ID)_Existing_Water Heating_Natural Gas_Water Heater_E1 | F3 | Commercial | Lodging (ID) | Existing | Water Heating | Natural Gas | Water Heater | E1 | PACT BC Ratio | [24 empty] | 1 | 1 | 1 | bar: 2019 to 2042
F3_Commercial_Lodging (ID)_Existing_Water Heating_Natural Gas_Water Heater_E2 | F3 | Commercial | Lodging (ID) | Existing | Water Heating | Natural Gas | Water Heater | E2 | PACT BC Ratio | 3.8989 | 4.0013 | 4.1162 | 4.245 | 4.3884 | 4.558 | 4.7307 | 4.9008 | 5.0645 | 5.2306 | 5.3657 | 5.4933 | 5.6297 | 5.764 | 5.8858 | 6.0012 | 6.1064 | 6.2108 | 6.3215 | 6.4302 | 6.5417 | 6.6572 | 6.7741 | 6.8945 | 7.017 | 7.1416 | 7.2685
F3_Commercial_Lodging (ID)_Existing_Water Heating_Natural Gas_Water Heater_E3 | F3 | Commercial | Lodging (ID) | Existing | Water Heating | Natural Gas | Water Heater | E3 | PACT BC Ratio | 2.1999 | 2.2577 | 2.3226 | 2.3952 | 2.4761 | 2.5718 | 2.6693 | 2.7653 | 2.8576 | 2.9513 | 3.0276 | 3.0996 | 3.1766 | 3.2523 | 3.3211 | 3.3861 | 3.4455 | 3.5044 | 3.5669 | 3.6282 | 3.6911 | 3.7563 | 3.8223 | 3.8902 | 3.9593 | 4.0297 | 4.1013
F3_Commercial_Lodging (ID)_Existing_Water Heating_Natural Gas_Water Heater_E4 | F3 | Commercial | Lodging (ID) | Existing | Water Heating | Natural Gas | Water Heater | E4 | PACT BC Ratio | 1.3885 | 1.4308 | 1.488 | 1.5627 | 1.6551 | 1.7756 | 1.9 | 2.021 | 2.1343 | 2.2492 | 2.3319 | 2.4057 | 2.4875 | 2.5658 | 2.6308 | 2.6883 | 2.7347 | 2.7792 | 2.829 | 2.8756 | 2.924 | 2.9752 | 3.0267 | 3.0805 | 3.1352 | 3.1909 | 3.2476
F3_Commercial_Lodging (ID)_Existing_Water Heating_Natural Gas_Water Heater_E5 | F3 | Commercial | Lodging (ID) | Existing | Water Heating | Natural Gas | Water Heater | E5 | PACT BC Ratio | 1.5208 | 1.5607 | 1.6047 | 1.6529 | 1.7057 | 1.7673 | 1.8298 | 1.8916 | 1.9512 | 2.0117 | 2.0618 | 2.1094 | 2.1601 | 2.2101 | 2.256 | 2.2997 | 2.3401 | 2.3803 | 2.4227 | 2.4645 | 2.5074 | 2.5517 | 2.5966 | 2.6427 | 2.6896 | 2.7374 | 2.7861
F3_Commercial_Lodging (ID)_Existing_Water Heating_Natural Gas_Water Heater_E6 | F3 | Commercial | Lodging (ID) | Existing | Water Heating | Natural Gas | Water Heater | E6 | PACT BC Ratio | 0 | 0 | 0 | 0 | 0 | 0 | 0 | 0 | 0 | 0 | 0 | 0 | 0 | 0 | 0 | 0 | 0 | 0 | 0 | 0 | 0 | 0 | 0 | 0 | 0 | 0 | 0
F3_Commercial_Lodging (ID)_Existing_Water Heating_Natural Gas_Water Heater_E7 | F3 | Commercial | Lodging (ID) | Existing | Water Heating | Natural Gas | Water Heater | E7 | PACT BC Ratio | 0 | 0 | 0 | 0 | 0 | 0 | 0 | 0 | 0 | 0 | 0 | 0 | 0 | 0 | 0 | 0 | 0 | 0 | 0 | 0 | 0 | 0 | 0 | 0 | 0 | 0 | 0
F3_Commercial_Lodging (ID)_Existing_Water Heating_Natural Gas_Water Heater_E8 | F3 | Commercial | Lodging (ID) | Existing | Water Heating | Natural Gas | Water Heater | E8 | PACT BC Ratio | 0 | 0 | 0 | 0 | 0 | 0 | 0 | 0 | 0 | 0 | 0 | 0 | 0 | 0 | 0 | 0 | 0 | 0 | 0 | 0 | 0 | 0 | 0 | 0 | 0 | 0 | 0
F3_Commercial_Lodging (ID)_Existing_Water Heating_Natural Gas_Water Heater_E9 | F3 | Commercial | Lodging (ID) | Existing | Water Heating | Natural Gas | Water Heater | E9 | PACT BC Ratio | 0 | 0 | 0 | 0 | 0 | 0 | 0 | 0 | 0 | 0 | 0 | 0 | 0 | 0 | 0 | 0 | 0 | 0 | 0 | 0 | 0 | 0 | 0 | 0 | 0 | 0 | 0
F3_Commercial_Lodging (ID)_Existing_Water Heating_Natural Gas_Water Heater_E10 | F3 | Commercial | Lodging (ID) | Existing | Water Heating | Natural Gas | Water Heater | E10 | PACT BC Ratio | 0 | 0 | 0 | 0 | 0 | 0 | 0 | 0 | 0 | 0 | 0 | 0 | 0 | 0 | 0 | 0 | 0 | 0 | 0 | 0 | 0 | 0 | 0 | 0 | 0 | 0 | 0
F4_Commercial_Lodging (ID)_Existing_Water Heating_Natural Gas_Water Heater_E1 | F4 | Commercial | Lodging (ID) | Existing | Water Heating | Natural Gas | Water Heater | E1 | RVT BC Ratio | [24 empty] | 1 | 1 | 1 | bar: 2019 to 2042
F4_Commercial_Lodging (ID)_Existing_Water Heating_Natural Gas_Water Heater_E2 | F4 | Commercial | Lodging (ID) | Existing | Water Heating | Natural Gas | Water Heater | E2 | RVT BC Ratio | 2.4819 | 2.5261 | 2.5758 | 2.6316 | 2.6939 | 2.7692 | 2.8439 | 2.9145 | 2.9785 | 3.0409 | 3.1055 | 3.1647 | 3.2279 | 3.2892 | 3.3431 | 3.3927 | 3.4359 | 3.4777 | 3.5218 | 3.5636 | 3.6057 | 3.6644 | 3.7237 | 3.7849 | 3.8471 | 3.9104 | 3.9748
F4_Commercial_Lodging (ID)_Existing_Water Heating_Natural Gas_Water Heater_E3 | F4 | Commercial | Lodging (ID) | Existing | Water Heating | Natural Gas | Water Heater | E3 | RVT BC Ratio | 1.524 | 1.5489 | 1.577 | 1.6085 | 1.6436 | 1.6861 | 1.7282 | 1.7681 | 1.8042 | 1.8394 | 1.8759 | 1.9093 | 1.945 | 1.9795 | 2.0099 | 2.0379 | 2.0623 | 2.0859 | 2.1108 | 2.1344 | 2.1581 | 2.1912 | 2.2247 | 2.2592 | 2.2943 | 2.33 | 2.3664
F4_Commercial_Lodging (ID)_Existing_Water Heating_Natural Gas_Water Heater_E4 | F4 | Commercial | Lodging (ID) | Existing | Water Heating | Natural Gas | Water Heater | E4 | RVT BC Ratio | 1.1595 | 1.177 | 1.2018 | 1.2352 | 1.2771 | 1.3335 | 1.3904 | 1.4419 | 1.4851 | 1.5249 | 1.5647 | 1.5966 | 1.6321 | 1.665 | 1.69 | 1.7102 | 1.7236 | 1.735 | 1.7481 | 1.7585 | 1.7685 | 1.7945 | 1.8207 | 1.848 | 1.8758 | 1.9041 | 1.9329
F4_Commercial_Lodging (ID)_Existing_Water Heating_Natural Gas_Water Heater_E5 | F4 | Commercial | Lodging (ID) | Existing | Water Heating | Natural Gas | Water Heater | E5 | RVT BC Ratio | 1.135 | 1.1525 | 1.1716 | 1.1924 | 1.2148 | 1.2416 | 1.2683 | 1.2936 | 1.317 | 1.3398 | 1.3637 | 1.386 | 1.4097 | 1.4327 | 1.4533 | 1.4725 | 1.4895 | 1.5061 | 1.5235 | 1.5402 | 1.557 | 1.5795 | 1.6023 | 1.6257 | 1.6495 | 1.6738 | 1.6985
F4_Commercial_Lodging (ID)_Existing_Water Heating_Natural Gas_Water Heater_E6 | F4 | Commercial | Lodging (ID) | Existing | Water Heating | Natural Gas | Water Heater | E6 | RVT BC Ratio | 0 | 0 | 0 | 0 | 0 | 0 | 0 | 0 | 0 | 0 | 0 | 0 | 0 | 0 | 0 | 0 | 0 | 0 | 0 | 0 | 0 | 0 | 0 | 0 | 0 | 0 | 0
F4_Commercial_Lodging (ID)_Existing_Water Heating_Natural Gas_Water Heater_E7 | F4 | Commercial | Lodging (ID) | Existing | Water Heating | Natural Gas | Water Heater | E7 | RVT BC Ratio | 0 | 0 | 0 | 0 | 0 | 0 | 0 | 0 | 0 | 0 | 0 | 0 | 0 | 0 | 0 | 0 | 0 | 0 | 0 | 0 | 0 | 0 | 0 | 0 | 0 | 0 | 0
F4_Commercial_Lodging (ID)_Existing_Water Heating_Natural Gas_Water Heater_E8 | F4 | Commercial | Lodging (ID) | Existing | Water Heating | Natural Gas | Water Heater | E8 | RVT BC Ratio | 0 | 0 | 0 | 0 | 0 | 0 | 0 | 0 | 0 | 0 | 0 | 0 | 0 | 0 | 0 | 0 | 0 | 0 | 0 | 0 | 0 | 0 | 0 | 0 | 0 | 0 | 0
F4_Commercial_Lodging (ID)_Existing_Water Heating_Natural Gas_Water Heater_E9 | F4 | Commercial | Lodging (ID) | Existing | Water Heating | Natural Gas | Water Heater | E9 | RVT BC Ratio | 0 | 0 | 0 | 0 | 0 | 0 | 0 | 0 | 0 | 0 | 0 | 0 | 0 | 0 | 0 | 0 | 0 | 0 | 0 | 0 | 0 | 0 | 0 | 0 | 0 | 0 | 0
F4_Commercial_Lodging (ID)_Existing_Water Heating_Natural Gas_Water Heater_E10 | F4 | Commercial | Lodging (ID) | Existing | Water Heating | Natural Gas | Water Heater | E10 | RVT BC Ratio | 0 | 0 | 0 | 0 | 0 | 0 | 0 | 0 | 0 | 0 | 0 | 0 | 0 | 0 | 0 | 0 | 0 | 0 | 0 | 0 | 0 | 0 | 0 | 0 | 0 | 0 | 0
F5_Commercial_Lodging (ID)_Existing_Water Heating_Natural Gas_Water Heater_E1 | F5 | Commercial | Lodging (ID) | Existing | Water Heating | Natural Gas | Water Heater | E1 | RIM BC Ratio | [24 empty] | 1 | 1 | 1 | bar: 2019 to 2042
F5_Commercial_Lodging (ID)_Existing_Water Heating_Natural Gas_Water Heater_E2 | F5 | Commercial | Lodging (ID) | Existing | Water Heating | Natural Gas | Water Heater | E2 | RIM BC Ratio | 0.70312 | 0.70989 | 0.7172 | 0.72505 | 0.73341 | 0.74244 | 0.75167 | 0.76105 | 0.77062 | 0.78057 | 0.78509 | 0.78961 | 0.7943 | 0.79895 | 0.80343 | 0.80788 | 0.81227 | 0.81677 | 0.82149 | 0.82632 | 0.83135 | 0.83319 | 0.83499 | 0.83679 | 0.83857 | 0.84032 | 0.84205
F5_Commercial_Lodging (ID)_Existing_Water Heating_Natural Gas_Water Heater_E3 | F5 | Commercial | Lodging (ID) | Existing | Water Heating | Natural Gas | Water Heater | E3 | RIM BC Ratio | 0.61717 | 0.62435 | 0.63214 | 0.64056 | 0.64957 | 0.65948 | 0.66951 | 0.67955 | 0.68959 | 0.69991 | 0.70539 | 0.71072 | 0.71626 | 0.7217 | 0.72681 | 0.7318 | 0.7366 | 0.74147 | 0.74656 | 0.75172 | 0.75705 | 0.75975 | 0.76241 | 0.76508 | 0.76771 | 0.77032 | 0.7729
F5_Commercial_Lodging (ID)_Existing_Water Heating_Natural Gas_Water Heater_E4 | F5 | Commercial | Lodging (ID) | Existing | Water Heating | Natural Gas | Water Heater | E4 | RIM BC Ratio | 0.49396 | 0.50252 | 0.51337 | 0.52662 | 0.54194 | 0.55999 | 0.57779 | 0.59532 | 0.61257 | 0.63065 | 0.6391 | 0.64762 | 0.65666 | 0.66539 | 0.67321 | 0.68065 | 0.68758 | 0.69466 | 0.70233 | 0.71014 | 0.71839 | 0.72144 | 0.72443 | 0.72747 | 0.73048 | 0.73347 | 0.73642
F5_Commercial_Lodging (ID)_Existing_Water Heating_Natural Gas_Water Heater_E5 | F5 | Commercial | Lodging (ID) | Existing | Water Heating | Natural Gas | Water Heater | E5 | RIM BC Ratio | 0.55096 | 0.55808 | 0.56581 | 0.57414 | 0.58309 | 0.5929 | 0.60274 | 0.61249 | 0.62209 | 0.63184 | 0.63768 | 0.64324 | 0.64901 | 0.65467 | 0.65994 | 0.66504 | 0.6699 | 0.67478 | 0.67987 | 0.68497 | 0.69022 | 0.69353 | 0.6968 | 0.70008 | 0.70334 | 0.70656 | 0.70976
F5_Commercial_Lodging (ID)_Existing_Water Heating_Natural Gas_Water Heater_E6 | F5 | Commercial | Lodging (ID) | Existing | Water Heating | Natural Gas | Water Heater | E6 | RIM BC Ratio | 0 | 0 | 0 | 0 | 0 | 0 | 0 | 0 | 0 | 0 | 0 | 0 | 0 | 0 | 0 | 0 | 0 | 0 | 0 | 0 | 0 | 0 | 0 | 0 | 0 | 0 | 0
F5_Commercial_Lodging (ID)_Existing_Water Heating_Natural Gas_Water Heater_E7 | F5 | Commercial | Lodging (ID) | Existing | Water Heating | Natural Gas | Water Heater | E7 | RIM BC Ratio | 0 | 0 | 0 | 0 | 0 | 0 | 0 | 0 | 0 | 0 | 0 | 0 | 0 | 0 | 0 | 0 | 0 | 0 | 0 | 0 | 0 | 0 | 0 | 0 | 0 | 0 | 0
F5_Commercial_Lodging (ID)_Existing_Water Heating_Natural Gas_Water Heater_E8 | F5 | Commercial | Lodging (ID) | Existing | Water Heating | Natural Gas | Water Heater | E8 | RIM BC Ratio | 0 | 0 | 0 | 0 | 0 | 0 | 0 | 0 | 0 | 0 | 0 | 0 | 0 | 0 | 0 | 0 | 0 | 0 | 0 | 0 | 0 | 0 | 0 | 0 | 0 | 0 | 0
F5_Commercial_Lodging (ID)_Existing_Water Heating_Natural Gas_Water Heater_E9 | F5 | Commercial | Lodging (ID) | Existing | Water Heating | Natural Gas | Water Heater | E9 | RIM BC Ratio | 0 | 0 | 0 | 0 | 0 | 0 | 0 | 0 | 0 | 0 | 0 | 0 | 0 | 0 | 0 | 0 | 0 | 0 | 0 | 0 | 0 | 0 | 0 | 0 | 0 | 0 | 0
F5_Commercial_Lodging (ID)_Existing_Water Heating_Natural Gas_Water Heater_E10 | F5 | Commercial | Lodging (ID) | Existing | Water Heating | Natural Gas | Water Heater | E10 | RIM BC Ratio | 0 | 0 | 0 | 0 | 0 | 0 | 0 | 0 | 0 | 0 | 0 | 0 | 0 | 0 | 0 | 0 | 0 | 0 | 0 | 0 | 0 | 0 | 0 | 0 | 0 | 0 | 0
F0_Commercial_Lodging (ID)_Existing_Food Preparation_Natural Gas_Oven_E0 | F0 | Commercial | Lodging (ID) | Existing | Food Preparation | Natural Gas | Oven | E0 | Economic Unit | ENERGY STAR (>42% Baking Efficiency) | ENERGY STAR (>42% Baking Efficiency) | ENERGY STAR (>42% Baking Efficiency) | ENERGY STAR (>42% Baking Efficiency) | ENERGY STAR (>42% Baking Efficiency) | ENERGY STAR (>42% Baking Efficiency) | ENERGY STAR (>42% Baking Efficiency) | ENERGY STAR (>42% Baking Efficiency) | ENERGY STAR (>42% Baking Efficiency) | ENERGY STAR (>42% Baking Efficiency) | ENERGY STAR (>42% Baking Efficiency) | ENERGY STAR (>42% Baking Efficiency) | ENERGY STAR (>42% Baking Efficiency) | ENERGY STAR (>42% Baking Efficiency) | ENERGY STAR (>42% Baking Efficiency) | ENERGY STAR (>42% Baking Efficiency) | ENERGY STAR (>42% Baking Efficiency) | ENERGY STAR (>42% Baking Efficiency) | ENERGY STAR (>42% Baking Efficiency) | ENERGY STAR (>42% Baking Efficiency) | ENERGY STAR (>42% Baking Efficiency) | ENERGY STAR (>42% Baking Efficiency) | ENERGY STAR (>42% Baking Efficiency) | ENERGY STAR (>42% Baking Efficiency) | ENERGY STAR (>42% Baking Efficiency) | ENERGY STAR (>42% Baking Efficiency) | ENERGY STAR (>42% Baking Efficiency)
F1_Commercial_Lodging (ID)_Existing_Food Preparation_Natural Gas_Oven_E1 | F1 | Commercial | Lodging (ID) | Existing | Food Preparation | Natural Gas | Oven | E1 | CCE | 0 | 0 | 0 | 0 | 0 | 0 | 0 | 0 | 0 | 0 | 0 | 0 | 0 | 0 | 0 | 0 | 0 | 0 | 0 | 0 | 0 | 0 | 0 | 0 | 0 | 0 | 0
F1_Commercial_Lodging (ID)_Existing_Food Preparation_Natural Gas_Oven_E2 | F1 | Commercial | Lodging (ID) | Existing | Food Preparation | Natural Gas | Oven | E2 | CCE | 0.00013181 | 0.00013181 | 0.00013181 | 0.00013181 | 0.00013181 | 0.00013181 | 0.00013181 | 0.00013181 | 0.00013181 | 0.00013181 | 0.00013181 | 0.00013181 | 0.00013181 | 0.00013181 | 0.00013181 | 0.00013181 | 0.00013181 | 0.00013181 | 0.00013181 | 0.00013181 | 0.00013181 | 0.00013181 | 0.00013181 | 0.00013181 | 0.00013181 | 0.00013181 | 0.00013181
F1_Commercial_Lodging (ID)_Existing_Food Preparation_Natural Gas_Oven_E3 | F1 | Commercial | Lodging (ID) | Existing | Food Preparation | Natural Gas | Oven | E3 | CCE | 0 | 0 | 0 | 0 | 0 | 0 | 0 | 0 | 0 | 0 | 0 | 0 | 0 | 0 | 0 | 0 | 0 | 0 | 0 | 0 | 0 | 0 | 0 | 0 | 0 | 0 | 0
F1_Commercial_Lodging (ID)_Existing_Food Preparation_Natural Gas_Oven_E4 | F1 | Commercial | Lodging (ID) | Existing | Food Preparation | Natural Gas | Oven | E4 | CCE | 0 | 0 | 0 | 0 | 0 | 0 | 0 | 0 | 0 | 0 | 0 | 0 | 0 | 0 | 0 | 0 | 0 | 0 | 0 | 0 | 0 | 0 | 0 | 0 | 0 | 0 | 0
F1_Commercial_Lodging (ID)_Existing_Food Preparation_Natural Gas_Oven_E5 | F1 | Commercial | Lodging (ID) | Existing | Food Preparation | Natural Gas | Oven | E5 | CCE | 0 | 0 | 0 | 0 | 0 | 0 | 0 | 0 | 0 | 0 | 0 | 0 | 0 | 0 | 0 | 0 | 0 | 0 | 0 | 0 | 0 | 0 | 0 | 0 | 0 | 0 | 0
F1_Commercial_Lodging (ID)_Existing_Food Preparation_Natural Gas_Oven_E6 | F1 | Commercial | Lodging (ID) | Existing | Food Preparation | Natural Gas | Oven | E6 | CCE | 0 | 0 | 0 | 0 | 0 | 0 | 0 | 0 | 0 | 0 | 0 | 0 | 0 | 0 | 0 | 0 | 0 | 0 | 0 | 0 | 0 | 0 | 0 | 0 | 0 | 0 | 0
F1_Commercial_Lodging (ID)_Existing_Food Preparation_Natural Gas_Oven_E7 | F1 | Commercial | Lodging (ID) | Existing | Food Preparation | Natural Gas | Oven | E7 | CCE | 0 | 0 | 0 | 0 | 0 | 0 | 0 | 0 | 0 | 0 | 0 | 0 | 0 | 0 | 0 | 0 | 0 | 0 | 0 | 0 | 0 | 0 | 0 | 0 | 0 | 0 | 0
F1_Commercial_Lodging (ID)_Existing_Food Preparation_Natural Gas_Oven_E8 | F1 | Commercial | Lodging (ID) | Existing | Food Preparation | Natural Gas | Oven | E8 | CCE | 0 | 0 | 0 | 0 | 0 | 0 | 0 | 0 | 0 | 0 | 0 | 0 | 0 | 0 | 0 | 0 | 0 | 0 | 0 | 0 | 0 | 0 | 0 | 0 | 0 | 0 | 0
F1_Commercial_Lodging (ID)_Existing_Food Preparation_Natural Gas_Oven_E9 | F1 | Commercial | Lodging (ID) | Existing | Food Preparation | Natural Gas | Oven | E9 | CCE | 0 | 0 | 0 | 0 | 0 | 0 | 0 | 0 | 0 | 0 | 0 | 0 | 0 | 0 | 0 | 0 | 0 | 0 | 0 | 0 | 0 | 0 | 0 | 0 | 0 | 0 | 0
F1_Commercial_Lodging (ID)_Existing_Food Preparation_Natural Gas_Oven_E10 | F1 | Commercial | Lodging (ID) | Existing | Food Preparation | Natural Gas | Oven | E10 | CCE | 0 | 0 | 0 | 0 | 0 | 0 | 0 | 0 | 0 | 0 | 0 | 0 | 0 | 0 | 0 | 0 | 0 | 0 | 0 | 0 | 0 | 0 | 0 | 0 | 0 | 0 | 0
F2_Commercial_Lodging (ID)_Existing_Food Preparation_Natural Gas_Oven_E1 | F2 | Commercial | Lodging (ID) | Existing | Food Preparation | Natural Gas | Oven | E1 | TRC BC Ratio | [24 empty] | 1 | 1 | 1 | bar: 2019 to 2042
F2_Commercial_Lodging (ID)_Existing_Food Preparation_Natural Gas_Oven_E2 | F2 | Commercial | Lodging (ID) | Existing | Food Preparation | Natural Gas | Oven | E2 | TRC BC Ratio | 26.3115 | 26.9189 | 27.683 | 28.5844 | 29.6325 | 30.9545 | 32.3314 | 33.7042 | 35.0284 | 36.3708 | 37.4185 | 38.3931 | 39.4438 | 40.4674 | 41.3701 | 42.2059 | 42.943 | 43.6676 | 44.4469 | 45.2025 | 45.9798 | 46.7904 | 47.6088 | 48.4546 | 49.3154 | 50.1916 | 51.0833
F2_Commercial_Lodging (ID)_Existing_Food Preparation_Natural Gas_Oven_E3 | F2 | Commercial | Lodging (ID) | Existing | Food Preparation | Natural Gas | Oven | E3 | TRC BC Ratio | 0 | 0 | 0 | 0 | 0 | 0 | 0 | 0 | 0 | 0 | 0 | 0 | 0 | 0 | 0 | 0 | 0 | 0 | 0 | 0 | 0 | 0 | 0 | 0 | 0 | 0 | 0
F2_Commercial_Lodging (ID)_Existing_Food Preparation_Natural Gas_Oven_E4 | F2 | Commercial | Lodging (ID) | Existing | Food Preparation | Natural Gas | Oven | E4 | TRC BC Ratio | 0 | 0 | 0 | 0 | 0 | 0 | 0 | 0 | 0 | 0 | 0 | 0 | 0 | 0 | 0 | 0 | 0 | 0 | 0 | 0 | 0 | 0 | 0 | 0 | 0 | 0 | 0
F2_Commercial_Lodging (ID)_Existing_Food Preparation_Natural Gas_Oven_E5 | F2 | Commercial | Lodging (ID) | Existing | Food Preparation | Natural Gas | Oven | E5 | TRC BC Ratio | 0 | 0 | 0 | 0 | 0 | 0 | 0 | 0 | 0 | 0 | 0 | 0 | 0 | 0 | 0 | 0 | 0 | 0 | 0 | 0 | 0 | 0 | 0 | 0 | 0 | 0 | 0
F2_Commercial_Lodging (ID)_Existing_Food Preparation_Natural Gas_Oven_E6 | F2 | Commercial | Lodging (ID) | Existing | Food Preparation | Natural Gas | Oven | E6 | TRC BC Ratio | 0 | 0 | 0 | 0 | 0 | 0 | 0 | 0 | 0 | 0 | 0 | 0 | 0 | 0 | 0 | 0 | 0 | 0 | 0 | 0 | 0 | 0 | 0 | 0 | 0 | 0 | 0
F2_Commercial_Lodging (ID)_Existing_Food Preparation_Natural Gas_Oven_E7 | F2 | Commercial | Lodging (ID) | Existing | Food Preparation | Natural Gas | Oven | E7 | TRC BC Ratio | 0 | 0 | 0 | 0 | 0 | 0 | 0 | 0 | 0 | 0 | 0 | 0 | 0 | 0 | 0 | 0 | 0 | 0 | 0 | 0 | 0 | 0 | 0 | 0 | 0 | 0 | 0
F2_Commercial_Lodging (ID)_Existing_Food Preparation_Natural Gas_Oven_E8 | F2 | Commercial | Lodging (ID) | Existing | Food Preparation | Natural Gas | Oven | E8 | TRC BC Ratio | 0 | 0 | 0 | 0 | 0 | 0 | 0 | 0 | 0 | 0 | 0 | 0 | 0 | 0 | 0 | 0 | 0 | 0 | 0 | 0 | 0 | 0 | 0 | 0 | 0 | 0 | 0
F2_Commercial_Lodging (ID)_Existing_Food Preparation_Natural Gas_Oven_E9 | F2 | Commercial | Lodging (ID) | Existing | Food Preparation | Natural Gas | Oven | E9 | TRC BC Ratio | 0 | 0 | 0 | 0 | 0 | 0 | 0 | 0 | 0 | 0 | 0 | 0 | 0 | 0 | 0 | 0 | 0 | 0 | 0 | 0 | 0 | 0 | 0 | 0 | 0 | 0 | 0
F2_Commercial_Lodging (ID)_Existing_Food Preparation_Natural Gas_Oven_E10 | F2 | Commercial | Lodging (ID) | Existing | Food Preparation | Natural Gas | Oven | E10 | TRC BC Ratio | 0 | 0 | 0 | 0 | 0 | 0 | 0 | 0 | 0 | 0 | 0 | 0 | 0 | 0 | 0 | 0 | 0 | 0 | 0 | 0 | 0 | 0 | 0 | 0 | 0 | 0 | 0
F3_Commercial_Lodging (ID)_Existing_Food Preparation_Natural Gas_Oven_E1 | F3 | Commercial | Lodging (ID) | Existing | Food Preparation | Natural Gas | Oven | E1 | PACT BC Ratio | [24 empty] | 1 | 1 | 1 | bar: 2019 to 2042
F3_Commercial_Lodging (ID)_Existing_Food Preparation_Natural Gas_Oven_E2 | F3 | Commercial | Lodging (ID) | Existing | Food Preparation | Natural Gas | Oven | E2 | PACT BC Ratio | 52.1064 | 53.3094 | 54.8225 | 56.6075 | 58.6833 | 61.3012 | 64.028 | 66.7467 | 69.3691 | 72.0275 | 74.1023 | 76.0324 | 78.1132 | 80.1402 | 81.9279 | 83.5832 | 85.043 | 86.4779 | 88.0211 | 89.5175 | 91.0569 | 92.6622 | 94.2829 | 95.9579 | 97.6626 | 99.3977 | 101.1636
F3_Commercial_Lodging (ID)_Existing_Food Preparation_Natural Gas_Oven_E3 | F3 | Commercial | Lodging (ID) | Existing | Food Preparation | Natural Gas | Oven | E3 | PACT BC Ratio | 0 | 0 | 0 | 0 | 0 | 0 | 0 | 0 | 0 | 0 | 0 | 0 | 0 | 0 | 0 | 0 | 0 | 0 | 0 | 0 | 0 | 0 | 0 | 0 | 0 | 0 | 0
F3_Commercial_Lodging (ID)_Existing_Food Preparation_Natural Gas_Oven_E4 | F3 | Commercial | Lodging (ID) | Existing | Food Preparation | Natural Gas | Oven | E4 | PACT BC Ratio | 0 | 0 | 0 | 0 | 0 | 0 | 0 | 0 | 0 | 0 | 0 | 0 | 0 | 0 | 0 | 0 | 0 | 0 | 0 | 0 | 0 | 0 | 0 | 0 | 0 | 0 | 0
F3_Commercial_Lodging (ID)_Existing_Food Preparation_Natural Gas_Oven_E5 | F3 | Commercial | Lodging (ID) | Existing | Food Preparation | Natural Gas | Oven | E5 | PACT BC Ratio | 0 | 0 | 0 | 0 | 0 | 0 | 0 | 0 | 0 | 0 | 0 | 0 | 0 | 0 | 0 | 0 | 0 | 0 | 0 | 0 | 0 | 0 | 0 | 0 | 0 | 0 | 0
F3_Commercial_Lodging (ID)_Existing_Food Preparation_Natural Gas_Oven_E6 | F3 | Commercial | Lodging (ID) | Existing | Food Preparation | Natural Gas | Oven | E6 | PACT BC Ratio | 0 | 0 | 0 | 0 | 0 | 0 | 0 | 0 | 0 | 0 | 0 | 0 | 0 | 0 | 0 | 0 | 0 | 0 | 0 | 0 | 0 | 0 | 0 | 0 | 0 | 0 | 0
F3_Commercial_Lodging (ID)_Existing_Food Preparation_Natural Gas_Oven_E7 | F3 | Commercial | Lodging (ID) | Existing | Food Preparation | Natural Gas | Oven | E7 | PACT BC Ratio | 0 | 0 | 0 | 0 | 0 | 0 | 0 | 0 | 0 | 0 | 0 | 0 | 0 | 0 | 0 | 0 | 0 | 0 | 0 | 0 | 0 | 0 | 0 | 0 | 0 | 0 | 0
F3_Commercial_Lodging (ID)_Existing_Food Preparation_Natural Gas_Oven_E8 | F3 | Commercial | Lodging (ID) | Existing | Food Preparation | Natural Gas | Oven | E8 | PACT BC Ratio | 0 | 0 | 0 | 0 | 0 | 0 | 0 | 0 | 0 | 0 | 0 | 0 | 0 | 0 | 0 | 0 | 0 | 0 | 0 | 0 | 0 | 0 | 0 | 0 | 0 | 0 | 0
F3_Commercial_Lodging (ID)_Existing_Food Preparation_Natural Gas_Oven_E9 | F3 | Commercial | Lodging (ID) | Existing | Food Preparation | Natural Gas | Oven | E9 | PACT BC Ratio | 0 | 0 | 0 | 0 | 0 | 0 | 0 | 0 | 0 | 0 | 0 | 0 | 0 | 0 | 0 | 0 | 0 | 0 | 0 | 0 | 0 | 0 | 0 | 0 | 0 | 0 | 0
F3_Commercial_Lodging (ID)_Existing_Food Preparation_Natural Gas_Oven_E10 | F3 | Commercial | Lodging (ID) | Existing | Food Preparation | Natural Gas | Oven | E10 | PACT BC Ratio | 0 | 0 | 0 | 0 | 0 | 0 | 0 | 0 | 0 | 0 | 0 | 0 | 0 | 0 | 0 | 0 | 0 | 0 | 0 | 0 | 0 | 0 | 0 | 0 | 0 | 0 | 0
F4_Commercial_Lodging (ID)_Existing_Food Preparation_Natural Gas_Oven_E1 | F4 | Commercial | Lodging (ID) | Existing | Food Preparation | Natural Gas | Oven | E1 | RVT BC Ratio | [24 empty] | 1 | 1 | 1 | bar: 2019 to 2042
F4_Commercial_Lodging (ID)_Existing_Food Preparation_Natural Gas_Oven_E2 | F4 | Commercial | Lodging (ID) | Existing | Food Preparation | Natural Gas | Oven | E2 | RVT BC Ratio | 37.9655 | 38.5907 | 39.3526 | 40.2787 | 41.3803 | 42.8364 | 44.3302 | 45.7751 | 47.1052 | 48.3826 | 49.6947 | 50.8667 | 52.0893 | 53.2192 | 54.1709 | 55.0143 | 55.7059 | 56.3578 | 57.0571 | 57.6987 | 58.3405 | 59.3619 | 60.393 | 61.4587 | 62.5434 | 63.6473 | 64.7709
F4_Commercial_Lodging (ID)_Existing_Food Preparation_Natural Gas_Oven_E3 | F4 | Commercial | Lodging (ID) | Existing | Food Preparation | Natural Gas | Oven | E3 | RVT BC Ratio | 0 | 0 | 0 | 0 | 0 | 0 | 0 | 0 | 0 | 0 | 0 | 0 | 0 | 0 | 0 | 0 | 0 | 0 | 0 | 0 | 0 | 0 | 0 | 0 | 0 | 0 | 0
F4_Commercial_Lodging (ID)_Existing_Food Preparation_Natural Gas_Oven_E4 | F4 | Commercial | Lodging (ID) | Existing | Food Preparation | Natural Gas | Oven | E4 | RVT BC Ratio | 0 | 0 | 0 | 0 | 0 | 0 | 0 | 0 | 0 | 0 | 0 | 0 | 0 | 0 | 0 | 0 | 0 | 0 | 0 | 0 | 0 | 0 | 0 | 0 | 0 | 0 | 0
F4_Commercial_Lodging (ID)_Existing_Food Preparation_Natural Gas_Oven_E5 | F4 | Commercial | Lodging (ID) | Existing | Food Preparation | Natural Gas | Oven | E5 | RVT BC Ratio | 0 | 0 | 0 | 0 | 0 | 0 | 0 | 0 | 0 | 0 | 0 | 0 | 0 | 0 | 0 | 0 | 0 | 0 | 0 | 0 | 0 | 0 | 0 | 0 | 0 | 0 | 0
F4_Commercial_Lodging (ID)_Existing_Food Preparation_Natural Gas_Oven_E6 | F4 | Commercial | Lodging (ID) | Existing | Food Preparation | Natural Gas | Oven | E6 | RVT BC Ratio | 0 | 0 | 0 | 0 | 0 | 0 | 0 | 0 | 0 | 0 | 0 | 0 | 0 | 0 | 0 | 0 | 0 | 0 | 0 | 0 | 0 | 0 | 0 | 0 | 0 | 0 | 0
F4_Commercial_Lodging (ID)_Existing_Food Preparation_Natural Gas_Oven_E7 | F4 | Commercial | Lodging (ID) | Existing | Food Preparation | Natural Gas | Oven | E7 | RVT BC Ratio | 0 | 0 | 0 | 0 | 0 | 0 | 0 | 0 | 0 | 0 | 0 | 0 | 0 | 0 | 0 | 0 | 0 | 0 | 0 | 0 | 0 | 0 | 0 | 0 | 0 | 0 | 0
F4_Commercial_Lodging (ID)_Existing_Food Preparation_Natural Gas_Oven_E8 | F4 | Commercial | Lodging (ID) | Existing | Food Preparation | Natural Gas | Oven | E8 | RVT BC Ratio | 0 | 0 | 0 | 0 | 0 | 0 | 0 | 0 | 0 | 0 | 0 | 0 | 0 | 0 | 0 | 0 | 0 | 0 | 0 | 0 | 0 | 0 | 0 | 0 | 0 | 0 | 0
F4_Commercial_Lodging (ID)_Existing_Food Preparation_Natural Gas_Oven_E9 | F4 | Commercial | Lodging (ID) | Existing | Food Preparation | Natural Gas | Oven | E9 | RVT BC Ratio | 0 | 0 | 0 | 0 | 0 | 0 | 0 | 0 | 0 | 0 | 0 | 0 | 0 | 0 | 0 | 0 | 0 | 0 | 0 | 0 | 0 | 0 | 0 | 0 | 0 | 0 | 0
F4_Commercial_Lodging (ID)_Existing_Food Preparation_Natural Gas_Oven_E10 | F4 | Commercial | Lodging (ID) | Existing | Food Preparation | Natural Gas | Oven | E10 | RVT BC Ratio | 0 | 0 | 0 | 0 | 0 | 0 | 0 | 0 | 0 | 0 | 0 | 0 | 0 | 0 | 0 | 0 | 0 | 0 | 0 | 0 | 0 | 0 | 0 | 0 | 0 | 0 | 0
F5_Commercial_Lodging (ID)_Existing_Food Preparation_Natural Gas_Oven_E1 | F5 | Commercial | Lodging (ID) | Existing | Food Preparation | Natural Gas | Oven | E1 | RIM BC Ratio | [24 empty] | 1 | 1 | 1 | bar: 2019 to 2042
F5_Commercial_Lodging (ID)_Existing_Food Preparation_Natural Gas_Oven_E2 | F5 | Commercial | Lodging (ID) | Existing | Food Preparation | Natural Gas | Oven | E2 | RIM BC Ratio | 0.82729 | 0.83274 | 0.83988 | 0.84739 | 0.85519 | 0.86311 | 0.87127 | 0.87972 | 0.88857 | 0.89837 | 0.89994 | 0.90219 | 0.90521 | 0.90905 | 0.91306 | 0.91728 | 0.92176 | 0.92651 | 0.93152 | 0.93686 | 0.94252 | 0.94269 | 0.94286 | 0.94302 | 0.94318 | 0.94334 | 0.9435
F5_Commercial_Lodging (ID)_Existing_Food Preparation_Natural Gas_Oven_E3 | F5 | Commercial | Lodging (ID) | Existing | Food Preparation | Natural Gas | Oven | E3 | RIM BC Ratio | 0 | 0 | 0 | 0 | 0 | 0 | 0 | 0 | 0 | 0 | 0 | 0 | 0 | 0 | 0 | 0 | 0 | 0 | 0 | 0 | 0 | 0 | 0 | 0 | 0 | 0 | 0
F5_Commercial_Lodging (ID)_Existing_Food Preparation_Natural Gas_Oven_E4 | F5 | Commercial | Lodging (ID) | Existing | Food Preparation | Natural Gas | Oven | E4 | RIM BC Ratio | 0 | 0 | 0 | 0 | 0 | 0 | 0 | 0 | 0 | 0 | 0 | 0 | 0 | 0 | 0 | 0 | 0 | 0 | 0 | 0 | 0 | 0 | 0 | 0 | 0 | 0 | 0
F5_Commercial_Lodging (ID)_Existing_Food Preparation_Natural Gas_Oven_E5 | F5 | Commercial | Lodging (ID) | Existing | Food Preparation | Natural Gas | Oven | E5 | RIM BC Ratio | 0 | 0 | 0 | 0 | 0 | 0 | 0 | 0 | 0 | 0 | 0 | 0 | 0 | 0 | 0 | 0 | 0 | 0 | 0 | 0 | 0 | 0 | 0 | 0 | 0 | 0 | 0
F5_Commercial_Lodging (ID)_Existing_Food Preparation_Natural Gas_Oven_E6 | F5 | Commercial | Lodging (ID) | Existing | Food Preparation | Natural Gas | Oven | E6 | RIM BC Ratio | 0 | 0 | 0 | 0 | 0 | 0 | 0 | 0 | 0 | 0 | 0 | 0 | 0 | 0 | 0 | 0 | 0 | 0 | 0 | 0 | 0 | 0 | 0 | 0 | 0 | 0 | 0
F5_Commercial_Lodging (ID)_Existing_Food Preparation_Natural Gas_Oven_E7 | F5 | Commercial | Lodging (ID) | Existing | Food Preparation | Natural Gas | Oven | E7 | RIM BC Ratio | 0 | 0 | 0 | 0 | 0 | 0 | 0 | 0 | 0 | 0 | 0 | 0 | 0 | 0 | 0 | 0 | 0 | 0 | 0 | 0 | 0 | 0 | 0 | 0 | 0 | 0 | 0
F5_Commercial_Lodging (ID)_Existing_Food Preparation_Natural Gas_Oven_E8 | F5 | Commercial | Lodging (ID) | Existing | Food Preparation | Natural Gas | Oven | E8 | RIM BC Ratio | 0 | 0 | 0 | 0 | 0 | 0 | 0 | 0 | 0 | 0 | 0 | 0 | 0 | 0 | 0 | 0 | 0 | 0 | 0 | 0 | 0 | 0 | 0 | 0 | 0 | 0 | 0
F5_Commercial_Lodging (ID)_Existing_Food Preparation_Natural Gas_Oven_E9 | F5 | Commercial | Lodging (ID) | Existing | Food Preparation | Natural Gas | Oven | E9 | RIM BC Ratio | 0 | 0 | 0 | 0 | 0 | 0 | 0 | 0 | 0 | 0 | 0 | 0 | 0 | 0 | 0 | 0 | 0 | 0 | 0 | 0 | 0 | 0 | 0 | 0 | 0 | 0 | 0
F5_Commercial_Lodging (ID)_Existing_Food Preparation_Natural Gas_Oven_E10 | F5 | Commercial | Lodging (ID) | Existing | Food Preparation | Natural Gas | Oven | E10 | RIM BC Ratio | 0 | 0 | 0 | 0 | 0 | 0 | 0 | 0 | 0 | 0 | 0 | 0 | 0 | 0 | 0 | 0 | 0 | 0 | 0 | 0 | 0 | 0 | 0 | 0 | 0 | 0 | 0
F0_Commercial_Lodging (ID)_Existing_Food Preparation_Natural Gas_Conveyor Oven_E0 | F0 | Commercial | Lodging (ID) | Existing | Food Preparation | Natural Gas | Conveyor Oven | E0 | Economic Unit | ENERGY STAR (>42% Baking Efficiency) | ENERGY STAR (>42% Baking Efficiency) | ENERGY STAR (>42% Baking Efficiency) | ENERGY STAR (>42% Baking Efficiency) | ENERGY STAR (>42% Baking Efficiency) | ENERGY STAR (>42% Baking Efficiency) | ENERGY STAR (>42% Baking Efficiency) | ENERGY STAR (>42% Baking Efficiency) | ENERGY STAR (>42% Baking Efficiency) | ENERGY STAR (>42% Baking Efficiency) | ENERGY STAR (>42% Baking Efficiency) | ENERGY STAR (>42% Baking Efficiency) | ENERGY STAR (>42% Baking Efficiency) | ENERGY STAR (>42% Baking Efficiency) | ENERGY STAR (>42% Baking Efficiency) | ENERGY STAR (>42% Baking Efficiency) | ENERGY STAR (>42% Baking Efficiency) | ENERGY STAR (>42% Baking Efficiency) | ENERGY STAR (>42% Baking Efficiency) | ENERGY STAR (>42% Baking Efficiency) | ENERGY STAR (>42% Baking Efficiency) | ENERGY STAR (>42% Baking Efficiency) | ENERGY STAR (>42% Baking Efficiency) | ENERGY STAR (>42% Baking Efficiency) | ENERGY STAR (>42% Baking Efficiency) | ENERGY STAR (>42% Baking Efficiency) | ENERGY STAR (>42% Baking Efficiency)
F1_Commercial_Lodging (ID)_Existing_Food Preparation_Natural Gas_Conveyor Oven_E1 | F1 | Commercial | Lodging (ID) | Existing | Food Preparation | Natural Gas | Conveyor Oven | E1 | CCE | 0 | 0 | 0 | 0 | 0 | 0 | 0 | 0 | 0 | 0 | 0 | 0 | 0 | 0 | 0 | 0 | 0 | 0 | 0 | 0 | 0 | 0 | 0 | 0 | 0 | 0 | 0
F1_Commercial_Lodging (ID)_Existing_Food Preparation_Natural Gas_Conveyor Oven_E2 | F1 | Commercial | Lodging (ID) | Existing | Food Preparation | Natural Gas | Conveyor Oven | E2 | CCE | 0.00020614 | 0.00020614 | 0.00020614 | 0.00020614 | 0.00020614 | 0.00020614 | 0.00020614 | 0.00020614 | 0.00020614 | 0.00020614 | 0.00020614 | 0.00020614 | 0.00020614 | 0.00020614 | 0.00020614 | 0.00020614 | 0.00020614 | 0.00020614 | 0.00020614 | 0.00020614 | 0.00020614 | 0.00020614 | 0.00020614 | 0.00020614 | 0.00020614 | 0.00020614 | 0.00020614
F1_Commercial_Lodging (ID)_Existing_Food Preparation_Natural Gas_Conveyor Oven_E3 | F1 | Commercial | Lodging (ID) | Existing | Food Preparation | Natural Gas | Conveyor Oven | E3 | CCE | 0 | 0 | 0 | 0 | 0 | 0 | 0 | 0 | 0 | 0 | 0 | 0 | 0 | 0 | 0 | 0 | 0 | 0 | 0 | 0 | 0 | 0 | 0 | 0 | 0 | 0 | 0
F1_Commercial_Lodging (ID)_Existing_Food Preparation_Natural Gas_Conveyor Oven_E4 | F1 | Commercial | Lodging (ID) | Existing | Food Preparation | Natural Gas | Conveyor Oven | E4 | CCE | 0 | 0 | 0 | 0 | 0 | 0 | 0 | 0 | 0 | 0 | 0 | 0 | 0 | 0 | 0 | 0 | 0 | 0 | 0 | 0 | 0 | 0 | 0 | 0 | 0 | 0 | 0
F1_Commercial_Lodging (ID)_Existing_Food Preparation_Natural Gas_Conveyor Oven_E5 | F1 | Commercial | Lodging (ID) | Existing | Food Preparation | Natural Gas | Conveyor Oven | E5 | CCE | 0 | 0 | 0 | 0 | 0 | 0 | 0 | 0 | 0 | 0 | 0 | 0 | 0 | 0 | 0 | 0 | 0 | 0 | 0 | 0 | 0 | 0 | 0 | 0 | 0 | 0 | 0
F1_Commercial_Lodging (ID)_Existing_Food Preparation_Natural Gas_Conveyor Oven_E6 | F1 | Commercial | Lodging (ID) | Existing | Food Preparation | Natural Gas | Conveyor Oven | E6 | CCE | 0 | 0 | 0 | 0 | 0 | 0 | 0 | 0 | 0 | 0 | 0 | 0 | 0 | 0 | 0 | 0 | 0 | 0 | 0 | 0 | 0 | 0 | 0 | 0 | 0 | 0 | 0
F1_Commercial_Lodging (ID)_Existing_Food Preparation_Natural Gas_Conveyor Oven_E7 | F1 | Commercial | Lodging (ID) | Existing | Food Preparation | Natural Gas | Conveyor Oven | E7 | CCE | 0 | 0 | 0 | 0 | 0 | 0 | 0 | 0 | 0 | 0 | 0 | 0 | 0 | 0 | 0 | 0 | 0 | 0 | 0 | 0 | 0 | 0 | 0 | 0 | 0 | 0 | 0
F1_Commercial_Lodging (ID)_Existing_Food Preparation_Natural Gas_Conveyor Oven_E8 | F1 | Commercial | Lodging (ID) | Existing | Food Preparation | Natural Gas | Conveyor Oven | E8 | CCE | 0 | 0 | 0 | 0 | 0 | 0 | 0 | 0 | 0 | 0 | 0 | 0 | 0 | 0 | 0 | 0 | 0 | 0 | 0 | 0 | 0 | 0 | 0 | 0 | 0 | 0 | 0
F1_Commercial_Lodging (ID)_Existing_Food Preparation_Natural Gas_Conveyor Oven_E9 | F1 | Commercial | Lodging (ID) | Existing | Food Preparation | Natural Gas | Conveyor Oven | E9 | CCE | 0 | 0 | 0 | 0 | 0 | 0 | 0 | 0 | 0 | 0 | 0 | 0 | 0 | 0 | 0 | 0 | 0 | 0 | 0 | 0 | 0 | 0 | 0 | 0 | 0 | 0 | 0
F1_Commercial_Lodging (ID)_Existing_Food Preparation_Natural Gas_Conveyor Oven_E10 | F1 | Commercial | Lodging (ID) | Existing | Food Preparation | Natural Gas | Conveyor Oven | E10 | CCE | 0 | 0 | 0 | 0 | 0 | 0 | 0 | 0 | 0 | 0 | 0 | 0 | 0 | 0 | 0 | 0 | 0 | 0 | 0 | 0 | 0 | 0 | 0 | 0 | 0 | 0 | 0
F2_Commercial_Lodging (ID)_Existing_Food Preparation_Natural Gas_Conveyor Oven_E1 | F2 | Commercial | Lodging (ID) | Existing | Food Preparation | Natural Gas | Conveyor Oven | E1 | TRC BC Ratio | [24 empty] | 1 | 1 | 1 | bar: 2019 to 2042
F2_Commercial_Lodging (ID)_Existing_Food Preparation_Natural Gas_Conveyor Oven_E2 | F2 | Commercial | Lodging (ID) | Existing | Food Preparation | Natural Gas | Conveyor Oven | E2 | TRC BC Ratio | 18.6106 | 19.11 | 19.6588 | 20.2601 | 20.9187 | 21.686 | 22.4642 | 23.232 | 23.9727 | 24.7243 | 25.3443 | 25.9328 | 26.5605 | 27.1795 | 27.7461 | 28.2853 | 28.782 | 29.2757 | 29.7974 | 30.3112 | 30.8378 | 31.3828 | 31.9345 | 32.5018 | 33.0792 | 33.6669 | 34.265
F2_Commercial_Lodging (ID)_Existing_Food Preparation_Natural Gas_Conveyor Oven_E3 | F2 | Commercial | Lodging (ID) | Existing | Food Preparation | Natural Gas | Conveyor Oven | E3 | TRC BC Ratio | 0 | 0 | 0 | 0 | 0 | 0 | 0 | 0 | 0 | 0 | 0 | 0 | 0 | 0 | 0 | 0 | 0 | 0 | 0 | 0 | 0 | 0 | 0 | 0 | 0 | 0 | 0
F2_Commercial_Lodging (ID)_Existing_Food Preparation_Natural Gas_Conveyor Oven_E4 | F2 | Commercial | Lodging (ID) | Existing | Food Preparation | Natural Gas | Conveyor Oven | E4 | TRC BC Ratio | 0 | 0 | 0 | 0 | 0 | 0 | 0 | 0 | 0 | 0 | 0 | 0 | 0 | 0 | 0 | 0 | 0 | 0 | 0 | 0 | 0 | 0 | 0 | 0 | 0 | 0 | 0
F2_Commercial_Lodging (ID)_Existing_Food Preparation_Natural Gas_Conveyor Oven_E5 | F2 | Commercial | Lodging (ID) | Existing | Food Preparation | Natural Gas | Conveyor Oven | E5 | TRC BC Ratio | 0 | 0 | 0 | 0 | 0 | 0 | 0 | 0 | 0 | 0 | 0 | 0 | 0 | 0 | 0 | 0 | 0 | 0 | 0 | 0 | 0 | 0 | 0 | 0 | 0 | 0 | 0
F2_Commercial_Lodging (ID)_Existing_Food Preparation_Natural Gas_Conveyor Oven_E6 | F2 | Commercial | Lodging (ID) | Existing | Food Preparation | Natural Gas | Conveyor Oven | E6 | TRC BC Ratio | 0 | 0 | 0 | 0 | 0 | 0 | 0 | 0 | 0 | 0 | 0 | 0 | 0 | 0 | 0 | 0 | 0 | 0 | 0 | 0 | 0 | 0 | 0 | 0 | 0 | 0 | 0
F2_Commercial_Lodging (ID)_Existing_Food Preparation_Natural Gas_Conveyor Oven_E7 | F2 | Commercial | Lodging (ID) | Existing | Food Preparation | Natural Gas | Conveyor Oven | E7 | TRC BC Ratio | 0 | 0 | 0 | 0 | 0 | 0 | 0 | 0 | 0 | 0 | 0 | 0 | 0 | 0 | 0 | 0 | 0 | 0 | 0 | 0 | 0 | 0 | 0 | 0 | 0 | 0 | 0
F2_Commercial_Lodging (ID)_Existing_Food Preparation_Natural Gas_Conveyor Oven_E8 | F2 | Commercial | Lodging (ID) | Existing | Food Preparation | Natural Gas | Conveyor Oven | E8 | TRC BC Ratio | 0 | 0 | 0 | 0 | 0 | 0 | 0 | 0 | 0 | 0 | 0 | 0 | 0 | 0 | 0 | 0 | 0 | 0 | 0 | 0 | 0 | 0 | 0 | 0 | 0 | 0 | 0
F2_Commercial_Lodging (ID)_Existing_Food Preparation_Natural Gas_Conveyor Oven_E9 | F2 | Commercial | Lodging (ID) | Existing | Food Preparation | Natural Gas | Conveyor Oven | E9 | TRC BC Ratio | 0 | 0 | 0 | 0 | 0 | 0 | 0 | 0 | 0 | 0 | 0 | 0 | 0 | 0 | 0 | 0 | 0 | 0 | 0 | 0 | 0 | 0 | 0 | 0 | 0 | 0 | 0
F2_Commercial_Lodging (ID)_Existing_Food Preparation_Natural Gas_Conveyor Oven_E10 | F2 | Commercial | Lodging (ID) | Existing | Food Preparation | Natural Gas | Conveyor Oven | E10 | TRC BC Ratio | 0 | 0 | 0 | 0 | 0 | 0 | 0 | 0 | 0 | 0 | 0 | 0 | 0 | 0 | 0 | 0 | 0 | 0 | 0 | 0 | 0 | 0 | 0 | 0 | 0 | 0 | 0
F3_Commercial_Lodging (ID)_Existing_Food Preparation_Natural Gas_Conveyor Oven_E1 | F3 | Commercial | Lodging (ID) | Existing | Food Preparation | Natural Gas | Conveyor Oven | E1 | PACT BC Ratio | [24 empty] | 1 | 1 | 1 | bar: 2019 to 2042
F3_Commercial_Lodging (ID)_Existing_Food Preparation_Natural Gas_Conveyor Oven_E2 | F3 | Commercial | Lodging (ID) | Existing | Food Preparation | Natural Gas | Conveyor Oven | E2 | PACT BC Ratio | 36.8558 | 37.8448 | 38.9317 | 40.1223 | 41.4267 | 42.9462 | 44.4874 | 46.0079 | 47.4748 | 48.9632 | 50.1911 | 51.3565 | 52.5994 | 53.8254 | 54.9473 | 56.0152 | 56.9988 | 57.9766 | 59.0098 | 60.0272 | 61.0702 | 62.1495 | 63.2419 | 64.3655 | 65.509 | 66.6728 | 67.8573
F3_Commercial_Lodging (ID)_Existing_Food Preparation_Natural Gas_Conveyor Oven_E3 | F3 | Commercial | Lodging (ID) | Existing | Food Preparation | Natural Gas | Conveyor Oven | E3 | PACT BC Ratio | 0 | 0 | 0 | 0 | 0 | 0 | 0 | 0 | 0 | 0 | 0 | 0 | 0 | 0 | 0 | 0 | 0 | 0 | 0 | 0 | 0 | 0 | 0 | 0 | 0 | 0 | 0
F3_Commercial_Lodging (ID)_Existing_Food Preparation_Natural Gas_Conveyor Oven_E4 | F3 | Commercial | Lodging (ID) | Existing | Food Preparation | Natural Gas | Conveyor Oven | E4 | PACT BC Ratio | 0 | 0 | 0 | 0 | 0 | 0 | 0 | 0 | 0 | 0 | 0 | 0 | 0 | 0 | 0 | 0 | 0 | 0 | 0 | 0 | 0 | 0 | 0 | 0 | 0 | 0 | 0
F3_Commercial_Lodging (ID)_Existing_Food Preparation_Natural Gas_Conveyor Oven_E5 | F3 | Commercial | Lodging (ID) | Existing | Food Preparation | Natural Gas | Conveyor Oven | E5 | PACT BC Ratio | 0 | 0 | 0 | 0 | 0 | 0 | 0 | 0 | 0 | 0 | 0 | 0 | 0 | 0 | 0 | 0 | 0 | 0 | 0 | 0 | 0 | 0 | 0 | 0 | 0 | 0 | 0
F3_Commercial_Lodging (ID)_Existing_Food Preparation_Natural Gas_Conveyor Oven_E6 | F3 | Commercial | Lodging (ID) | Existing | Food Preparation | Natural Gas | Conveyor Oven | E6 | PACT BC Ratio | 0 | 0 | 0 | 0 | 0 | 0 | 0 | 0 | 0 | 0 | 0 | 0 | 0 | 0 | 0 | 0 | 0 | 0 | 0 | 0 | 0 | 0 | 0 | 0 | 0 | 0 | 0
F3_Commercial_Lodging (ID)_Existing_Food Preparation_Natural Gas_Conveyor Oven_E7 | F3 | Commercial | Lodging (ID) | Existing | Food Preparation | Natural Gas | Conveyor Oven | E7 | PACT BC Ratio | 0 | 0 | 0 | 0 | 0 | 0 | 0 | 0 | 0 | 0 | 0 | 0 | 0 | 0 | 0 | 0 | 0 | 0 | 0 | 0 | 0 | 0 | 0 | 0 | 0 | 0 | 0
F3_Commercial_Lodging (ID)_Existing_Food Preparation_Natural Gas_Conveyor Oven_E8 | F3 | Commercial | Lodging (ID) | Existing | Food Preparation | Natural Gas | Conveyor Oven | E8 | PACT BC Ratio | 0 | 0 | 0 | 0 | 0 | 0 | 0 | 0 | 0 | 0 | 0 | 0 | 0 | 0 | 0 | 0 | 0 | 0 | 0 | 0 | 0 | 0 | 0 | 0 | 0 | 0 | 0
F3_Commercial_Lodging (ID)_Existing_Food Preparation_Natural Gas_Conveyor Oven_E9 | F3 | Commercial | Lodging (ID) | Existing | Food Preparation | Natural Gas | Conveyor Oven | E9 | PACT BC Ratio | 0 | 0 | 0 | 0 | 0 | 0 | 0 | 0 | 0 | 0 | 0 | 0 | 0 | 0 | 0 | 0 | 0 | 0 | 0 | 0 | 0 | 0 | 0 | 0 | 0 | 0 | 0
F3_Commercial_Lodging (ID)_Existing_Food Preparation_Natural Gas_Conveyor Oven_E10 | F3 | Commercial | Lodging (ID) | Existing | Food Preparation | Natural Gas | Conveyor Oven | E10 | PACT BC Ratio | 0 | 0 | 0 | 0 | 0 | 0 | 0 | 0 | 0 | 0 | 0 | 0 | 0 | 0 | 0 | 0 | 0 | 0 | 0 | 0 | 0 | 0 | 0 | 0 | 0 | 0 | 0
F4_Commercial_Lodging (ID)_Existing_Food Preparation_Natural Gas_Conveyor Oven_E1 | F4 | Commercial | Lodging (ID) | Existing | Food Preparation | Natural Gas | Conveyor Oven | E1 | RVT BC Ratio | [24 empty] | 1 | 1 | 1 | bar: 2019 to 2042
F4_Commercial_Lodging (ID)_Existing_Food Preparation_Natural Gas_Conveyor Oven_E2 | F4 | Commercial | Lodging (ID) | Existing | Food Preparation | Natural Gas | Conveyor Oven | E2 | RVT BC Ratio | 26.2951 | 26.8484 | 27.4502 | 28.1024 | 28.8095 | 29.6425 | 30.4575 | 31.2334 | 31.9446 | 32.6438 | 33.3747 | 34.0568 | 34.7829 | 35.4896 | 36.1182 | 36.7013 | 37.2183 | 37.7205 | 38.2482 | 38.753 | 39.2616 | 39.9483 | 40.6434 | 41.3582 | 42.0858 | 42.8263 | 43.5799
F4_Commercial_Lodging (ID)_Existing_Food Preparation_Natural Gas_Conveyor Oven_E3 | F4 | Commercial | Lodging (ID) | Existing | Food Preparation | Natural Gas | Conveyor Oven | E3 | RVT BC Ratio | 0 | 0 | 0 | 0 | 0 | 0 | 0 | 0 | 0 | 0 | 0 | 0 | 0 | 0 | 0 | 0 | 0 | 0 | 0 | 0 | 0 | 0 | 0 | 0 | 0 | 0 | 0
F4_Commercial_Lodging (ID)_Existing_Food Preparation_Natural Gas_Conveyor Oven_E4 | F4 | Commercial | Lodging (ID) | Existing | Food Preparation | Natural Gas | Conveyor Oven | E4 | RVT BC Ratio | 0 | 0 | 0 | 0 | 0 | 0 | 0 | 0 | 0 | 0 | 0 | 0 | 0 | 0 | 0 | 0 | 0 | 0 | 0 | 0 | 0 | 0 | 0 | 0 | 0 | 0 | 0
F4_Commercial_Lodging (ID)_Existing_Food Preparation_Natural Gas_Conveyor Oven_E5 | F4 | Commercial | Lodging (ID) | Existing | Food Preparation | Natural Gas | Conveyor Oven | E5 | RVT BC Ratio | 0 | 0 | 0 | 0 | 0 | 0 | 0 | 0 | 0 | 0 | 0 | 0 | 0 | 0 | 0 | 0 | 0 | 0 | 0 | 0 | 0 | 0 | 0 | 0 | 0 | 0 | 0
F4_Commercial_Lodging (ID)_Existing_Food Preparation_Natural Gas_Conveyor Oven_E6 | F4 | Commercial | Lodging (ID) | Existing | Food Preparation | Natural Gas | Conveyor Oven | E6 | RVT BC Ratio | 0 | 0 | 0 | 0 | 0 | 0 | 0 | 0 | 0 | 0 | 0 | 0 | 0 | 0 | 0 | 0 | 0 | 0 | 0 | 0 | 0 | 0 | 0 | 0 | 0 | 0 | 0
F4_Commercial_Lodging (ID)_Existing_Food Preparation_Natural Gas_Conveyor Oven_E7 | F4 | Commercial | Lodging (ID) | Existing | Food Preparation | Natural Gas | Conveyor Oven | E7 | RVT BC Ratio | 0 | 0 | 0 | 0 | 0 | 0 | 0 | 0 | 0 | 0 | 0 | 0 | 0 | 0 | 0 | 0 | 0 | 0 | 0 | 0 | 0 | 0 | 0 | 0 | 0 | 0 | 0
F4_Commercial_Lodging (ID)_Existing_Food Preparation_Natural Gas_Conveyor Oven_E8 | F4 | Commercial | Lodging (ID) | Existing | Food Preparation | Natural Gas | Conveyor Oven | E8 | RVT BC Ratio | 0 | 0 | 0 | 0 | 0 | 0 | 0 | 0 | 0 | 0 | 0 | 0 | 0 | 0 | 0 | 0 | 0 | 0 | 0 | 0 | 0 | 0 | 0 | 0 | 0 | 0 | 0
F4_Commercial_Lodging (ID)_Existing_Food Preparation_Natural Gas_Conveyor Oven_E9 | F4 | Commercial | Lodging (ID) | Existing | Food Preparation | Natural Gas | Conveyor Oven | E9 | RVT BC Ratio | 0 | 0 | 0 | 0 | 0 | 0 | 0 | 0 | 0 | 0 | 0 | 0 | 0 | 0 | 0 | 0 | 0 | 0 | 0 | 0 | 0 | 0 | 0 | 0 | 0 | 0 | 0
F4_Commercial_Lodging (ID)_Existing_Food Preparation_Natural Gas_Conveyor Oven_E10 | F4 | Commercial | Lodging (ID) | Existing | Food Preparation | Natural Gas | Conveyor Oven | E10 | RVT BC Ratio | 0 | 0 | 0 | 0 | 0 | 0 | 0 | 0 | 0 | 0 | 0 | 0 | 0 | 0 | 0 | 0 | 0 | 0 | 0 | 0 | 0 | 0 | 0 | 0 | 0 | 0 | 0
F5_Commercial_Lodging (ID)_Existing_Food Preparation_Natural Gas_Conveyor Oven_E1 | F5 | Commercial | Lodging (ID) | Existing | Food Preparation | Natural Gas | Conveyor Oven | E1 | RIM BC Ratio | [24 empty] | 1 | 1 | 1 | bar: 2019 to 2042
F5_Commercial_Lodging (ID)_Existing_Food Preparation_Natural Gas_Conveyor Oven_E2 | F5 | Commercial | Lodging (ID) | Existing | Food Preparation | Natural Gas | Conveyor Oven | E2 | RIM BC Ratio | 0.8429 | 0.84781 | 0.85318 | 0.85901 | 0.86532 | 0.87202 | 0.8793 | 0.8869 | 0.89493 | 0.90334 | 0.90584 | 0.90842 | 0.91109 | 0.91386 | 0.91677 | 0.91981 | 0.92303 | 0.92643 | 0.93 | 0.93378 | 0.93776 | 0.93801 | 0.93825 | 0.93849 | 0.93873 | 0.93897 | 0.9392
F5_Commercial_Lodging (ID)_Existing_Food Preparation_Natural Gas_Conveyor Oven_E3 | F5 | Commercial | Lodging (ID) | Existing | Food Preparation | Natural Gas | Conveyor Oven | E3 | RIM BC Ratio | 0 | 0 | 0 | 0 | 0 | 0 | 0 | 0 | 0 | 0 | 0 | 0 | 0 | 0 | 0 | 0 | 0 | 0 | 0 | 0 | 0 | 0 | 0 | 0 | 0 | 0 | 0
F5_Commercial_Lodging (ID)_Existing_Food Preparation_Natural Gas_Conveyor Oven_E4 | F5 | Commercial | Lodging (ID) | Existing | Food Preparation | Natural Gas | Conveyor Oven | E4 | RIM BC Ratio | 0 | 0 | 0 | 0 | 0 | 0 | 0 | 0 | 0 | 0 | 0 | 0 | 0 | 0 | 0 | 0 | 0 | 0 | 0 | 0 | 0 | 0 | 0 | 0 | 0 | 0 | 0
F5_Commercial_Lodging (ID)_Existing_Food Preparation_Natural Gas_Conveyor Oven_E5 | F5 | Commercial | Lodging (ID) | Existing | Food Preparation | Natural Gas | Conveyor Oven | E5 | RIM BC Ratio | 0 | 0 | 0 | 0 | 0 | 0 | 0 | 0 | 0 | 0 | 0 | 0 | 0 | 0 | 0 | 0 | 0 | 0 | 0 | 0 | 0 | 0 | 0 | 0 | 0 | 0 | 0
F5_Commercial_Lodging (ID)_Existing_Food Preparation_Natural Gas_Conveyor Oven_E6 | F5 | Commercial | Lodging (ID) | Existing | Food Preparation | Natural Gas | Conveyor Oven | E6 | RIM BC Ratio | 0 | 0 | 0 | 0 | 0 | 0 | 0 | 0 | 0 | 0 | 0 | 0 | 0 | 0 | 0 | 0 | 0 | 0 | 0 | 0 | 0 | 0 | 0 | 0 | 0 | 0 | 0
F5_Commercial_Lodging (ID)_Existing_Food Preparation_Natural Gas_Conveyor Oven_E7 | F5 | Commercial | Lodging (ID) | Existing | Food Preparation | Natural Gas | Conveyor Oven | E7 | RIM BC Ratio | 0 | 0 | 0 | 0 | 0 | 0 | 0 | 0 | 0 | 0 | 0 | 0 | 0 | 0 | 0 | 0 | 0 | 0 | 0 | 0 | 0 | 0 | 0 | 0 | 0 | 0 | 0
F5_Commercial_Lodging (ID)_Existing_Food Preparation_Natural Gas_Conveyor Oven_E8 | F5 | Commercial | Lodging (ID) | Existing | Food Preparation | Natural Gas | Conveyor Oven | E8 | RIM BC Ratio | 0 | 0 | 0 | 0 | 0 | 0 | 0 | 0 | 0 | 0 | 0 | 0 | 0 | 0 | 0 | 0 | 0 | 0 | 0 | 0 | 0 | 0 | 0 | 0 | 0 | 0 | 0
F5_Commercial_Lodging (ID)_Existing_Food Preparation_Natural Gas_Conveyor Oven_E9 | F5 | Commercial | Lodging (ID) | Existing | Food Preparation | Natural Gas | Conveyor Oven | E9 | RIM BC Ratio | 0 | 0 | 0 | 0 | 0 | 0 | 0 | 0 | 0 | 0 | 0 | 0 | 0 | 0 | 0 | 0 | 0 | 0 | 0 | 0 | 0 | 0 | 0 | 0 | 0 | 0 | 0
F5_Commercial_Lodging (ID)_Existing_Food Preparation_Natural Gas_Conveyor Oven_E10 | F5 | Commercial | Lodging (ID) | Existing | Food Preparation | Natural Gas | Conveyor Oven | E10 | RIM BC Ratio | 0 | 0 | 0 | 0 | 0 | 0 | 0 | 0 | 0 | 0 | 0 | 0 | 0 | 0 | 0 | 0 | 0 | 0 | 0 | 0 | 0 | 0 | 0 | 0 | 0 | 0 | 0
F0_Commercial_Lodging (ID)_Existing_Food Preparation_Natural Gas_Double Rack Oven_E0 | F0 | Commercial | Lodging (ID) | Existing | Food Preparation | Natural Gas | Double Rack Oven | E0 | Economic Unit | FTSC Qualified (>50% Cooking Efficiency) | FTSC Qualified (>50% Cooking Efficiency) | FTSC Qualified (>50% Cooking Efficiency) | FTSC Qualified (>50% Cooking Efficiency) | FTSC Qualified (>50% Cooking Efficiency) | FTSC Qualified (>50% Cooking Efficiency) | FTSC Qualified (>50% Cooking Efficiency) | FTSC Qualified (>50% Cooking Efficiency) | FTSC Qualified (>50% Cooking Efficiency) | FTSC Qualified (>50% Cooking Efficiency) | FTSC Qualified (>50% Cooking Efficiency) | FTSC Qualified (>50% Cooking Efficiency) | FTSC Qualified (>50% Cooking Efficiency) | FTSC Qualified (>50% Cooking Efficiency) | FTSC Qualified (>50% Cooking Efficiency) | FTSC Qualified (>50% Cooking Efficiency) | FTSC Qualified (>50% Cooking Efficiency) | FTSC Qualified (>50% Cooking Efficiency) | FTSC Qualified (>50% Cooking Efficiency) | FTSC Qualified (>50% Cooking Efficiency) | FTSC Qualified (>50% Cooking Efficiency) | FTSC Qualified (>50% Cooking Efficiency) | FTSC Qualified (>50% Cooking Efficiency) | FTSC Qualified (>50% Cooking Efficiency) | FTSC Qualified (>50% Cooking Efficiency) | FTSC Qualified (>50% Cooking Efficiency) | FTSC Qualified (>50% Cooking Efficiency)
F1_Commercial_Lodging (ID)_Existing_Food Preparation_Natural Gas_Double Rack Oven_E1 | F1 | Commercial | Lodging (ID) | Existing | Food Preparation | Natural Gas | Double Rack Oven | E1 | CCE | 0 | 0 | 0 | 0 | 0 | 0 | 0 | 0 | 0 | 0 | 0 | 0 | 0 | 0 | 0 | 0 | 0 | 0 | 0 | 0 | 0 | 0 | 0 | 0 | 0 | 0 | 0
F1_Commercial_Lodging (ID)_Existing_Food Preparation_Natural Gas_Double Rack Oven_E2 | F1 | Commercial | Lodging (ID) | Existing | Food Preparation | Natural Gas | Double Rack Oven | E2 | CCE | 0.00043286 | 0.00043286 | 0.00043286 | 0.00043286 | 0.00043286 | 0.00043286 | 0.00043286 | 0.00043286 | 0.00043286 | 0.00043286 | 0.00043286 | 0.00043286 | 0.00043286 | 0.00043286 | 0.00043286 | 0.00043286 | 0.00043286 | 0.00043286 | 0.00043286 | 0.00043286 | 0.00043286 | 0.00043286 | 0.00043286 | 0.00043286 | 0.00043286 | 0.00043286 | 0.00043286
F1_Commercial_Lodging (ID)_Existing_Food Preparation_Natural Gas_Double Rack Oven_E3 | F1 | Commercial | Lodging (ID) | Existing | Food Preparation | Natural Gas | Double Rack Oven | E3 | CCE | 0 | 0 | 0 | 0 | 0 | 0 | 0 | 0 | 0 | 0 | 0 | 0 | 0 | 0 | 0 | 0 | 0 | 0 | 0 | 0 | 0 | 0 | 0 | 0 | 0 | 0 | 0
F1_Commercial_Lodging (ID)_Existing_Food Preparation_Natural Gas_Double Rack Oven_E4 | F1 | Commercial | Lodging (ID) | Existing | Food Preparation | Natural Gas | Double Rack Oven | E4 | CCE | 0 | 0 | 0 | 0 | 0 | 0 | 0 | 0 | 0 | 0 | 0 | 0 | 0 | 0 | 0 | 0 | 0 | 0 | 0 | 0 | 0 | 0 | 0 | 0 | 0 | 0 | 0
F1_Commercial_Lodging (ID)_Existing_Food Preparation_Natural Gas_Double Rack Oven_E5 | F1 | Commercial | Lodging (ID) | Existing | Food Preparation | Natural Gas | Double Rack Oven | E5 | CCE | 0 | 0 | 0 | 0 | 0 | 0 | 0 | 0 | 0 | 0 | 0 | 0 | 0 | 0 | 0 | 0 | 0 | 0 | 0 | 0 | 0 | 0 | 0 | 0 | 0 | 0 | 0
F1_Commercial_Lodging (ID)_Existing_Food Preparation_Natural Gas_Double Rack Oven_E6 | F1 | Commercial | Lodging (ID) | Existing | Food Preparation | Natural Gas | Double Rack Oven | E6 | CCE | 0 | 0 | 0 | 0 | 0 | 0 | 0 | 0 | 0 | 0 | 0 | 0 | 0 | 0 | 0 | 0 | 0 | 0 | 0 | 0 | 0 | 0 | 0 | 0 | 0 | 0 | 0
F1_Commercial_Lodging (ID)_Existing_Food Preparation_Natural Gas_Double Rack Oven_E7 | F1 | Commercial | Lodging (ID) | Existing | Food Preparation | Natural Gas | Double Rack Oven | E7 | CCE | 0 | 0 | 0 | 0 | 0 | 0 | 0 | 0 | 0 | 0 | 0 | 0 | 0 | 0 | 0 | 0 | 0 | 0 | 0 | 0 | 0 | 0 | 0 | 0 | 0 | 0 | 0
F1_Commercial_Lodging (ID)_Existing_Food Preparation_Natural Gas_Double Rack Oven_E8 | F1 | Commercial | Lodging (ID) | Existing | Food Preparation | Natural Gas | Double Rack Oven | E8 | CCE | 0 | 0 | 0 | 0 | 0 | 0 | 0 | 0 | 0 | 0 | 0 | 0 | 0 | 0 | 0 | 0 | 0 | 0 | 0 | 0 | 0 | 0 | 0 | 0 | 0 | 0 | 0
F1_Commercial_Lodging (ID)_Existing_Food Preparation_Natural Gas_Double Rack Oven_E9 | F1 | Commercial | Lodging (ID) | Existing | Food Preparation | Natural Gas | Double Rack Oven | E9 | CCE | 0 | 0 | 0 | 0 | 0 | 0 | 0 | 0 | 0 | 0 | 0 | 0 | 0 | 0 | 0 | 0 | 0 | 0 | 0 | 0 | 0 | 0 | 0 | 0 | 0 | 0 | 0
F1_Commercial_Lodging (ID)_Existing_Food Preparation_Natural Gas_Double Rack Oven_E10 | F1 | Commercial | Lodging (ID) | Existing | Food Preparation | Natural Gas | Double Rack Oven | E10 | CCE | 0 | 0 | 0 | 0 | 0 | 0 | 0 | 0 | 0 | 0 | 0 | 0 | 0 | 0 | 0 | 0 | 0 | 0 | 0 | 0 | 0 | 0 | 0 | 0 | 0 | 0 | 0
F2_Commercial_Lodging (ID)_Existing_Food Preparation_Natural Gas_Double Rack Oven_E1 | F2 | Commercial | Lodging (ID) | Existing | Food Preparation | Natural Gas | Double Rack Oven | E1 | TRC BC Ratio | [24 empty] | 1 | 1 | 1 | bar: 2019 to 2042
F2_Commercial_Lodging (ID)_Existing_Food Preparation_Natural Gas_Double Rack Oven_E2 | F2 | Commercial | Lodging (ID) | Existing | Food Preparation | Natural Gas | Double Rack Oven | E2 | TRC BC Ratio | 8.2221 | 8.4293 | 8.6748 | 8.9561 | 9.2743 | 9.6614 | 10.0598 | 10.4544 | 10.8343 | 11.2194 | 11.5259 | 11.813 | 12.1214 | 12.4234 | 12.6934 | 12.946 | 13.1726 | 13.3963 | 13.6352 | 13.8683 | 14.1078 | 14.3567 | 14.6083 | 14.8678 | 15.132 | 15.4008 | 15.6744
F2_Commercial_Lodging (ID)_Existing_Food Preparation_Natural Gas_Double Rack Oven_E3 | F2 | Commercial | Lodging (ID) | Existing | Food Preparation | Natural Gas | Double Rack Oven | E3 | TRC BC Ratio | 0 | 0 | 0 | 0 | 0 | 0 | 0 | 0 | 0 | 0 | 0 | 0 | 0 | 0 | 0 | 0 | 0 | 0 | 0 | 0 | 0 | 0 | 0 | 0 | 0 | 0 | 0
F2_Commercial_Lodging (ID)_Existing_Food Preparation_Natural Gas_Double Rack Oven_E4 | F2 | Commercial | Lodging (ID) | Existing | Food Preparation | Natural Gas | Double Rack Oven | E4 | TRC BC Ratio | 0 | 0 | 0 | 0 | 0 | 0 | 0 | 0 | 0 | 0 | 0 | 0 | 0 | 0 | 0 | 0 | 0 | 0 | 0 | 0 | 0 | 0 | 0 | 0 | 0 | 0 | 0
F2_Commercial_Lodging (ID)_Existing_Food Preparation_Natural Gas_Double Rack Oven_E5 | F2 | Commercial | Lodging (ID) | Existing | Food Preparation | Natural Gas | Double Rack Oven | E5 | TRC BC Ratio | 0 | 0 | 0 | 0 | 0 | 0 | 0 | 0 | 0 | 0 | 0 | 0 | 0 | 0 | 0 | 0 | 0 | 0 | 0 | 0 | 0 | 0 | 0 | 0 | 0 | 0 | 0
F2_Commercial_Lodging (ID)_Existing_Food Preparation_Natural Gas_Double Rack Oven_E6 | F2 | Commercial | Lodging (ID) | Existing | Food Preparation | Natural Gas | Double Rack Oven | E6 | TRC BC Ratio | 0 | 0 | 0 | 0 | 0 | 0 | 0 | 0 | 0 | 0 | 0 | 0 | 0 | 0 | 0 | 0 | 0 | 0 | 0 | 0 | 0 | 0 | 0 | 0 | 0 | 0 | 0
F2_Commercial_Lodging (ID)_Existing_Food Preparation_Natural Gas_Double Rack Oven_E7 | F2 | Commercial | Lodging (ID) | Existing | Food Preparation | Natural Gas | Double Rack Oven | E7 | TRC BC Ratio | 0 | 0 | 0 | 0 | 0 | 0 | 0 | 0 | 0 | 0 | 0 | 0 | 0 | 0 | 0 | 0 | 0 | 0 | 0 | 0 | 0 | 0 | 0 | 0 | 0 | 0 | 0
F2_Commercial_Lodging (ID)_Existing_Food Preparation_Natural Gas_Double Rack Oven_E8 | F2 | Commercial | Lodging (ID) | Existing | Food Preparation | Natural Gas | Double Rack Oven | E8 | TRC BC Ratio | 0 | 0 | 0 | 0 | 0 | 0 | 0 | 0 | 0 | 0 | 0 | 0 | 0 | 0 | 0 | 0 | 0 | 0 | 0 | 0 | 0 | 0 | 0 | 0 | 0 | 0 | 0
F2_Commercial_Lodging (ID)_Existing_Food Preparation_Natural Gas_Double Rack Oven_E9 | F2 | Commercial | Lodging (ID) | Existing | Food Preparation | Natural Gas | Double Rack Oven | E9 | TRC BC Ratio | 0 | 0 | 0 | 0 | 0 | 0 | 0 | 0 | 0 | 0 | 0 | 0 | 0 | 0 | 0 | 0 | 0 | 0 | 0 | 0 | 0 | 0 | 0 | 0 | 0 | 0 | 0
F2_Commercial_Lodging (ID)_Existing_Food Preparation_Natural Gas_Double Rack Oven_E10 | F2 | Commercial | Lodging (ID) | Existing | Food Preparation | Natural Gas | Double Rack Oven | E10 | TRC BC Ratio | 0 | 0 | 0 | 0 | 0 | 0 | 0 | 0 | 0 | 0 | 0 | 0 | 0 | 0 | 0 | 0 | 0 | 0 | 0 | 0 | 0 | 0 | 0 | 0 | 0 | 0 | 0
F3_Commercial_Lodging (ID)_Existing_Food Preparation_Natural Gas_Double Rack Oven_E1 | F3 | Commercial | Lodging (ID) | Existing | Food Preparation | Natural Gas | Double Rack Oven | E1 | PACT BC Ratio | [24 empty] | 1 | 1 | 1 | bar: 2019 to 2042
F3_Commercial_Lodging (ID)_Existing_Food Preparation_Natural Gas_Double Rack Oven_E2 | F3 | Commercial | Lodging (ID) | Existing | Food Preparation | Natural Gas | Double Rack Oven | E2 | PACT BC Ratio | 16.2828 | 16.6931 | 17.1793 | 17.7364 | 18.3665 | 19.1331 | 19.9221 | 20.7035 | 21.4558 | 22.2185 | 22.8254 | 23.394 | 24.0049 | 24.6028 | 25.1375 | 25.6379 | 26.0866 | 26.5296 | 27.0028 | 27.4644 | 27.9386 | 28.4316 | 28.9298 | 29.4438 | 29.9669 | 30.4993 | 31.0411
F3_Commercial_Lodging (ID)_Existing_Food Preparation_Natural Gas_Double Rack Oven_E3 | F3 | Commercial | Lodging (ID) | Existing | Food Preparation | Natural Gas | Double Rack Oven | E3 | PACT BC Ratio | 0 | 0 | 0 | 0 | 0 | 0 | 0 | 0 | 0 | 0 | 0 | 0 | 0 | 0 | 0 | 0 | 0 | 0 | 0 | 0 | 0 | 0 | 0 | 0 | 0 | 0 | 0
F3_Commercial_Lodging (ID)_Existing_Food Preparation_Natural Gas_Double Rack Oven_E4 | F3 | Commercial | Lodging (ID) | Existing | Food Preparation | Natural Gas | Double Rack Oven | E4 | PACT BC Ratio | 0 | 0 | 0 | 0 | 0 | 0 | 0 | 0 | 0 | 0 | 0 | 0 | 0 | 0 | 0 | 0 | 0 | 0 | 0 | 0 | 0 | 0 | 0 | 0 | 0 | 0 | 0
F3_Commercial_Lodging (ID)_Existing_Food Preparation_Natural Gas_Double Rack Oven_E5 | F3 | Commercial | Lodging (ID) | Existing | Food Preparation | Natural Gas | Double Rack Oven | E5 | PACT BC Ratio | 0 | 0 | 0 | 0 | 0 | 0 | 0 | 0 | 0 | 0 | 0 | 0 | 0 | 0 | 0 | 0 | 0 | 0 | 0 | 0 | 0 | 0 | 0 | 0 | 0 | 0 | 0
F3_Commercial_Lodging (ID)_Existing_Food Preparation_Natural Gas_Double Rack Oven_E6 | F3 | Commercial | Lodging (ID) | Existing | Food Preparation | Natural Gas | Double Rack Oven | E6 | PACT BC Ratio | 0 | 0 | 0 | 0 | 0 | 0 | 0 | 0 | 0 | 0 | 0 | 0 | 0 | 0 | 0 | 0 | 0 | 0 | 0 | 0 | 0 | 0 | 0 | 0 | 0 | 0 | 0
F3_Commercial_Lodging (ID)_Existing_Food Preparation_Natural Gas_Double Rack Oven_E7 | F3 | Commercial | Lodging (ID) | Existing | Food Preparation | Natural Gas | Double Rack Oven | E7 | PACT BC Ratio | 0 | 0 | 0 | 0 | 0 | 0 | 0 | 0 | 0 | 0 | 0 | 0 | 0 | 0 | 0 | 0 | 0 | 0 | 0 | 0 | 0 | 0 | 0 | 0 | 0 | 0 | 0
F3_Commercial_Lodging (ID)_Existing_Food Preparation_Natural Gas_Double Rack Oven_E8 | F3 | Commercial | Lodging (ID) | Existing | Food Preparation | Natural Gas | Double Rack Oven | E8 | PACT BC Ratio | 0 | 0 | 0 | 0 | 0 | 0 | 0 | 0 | 0 | 0 | 0 | 0 | 0 | 0 | 0 | 0 | 0 | 0 | 0 | 0 | 0 | 0 | 0 | 0 | 0 | 0 | 0
F3_Commercial_Lodging (ID)_Existing_Food Preparation_Natural Gas_Double Rack Oven_E9 | F3 | Commercial | Lodging (ID) | Existing | Food Preparation | Natural Gas | Double Rack Oven | E9 | PACT BC Ratio | 0 | 0 | 0 | 0 | 0 | 0 | 0 | 0 | 0 | 0 | 0 | 0 | 0 | 0 | 0 | 0 | 0 | 0 | 0 | 0 | 0 | 0 | 0 | 0 | 0 | 0 | 0
F3_Commercial_Lodging (ID)_Existing_Food Preparation_Natural Gas_Double Rack Oven_E10 | F3 | Commercial | Lodging (ID) | Existing | Food Preparation | Natural Gas | Double Rack Oven | E10 | PACT BC Ratio | 0 | 0 | 0 | 0 | 0 | 0 | 0 | 0 | 0 | 0 | 0 | 0 | 0 | 0 | 0 | 0 | 0 | 0 | 0 | 0 | 0 | 0 | 0 | 0 | 0 | 0 | 0
F4_Commercial_Lodging (ID)_Existing_Food Preparation_Natural Gas_Double Rack Oven_E1 | F4 | Commercial | Lodging (ID) | Existing | Food Preparation | Natural Gas | Double Rack Oven | E1 | RVT BC Ratio | [24 empty] | 1 | 1 | 1 | bar: 2019 to 2042
F4_Commercial_Lodging (ID)_Existing_Food Preparation_Natural Gas_Double Rack Oven_E2 | F4 | Commercial | Lodging (ID) | Existing | Food Preparation | Natural Gas | Double Rack Oven | E2 | RVT BC Ratio | 12.0267 | 12.2462 | 12.5039 | 12.8043 | 13.1484 | 13.5779 | 14.0086 | 14.4175 | 14.7877 | 15.1465 | 15.5183 | 15.8562 | 16.2129 | 16.5503 | 16.8405 | 17.1024 | 17.3241 | 17.5357 | 17.7607 | 17.9709 | 18.1817 | 18.4954 | 18.8124 | 19.1394 | 19.4722 | 19.811 | 20.1557
F4_Commercial_Lodging (ID)_Existing_Food Preparation_Natural Gas_Double Rack Oven_E3 | F4 | Commercial | Lodging (ID) | Existing | Food Preparation | Natural Gas | Double Rack Oven | E3 | RVT BC Ratio | 0 | 0 | 0 | 0 | 0 | 0 | 0 | 0 | 0 | 0 | 0 | 0 | 0 | 0 | 0 | 0 | 0 | 0 | 0 | 0 | 0 | 0 | 0 | 0 | 0 | 0 | 0
F4_Commercial_Lodging (ID)_Existing_Food Preparation_Natural Gas_Double Rack Oven_E4 | F4 | Commercial | Lodging (ID) | Existing | Food Preparation | Natural Gas | Double Rack Oven | E4 | RVT BC Ratio | 0 | 0 | 0 | 0 | 0 | 0 | 0 | 0 | 0 | 0 | 0 | 0 | 0 | 0 | 0 | 0 | 0 | 0 | 0 | 0 | 0 | 0 | 0 | 0 | 0 | 0 | 0
F4_Commercial_Lodging (ID)_Existing_Food Preparation_Natural Gas_Double Rack Oven_E5 | F4 | Commercial | Lodging (ID) | Existing | Food Preparation | Natural Gas | Double Rack Oven | E5 | RVT BC Ratio | 0 | 0 | 0 | 0 | 0 | 0 | 0 | 0 | 0 | 0 | 0 | 0 | 0 | 0 | 0 | 0 | 0 | 0 | 0 | 0 | 0 | 0 | 0 | 0 | 0 | 0 | 0
F4_Commercial_Lodging (ID)_Existing_Food Preparation_Natural Gas_Double Rack Oven_E6 | F4 | Commercial | Lodging (ID) | Existing | Food Preparation | Natural Gas | Double Rack Oven | E6 | RVT BC Ratio | 0 | 0 | 0 | 0 | 0 | 0 | 0 | 0 | 0 | 0 | 0 | 0 | 0 | 0 | 0 | 0 | 0 | 0 | 0 | 0 | 0 | 0 | 0 | 0 | 0 | 0 | 0
F4_Commercial_Lodging (ID)_Existing_Food Preparation_Natural Gas_Double Rack Oven_E7 | F4 | Commercial | Lodging (ID) | Existing | Food Preparation | Natural Gas | Double Rack Oven | E7 | RVT BC Ratio | 0 | 0 | 0 | 0 | 0 | 0 | 0 | 0 | 0 | 0 | 0 | 0 | 0 | 0 | 0 | 0 | 0 | 0 | 0 | 0 | 0 | 0 | 0 | 0 | 0 | 0 | 0
F4_Commercial_Lodging (ID)_Existing_Food Preparation_Natural Gas_Double Rack Oven_E8 | F4 | Commercial | Lodging (ID) | Existing | Food Preparation | Natural Gas | Double Rack Oven | E8 | RVT BC Ratio | 0 | 0 | 0 | 0 | 0 | 0 | 0 | 0 | 0 | 0 | 0 | 0 | 0 | 0 | 0 | 0 | 0 | 0 | 0 | 0 | 0 | 0 | 0 | 0 | 0 | 0 | 0
F4_Commercial_Lodging (ID)_Existing_Food Preparation_Natural Gas_Double Rack Oven_E9 | F4 | Commercial | Lodging (ID) | Existing | Food Preparation | Natural Gas | Double Rack Oven | E9 | RVT BC Ratio | 0 | 0 | 0 | 0 | 0 | 0 | 0 | 0 | 0 | 0 | 0 | 0 | 0 | 0 | 0 | 0 | 0 | 0 | 0 | 0 | 0 | 0 | 0 | 0 | 0 | 0 | 0
F4_Commercial_Lodging (ID)_Existing_Food Preparation_Natural Gas_Double Rack Oven_E10 | F4 | Commercial | Lodging (ID) | Existing | Food Preparation | Natural Gas | Double Rack Oven | E10 | RVT BC Ratio | 0 | 0 | 0 | 0 | 0 | 0 | 0 | 0 | 0 | 0 | 0 | 0 | 0 | 0 | 0 | 0 | 0 | 0 | 0 | 0 | 0 | 0 | 0 | 0 | 0 | 0 | 0
F5_Commercial_Lodging (ID)_Existing_Food Preparation_Natural Gas_Double Rack Oven_E1 | F5 | Commercial | Lodging (ID) | Existing | Food Preparation | Natural Gas | Double Rack Oven | E1 | RIM BC Ratio | [24 empty] | 1 | 1 | 1 | bar: 2019 to 2042
F5_Commercial_Lodging (ID)_Existing_Food Preparation_Natural Gas_Double Rack Oven_E2 | F5 | Commercial | Lodging (ID) | Existing | Food Preparation | Natural Gas | Double Rack Oven | E2 | RIM BC Ratio | 0.80696 | 0.81271 | 0.81942 | 0.82645 | 0.83375 | 0.84147 | 0.84961 | 0.85824 | 0.86745 | 0.87729 | 0.87993 | 0.88287 | 0.88624 | 0.89001 | 0.89387 | 0.89786 | 0.90202 | 0.90639 | 0.911 | 0.91586 | 0.92099 | 0.92151 | 0.92203 | 0.92254 | 0.92305 | 0.92354 | 0.92403
F5_Commercial_Lodging (ID)_Existing_Food Preparation_Natural Gas_Double Rack Oven_E3 | F5 | Commercial | Lodging (ID) | Existing | Food Preparation | Natural Gas | Double Rack Oven | E3 | RIM BC Ratio | 0 | 0 | 0 | 0 | 0 | 0 | 0 | 0 | 0 | 0 | 0 | 0 | 0 | 0 | 0 | 0 | 0 | 0 | 0 | 0 | 0 | 0 | 0 | 0 | 0 | 0 | 0
F5_Commercial_Lodging (ID)_Existing_Food Preparation_Natural Gas_Double Rack Oven_E4 | F5 | Commercial | Lodging (ID) | Existing | Food Preparation | Natural Gas | Double Rack Oven | E4 | RIM BC Ratio | 0 | 0 | 0 | 0 | 0 | 0 | 0 | 0 | 0 | 0 | 0 | 0 | 0 | 0 | 0 | 0 | 0 | 0 | 0 | 0 | 0 | 0 | 0 | 0 | 0 | 0 | 0
F5_Commercial_Lodging (ID)_Existing_Food Preparation_Natural Gas_Double Rack Oven_E5 | F5 | Commercial | Lodging (ID) | Existing | Food Preparation | Natural Gas | Double Rack Oven | E5 | RIM BC Ratio | 0 | 0 | 0 | 0 | 0 | 0 | 0 | 0 | 0 | 0 | 0 | 0 | 0 | 0 | 0 | 0 | 0 | 0 | 0 | 0 | 0 | 0 | 0 | 0 | 0 | 0 | 0
F5_Commercial_Lodging (ID)_Existing_Food Preparation_Natural Gas_Double Rack Oven_E6 | F5 | Commercial | Lodging (ID) | Existing | Food Preparation | Natural Gas | Double Rack Oven | E6 | RIM BC Ratio | 0 | 0 | 0 | 0 | 0 | 0 | 0 | 0 | 0 | 0 | 0 | 0 | 0 | 0 | 0 | 0 | 0 | 0 | 0 | 0 | 0 | 0 | 0 | 0 | 0 | 0 | 0
F5_Commercial_Lodging (ID)_Existing_Food Preparation_Natural Gas_Double Rack Oven_E7 | F5 | Commercial | Lodging (ID) | Existing | Food Preparation | Natural Gas | Double Rack Oven | E7 | RIM BC Ratio | 0 | 0 | 0 | 0 | 0 | 0 | 0 | 0 | 0 | 0 | 0 | 0 | 0 | 0 | 0 | 0 | 0 | 0 | 0 | 0 | 0 | 0 | 0 | 0 | 0 | 0 | 0
F5_Commercial_Lodging (ID)_Existing_Food Preparation_Natural Gas_Double Rack Oven_E8 | F5 | Commercial | Lodging (ID) | Existing | Food Preparation | Natural Gas | Double Rack Oven | E8 | RIM BC Ratio | 0 | 0 | 0 | 0 | 0 | 0 | 0 | 0 | 0 | 0 | 0 | 0 | 0 | 0 | 0 | 0 | 0 | 0 | 0 | 0 | 0 | 0 | 0 | 0 | 0 | 0 | 0
F5_Commercial_Lodging (ID)_Existing_Food Preparation_Natural Gas_Double Rack Oven_E9 | F5 | Commercial | Lodging (ID) | Existing | Food Preparation | Natural Gas | Double Rack Oven | E9 | RIM BC Ratio | 0 | 0 | 0 | 0 | 0 | 0 | 0 | 0 | 0 | 0 | 0 | 0 | 0 | 0 | 0 | 0 | 0 | 0 | 0 | 0 | 0 | 0 | 0 | 0 | 0 | 0 | 0
F5_Commercial_Lodging (ID)_Existing_Food Preparation_Natural Gas_Double Rack Oven_E10 | F5 | Commercial | Lodging (ID) | Existing | Food Preparation | Natural Gas | Double Rack Oven | E10 | RIM BC Ratio | 0 | 0 | 0 | 0 | 0 | 0 | 0 | 0 | 0 | 0 | 0 | 0 | 0 | 0 | 0 | 0 | 0 | 0 | 0 | 0 | 0 | 0 | 0 | 0 | 0 | 0 | 0
F0_Commercial_Lodging (ID)_Existing_Food Preparation_Natural Gas_Fryer_E0 | F0 | Commercial | Lodging (ID) | Existing | Food Preparation | Natural Gas | Fryer | E0 | Economic Unit | ENERGY STAR | ENERGY STAR | ENERGY STAR | ENERGY STAR | ENERGY STAR | ENERGY STAR | ENERGY STAR | ENERGY STAR | ENERGY STAR | ENERGY STAR | ENERGY STAR | ENERGY STAR | ENERGY STAR | ENERGY STAR | ENERGY STAR | ENERGY STAR | ENERGY STAR | ENERGY STAR | ENERGY STAR | ENERGY STAR | ENERGY STAR | ENERGY STAR | ENERGY STAR | ENERGY STAR | ENERGY STAR | ENERGY STAR | ENERGY STAR
F1_Commercial_Lodging (ID)_Existing_Food Preparation_Natural Gas_Fryer_E1 | F1 | Commercial | Lodging (ID) | Existing | Food Preparation | Natural Gas | Fryer | E1 | CCE | 0 | 0 | 0 | 0 | 0 | 0 | 0 | 0 | 0 | 0 | 0 | 0 | 0 | 0 | 0 | 0 | 0 | 0 | 0 | 0 | 0 | 0 | 0 | 0 | 0 | 0 | 0
F1_Commercial_Lodging (ID)_Existing_Food Preparation_Natural Gas_Fryer_E2 | F1 | Commercial | Lodging (ID) | Existing | Food Preparation | Natural Gas | Fryer | E2 | CCE | 0.00033161 | 0.00033161 | 0.00033161 | 0.00033161 | 0.00033161 | 0.00033161 | 0.00033161 | 0.00033161 | 0.00033161 | 0.00033161 | 0.00033161 | 0.00033161 | 0.00033161 | 0.00033161 | 0.00033161 | 0.00033161 | 0.00033161 | 0.00033161 | 0.00033161 | 0.00033161 | 0.00033161 | 0.00033161 | 0.00033161 | 0.00033161 | 0.00033161 | 0.00033161 | 0.00033161
F1_Commercial_Lodging (ID)_Existing_Food Preparation_Natural Gas_Fryer_E3 | F1 | Commercial | Lodging (ID) | Existing | Food Preparation | Natural Gas | Fryer | E3 | CCE | 0 | 0 | 0 | 0 | 0 | 0 | 0 | 0 | 0 | 0 | 0 | 0 | 0 | 0 | 0 | 0 | 0 | 0 | 0 | 0 | 0 | 0 | 0 | 0 | 0 | 0 | 0
F1_Commercial_Lodging (ID)_Existing_Food Preparation_Natural Gas_Fryer_E4 | F1 | Commercial | Lodging (ID) | Existing | Food Preparation | Natural Gas | Fryer | E4 | CCE | 0 | 0 | 0 | 0 | 0 | 0 | 0 | 0 | 0 | 0 | 0 | 0 | 0 | 0 | 0 | 0 | 0 | 0 | 0 | 0 | 0 | 0 | 0 | 0 | 0 | 0 | 0
F1_Commercial_Lodging (ID)_Existing_Food Preparation_Natural Gas_Fryer_E5 | F1 | Commercial | Lodging (ID) | Existing | Food Preparation | Natural Gas | Fryer | E5 | CCE | 0 | 0 | 0 | 0 | 0 | 0 | 0 | 0 | 0 | 0 | 0 | 0 | 0 | 0 | 0 | 0 | 0 | 0 | 0 | 0 | 0 | 0 | 0 | 0 | 0 | 0 | 0
F1_Commercial_Lodging (ID)_Existing_Food Preparation_Natural Gas_Fryer_E6 | F1 | Commercial | Lodging (ID) | Existing | Food Preparation | Natural Gas | Fryer | E6 | CCE | 0 | 0 | 0 | 0 | 0 | 0 | 0 | 0 | 0 | 0 | 0 | 0 | 0 | 0 | 0 | 0 | 0 | 0 | 0 | 0 | 0 | 0 | 0 | 0 | 0 | 0 | 0
F1_Commercial_Lodging (ID)_Existing_Food Preparation_Natural Gas_Fryer_E7 | F1 | Commercial | Lodging (ID) | Existing | Food Preparation | Natural Gas | Fryer | E7 | CCE | 0 | 0 | 0 | 0 | 0 | 0 | 0 | 0 | 0 | 0 | 0 | 0 | 0 | 0 | 0 | 0 | 0 | 0 | 0 | 0 | 0 | 0 | 0 | 0 | 0 | 0 | 0
F1_Commercial_Lodging (ID)_Existing_Food Preparation_Natural Gas_Fryer_E8 | F1 | Commercial | Lodging (ID) | Existing | Food Preparation | Natural Gas | Fryer | E8 | CCE | 0 | 0 | 0 | 0 | 0 | 0 | 0 | 0 | 0 | 0 | 0 | 0 | 0 | 0 | 0 | 0 | 0 | 0 | 0 | 0 | 0 | 0 | 0 | 0 | 0 | 0 | 0
F1_Commercial_Lodging (ID)_Existing_Food Preparation_Natural Gas_Fryer_E9 | F1 | Commercial | Lodging (ID) | Existing | Food Preparation | Natural Gas | Fryer | E9 | CCE | 0 | 0 | 0 | 0 | 0 | 0 | 0 | 0 | 0 | 0 | 0 | 0 | 0 | 0 | 0 | 0 | 0 | 0 | 0 | 0 | 0 | 0 | 0 | 0 | 0 | 0 | 0
F1_Commercial_Lodging (ID)_Existing_Food Preparation_Natural Gas_Fryer_E10 | F1 | Commercial | Lodging (ID) | Existing | Food Preparation | Natural Gas | Fryer | E10 | CCE | 0 | 0 | 0 | 0 | 0 | 0 | 0 | 0 | 0 | 0 | 0 | 0 | 0 | 0 | 0 | 0 | 0 | 0 | 0 | 0 | 0 | 0 | 0 | 0 | 0 | 0 | 0
F2_Commercial_Lodging (ID)_Existing_Food Preparation_Natural Gas_Fryer_E1 | F2 | Commercial | Lodging (ID) | Existing | Food Preparation | Natural Gas | Fryer | E1 | TRC BC Ratio | [24 empty] | 1 | 1 | 1 | bar: 2019 to 2042
F2_Commercial_Lodging (ID)_Existing_Food Preparation_Natural Gas_Fryer_E2 | F2 | Commercial | Lodging (ID) | Existing | Food Preparation | Natural Gas | Fryer | E2 | TRC BC Ratio | 11.1806 | 11.4743 | 11.8039 | 12.1731 | 12.5843 | 13.0706 | 13.5659 | 14.0539 | 14.5232 | 14.9994 | 15.387 | 15.7528 | 16.1441 | 16.5291 | 16.8785 | 17.2092 | 17.5111 | 17.8104 | 18.1279 | 18.4396 | 18.7593 | 19.0906 | 19.4259 | 19.771 | 20.1222 | 20.4797 | 20.8436
F2_Commercial_Lodging (ID)_Existing_Food Preparation_Natural Gas_Fryer_E3 | F2 | Commercial | Lodging (ID) | Existing | Food Preparation | Natural Gas | Fryer | E3 | TRC BC Ratio | 0 | 0 | 0 | 0 | 0 | 0 | 0 | 0 | 0 | 0 | 0 | 0 | 0 | 0 | 0 | 0 | 0 | 0 | 0 | 0 | 0 | 0 | 0 | 0 | 0 | 0 | 0
F2_Commercial_Lodging (ID)_Existing_Food Preparation_Natural Gas_Fryer_E4 | F2 | Commercial | Lodging (ID) | Existing | Food Preparation | Natural Gas | Fryer | E4 | TRC BC Ratio | 0 | 0 | 0 | 0 | 0 | 0 | 0 | 0 | 0 | 0 | 0 | 0 | 0 | 0 | 0 | 0 | 0 | 0 | 0 | 0 | 0 | 0 | 0 | 0 | 0 | 0 | 0
F2_Commercial_Lodging (ID)_Existing_Food Preparation_Natural Gas_Fryer_E5 | F2 | Commercial | Lodging (ID) | Existing | Food Preparation | Natural Gas | Fryer | E5 | TRC BC Ratio | 0 | 0 | 0 | 0 | 0 | 0 | 0 | 0 | 0 | 0 | 0 | 0 | 0 | 0 | 0 | 0 | 0 | 0 | 0 | 0 | 0 | 0 | 0 | 0 | 0 | 0 | 0
F2_Commercial_Lodging (ID)_Existing_Food Preparation_Natural Gas_Fryer_E6 | F2 | Commercial | Lodging (ID) | Existing | Food Preparation | Natural Gas | Fryer | E6 | TRC BC Ratio | 0 | 0 | 0 | 0 | 0 | 0 | 0 | 0 | 0 | 0 | 0 | 0 | 0 | 0 | 0 | 0 | 0 | 0 | 0 | 0 | 0 | 0 | 0 | 0 | 0 | 0 | 0
F2_Commercial_Lodging (ID)_Existing_Food Preparation_Natural Gas_Fryer_E7 | F2 | Commercial | Lodging (ID) | Existing | Food Preparation | Natural Gas | Fryer | E7 | TRC BC Ratio | 0 | 0 | 0 | 0 | 0 | 0 | 0 | 0 | 0 | 0 | 0 | 0 | 0 | 0 | 0 | 0 | 0 | 0 | 0 | 0 | 0 | 0 | 0 | 0 | 0 | 0 | 0
F2_Commercial_Lodging (ID)_Existing_Food Preparation_Natural Gas_Fryer_E8 | F2 | Commercial | Lodging (ID) | Existing | Food Preparation | Natural Gas | Fryer | E8 | TRC BC Ratio | 0 | 0 | 0 | 0 | 0 | 0 | 0 | 0 | 0 | 0 | 0 | 0 | 0 | 0 | 0 | 0 | 0 | 0 | 0 | 0 | 0 | 0 | 0 | 0 | 0 | 0 | 0
F2_Commercial_Lodging (ID)_Existing_Food Preparation_Natural Gas_Fryer_E9 | F2 | Commercial | Lodging (ID) | Existing | Food Preparation | Natural Gas | Fryer | E9 | TRC BC Ratio | 0 | 0 | 0 | 0 | 0 | 0 | 0 | 0 | 0 | 0 | 0 | 0 | 0 | 0 | 0 | 0 | 0 | 0 | 0 | 0 | 0 | 0 | 0 | 0 | 0 | 0 | 0
F2_Commercial_Lodging (ID)_Existing_Food Preparation_Natural Gas_Fryer_E10 | F2 | Commercial | Lodging (ID) | Existing | Food Preparation | Natural Gas | Fryer | E10 | TRC BC Ratio | 0 | 0 | 0 | 0 | 0 | 0 | 0 | 0 | 0 | 0 | 0 | 0 | 0 | 0 | 0 | 0 | 0 | 0 | 0 | 0 | 0 | 0 | 0 | 0 | 0 | 0 | 0
F3_Commercial_Lodging (ID)_Existing_Food Preparation_Natural Gas_Fryer_E1 | F3 | Commercial | Lodging (ID) | Existing | Food Preparation | Natural Gas | Fryer | E1 | PACT BC Ratio | [24 empty] | 1 | 1 | 1 | bar: 2019 to 2042
F3_Commercial_Lodging (ID)_Existing_Food Preparation_Natural Gas_Fryer_E2 | F3 | Commercial | Lodging (ID) | Existing | Food Preparation | Natural Gas | Fryer | E2 | PACT BC Ratio | 22.1417 | 22.7233 | 23.3761 | 24.1073 | 24.9215 | 25.8846 | 26.8655 | 27.8319 | 28.7612 | 29.7043 | 30.4719 | 31.1963 | 31.9713 | 32.7336 | 33.4256 | 34.0806 | 34.6784 | 35.2712 | 35.8999 | 36.5171 | 37.1503 | 37.8065 | 38.4703 | 39.1538 | 39.8494 | 40.5573 | 41.2779
F3_Commercial_Lodging (ID)_Existing_Food Preparation_Natural Gas_Fryer_E3 | F3 | Commercial | Lodging (ID) | Existing | Food Preparation | Natural Gas | Fryer | E3 | PACT BC Ratio | 0 | 0 | 0 | 0 | 0 | 0 | 0 | 0 | 0 | 0 | 0 | 0 | 0 | 0 | 0 | 0 | 0 | 0 | 0 | 0 | 0 | 0 | 0 | 0 | 0 | 0 | 0
F3_Commercial_Lodging (ID)_Existing_Food Preparation_Natural Gas_Fryer_E4 | F3 | Commercial | Lodging (ID) | Existing | Food Preparation | Natural Gas | Fryer | E4 | PACT BC Ratio | 0 | 0 | 0 | 0 | 0 | 0 | 0 | 0 | 0 | 0 | 0 | 0 | 0 | 0 | 0 | 0 | 0 | 0 | 0 | 0 | 0 | 0 | 0 | 0 | 0 | 0 | 0
F3_Commercial_Lodging (ID)_Existing_Food Preparation_Natural Gas_Fryer_E5 | F3 | Commercial | Lodging (ID) | Existing | Food Preparation | Natural Gas | Fryer | E5 | PACT BC Ratio | 0 | 0 | 0 | 0 | 0 | 0 | 0 | 0 | 0 | 0 | 0 | 0 | 0 | 0 | 0 | 0 | 0 | 0 | 0 | 0 | 0 | 0 | 0 | 0 | 0 | 0 | 0
F3_Commercial_Lodging (ID)_Existing_Food Preparation_Natural Gas_Fryer_E6 | F3 | Commercial | Lodging (ID) | Existing | Food Preparation | Natural Gas | Fryer | E6 | PACT BC Ratio | 0 | 0 | 0 | 0 | 0 | 0 | 0 | 0 | 0 | 0 | 0 | 0 | 0 | 0 | 0 | 0 | 0 | 0 | 0 | 0 | 0 | 0 | 0 | 0 | 0 | 0 | 0
F3_Commercial_Lodging (ID)_Existing_Food Preparation_Natural Gas_Fryer_E7 | F3 | Commercial | Lodging (ID) | Existing | Food Preparation | Natural Gas | Fryer | E7 | PACT BC Ratio | 0 | 0 | 0 | 0 | 0 | 0 | 0 | 0 | 0 | 0 | 0 | 0 | 0 | 0 | 0 | 0 | 0 | 0 | 0 | 0 | 0 | 0 | 0 | 0 | 0 | 0 | 0
F3_Commercial_Lodging (ID)_Existing_Food Preparation_Natural Gas_Fryer_E8 | F3 | Commercial | Lodging (ID) | Existing | Food Preparation | Natural Gas | Fryer | E8 | PACT BC Ratio | 0 | 0 | 0 | 0 | 0 | 0 | 0 | 0 | 0 | 0 | 0 | 0 | 0 | 0 | 0 | 0 | 0 | 0 | 0 | 0 | 0 | 0 | 0 | 0 | 0 | 0 | 0
F3_Commercial_Lodging (ID)_Existing_Food Preparation_Natural Gas_Fryer_E9 | F3 | Commercial | Lodging (ID) | Existing | Food Preparation | Natural Gas | Fryer | E9 | PACT BC Ratio | 0 | 0 | 0 | 0 | 0 | 0 | 0 | 0 | 0 | 0 | 0 | 0 | 0 | 0 | 0 | 0 | 0 | 0 | 0 | 0 | 0 | 0 | 0 | 0 | 0 | 0 | 0
F3_Commercial_Lodging (ID)_Existing_Food Preparation_Natural Gas_Fryer_E10 | F3 | Commercial | Lodging (ID) | Existing | Food Preparation | Natural Gas | Fryer | E10 | PACT BC Ratio | 0 | 0 | 0 | 0 | 0 | 0 | 0 | 0 | 0 | 0 | 0 | 0 | 0 | 0 | 0 | 0 | 0 | 0 | 0 | 0 | 0 | 0 | 0 | 0 | 0 | 0 | 0
F4_Commercial_Lodging (ID)_Existing_Food Preparation_Natural Gas_Fryer_E1 | F4 | Commercial | Lodging (ID) | Existing | Food Preparation | Natural Gas | Fryer | E1 | RVT BC Ratio | [24 empty] | 1 | 1 | 1 | bar: 2019 to 2042
F4_Commercial_Lodging (ID)_Existing_Food Preparation_Natural Gas_Fryer_E2 | F4 | Commercial | Lodging (ID) | Existing | Food Preparation | Natural Gas | Fryer | E2 | RVT BC Ratio | 16.0466 | 16.3609 | 16.7148 | 17.1121 | 17.5551 | 18.0907 | 18.6221 | 19.1245 | 19.5802 | 20.0239 | 20.4835 | 20.9048 | 21.3548 | 21.7909 | 22.1744 | 22.5269 | 22.8346 | 23.1319 | 23.4455 | 23.7431 | 24.0426 | 24.4602 | 24.8825 | 25.3174 | 25.7599 | 26.2104 | 26.6688
F4_Commercial_Lodging (ID)_Existing_Food Preparation_Natural Gas_Fryer_E3 | F4 | Commercial | Lodging (ID) | Existing | Food Preparation | Natural Gas | Fryer | E3 | RVT BC Ratio | 0 | 0 | 0 | 0 | 0 | 0 | 0 | 0 | 0 | 0 | 0 | 0 | 0 | 0 | 0 | 0 | 0 | 0 | 0 | 0 | 0 | 0 | 0 | 0 | 0 | 0 | 0
F4_Commercial_Lodging (ID)_Existing_Food Preparation_Natural Gas_Fryer_E4 | F4 | Commercial | Lodging (ID) | Existing | Food Preparation | Natural Gas | Fryer | E4 | RVT BC Ratio | 0 | 0 | 0 | 0 | 0 | 0 | 0 | 0 | 0 | 0 | 0 | 0 | 0 | 0 | 0 | 0 | 0 | 0 | 0 | 0 | 0 | 0 | 0 | 0 | 0 | 0 | 0
F4_Commercial_Lodging (ID)_Existing_Food Preparation_Natural Gas_Fryer_E5 | F4 | Commercial | Lodging (ID) | Existing | Food Preparation | Natural Gas | Fryer | E5 | RVT BC Ratio | 0 | 0 | 0 | 0 | 0 | 0 | 0 | 0 | 0 | 0 | 0 | 0 | 0 | 0 | 0 | 0 | 0 | 0 | 0 | 0 | 0 | 0 | 0 | 0 | 0 | 0 | 0
F4_Commercial_Lodging (ID)_Existing_Food Preparation_Natural Gas_Fryer_E6 | F4 | Commercial | Lodging (ID) | Existing | Food Preparation | Natural Gas | Fryer | E6 | RVT BC Ratio | 0 | 0 | 0 | 0 | 0 | 0 | 0 | 0 | 0 | 0 | 0 | 0 | 0 | 0 | 0 | 0 | 0 | 0 | 0 | 0 | 0 | 0 | 0 | 0 | 0 | 0 | 0
F4_Commercial_Lodging (ID)_Existing_Food Preparation_Natural Gas_Fryer_E7 | F4 | Commercial | Lodging (ID) | Existing | Food Preparation | Natural Gas | Fryer | E7 | RVT BC Ratio | 0 | 0 | 0 | 0 | 0 | 0 | 0 | 0 | 0 | 0 | 0 | 0 | 0 | 0 | 0 | 0 | 0 | 0 | 0 | 0 | 0 | 0 | 0 | 0 | 0 | 0 | 0
F4_Commercial_Lodging (ID)_Existing_Food Preparation_Natural Gas_Fryer_E8 | F4 | Commercial | Lodging (ID) | Existing | Food Preparation | Natural Gas | Fryer | E8 | RVT BC Ratio | 0 | 0 | 0 | 0 | 0 | 0 | 0 | 0 | 0 | 0 | 0 | 0 | 0 | 0 | 0 | 0 | 0 | 0 | 0 | 0 | 0 | 0 | 0 | 0 | 0 | 0 | 0
F4_Commercial_Lodging (ID)_Existing_Food Preparation_Natural Gas_Fryer_E9 | F4 | Commercial | Lodging (ID) | Existing | Food Preparation | Natural Gas | Fryer | E9 | RVT BC Ratio | 0 | 0 | 0 | 0 | 0 | 0 | 0 | 0 | 0 | 0 | 0 | 0 | 0 | 0 | 0 | 0 | 0 | 0 | 0 | 0 | 0 | 0 | 0 | 0 | 0 | 0 | 0
F4_Commercial_Lodging (ID)_Existing_Food Preparation_Natural Gas_Fryer_E10 | F4 | Commercial | Lodging (ID) | Existing | Food Preparation | Natural Gas | Fryer | E10 | RVT BC Ratio | 0 | 0 | 0 | 0 | 0 | 0 | 0 | 0 | 0 | 0 | 0 | 0 | 0 | 0 | 0 | 0 | 0 | 0 | 0 | 0 | 0 | 0 | 0 | 0 | 0 | 0 | 0
F5_Commercial_Lodging (ID)_Existing_Food Preparation_Natural Gas_Fryer_E1 | F5 | Commercial | Lodging (ID) | Existing | Food Preparation | Natural Gas | Fryer | E1 | RIM BC Ratio | [24 empty] | 1 | 1 | 1 | bar: 2019 to 2042
F5_Commercial_Lodging (ID)_Existing_Food Preparation_Natural Gas_Fryer_E2 | F5 | Commercial | Lodging (ID) | Existing | Food Preparation | Natural Gas | Fryer | E2 | RIM BC Ratio | 0.82582 | 0.83143 | 0.83742 | 0.84379 | 0.85052 | 0.85753 | 0.8649 | 0.87271 | 0.88108 | 0.89 | 0.89271 | 0.89569 | 0.89878 | 0.90196 | 0.90524 | 0.90866 | 0.91225 | 0.91602 | 0.91999 | 0.92417 | 0.92858 | 0.92898 | 0.92937 | 0.92977 | 0.93015 | 0.93053 | 0.9309
F5_Commercial_Lodging (ID)_Existing_Food Preparation_Natural Gas_Fryer_E3 | F5 | Commercial | Lodging (ID) | Existing | Food Preparation | Natural Gas | Fryer | E3 | RIM BC Ratio | 0 | 0 | 0 | 0 | 0 | 0 | 0 | 0 | 0 | 0 | 0 | 0 | 0 | 0 | 0 | 0 | 0 | 0 | 0 | 0 | 0 | 0 | 0 | 0 | 0 | 0 | 0
F5_Commercial_Lodging (ID)_Existing_Food Preparation_Natural Gas_Fryer_E4 | F5 | Commercial | Lodging (ID) | Existing | Food Preparation | Natural Gas | Fryer | E4 | RIM BC Ratio | 0 | 0 | 0 | 0 | 0 | 0 | 0 | 0 | 0 | 0 | 0 | 0 | 0 | 0 | 0 | 0 | 0 | 0 | 0 | 0 | 0 | 0 | 0 | 0 | 0 | 0 | 0
F5_Commercial_Lodging (ID)_Existing_Food Preparation_Natural Gas_Fryer_E5 | F5 | Commercial | Lodging (ID) | Existing | Food Preparation | Natural Gas | Fryer | E5 | RIM BC Ratio | 0 | 0 | 0 | 0 | 0 | 0 | 0 | 0 | 0 | 0 | 0 | 0 | 0 | 0 | 0 | 0 | 0 | 0 | 0 | 0 | 0 | 0 | 0 | 0 | 0 | 0 | 0
F5_Commercial_Lodging (ID)_Existing_Food Preparation_Natural Gas_Fryer_E6 | F5 | Commercial | Lodging (ID) | Existing | Food Preparation | Natural Gas | Fryer | E6 | RIM BC Ratio | 0 | 0 | 0 | 0 | 0 | 0 | 0 | 0 | 0 | 0 | 0 | 0 | 0 | 0 | 0 | 0 | 0 | 0 | 0 | 0 | 0 | 0 | 0 | 0 | 0 | 0 | 0
F5_Commercial_Lodging (ID)_Existing_Food Preparation_Natural Gas_Fryer_E7 | F5 | Commercial | Lodging (ID) | Existing | Food Preparation | Natural Gas | Fryer | E7 | RIM BC Ratio | 0 | 0 | 0 | 0 | 0 | 0 | 0 | 0 | 0 | 0 | 0 | 0 | 0 | 0 | 0 | 0 | 0 | 0 | 0 | 0 | 0 | 0 | 0 | 0 | 0 | 0 | 0
F5_Commercial_Lodging (ID)_Existing_Food Preparation_Natural Gas_Fryer_E8 | F5 | Commercial | Lodging (ID) | Existing | Food Preparation | Natural Gas | Fryer | E8 | RIM BC Ratio | 0 | 0 | 0 | 0 | 0 | 0 | 0 | 0 | 0 | 0 | 0 | 0 | 0 | 0 | 0 | 0 | 0 | 0 | 0 | 0 | 0 | 0 | 0 | 0 | 0 | 0 | 0
F5_Commercial_Lodging (ID)_Existing_Food Preparation_Natural Gas_Fryer_E9 | F5 | Commercial | Lodging (ID) | Existing | Food Preparation | Natural Gas | Fryer | E9 | RIM BC Ratio | 0 | 0 | 0 | 0 | 0 | 0 | 0 | 0 | 0 | 0 | 0 | 0 | 0 | 0 | 0 | 0 | 0 | 0 | 0 | 0 | 0 | 0 | 0 | 0 | 0 | 0 | 0
F5_Commercial_Lodging (ID)_Existing_Food Preparation_Natural Gas_Fryer_E10 | F5 | Commercial | Lodging (ID) | Existing | Food Preparation | Natural Gas | Fryer | E10 | RIM BC Ratio | 0 | 0 | 0 | 0 | 0 | 0 | 0 | 0 | 0 | 0 | 0 | 0 | 0 | 0 | 0 | 0 | 0 | 0 | 0 | 0 | 0 | 0 | 0 | 0 | 0 | 0 | 0
F0_Commercial_Lodging (ID)_Existing_Food Preparation_Natural Gas_Broiler_E0 | F0 | Commercial | Lodging (ID) | Existing | Food Preparation | Natural Gas | Broiler | E0 | Economic Unit | Infrared Burners | Infrared Burners | Infrared Burners | Infrared Burners | Infrared Burners | Infrared Burners | Infrared Burners | Infrared Burners | Infrared Burners | Infrared Burners | Infrared Burners | Infrared Burners | Infrared Burners | Infrared Burners | Infrared Burners | Infrared Burners | Infrared Burners | Infrared Burners | Infrared Burners | Infrared Burners | Infrared Burners | Infrared Burners | Infrared Burners | Infrared Burners | Infrared Burners | Infrared Burners | Infrared Burners
F1_Commercial_Lodging (ID)_Existing_Food Preparation_Natural Gas_Broiler_E1 | F1 | Commercial | Lodging (ID) | Existing | Food Preparation | Natural Gas | Broiler | E1 | CCE | 0 | 0 | 0 | 0 | 0 | 0 | 0 | 0 | 0 | 0 | 0 | 0 | 0 | 0 | 0 | 0 | 0 | 0 | 0 | 0 | 0 | 0 | 0 | 0 | 0 | 0 | 0
F1_Commercial_Lodging (ID)_Existing_Food Preparation_Natural Gas_Broiler_E2 | F1 | Commercial | Lodging (ID) | Existing | Food Preparation | Natural Gas | Broiler | E2 | CCE | 0.00065691 | 0.00065691 | 0.00065691 | 0.00065691 | 0.00065691 | 0.00065691 | 0.00065691 | 0.00065691 | 0.00065691 | 0.00065691 | 0.00065691 | 0.00065691 | 0.00065691 | 0.00065691 | 0.00065691 | 0.00065691 | 0.00065691 | 0.00065691 | 0.00065691 | 0.00065691 | 0.00065691 | 0.00065691 | 0.00065691 | 0.00065691 | 0.00065691 | 0.00065691 | 0.00065691
F1_Commercial_Lodging (ID)_Existing_Food Preparation_Natural Gas_Broiler_E3 | F1 | Commercial | Lodging (ID) | Existing | Food Preparation | Natural Gas | Broiler | E3 | CCE | 0 | 0 | 0 | 0 | 0 | 0 | 0 | 0 | 0 | 0 | 0 | 0 | 0 | 0 | 0 | 0 | 0 | 0 | 0 | 0 | 0 | 0 | 0 | 0 | 0 | 0 | 0
F1_Commercial_Lodging (ID)_Existing_Food Preparation_Natural Gas_Broiler_E4 | F1 | Commercial | Lodging (ID) | Existing | Food Preparation | Natural Gas | Broiler | E4 | CCE | 0 | 0 | 0 | 0 | 0 | 0 | 0 | 0 | 0 | 0 | 0 | 0 | 0 | 0 | 0 | 0 | 0 | 0 | 0 | 0 | 0 | 0 | 0 | 0 | 0 | 0 | 0
F1_Commercial_Lodging (ID)_Existing_Food Preparation_Natural Gas_Broiler_E5 | F1 | Commercial | Lodging (ID) | Existing | Food Preparation | Natural Gas | Broiler | E5 | CCE | 0 | 0 | 0 | 0 | 0 | 0 | 0 | 0 | 0 | 0 | 0 | 0 | 0 | 0 | 0 | 0 | 0 | 0 | 0 | 0 | 0 | 0 | 0 | 0 | 0 | 0 | 0
F1_Commercial_Lodging (ID)_Existing_Food Preparation_Natural Gas_Broiler_E6 | F1 | Commercial | Lodging (ID) | Existing | Food Preparation | Natural Gas | Broiler | E6 | CCE | 0 | 0 | 0 | 0 | 0 | 0 | 0 | 0 | 0 | 0 | 0 | 0 | 0 | 0 | 0 | 0 | 0 | 0 | 0 | 0 | 0 | 0 | 0 | 0 | 0 | 0 | 0
F1_Commercial_Lodging (ID)_Existing_Food Preparation_Natural Gas_Broiler_E7 | F1 | Commercial | Lodging (ID) | Existing | Food Preparation | Natural Gas | Broiler | E7 | CCE | 0 | 0 | 0 | 0 | 0 | 0 | 0 | 0 | 0 | 0 | 0 | 0 | 0 | 0 | 0 | 0 | 0 | 0 | 0 | 0 | 0 | 0 | 0 | 0 | 0 | 0 | 0
F1_Commercial_Lodging (ID)_Existing_Food Preparation_Natural Gas_Broiler_E8 | F1 | Commercial | Lodging (ID) | Existing | Food Preparation | Natural Gas | Broiler | E8 | CCE | 0 | 0 | 0 | 0 | 0 | 0 | 0 | 0 | 0 | 0 | 0 | 0 | 0 | 0 | 0 | 0 | 0 | 0 | 0 | 0 | 0 | 0 | 0 | 0 | 0 | 0 | 0
F1_Commercial_Lodging (ID)_Existing_Food Preparation_Natural Gas_Broiler_E9 | F1 | Commercial | Lodging (ID) | Existing | Food Preparation | Natural Gas | Broiler | E9 | CCE | 0 | 0 | 0 | 0 | 0 | 0 | 0 | 0 | 0 | 0 | 0 | 0 | 0 | 0 | 0 | 0 | 0 | 0 | 0 | 0 | 0 | 0 | 0 | 0 | 0 | 0 | 0
F1_Commercial_Lodging (ID)_Existing_Food Preparation_Natural Gas_Broiler_E10 | F1 | Commercial | Lodging (ID) | Existing | Food Preparation | Natural Gas | Broiler | E10 | CCE | 0 | 0 | 0 | 0 | 0 | 0 | 0 | 0 | 0 | 0 | 0 | 0 | 0 | 0 | 0 | 0 | 0 | 0 | 0 | 0 | 0 | 0 | 0 | 0 | 0 | 0 | 0
F2_Commercial_Lodging (ID)_Existing_Food Preparation_Natural Gas_Broiler_E1 | F2 | Commercial | Lodging (ID) | Existing | Food Preparation | Natural Gas | Broiler | E1 | TRC BC Ratio | [24 empty] | 1 | 1 | 1 | bar: 2019 to 2042
F2_Commercial_Lodging (ID)_Existing_Food Preparation_Natural Gas_Broiler_E2 | F2 | Commercial | Lodging (ID) | Existing | Food Preparation | Natural Gas | Broiler | E2 | TRC BC Ratio | 5.4178 | 5.5543 | 5.7161 | 5.9014 | 6.1111 | 6.3661 | 6.6287 | 6.8887 | 7.139 | 7.3928 | 7.5947 | 7.7839 | 7.9871 | 8.1861 | 8.364 | 8.5305 | 8.6798 | 8.8272 | 8.9846 | 9.1382 | 9.296 | 9.46 | 9.6258 | 9.7968 | 9.9709 | 10.148 | 10.3283
F2_Commercial_Lodging (ID)_Existing_Food Preparation_Natural Gas_Broiler_E3 | F2 | Commercial | Lodging (ID) | Existing | Food Preparation | Natural Gas | Broiler | E3 | TRC BC Ratio | 0 | 0 | 0 | 0 | 0 | 0 | 0 | 0 | 0 | 0 | 0 | 0 | 0 | 0 | 0 | 0 | 0 | 0 | 0 | 0 | 0 | 0 | 0 | 0 | 0 | 0 | 0
F2_Commercial_Lodging (ID)_Existing_Food Preparation_Natural Gas_Broiler_E4 | F2 | Commercial | Lodging (ID) | Existing | Food Preparation | Natural Gas | Broiler | E4 | TRC BC Ratio | 0 | 0 | 0 | 0 | 0 | 0 | 0 | 0 | 0 | 0 | 0 | 0 | 0 | 0 | 0 | 0 | 0 | 0 | 0 | 0 | 0 | 0 | 0 | 0 | 0 | 0 | 0
F2_Commercial_Lodging (ID)_Existing_Food Preparation_Natural Gas_Broiler_E5 | F2 | Commercial | Lodging (ID) | Existing | Food Preparation | Natural Gas | Broiler | E5 | TRC BC Ratio | 0 | 0 | 0 | 0 | 0 | 0 | 0 | 0 | 0 | 0 | 0 | 0 | 0 | 0 | 0 | 0 | 0 | 0 | 0 | 0 | 0 | 0 | 0 | 0 | 0 | 0 | 0
F2_Commercial_Lodging (ID)_Existing_Food Preparation_Natural Gas_Broiler_E6 | F2 | Commercial | Lodging (ID) | Existing | Food Preparation | Natural Gas | Broiler | E6 | TRC BC Ratio | 0 | 0 | 0 | 0 | 0 | 0 | 0 | 0 | 0 | 0 | 0 | 0 | 0 | 0 | 0 | 0 | 0 | 0 | 0 | 0 | 0 | 0 | 0 | 0 | 0 | 0 | 0
F2_Commercial_Lodging (ID)_Existing_Food Preparation_Natural Gas_Broiler_E7 | F2 | Commercial | Lodging (ID) | Existing | Food Preparation | Natural Gas | Broiler | E7 | TRC BC Ratio | 0 | 0 | 0 | 0 | 0 | 0 | 0 | 0 | 0 | 0 | 0 | 0 | 0 | 0 | 0 | 0 | 0 | 0 | 0 | 0 | 0 | 0 | 0 | 0 | 0 | 0 | 0
F2_Commercial_Lodging (ID)_Existing_Food Preparation_Natural Gas_Broiler_E8 | F2 | Commercial | Lodging (ID) | Existing | Food Preparation | Natural Gas | Broiler | E8 | TRC BC Ratio | 0 | 0 | 0 | 0 | 0 | 0 | 0 | 0 | 0 | 0 | 0 | 0 | 0 | 0 | 0 | 0 | 0 | 0 | 0 | 0 | 0 | 0 | 0 | 0 | 0 | 0 | 0
F2_Commercial_Lodging (ID)_Existing_Food Preparation_Natural Gas_Broiler_E9 | F2 | Commercial | Lodging (ID) | Existing | Food Preparation | Natural Gas | Broiler | E9 | TRC BC Ratio | 0 | 0 | 0 | 0 | 0 | 0 | 0 | 0 | 0 | 0 | 0 | 0 | 0 | 0 | 0 | 0 | 0 | 0 | 0 | 0 | 0 | 0 | 0 | 0 | 0 | 0 | 0
F2_Commercial_Lodging (ID)_Existing_Food Preparation_Natural Gas_Broiler_E10 | F2 | Commercial | Lodging (ID) | Existing | Food Preparation | Natural Gas | Broiler | E10 | TRC BC Ratio | 0 | 0 | 0 | 0 | 0 | 0 | 0 | 0 | 0 | 0 | 0 | 0 | 0 | 0 | 0 | 0 | 0 | 0 | 0 | 0 | 0 | 0 | 0 | 0 | 0 | 0 | 0
F3_Commercial_Lodging (ID)_Existing_Food Preparation_Natural Gas_Broiler_E1 | F3 | Commercial | Lodging (ID) | Existing | Food Preparation | Natural Gas | Broiler | E1 | PACT BC Ratio | [24 empty] | 1 | 1 | 1 | bar: 2019 to 2042
F3_Commercial_Lodging (ID)_Existing_Food Preparation_Natural Gas_Broiler_E2 | F3 | Commercial | Lodging (ID) | Existing | Food Preparation | Natural Gas | Broiler | E2 | PACT BC Ratio | 10.7291 | 10.9995 | 11.3199 | 11.687 | 12.1022 | 12.6073 | 13.1272 | 13.6421 | 14.1378 | 14.6404 | 15.0403 | 15.4149 | 15.8174 | 16.2115 | 16.5638 | 16.8935 | 17.1891 | 17.481 | 17.7928 | 18.097 | 18.4095 | 18.7343 | 19.0626 | 19.4013 | 19.746 | 20.0968 | 20.4538
F3_Commercial_Lodging (ID)_Existing_Food Preparation_Natural Gas_Broiler_E3 | F3 | Commercial | Lodging (ID) | Existing | Food Preparation | Natural Gas | Broiler | E3 | PACT BC Ratio | 0 | 0 | 0 | 0 | 0 | 0 | 0 | 0 | 0 | 0 | 0 | 0 | 0 | 0 | 0 | 0 | 0 | 0 | 0 | 0 | 0 | 0 | 0 | 0 | 0 | 0 | 0
F3_Commercial_Lodging (ID)_Existing_Food Preparation_Natural Gas_Broiler_E4 | F3 | Commercial | Lodging (ID) | Existing | Food Preparation | Natural Gas | Broiler | E4 | PACT BC Ratio | 0 | 0 | 0 | 0 | 0 | 0 | 0 | 0 | 0 | 0 | 0 | 0 | 0 | 0 | 0 | 0 | 0 | 0 | 0 | 0 | 0 | 0 | 0 | 0 | 0 | 0 | 0
F3_Commercial_Lodging (ID)_Existing_Food Preparation_Natural Gas_Broiler_E5 | F3 | Commercial | Lodging (ID) | Existing | Food Preparation | Natural Gas | Broiler | E5 | PACT BC Ratio | 0 | 0 | 0 | 0 | 0 | 0 | 0 | 0 | 0 | 0 | 0 | 0 | 0 | 0 | 0 | 0 | 0 | 0 | 0 | 0 | 0 | 0 | 0 | 0 | 0 | 0 | 0
F3_Commercial_Lodging (ID)_Existing_Food Preparation_Natural Gas_Broiler_E6 | F3 | Commercial | Lodging (ID) | Existing | Food Preparation | Natural Gas | Broiler | E6 | PACT BC Ratio | 0 | 0 | 0 | 0 | 0 | 0 | 0 | 0 | 0 | 0 | 0 | 0 | 0 | 0 | 0 | 0 | 0 | 0 | 0 | 0 | 0 | 0 | 0 | 0 | 0 | 0 | 0
F3_Commercial_Lodging (ID)_Existing_Food Preparation_Natural Gas_Broiler_E7 | F3 | Commercial | Lodging (ID) | Existing | Food Preparation | Natural Gas | Broiler | E7 | PACT BC Ratio | 0 | 0 | 0 | 0 | 0 | 0 | 0 | 0 | 0 | 0 | 0 | 0 | 0 | 0 | 0 | 0 | 0 | 0 | 0 | 0 | 0 | 0 | 0 | 0 | 0 | 0 | 0
F3_Commercial_Lodging (ID)_Existing_Food Preparation_Natural Gas_Broiler_E8 | F3 | Commercial | Lodging (ID) | Existing | Food Preparation | Natural Gas | Broiler | E8 | PACT BC Ratio | 0 | 0 | 0 | 0 | 0 | 0 | 0 | 0 | 0 | 0 | 0 | 0 | 0 | 0 | 0 | 0 | 0 | 0 | 0 | 0 | 0 | 0 | 0 | 0 | 0 | 0 | 0
F3_Commercial_Lodging (ID)_Existing_Food Preparation_Natural Gas_Broiler_E9 | F3 | Commercial | Lodging (ID) | Existing | Food Preparation | Natural Gas | Broiler | E9 | PACT BC Ratio | 0 | 0 | 0 | 0 | 0 | 0 | 0 | 0 | 0 | 0 | 0 | 0 | 0 | 0 | 0 | 0 | 0 | 0 | 0 | 0 | 0 | 0 | 0 | 0 | 0 | 0 | 0
F3_Commercial_Lodging (ID)_Existing_Food Preparation_Natural Gas_Broiler_E10 | F3 | Commercial | Lodging (ID) | Existing | Food Preparation | Natural Gas | Broiler | E10 | PACT BC Ratio | 0 | 0 | 0 | 0 | 0 | 0 | 0 | 0 | 0 | 0 | 0 | 0 | 0 | 0 | 0 | 0 | 0 | 0 | 0 | 0 | 0 | 0 | 0 | 0 | 0 | 0 | 0
F4_Commercial_Lodging (ID)_Existing_Food Preparation_Natural Gas_Broiler_E1 | F4 | Commercial | Lodging (ID) | Existing | Food Preparation | Natural Gas | Broiler | E1 | RVT BC Ratio | [24 empty] | 1 | 1 | 1 | bar: 2019 to 2042
F4_Commercial_Lodging (ID)_Existing_Food Preparation_Natural Gas_Broiler_E2 | F4 | Commercial | Lodging (ID) | Existing | Food Preparation | Natural Gas | Broiler | E2 | RVT BC Ratio | 8.0632 | 8.2078 | 8.3776 | 8.5755 | 8.8023 | 9.0853 | 9.3691 | 9.6385 | 9.8824 | 10.1189 | 10.3639 | 10.5865 | 10.8216 | 11.0439 | 11.2351 | 11.4077 | 11.5538 | 11.6932 | 11.8415 | 11.98 | 12.1189 | 12.3256 | 12.5345 | 12.7499 | 12.9692 | 13.1924 | 13.4196
F4_Commercial_Lodging (ID)_Existing_Food Preparation_Natural Gas_Broiler_E3 | F4 | Commercial | Lodging (ID) | Existing | Food Preparation | Natural Gas | Broiler | E3 | RVT BC Ratio | 0 | 0 | 0 | 0 | 0 | 0 | 0 | 0 | 0 | 0 | 0 | 0 | 0 | 0 | 0 | 0 | 0 | 0 | 0 | 0 | 0 | 0 | 0 | 0 | 0 | 0 | 0
F4_Commercial_Lodging (ID)_Existing_Food Preparation_Natural Gas_Broiler_E4 | F4 | Commercial | Lodging (ID) | Existing | Food Preparation | Natural Gas | Broiler | E4 | RVT BC Ratio | 0 | 0 | 0 | 0 | 0 | 0 | 0 | 0 | 0 | 0 | 0 | 0 | 0 | 0 | 0 | 0 | 0 | 0 | 0 | 0 | 0 | 0 | 0 | 0 | 0 | 0 | 0
F4_Commercial_Lodging (ID)_Existing_Food Preparation_Natural Gas_Broiler_E5 | F4 | Commercial | Lodging (ID) | Existing | Food Preparation | Natural Gas | Broiler | E5 | RVT BC Ratio | 0 | 0 | 0 | 0 | 0 | 0 | 0 | 0 | 0 | 0 | 0 | 0 | 0 | 0 | 0 | 0 | 0 | 0 | 0 | 0 | 0 | 0 | 0 | 0 | 0 | 0 | 0
F4_Commercial_Lodging (ID)_Existing_Food Preparation_Natural Gas_Broiler_E6 | F4 | Commercial | Lodging (ID) | Existing | Food Preparation | Natural Gas | Broiler | E6 | RVT BC Ratio | 0 | 0 | 0 | 0 | 0 | 0 | 0 | 0 | 0 | 0 | 0 | 0 | 0 | 0 | 0 | 0 | 0 | 0 | 0 | 0 | 0 | 0 | 0 | 0 | 0 | 0 | 0
F4_Commercial_Lodging (ID)_Existing_Food Preparation_Natural Gas_Broiler_E7 | F4 | Commercial | Lodging (ID) | Existing | Food Preparation | Natural Gas | Broiler | E7 | RVT BC Ratio | 0 | 0 | 0 | 0 | 0 | 0 | 0 | 0 | 0 | 0 | 0 | 0 | 0 | 0 | 0 | 0 | 0 | 0 | 0 | 0 | 0 | 0 | 0 | 0 | 0 | 0 | 0
F4_Commercial_Lodging (ID)_Existing_Food Preparation_Natural Gas_Broiler_E8 | F4 | Commercial | Lodging (ID) | Existing | Food Preparation | Natural Gas | Broiler | E8 | RVT BC Ratio | 0 | 0 | 0 | 0 | 0 | 0 | 0 | 0 | 0 | 0 | 0 | 0 | 0 | 0 | 0 | 0 | 0 | 0 | 0 | 0 | 0 | 0 | 0 | 0 | 0 | 0 | 0
F4_Commercial_Lodging (ID)_Existing_Food Preparation_Natural Gas_Broiler_E9 | F4 | Commercial | Lodging (ID) | Existing | Food Preparation | Natural Gas | Broiler | E9 | RVT BC Ratio | 0 | 0 | 0 | 0 | 0 | 0 | 0 | 0 | 0 | 0 | 0 | 0 | 0 | 0 | 0 | 0 | 0 | 0 | 0 | 0 | 0 | 0 | 0 | 0 | 0 | 0 | 0
F4_Commercial_Lodging (ID)_Existing_Food Preparation_Natural Gas_Broiler_E10 | F4 | Commercial | Lodging (ID) | Existing | Food Preparation | Natural Gas | Broiler | E10 | RVT BC Ratio | 0 | 0 | 0 | 0 | 0 | 0 | 0 | 0 | 0 | 0 | 0 | 0 | 0 | 0 | 0 | 0 | 0 | 0 | 0 | 0 | 0 | 0 | 0 | 0 | 0 | 0 | 0
F5_Commercial_Lodging (ID)_Existing_Food Preparation_Natural Gas_Broiler_E1 | F5 | Commercial | Lodging (ID) | Existing | Food Preparation | Natural Gas | Broiler | E1 | RIM BC Ratio | [24 empty] | 1 | 1 | 1 | bar: 2019 to 2042
F5_Commercial_Lodging (ID)_Existing_Food Preparation_Natural Gas_Broiler_E2 | F5 | Commercial | Lodging (ID) | Existing | Food Preparation | Natural Gas | Broiler | E2 | RIM BC Ratio | 0.78678 | 0.79273 | 0.79967 | 0.80698 | 0.8146 | 0.82274 | 0.83126 | 0.84021 | 0.84967 | 0.85972 | 0.86272 | 0.86595 | 0.86962 | 0.87366 | 0.87771 | 0.88188 | 0.88616 | 0.89064 | 0.89537 | 0.90032 | 0.90553 | 0.90631 | 0.90706 | 0.90782 | 0.90856 | 0.90929 | 0.91001
F5_Commercial_Lodging (ID)_Existing_Food Preparation_Natural Gas_Broiler_E3 | F5 | Commercial | Lodging (ID) | Existing | Food Preparation | Natural Gas | Broiler | E3 | RIM BC Ratio | 0 | 0 | 0 | 0 | 0 | 0 | 0 | 0 | 0 | 0 | 0 | 0 | 0 | 0 | 0 | 0 | 0 | 0 | 0 | 0 | 0 | 0 | 0 | 0 | 0 | 0 | 0
F5_Commercial_Lodging (ID)_Existing_Food Preparation_Natural Gas_Broiler_E4 | F5 | Commercial | Lodging (ID) | Existing | Food Preparation | Natural Gas | Broiler | E4 | RIM BC Ratio | 0 | 0 | 0 | 0 | 0 | 0 | 0 | 0 | 0 | 0 | 0 | 0 | 0 | 0 | 0 | 0 | 0 | 0 | 0 | 0 | 0 | 0 | 0 | 0 | 0 | 0 | 0
F5_Commercial_Lodging (ID)_Existing_Food Preparation_Natural Gas_Broiler_E5 | F5 | Commercial | Lodging (ID) | Existing | Food Preparation | Natural Gas | Broiler | E5 | RIM BC Ratio | 0 | 0 | 0 | 0 | 0 | 0 | 0 | 0 | 0 | 0 | 0 | 0 | 0 | 0 | 0 | 0 | 0 | 0 | 0 | 0 | 0 | 0 | 0 | 0 | 0 | 0 | 0
F5_Commercial_Lodging (ID)_Existing_Food Preparation_Natural Gas_Broiler_E6 | F5 | Commercial | Lodging (ID) | Existing | Food Preparation | Natural Gas | Broiler | E6 | RIM BC Ratio | 0 | 0 | 0 | 0 | 0 | 0 | 0 | 0 | 0 | 0 | 0 | 0 | 0 | 0 | 0 | 0 | 0 | 0 | 0 | 0 | 0 | 0 | 0 | 0 | 0 | 0 | 0
F5_Commercial_Lodging (ID)_Existing_Food Preparation_Natural Gas_Broiler_E7 | F5 | Commercial | Lodging (ID) | Existing | Food Preparation | Natural Gas | Broiler | E7 | RIM BC Ratio | 0 | 0 | 0 | 0 | 0 | 0 | 0 | 0 | 0 | 0 | 0 | 0 | 0 | 0 | 0 | 0 | 0 | 0 | 0 | 0 | 0 | 0 | 0 | 0 | 0 | 0 | 0
F5_Commercial_Lodging (ID)_Existing_Food Preparation_Natural Gas_Broiler_E8 | F5 | Commercial | Lodging (ID) | Existing | Food Preparation | Natural Gas | Broiler | E8 | RIM BC Ratio | 0 | 0 | 0 | 0 | 0 | 0 | 0 | 0 | 0 | 0 | 0 | 0 | 0 | 0 | 0 | 0 | 0 | 0 | 0 | 0 | 0 | 0 | 0 | 0 | 0 | 0 | 0
F5_Commercial_Lodging (ID)_Existing_Food Preparation_Natural Gas_Broiler_E9 | F5 | Commercial | Lodging (ID) | Existing | Food Preparation | Natural Gas | Broiler | E9 | RIM BC Ratio | 0 | 0 | 0 | 0 | 0 | 0 | 0 | 0 | 0 | 0 | 0 | 0 | 0 | 0 | 0 | 0 | 0 | 0 | 0 | 0 | 0 | 0 | 0 | 0 | 0 | 0 | 0
F5_Commercial_Lodging (ID)_Existing_Food Preparation_Natural Gas_Broiler_E10 | F5 | Commercial | Lodging (ID) | Existing | Food Preparation | Natural Gas | Broiler | E10 | RIM BC Ratio | 0 | 0 | 0 | 0 | 0 | 0 | 0 | 0 | 0 | 0 | 0 | 0 | 0 | 0 | 0 | 0 | 0 | 0 | 0 | 0 | 0 | 0 | 0 | 0 | 0 | 0 | 0
F0_Commercial_Lodging (ID)_Existing_Food Preparation_Natural Gas_Griddle_E0 | F0 | Commercial | Lodging (ID) | Existing | Food Preparation | Natural Gas | Griddle | E0 | Economic Unit | ENERGY STAR | ENERGY STAR | ENERGY STAR | ENERGY STAR | ENERGY STAR | ENERGY STAR | ENERGY STAR | ENERGY STAR | ENERGY STAR | ENERGY STAR | ENERGY STAR | ENERGY STAR | ENERGY STAR | ENERGY STAR | ENERGY STAR | ENERGY STAR | ENERGY STAR | ENERGY STAR | ENERGY STAR | ENERGY STAR | ENERGY STAR | ENERGY STAR | ENERGY STAR | ENERGY STAR | ENERGY STAR | ENERGY STAR | ENERGY STAR
F1_Commercial_Lodging (ID)_Existing_Food Preparation_Natural Gas_Griddle_E1 | F1 | Commercial | Lodging (ID) | Existing | Food Preparation | Natural Gas | Griddle | E1 | CCE | 0 | 0 | 0 | 0 | 0 | 0 | 0 | 0 | 0 | 0 | 0 | 0 | 0 | 0 | 0 | 0 | 0 | 0 | 0 | 0 | 0 | 0 | 0 | 0 | 0 | 0 | 0
F1_Commercial_Lodging (ID)_Existing_Food Preparation_Natural Gas_Griddle_E2 | F1 | Commercial | Lodging (ID) | Existing | Food Preparation | Natural Gas | Griddle | E2 | CCE | 0.00098386 | 0.00098386 | 0.00098386 | 0.00098386 | 0.00098386 | 0.00098386 | 0.00098386 | 0.00098386 | 0.00098386 | 0.00098386 | 0.00098386 | 0.00098386 | 0.00098386 | 0.00098386 | 0.00098386 | 0.00098386 | 0.00098386 | 0.00098386 | 0.00098386 | 0.00098386 | 0.00098386 | 0.00098386 | 0.00098386 | 0.00098386 | 0.00098386 | 0.00098386 | 0.00098386
F1_Commercial_Lodging (ID)_Existing_Food Preparation_Natural Gas_Griddle_E3 | F1 | Commercial | Lodging (ID) | Existing | Food Preparation | Natural Gas | Griddle | E3 | CCE | 0 | 0 | 0 | 0 | 0 | 0 | 0 | 0 | 0 | 0 | 0 | 0 | 0 | 0 | 0 | 0 | 0 | 0 | 0 | 0 | 0 | 0 | 0 | 0 | 0 | 0 | 0
F1_Commercial_Lodging (ID)_Existing_Food Preparation_Natural Gas_Griddle_E4 | F1 | Commercial | Lodging (ID) | Existing | Food Preparation | Natural Gas | Griddle | E4 | CCE | 0 | 0 | 0 | 0 | 0 | 0 | 0 | 0 | 0 | 0 | 0 | 0 | 0 | 0 | 0 | 0 | 0 | 0 | 0 | 0 | 0 | 0 | 0 | 0 | 0 | 0 | 0
F1_Commercial_Lodging (ID)_Existing_Food Preparation_Natural Gas_Griddle_E5 | F1 | Commercial | Lodging (ID) | Existing | Food Preparation | Natural Gas | Griddle | E5 | CCE | 0 | 0 | 0 | 0 | 0 | 0 | 0 | 0 | 0 | 0 | 0 | 0 | 0 | 0 | 0 | 0 | 0 | 0 | 0 | 0 | 0 | 0 | 0 | 0 | 0 | 0 | 0
F1_Commercial_Lodging (ID)_Existing_Food Preparation_Natural Gas_Griddle_E6 | F1 | Commercial | Lodging (ID) | Existing | Food Preparation | Natural Gas | Griddle | E6 | CCE | 0 | 0 | 0 | 0 | 0 | 0 | 0 | 0 | 0 | 0 | 0 | 0 | 0 | 0 | 0 | 0 | 0 | 0 | 0 | 0 | 0 | 0 | 0 | 0 | 0 | 0 | 0
F1_Commercial_Lodging (ID)_Existing_Food Preparation_Natural Gas_Griddle_E7 | F1 | Commercial | Lodging (ID) | Existing | Food Preparation | Natural Gas | Griddle | E7 | CCE | 0 | 0 | 0 | 0 | 0 | 0 | 0 | 0 | 0 | 0 | 0 | 0 | 0 | 0 | 0 | 0 | 0 | 0 | 0 | 0 | 0 | 0 | 0 | 0 | 0 | 0 | 0
F1_Commercial_Lodging (ID)_Existing_Food Preparation_Natural Gas_Griddle_E8 | F1 | Commercial | Lodging (ID) | Existing | Food Preparation | Natural Gas | Griddle | E8 | CCE | 0 | 0 | 0 | 0 | 0 | 0 | 0 | 0 | 0 | 0 | 0 | 0 | 0 | 0 | 0 | 0 | 0 | 0 | 0 | 0 | 0 | 0 | 0 | 0 | 0 | 0 | 0
F1_Commercial_Lodging (ID)_Existing_Food Preparation_Natural Gas_Griddle_E9 | F1 | Commercial | Lodging (ID) | Existing | Food Preparation | Natural Gas | Griddle | E9 | CCE | 0 | 0 | 0 | 0 | 0 | 0 | 0 | 0 | 0 | 0 | 0 | 0 | 0 | 0 | 0 | 0 | 0 | 0 | 0 | 0 | 0 | 0 | 0 | 0 | 0 | 0 | 0
F1_Commercial_Lodging (ID)_Existing_Food Preparation_Natural Gas_Griddle_E10 | F1 | Commercial | Lodging (ID) | Existing | Food Preparation | Natural Gas | Griddle | E10 | CCE | 0 | 0 | 0 | 0 | 0 | 0 | 0 | 0 | 0 | 0 | 0 | 0 | 0 | 0 | 0 | 0 | 0 | 0 | 0 | 0 | 0 | 0 | 0 | 0 | 0 | 0 | 0
F2_Commercial_Lodging (ID)_Existing_Food Preparation_Natural Gas_Griddle_E1 | F2 | Commercial | Lodging (ID) | Existing | Food Preparation | Natural Gas | Griddle | E1 | TRC BC Ratio | [24 empty] | 1 | 1 | 1 | bar: 2019 to 2042
F2_Commercial_Lodging (ID)_Existing_Food Preparation_Natural Gas_Griddle_E2 | F2 | Commercial | Lodging (ID) | Existing | Food Preparation | Natural Gas | Griddle | E2 | TRC BC Ratio | 3.6174 | 3.7085 | 3.8166 | 3.9403 | 4.0803 | 4.2506 | 4.4259 | 4.5995 | 4.7666 | 4.9361 | 5.0709 | 5.1972 | 5.3329 | 5.4658 | 5.5846 | 5.6957 | 5.7954 | 5.8938 | 5.9989 | 6.1015 | 6.2068 | 6.3164 | 6.427 | 6.5412 | 6.6574 | 6.7757 | 6.8961
F2_Commercial_Lodging (ID)_Existing_Food Preparation_Natural Gas_Griddle_E3 | F2 | Commercial | Lodging (ID) | Existing | Food Preparation | Natural Gas | Griddle | E3 | TRC BC Ratio | 0 | 0 | 0 | 0 | 0 | 0 | 0 | 0 | 0 | 0 | 0 | 0 | 0 | 0 | 0 | 0 | 0 | 0 | 0 | 0 | 0 | 0 | 0 | 0 | 0 | 0 | 0
F2_Commercial_Lodging (ID)_Existing_Food Preparation_Natural Gas_Griddle_E4 | F2 | Commercial | Lodging (ID) | Existing | Food Preparation | Natural Gas | Griddle | E4 | TRC BC Ratio | 0 | 0 | 0 | 0 | 0 | 0 | 0 | 0 | 0 | 0 | 0 | 0 | 0 | 0 | 0 | 0 | 0 | 0 | 0 | 0 | 0 | 0 | 0 | 0 | 0 | 0 | 0
F2_Commercial_Lodging (ID)_Existing_Food Preparation_Natural Gas_Griddle_E5 | F2 | Commercial | Lodging (ID) | Existing | Food Preparation | Natural Gas | Griddle | E5 | TRC BC Ratio | 0 | 0 | 0 | 0 | 0 | 0 | 0 | 0 | 0 | 0 | 0 | 0 | 0 | 0 | 0 | 0 | 0 | 0 | 0 | 0 | 0 | 0 | 0 | 0 | 0 | 0 | 0
F2_Commercial_Lodging (ID)_Existing_Food Preparation_Natural Gas_Griddle_E6 | F2 | Commercial | Lodging (ID) | Existing | Food Preparation | Natural Gas | Griddle | E6 | TRC BC Ratio | 0 | 0 | 0 | 0 | 0 | 0 | 0 | 0 | 0 | 0 | 0 | 0 | 0 | 0 | 0 | 0 | 0 | 0 | 0 | 0 | 0 | 0 | 0 | 0 | 0 | 0 | 0
F2_Commercial_Lodging (ID)_Existing_Food Preparation_Natural Gas_Griddle_E7 | F2 | Commercial | Lodging (ID) | Existing | Food Preparation | Natural Gas | Griddle | E7 | TRC BC Ratio | 0 | 0 | 0 | 0 | 0 | 0 | 0 | 0 | 0 | 0 | 0 | 0 | 0 | 0 | 0 | 0 | 0 | 0 | 0 | 0 | 0 | 0 | 0 | 0 | 0 | 0 | 0
F2_Commercial_Lodging (ID)_Existing_Food Preparation_Natural Gas_Griddle_E8 | F2 | Commercial | Lodging (ID) | Existing | Food Preparation | Natural Gas | Griddle | E8 | TRC BC Ratio | 0 | 0 | 0 | 0 | 0 | 0 | 0 | 0 | 0 | 0 | 0 | 0 | 0 | 0 | 0 | 0 | 0 | 0 | 0 | 0 | 0 | 0 | 0 | 0 | 0 | 0 | 0
F2_Commercial_Lodging (ID)_Existing_Food Preparation_Natural Gas_Griddle_E9 | F2 | Commercial | Lodging (ID) | Existing | Food Preparation | Natural Gas | Griddle | E9 | TRC BC Ratio | 0 | 0 | 0 | 0 | 0 | 0 | 0 | 0 | 0 | 0 | 0 | 0 | 0 | 0 | 0 | 0 | 0 | 0 | 0 | 0 | 0 | 0 | 0 | 0 | 0 | 0 | 0
F2_Commercial_Lodging (ID)_Existing_Food Preparation_Natural Gas_Griddle_E10 | F2 | Commercial | Lodging (ID) | Existing | Food Preparation | Natural Gas | Griddle | E10 | TRC BC Ratio | 0 | 0 | 0 | 0 | 0 | 0 | 0 | 0 | 0 | 0 | 0 | 0 | 0 | 0 | 0 | 0 | 0 | 0 | 0 | 0 | 0 | 0 | 0 | 0 | 0 | 0 | 0
F3_Commercial_Lodging (ID)_Existing_Food Preparation_Natural Gas_Griddle_E1 | F3 | Commercial | Lodging (ID) | Existing | Food Preparation | Natural Gas | Griddle | E1 | PACT BC Ratio | [24 empty] | 1 | 1 | 1 | bar: 2019 to 2042
F3_Commercial_Lodging (ID)_Existing_Food Preparation_Natural Gas_Griddle_E2 | F3 | Commercial | Lodging (ID) | Existing | Food Preparation | Natural Gas | Griddle | E2 | PACT BC Ratio | 7.1637 | 7.3443 | 7.5582 | 7.8033 | 8.0805 | 8.4178 | 8.7649 | 9.1087 | 9.4397 | 9.7752 | 10.0422 | 10.2924 | 10.5611 | 10.8242 | 11.0595 | 11.2796 | 11.477 | 11.6719 | 11.8801 | 12.0832 | 12.2918 | 12.5087 | 12.7279 | 12.954 | 13.1842 | 13.4184 | 13.6568
F3_Commercial_Lodging (ID)_Existing_Food Preparation_Natural Gas_Griddle_E3 | F3 | Commercial | Lodging (ID) | Existing | Food Preparation | Natural Gas | Griddle | E3 | PACT BC Ratio | 0 | 0 | 0 | 0 | 0 | 0 | 0 | 0 | 0 | 0 | 0 | 0 | 0 | 0 | 0 | 0 | 0 | 0 | 0 | 0 | 0 | 0 | 0 | 0 | 0 | 0 | 0
F3_Commercial_Lodging (ID)_Existing_Food Preparation_Natural Gas_Griddle_E4 | F3 | Commercial | Lodging (ID) | Existing | Food Preparation | Natural Gas | Griddle | E4 | PACT BC Ratio | 0 | 0 | 0 | 0 | 0 | 0 | 0 | 0 | 0 | 0 | 0 | 0 | 0 | 0 | 0 | 0 | 0 | 0 | 0 | 0 | 0 | 0 | 0 | 0 | 0 | 0 | 0
F3_Commercial_Lodging (ID)_Existing_Food Preparation_Natural Gas_Griddle_E5 | F3 | Commercial | Lodging (ID) | Existing | Food Preparation | Natural Gas | Griddle | E5 | PACT BC Ratio | 0 | 0 | 0 | 0 | 0 | 0 | 0 | 0 | 0 | 0 | 0 | 0 | 0 | 0 | 0 | 0 | 0 | 0 | 0 | 0 | 0 | 0 | 0 | 0 | 0 | 0 | 0
F3_Commercial_Lodging (ID)_Existing_Food Preparation_Natural Gas_Griddle_E6 | F3 | Commercial | Lodging (ID) | Existing | Food Preparation | Natural Gas | Griddle | E6 | PACT BC Ratio | 0 | 0 | 0 | 0 | 0 | 0 | 0 | 0 | 0 | 0 | 0 | 0 | 0 | 0 | 0 | 0 | 0 | 0 | 0 | 0 | 0 | 0 | 0 | 0 | 0 | 0 | 0
F3_Commercial_Lodging (ID)_Existing_Food Preparation_Natural Gas_Griddle_E7 | F3 | Commercial | Lodging (ID) | Existing | Food Preparation | Natural Gas | Griddle | E7 | PACT BC Ratio | 0 | 0 | 0 | 0 | 0 | 0 | 0 | 0 | 0 | 0 | 0 | 0 | 0 | 0 | 0 | 0 | 0 | 0 | 0 | 0 | 0 | 0 | 0 | 0 | 0 | 0 | 0
F3_Commercial_Lodging (ID)_Existing_Food Preparation_Natural Gas_Griddle_E8 | F3 | Commercial | Lodging (ID) | Existing | Food Preparation | Natural Gas | Griddle | E8 | PACT BC Ratio | 0 | 0 | 0 | 0 | 0 | 0 | 0 | 0 | 0 | 0 | 0 | 0 | 0 | 0 | 0 | 0 | 0 | 0 | 0 | 0 | 0 | 0 | 0 | 0 | 0 | 0 | 0
F3_Commercial_Lodging (ID)_Existing_Food Preparation_Natural Gas_Griddle_E9 | F3 | Commercial | Lodging (ID) | Existing | Food Preparation | Natural Gas | Griddle | E9 | PACT BC Ratio | 0 | 0 | 0 | 0 | 0 | 0 | 0 | 0 | 0 | 0 | 0 | 0 | 0 | 0 | 0 | 0 | 0 | 0 | 0 | 0 | 0 | 0 | 0 | 0 | 0 | 0 | 0
F3_Commercial_Lodging (ID)_Existing_Food Preparation_Natural Gas_Griddle_E10 | F3 | Commercial | Lodging (ID) | Existing | Food Preparation | Natural Gas | Griddle | E10 | PACT BC Ratio | 0 | 0 | 0 | 0 | 0 | 0 | 0 | 0 | 0 | 0 | 0 | 0 | 0 | 0 | 0 | 0 | 0 | 0 | 0 | 0 | 0 | 0 | 0 | 0 | 0 | 0 | 0
F4_Commercial_Lodging (ID)_Existing_Food Preparation_Natural Gas_Griddle_E1 | F4 | Commercial | Lodging (ID) | Existing | Food Preparation | Natural Gas | Griddle | E1 | RVT BC Ratio | [24 empty] | 1 | 1 | 1 | bar: 2019 to 2042
F4_Commercial_Lodging (ID)_Existing_Food Preparation_Natural Gas_Griddle_E2 | F4 | Commercial | Lodging (ID) | Existing | Food Preparation | Natural Gas | Griddle | E2 | RVT BC Ratio | 5.5186 | 5.6152 | 5.7285 | 5.8607 | 6.0121 | 6.201 | 6.3905 | 6.5704 | 6.7333 | 6.8912 | 7.0548 | 7.2034 | 7.3603 | 7.5088 | 7.6365 | 7.7517 | 7.8492 | 7.9423 | 8.0413 | 8.1338 | 8.2266 | 8.3646 | 8.504 | 8.6479 | 8.7943 | 8.9434 | 9.095
F4_Commercial_Lodging (ID)_Existing_Food Preparation_Natural Gas_Griddle_E3 | F4 | Commercial | Lodging (ID) | Existing | Food Preparation | Natural Gas | Griddle | E3 | RVT BC Ratio | 0 | 0 | 0 | 0 | 0 | 0 | 0 | 0 | 0 | 0 | 0 | 0 | 0 | 0 | 0 | 0 | 0 | 0 | 0 | 0 | 0 | 0 | 0 | 0 | 0 | 0 | 0
F4_Commercial_Lodging (ID)_Existing_Food Preparation_Natural Gas_Griddle_E4 | F4 | Commercial | Lodging (ID) | Existing | Food Preparation | Natural Gas | Griddle | E4 | RVT BC Ratio | 0 | 0 | 0 | 0 | 0 | 0 | 0 | 0 | 0 | 0 | 0 | 0 | 0 | 0 | 0 | 0 | 0 | 0 | 0 | 0 | 0 | 0 | 0 | 0 | 0 | 0 | 0
F4_Commercial_Lodging (ID)_Existing_Food Preparation_Natural Gas_Griddle_E5 | F4 | Commercial | Lodging (ID) | Existing | Food Preparation | Natural Gas | Griddle | E5 | RVT BC Ratio | 0 | 0 | 0 | 0 | 0 | 0 | 0 | 0 | 0 | 0 | 0 | 0 | 0 | 0 | 0 | 0 | 0 | 0 | 0 | 0 | 0 | 0 | 0 | 0 | 0 | 0 | 0
F4_Commercial_Lodging (ID)_Existing_Food Preparation_Natural Gas_Griddle_E6 | F4 | Commercial | Lodging (ID) | Existing | Food Preparation | Natural Gas | Griddle | E6 | RVT BC Ratio | 0 | 0 | 0 | 0 | 0 | 0 | 0 | 0 | 0 | 0 | 0 | 0 | 0 | 0 | 0 | 0 | 0 | 0 | 0 | 0 | 0 | 0 | 0 | 0 | 0 | 0 | 0
F4_Commercial_Lodging (ID)_Existing_Food Preparation_Natural Gas_Griddle_E7 | F4 | Commercial | Lodging (ID) | Existing | Food Preparation | Natural Gas | Griddle | E7 | RVT BC Ratio | 0 | 0 | 0 | 0 | 0 | 0 | 0 | 0 | 0 | 0 | 0 | 0 | 0 | 0 | 0 | 0 | 0 | 0 | 0 | 0 | 0 | 0 | 0 | 0 | 0 | 0 | 0
F4_Commercial_Lodging (ID)_Existing_Food Preparation_Natural Gas_Griddle_E8 | F4 | Commercial | Lodging (ID) | Existing | Food Preparation | Natural Gas | Griddle | E8 | RVT BC Ratio | 0 | 0 | 0 | 0 | 0 | 0 | 0 | 0 | 0 | 0 | 0 | 0 | 0 | 0 | 0 | 0 | 0 | 0 | 0 | 0 | 0 | 0 | 0 | 0 | 0 | 0 | 0
F4_Commercial_Lodging (ID)_Existing_Food Preparation_Natural Gas_Griddle_E9 | F4 | Commercial | Lodging (ID) | Existing | Food Preparation | Natural Gas | Griddle | E9 | RVT BC Ratio | 0 | 0 | 0 | 0 | 0 | 0 | 0 | 0 | 0 | 0 | 0 | 0 | 0 | 0 | 0 | 0 | 0 | 0 | 0 | 0 | 0 | 0 | 0 | 0 | 0 | 0 | 0
F4_Commercial_Lodging (ID)_Existing_Food Preparation_Natural Gas_Griddle_E10 | F4 | Commercial | Lodging (ID) | Existing | Food Preparation | Natural Gas | Griddle | E10 | RVT BC Ratio | 0 | 0 | 0 | 0 | 0 | 0 | 0 | 0 | 0 | 0 | 0 | 0 | 0 | 0 | 0 | 0 | 0 | 0 | 0 | 0 | 0 | 0 | 0 | 0 | 0 | 0 | 0
F5_Commercial_Lodging (ID)_Existing_Food Preparation_Natural Gas_Griddle_E1 | F5 | Commercial | Lodging (ID) | Existing | Food Preparation | Natural Gas | Griddle | E1 | RIM BC Ratio | [24 empty] | 1 | 1 | 1 | bar: 2019 to 2042
F5_Commercial_Lodging (ID)_Existing_Food Preparation_Natural Gas_Griddle_E2 | F5 | Commercial | Lodging (ID) | Existing | Food Preparation | Natural Gas | Griddle | E2 | RIM BC Ratio | 0.75908 | 0.76528 | 0.77251 | 0.78017 | 0.7882 | 0.79686 | 0.80587 | 0.81522 | 0.825 | 0.8353 | 0.83877 | 0.8424 | 0.84646 | 0.85083 | 0.85516 | 0.85954 | 0.86399 | 0.86862 | 0.87349 | 0.87857 | 0.8839 | 0.885 | 0.88608 | 0.88716 | 0.88822 | 0.88926 | 0.89029
F5_Commercial_Lodging (ID)_Existing_Food Preparation_Natural Gas_Griddle_E3 | F5 | Commercial | Lodging (ID) | Existing | Food Preparation | Natural Gas | Griddle | E3 | RIM BC Ratio | 0 | 0 | 0 | 0 | 0 | 0 | 0 | 0 | 0 | 0 | 0 | 0 | 0 | 0 | 0 | 0 | 0 | 0 | 0 | 0 | 0 | 0 | 0 | 0 | 0 | 0 | 0
F5_Commercial_Lodging (ID)_Existing_Food Preparation_Natural Gas_Griddle_E4 | F5 | Commercial | Lodging (ID) | Existing | Food Preparation | Natural Gas | Griddle | E4 | RIM BC Ratio | 0 | 0 | 0 | 0 | 0 | 0 | 0 | 0 | 0 | 0 | 0 | 0 | 0 | 0 | 0 | 0 | 0 | 0 | 0 | 0 | 0 | 0 | 0 | 0 | 0 | 0 | 0
F5_Commercial_Lodging (ID)_Existing_Food Preparation_Natural Gas_Griddle_E5 | F5 | Commercial | Lodging (ID) | Existing | Food Preparation | Natural Gas | Griddle | E5 | RIM BC Ratio | 0 | 0 | 0 | 0 | 0 | 0 | 0 | 0 | 0 | 0 | 0 | 0 | 0 | 0 | 0 | 0 | 0 | 0 | 0 | 0 | 0 | 0 | 0 | 0 | 0 | 0 | 0
F5_Commercial_Lodging (ID)_Existing_Food Preparation_Natural Gas_Griddle_E6 | F5 | Commercial | Lodging (ID) | Existing | Food Preparation | Natural Gas | Griddle | E6 | RIM BC Ratio | 0 | 0 | 0 | 0 | 0 | 0 | 0 | 0 | 0 | 0 | 0 | 0 | 0 | 0 | 0 | 0 | 0 | 0 | 0 | 0 | 0 | 0 | 0 | 0 | 0 | 0 | 0
F5_Commercial_Lodging (ID)_Existing_Food Preparation_Natural Gas_Griddle_E7 | F5 | Commercial | Lodging (ID) | Existing | Food Preparation | Natural Gas | Griddle | E7 | RIM BC Ratio | 0 | 0 | 0 | 0 | 0 | 0 | 0 | 0 | 0 | 0 | 0 | 0 | 0 | 0 | 0 | 0 | 0 | 0 | 0 | 0 | 0 | 0 | 0 | 0 | 0 | 0 | 0
F5_Commercial_Lodging (ID)_Existing_Food Preparation_Natural Gas_Griddle_E8 | F5 | Commercial | Lodging (ID) | Existing | Food Preparation | Natural Gas | Griddle | E8 | RIM BC Ratio | 0 | 0 | 0 | 0 | 0 | 0 | 0 | 0 | 0 | 0 | 0 | 0 | 0 | 0 | 0 | 0 | 0 | 0 | 0 | 0 | 0 | 0 | 0 | 0 | 0 | 0 | 0
F5_Commercial_Lodging (ID)_Existing_Food Preparation_Natural Gas_Griddle_E9 | F5 | Commercial | Lodging (ID) | Existing | Food Preparation | Natural Gas | Griddle | E9 | RIM BC Ratio | 0 | 0 | 0 | 0 | 0 | 0 | 0 | 0 | 0 | 0 | 0 | 0 | 0 | 0 | 0 | 0 | 0 | 0 | 0 | 0 | 0 | 0 | 0 | 0 | 0 | 0 | 0
F5_Commercial_Lodging (ID)_Existing_Food Preparation_Natural Gas_Griddle_E10 | F5 | Commercial | Lodging (ID) | Existing | Food Preparation | Natural Gas | Griddle | E10 | RIM BC Ratio | 0 | 0 | 0 | 0 | 0 | 0 | 0 | 0 | 0 | 0 | 0 | 0 | 0 | 0 | 0 | 0 | 0 | 0 | 0 | 0 | 0 | 0 | 0 | 0 | 0 | 0 | 0
F0_Commercial_Lodging (ID)_Existing_Food Preparation_Natural Gas_Range_E0 | F0 | Commercial | Lodging (ID) | Existing | Food Preparation | Natural Gas | Range | E0 | Economic Unit | High Efficiency | High Efficiency | High Efficiency | High Efficiency | High Efficiency | High Efficiency | High Efficiency | High Efficiency | High Efficiency | High Efficiency | High Efficiency | High Efficiency | High Efficiency | High Efficiency | High Efficiency | High Efficiency | High Efficiency | High Efficiency | High Efficiency | High Efficiency | High Efficiency | High Efficiency | High Efficiency | High Efficiency | High Efficiency | High Efficiency | High Efficiency
F1_Commercial_Lodging (ID)_Existing_Food Preparation_Natural Gas_Range_E1 | F1 | Commercial | Lodging (ID) | Existing | Food Preparation | Natural Gas | Range | E1 | CCE | 0 | 0 | 0 | 0 | 0 | 0 | 0 | 0 | 0 | 0 | 0 | 0 | 0 | 0 | 0 | 0 | 0 | 0 | 0 | 0 | 0 | 0 | 0 | 0 | 0 | 0 | 0
F1_Commercial_Lodging (ID)_Existing_Food Preparation_Natural Gas_Range_E2 | F1 | Commercial | Lodging (ID) | Existing | Food Preparation | Natural Gas | Range | E2 | CCE | 4.0279e-06 | 4.0279e-06 | 4.0279e-06 | 4.0279e-06 | 4.0279e-06 | 4.0279e-06 | 4.0279e-06 | 4.0279e-06 | 4.0279e-06 | 4.0279e-06 | 4.0279e-06 | 4.0279e-06 | 4.0279e-06 | 4.0279e-06 | 4.0279e-06 | 4.0279e-06 | 4.0279e-06 | 4.0279e-06 | 4.0279e-06 | 4.0279e-06 | 4.0279e-06 | 4.0279e-06 | 4.0279e-06 | 4.0279e-06 | 4.0279e-06 | 4.0279e-06 | 4.0279e-06
F1_Commercial_Lodging (ID)_Existing_Food Preparation_Natural Gas_Range_E3 | F1 | Commercial | Lodging (ID) | Existing | Food Preparation | Natural Gas | Range | E3 | CCE | 0 | 0 | 0 | 0 | 0 | 0 | 0 | 0 | 0 | 0 | 0 | 0 | 0 | 0 | 0 | 0 | 0 | 0 | 0 | 0 | 0 | 0 | 0 | 0 | 0 | 0 | 0
F1_Commercial_Lodging (ID)_Existing_Food Preparation_Natural Gas_Range_E4 | F1 | Commercial | Lodging (ID) | Existing | Food Preparation | Natural Gas | Range | E4 | CCE | 0 | 0 | 0 | 0 | 0 | 0 | 0 | 0 | 0 | 0 | 0 | 0 | 0 | 0 | 0 | 0 | 0 | 0 | 0 | 0 | 0 | 0 | 0 | 0 | 0 | 0 | 0
F1_Commercial_Lodging (ID)_Existing_Food Preparation_Natural Gas_Range_E5 | F1 | Commercial | Lodging (ID) | Existing | Food Preparation | Natural Gas | Range | E5 | CCE | 0 | 0 | 0 | 0 | 0 | 0 | 0 | 0 | 0 | 0 | 0 | 0 | 0 | 0 | 0 | 0 | 0 | 0 | 0 | 0 | 0 | 0 | 0 | 0 | 0 | 0 | 0
F1_Commercial_Lodging (ID)_Existing_Food Preparation_Natural Gas_Range_E6 | F1 | Commercial | Lodging (ID) | Existing | Food Preparation | Natural Gas | Range | E6 | CCE | 0 | 0 | 0 | 0 | 0 | 0 | 0 | 0 | 0 | 0 | 0 | 0 | 0 | 0 | 0 | 0 | 0 | 0 | 0 | 0 | 0 | 0 | 0 | 0 | 0 | 0 | 0
F1_Commercial_Lodging (ID)_Existing_Food Preparation_Natural Gas_Range_E7 | F1 | Commercial | Lodging (ID) | Existing | Food Preparation | Natural Gas | Range | E7 | CCE | 0 | 0 | 0 | 0 | 0 | 0 | 0 | 0 | 0 | 0 | 0 | 0 | 0 | 0 | 0 | 0 | 0 | 0 | 0 | 0 | 0 | 0 | 0 | 0 | 0 | 0 | 0
F1_Commercial_Lodging (ID)_Existing_Food Preparation_Natural Gas_Range_E8 | F1 | Commercial | Lodging (ID) | Existing | Food Preparation | Natural Gas | Range | E8 | CCE | 0 | 0 | 0 | 0 | 0 | 0 | 0 | 0 | 0 | 0 | 0 | 0 | 0 | 0 | 0 | 0 | 0 | 0 | 0 | 0 | 0 | 0 | 0 | 0 | 0 | 0 | 0
F1_Commercial_Lodging (ID)_Existing_Food Preparation_Natural Gas_Range_E9 | F1 | Commercial | Lodging (ID) | Existing | Food Preparation | Natural Gas | Range | E9 | CCE | 0 | 0 | 0 | 0 | 0 | 0 | 0 | 0 | 0 | 0 | 0 | 0 | 0 | 0 | 0 | 0 | 0 | 0 | 0 | 0 | 0 | 0 | 0 | 0 | 0 | 0 | 0
F1_Commercial_Lodging (ID)_Existing_Food Preparation_Natural Gas_Range_E10 | F1 | Commercial | Lodging (ID) | Existing | Food Preparation | Natural Gas | Range | E10 | CCE | 0 | 0 | 0 | 0 | 0 | 0 | 0 | 0 | 0 | 0 | 0 | 0 | 0 | 0 | 0 | 0 | 0 | 0 | 0 | 0 | 0 | 0 | 0 | 0 | 0 | 0 | 0
F2_Commercial_Lodging (ID)_Existing_Food Preparation_Natural Gas_Range_E1 | F2 | Commercial | Lodging (ID) | Existing | Food Preparation | Natural Gas | Range | E1 | TRC BC Ratio | [24 empty] | 1 | 1 | 1 | bar: 2019 to 2042
F2_Commercial_Lodging (ID)_Existing_Food Preparation_Natural Gas_Range_E2 | F2 | Commercial | Lodging (ID) | Existing | Food Preparation | Natural Gas | Range | E2 | TRC BC Ratio | 861.0229 | 880.9005 | 905.9042 | 935.3999 | 969.7004 | 1012.9597 | 1058.0178 | 1102.9436 | 1146.2762 | 1190.2049 | 1224.49 | 1256.3824 | 1290.7665 | 1324.2617 | 1353.8023 | 1381.1547 | 1405.2764 | 1428.9872 | 1454.4887 | 1479.2154 | 1504.652 | 1531.1783 | 1557.9591 | 1585.6376 | 1613.8079 | 1642.4787 | 1671.6588
F2_Commercial_Lodging (ID)_Existing_Food Preparation_Natural Gas_Range_E3 | F2 | Commercial | Lodging (ID) | Existing | Food Preparation | Natural Gas | Range | E3 | TRC BC Ratio | 0 | 0 | 0 | 0 | 0 | 0 | 0 | 0 | 0 | 0 | 0 | 0 | 0 | 0 | 0 | 0 | 0 | 0 | 0 | 0 | 0 | 0 | 0 | 0 | 0 | 0 | 0
F2_Commercial_Lodging (ID)_Existing_Food Preparation_Natural Gas_Range_E4 | F2 | Commercial | Lodging (ID) | Existing | Food Preparation | Natural Gas | Range | E4 | TRC BC Ratio | 0 | 0 | 0 | 0 | 0 | 0 | 0 | 0 | 0 | 0 | 0 | 0 | 0 | 0 | 0 | 0 | 0 | 0 | 0 | 0 | 0 | 0 | 0 | 0 | 0 | 0 | 0
F2_Commercial_Lodging (ID)_Existing_Food Preparation_Natural Gas_Range_E5 | F2 | Commercial | Lodging (ID) | Existing | Food Preparation | Natural Gas | Range | E5 | TRC BC Ratio | 0 | 0 | 0 | 0 | 0 | 0 | 0 | 0 | 0 | 0 | 0 | 0 | 0 | 0 | 0 | 0 | 0 | 0 | 0 | 0 | 0 | 0 | 0 | 0 | 0 | 0 | 0
F2_Commercial_Lodging (ID)_Existing_Food Preparation_Natural Gas_Range_E6 | F2 | Commercial | Lodging (ID) | Existing | Food Preparation | Natural Gas | Range | E6 | TRC BC Ratio | 0 | 0 | 0 | 0 | 0 | 0 | 0 | 0 | 0 | 0 | 0 | 0 | 0 | 0 | 0 | 0 | 0 | 0 | 0 | 0 | 0 | 0 | 0 | 0 | 0 | 0 | 0
F2_Commercial_Lodging (ID)_Existing_Food Preparation_Natural Gas_Range_E7 | F2 | Commercial | Lodging (ID) | Existing | Food Preparation | Natural Gas | Range | E7 | TRC BC Ratio | 0 | 0 | 0 | 0 | 0 | 0 | 0 | 0 | 0 | 0 | 0 | 0 | 0 | 0 | 0 | 0 | 0 | 0 | 0 | 0 | 0 | 0 | 0 | 0 | 0 | 0 | 0
F2_Commercial_Lodging (ID)_Existing_Food Preparation_Natural Gas_Range_E8 | F2 | Commercial | Lodging (ID) | Existing | Food Preparation | Natural Gas | Range | E8 | TRC BC Ratio | 0 | 0 | 0 | 0 | 0 | 0 | 0 | 0 | 0 | 0 | 0 | 0 | 0 | 0 | 0 | 0 | 0 | 0 | 0 | 0 | 0 | 0 | 0 | 0 | 0 | 0 | 0
F2_Commercial_Lodging (ID)_Existing_Food Preparation_Natural Gas_Range_E9 | F2 | Commercial | Lodging (ID) | Existing | Food Preparation | Natural Gas | Range | E9 | TRC BC Ratio | 0 | 0 | 0 | 0 | 0 | 0 | 0 | 0 | 0 | 0 | 0 | 0 | 0 | 0 | 0 | 0 | 0 | 0 | 0 | 0 | 0 | 0 | 0 | 0 | 0 | 0 | 0
F2_Commercial_Lodging (ID)_Existing_Food Preparation_Natural Gas_Range_E10 | F2 | Commercial | Lodging (ID) | Existing | Food Preparation | Natural Gas | Range | E10 | TRC BC Ratio | 0 | 0 | 0 | 0 | 0 | 0 | 0 | 0 | 0 | 0 | 0 | 0 | 0 | 0 | 0 | 0 | 0 | 0 | 0 | 0 | 0 | 0 | 0 | 0 | 0 | 0 | 0
F3_Commercial_Lodging (ID)_Existing_Food Preparation_Natural Gas_Range_E1 | F3 | Commercial | Lodging (ID) | Existing | Food Preparation | Natural Gas | Range | E1 | PACT BC Ratio | [24 empty] | 1 | 1 | 1 | bar: 2019 to 2042
F3_Commercial_Lodging (ID)_Existing_Food Preparation_Natural Gas_Range_E2 | F3 | Commercial | Lodging (ID) | Existing | Food Preparation | Natural Gas | Range | E2 | PACT BC Ratio | 1705.1408 | 1744.5057 | 1794.0223 | 1852.4346 | 1920.362 | 2006.0313 | 2095.2629 | 2184.2324 | 2270.0468 | 2357.0418 | 2424.9388 | 2488.0974 | 2556.1905 | 2622.5234 | 2681.0245 | 2735.1923 | 2782.9621 | 2829.9183 | 2880.4206 | 2929.3885 | 2979.7623 | 3032.2942 | 3085.3299 | 3140.1435 | 3195.931 | 3252.7096 | 3310.4969
F3_Commercial_Lodging (ID)_Existing_Food Preparation_Natural Gas_Range_E3 | F3 | Commercial | Lodging (ID) | Existing | Food Preparation | Natural Gas | Range | E3 | PACT BC Ratio | 0 | 0 | 0 | 0 | 0 | 0 | 0 | 0 | 0 | 0 | 0 | 0 | 0 | 0 | 0 | 0 | 0 | 0 | 0 | 0 | 0 | 0 | 0 | 0 | 0 | 0 | 0
F3_Commercial_Lodging (ID)_Existing_Food Preparation_Natural Gas_Range_E4 | F3 | Commercial | Lodging (ID) | Existing | Food Preparation | Natural Gas | Range | E4 | PACT BC Ratio | 0 | 0 | 0 | 0 | 0 | 0 | 0 | 0 | 0 | 0 | 0 | 0 | 0 | 0 | 0 | 0 | 0 | 0 | 0 | 0 | 0 | 0 | 0 | 0 | 0 | 0 | 0
F3_Commercial_Lodging (ID)_Existing_Food Preparation_Natural Gas_Range_E5 | F3 | Commercial | Lodging (ID) | Existing | Food Preparation | Natural Gas | Range | E5 | PACT BC Ratio | 0 | 0 | 0 | 0 | 0 | 0 | 0 | 0 | 0 | 0 | 0 | 0 | 0 | 0 | 0 | 0 | 0 | 0 | 0 | 0 | 0 | 0 | 0 | 0 | 0 | 0 | 0
F3_Commercial_Lodging (ID)_Existing_Food Preparation_Natural Gas_Range_E6 | F3 | Commercial | Lodging (ID) | Existing | Food Preparation | Natural Gas | Range | E6 | PACT BC Ratio | 0 | 0 | 0 | 0 | 0 | 0 | 0 | 0 | 0 | 0 | 0 | 0 | 0 | 0 | 0 | 0 | 0 | 0 | 0 | 0 | 0 | 0 | 0 | 0 | 0 | 0 | 0
F3_Commercial_Lodging (ID)_Existing_Food Preparation_Natural Gas_Range_E7 | F3 | Commercial | Lodging (ID) | Existing | Food Preparation | Natural Gas | Range | E7 | PACT BC Ratio | 0 | 0 | 0 | 0 | 0 | 0 | 0 | 0 | 0 | 0 | 0 | 0 | 0 | 0 | 0 | 0 | 0 | 0 | 0 | 0 | 0 | 0 | 0 | 0 | 0 | 0 | 0
F3_Commercial_Lodging (ID)_Existing_Food Preparation_Natural Gas_Range_E8 | F3 | Commercial | Lodging (ID) | Existing | Food Preparation | Natural Gas | Range | E8 | PACT BC Ratio | 0 | 0 | 0 | 0 | 0 | 0 | 0 | 0 | 0 | 0 | 0 | 0 | 0 | 0 | 0 | 0 | 0 | 0 | 0 | 0 | 0 | 0 | 0 | 0 | 0 | 0 | 0
F3_Commercial_Lodging (ID)_Existing_Food Preparation_Natural Gas_Range_E9 | F3 | Commercial | Lodging (ID) | Existing | Food Preparation | Natural Gas | Range | E9 | PACT BC Ratio | 0 | 0 | 0 | 0 | 0 | 0 | 0 | 0 | 0 | 0 | 0 | 0 | 0 | 0 | 0 | 0 | 0 | 0 | 0 | 0 | 0 | 0 | 0 | 0 | 0 | 0 | 0
F3_Commercial_Lodging (ID)_Existing_Food Preparation_Natural Gas_Range_E10 | F3 | Commercial | Lodging (ID) | Existing | Food Preparation | Natural Gas | Range | E10 | PACT BC Ratio | 0 | 0 | 0 | 0 | 0 | 0 | 0 | 0 | 0 | 0 | 0 | 0 | 0 | 0 | 0 | 0 | 0 | 0 | 0 | 0 | 0 | 0 | 0 | 0 | 0 | 0 | 0
F4_Commercial_Lodging (ID)_Existing_Food Preparation_Natural Gas_Range_E1 | F4 | Commercial | Lodging (ID) | Existing | Food Preparation | Natural Gas | Range | E1 | RVT BC Ratio | [24 empty] | 1 | 1 | 1 | bar: 2019 to 2042
F4_Commercial_Lodging (ID)_Existing_Food Preparation_Natural Gas_Range_E2 | F4 | Commercial | Lodging (ID) | Existing | Food Preparation | Natural Gas | Range | E2 | RVT BC Ratio | 1229.5129 | 1249.9713 | 1274.9038 | 1305.2079 | 1341.2579 | 1388.909 | 1437.7901 | 1485.075 | 1528.6006 | 1570.4018 | 1613.3402 | 1651.6932 | 1691.7024 | 1728.6775 | 1759.8204 | 1787.4205 | 1810.0512 | 1831.3839 | 1854.2701 | 1875.2654 | 1896.2675 | 1929.6907 | 1963.4344 | 1998.3094 | 2033.8039 | 2069.9291 | 2106.696
F4_Commercial_Lodging (ID)_Existing_Food Preparation_Natural Gas_Range_E3 | F4 | Commercial | Lodging (ID) | Existing | Food Preparation | Natural Gas | Range | E3 | RVT BC Ratio | 0 | 0 | 0 | 0 | 0 | 0 | 0 | 0 | 0 | 0 | 0 | 0 | 0 | 0 | 0 | 0 | 0 | 0 | 0 | 0 | 0 | 0 | 0 | 0 | 0 | 0 | 0
F4_Commercial_Lodging (ID)_Existing_Food Preparation_Natural Gas_Range_E4 | F4 | Commercial | Lodging (ID) | Existing | Food Preparation | Natural Gas | Range | E4 | RVT BC Ratio | 0 | 0 | 0 | 0 | 0 | 0 | 0 | 0 | 0 | 0 | 0 | 0 | 0 | 0 | 0 | 0 | 0 | 0 | 0 | 0 | 0 | 0 | 0 | 0 | 0 | 0 | 0
F4_Commercial_Lodging (ID)_Existing_Food Preparation_Natural Gas_Range_E5 | F4 | Commercial | Lodging (ID) | Existing | Food Preparation | Natural Gas | Range | E5 | RVT BC Ratio | 0 | 0 | 0 | 0 | 0 | 0 | 0 | 0 | 0 | 0 | 0 | 0 | 0 | 0 | 0 | 0 | 0 | 0 | 0 | 0 | 0 | 0 | 0 | 0 | 0 | 0 | 0
F4_Commercial_Lodging (ID)_Existing_Food Preparation_Natural Gas_Range_E6 | F4 | Commercial | Lodging (ID) | Existing | Food Preparation | Natural Gas | Range | E6 | RVT BC Ratio | 0 | 0 | 0 | 0 | 0 | 0 | 0 | 0 | 0 | 0 | 0 | 0 | 0 | 0 | 0 | 0 | 0 | 0 | 0 | 0 | 0 | 0 | 0 | 0 | 0 | 0 | 0
F4_Commercial_Lodging (ID)_Existing_Food Preparation_Natural Gas_Range_E7 | F4 | Commercial | Lodging (ID) | Existing | Food Preparation | Natural Gas | Range | E7 | RVT BC Ratio | 0 | 0 | 0 | 0 | 0 | 0 | 0 | 0 | 0 | 0 | 0 | 0 | 0 | 0 | 0 | 0 | 0 | 0 | 0 | 0 | 0 | 0 | 0 | 0 | 0 | 0 | 0
F4_Commercial_Lodging (ID)_Existing_Food Preparation_Natural Gas_Range_E8 | F4 | Commercial | Lodging (ID) | Existing | Food Preparation | Natural Gas | Range | E8 | RVT BC Ratio | 0 | 0 | 0 | 0 | 0 | 0 | 0 | 0 | 0 | 0 | 0 | 0 | 0 | 0 | 0 | 0 | 0 | 0 | 0 | 0 | 0 | 0 | 0 | 0 | 0 | 0 | 0
F4_Commercial_Lodging (ID)_Existing_Food Preparation_Natural Gas_Range_E9 | F4 | Commercial | Lodging (ID) | Existing | Food Preparation | Natural Gas | Range | E9 | RVT BC Ratio | 0 | 0 | 0 | 0 | 0 | 0 | 0 | 0 | 0 | 0 | 0 | 0 | 0 | 0 | 0 | 0 | 0 | 0 | 0 | 0 | 0 | 0 | 0 | 0 | 0 | 0 | 0
F4_Commercial_Lodging (ID)_Existing_Food Preparation_Natural Gas_Range_E10 | F4 | Commercial | Lodging (ID) | Existing | Food Preparation | Natural Gas | Range | E10 | RVT BC Ratio | 0 | 0 | 0 | 0 | 0 | 0 | 0 | 0 | 0 | 0 | 0 | 0 | 0 | 0 | 0 | 0 | 0 | 0 | 0 | 0 | 0 | 0 | 0 | 0 | 0 | 0 | 0
F5_Commercial_Lodging (ID)_Existing_Food Preparation_Natural Gas_Range_E1 | F5 | Commercial | Lodging (ID) | Existing | Food Preparation | Natural Gas | Range | E1 | RIM BC Ratio | [24 empty] | 1 | 1 | 1 | bar: 2019 to 2042
F5_Commercial_Lodging (ID)_Existing_Food Preparation_Natural Gas_Range_E2 | F5 | Commercial | Lodging (ID) | Existing | Food Preparation | Natural Gas | Range | E2 | RIM BC Ratio | 0.84022 | 0.84555 | 0.85255 | 0.85987 | 0.86744 | 0.87506 | 0.88291 | 0.8911 | 0.89975 | 0.90936 | 0.91066 | 0.91269 | 0.91549 | 0.91916 | 0.92304 | 0.92715 | 0.93155 | 0.93623 | 0.94118 | 0.94646 | 0.95208 | 0.95208 | 0.95209 | 0.95209 | 0.9521 | 0.9521 | 0.95211
F5_Commercial_Lodging (ID)_Existing_Food Preparation_Natural Gas_Range_E3 | F5 | Commercial | Lodging (ID) | Existing | Food Preparation | Natural Gas | Range | E3 | RIM BC Ratio | 0 | 0 | 0 | 0 | 0 | 0 | 0 | 0 | 0 | 0 | 0 | 0 | 0 | 0 | 0 | 0 | 0 | 0 | 0 | 0 | 0 | 0 | 0 | 0 | 0 | 0 | 0
F5_Commercial_Lodging (ID)_Existing_Food Preparation_Natural Gas_Range_E4 | F5 | Commercial | Lodging (ID) | Existing | Food Preparation | Natural Gas | Range | E4 | RIM BC Ratio | 0 | 0 | 0 | 0 | 0 | 0 | 0 | 0 | 0 | 0 | 0 | 0 | 0 | 0 | 0 | 0 | 0 | 0 | 0 | 0 | 0 | 0 | 0 | 0 | 0 | 0 | 0
F5_Commercial_Lodging (ID)_Existing_Food Preparation_Natural Gas_Range_E5 | F5 | Commercial | Lodging (ID) | Existing | Food Preparation | Natural Gas | Range | E5 | RIM BC Ratio | 0 | 0 | 0 | 0 | 0 | 0 | 0 | 0 | 0 | 0 | 0 | 0 | 0 | 0 | 0 | 0 | 0 | 0 | 0 | 0 | 0 | 0 | 0 | 0 | 0 | 0 | 0
F5_Commercial_Lodging (ID)_Existing_Food Preparation_Natural Gas_Range_E6 | F5 | Commercial | Lodging (ID) | Existing | Food Preparation | Natural Gas | Range | E6 | RIM BC Ratio | 0 | 0 | 0 | 0 | 0 | 0 | 0 | 0 | 0 | 0 | 0 | 0 | 0 | 0 | 0 | 0 | 0 | 0 | 0 | 0 | 0 | 0 | 0 | 0 | 0 | 0 | 0
F5_Commercial_Lodging (ID)_Existing_Food Preparation_Natural Gas_Range_E7 | F5 | Commercial | Lodging (ID) | Existing | Food Preparation | Natural Gas | Range | E7 | RIM BC Ratio | 0 | 0 | 0 | 0 | 0 | 0 | 0 | 0 | 0 | 0 | 0 | 0 | 0 | 0 | 0 | 0 | 0 | 0 | 0 | 0 | 0 | 0 | 0 | 0 | 0 | 0 | 0
F5_Commercial_Lodging (ID)_Existing_Food Preparation_Natural Gas_Range_E8 | F5 | Commercial | Lodging (ID) | Existing | Food Preparation | Natural Gas | Range | E8 | RIM BC Ratio | 0 | 0 | 0 | 0 | 0 | 0 | 0 | 0 | 0 | 0 | 0 | 0 | 0 | 0 | 0 | 0 | 0 | 0 | 0 | 0 | 0 | 0 | 0 | 0 | 0 | 0 | 0
F5_Commercial_Lodging (ID)_Existing_Food Preparation_Natural Gas_Range_E9 | F5 | Commercial | Lodging (ID) | Existing | Food Preparation | Natural Gas | Range | E9 | RIM BC Ratio | 0 | 0 | 0 | 0 | 0 | 0 | 0 | 0 | 0 | 0 | 0 | 0 | 0 | 0 | 0 | 0 | 0 | 0 | 0 | 0 | 0 | 0 | 0 | 0 | 0 | 0 | 0
F5_Commercial_Lodging (ID)_Existing_Food Preparation_Natural Gas_Range_E10 | F5 | Commercial | Lodging (ID) | Existing | Food Preparation | Natural Gas | Range | E10 | RIM BC Ratio | 0 | 0 | 0 | 0 | 0 | 0 | 0 | 0 | 0 | 0 | 0 | 0 | 0 | 0 | 0 | 0 | 0 | 0 | 0 | 0 | 0 | 0 | 0 | 0 | 0 | 0 | 0
F0_Commercial_Lodging (ID)_Existing_Food Preparation_Natural Gas_Steamer_E0 | F0 | Commercial | Lodging (ID) | Existing | Food Preparation | Natural Gas | Steamer | E0 | Economic Unit | ENERGY STAR | ENERGY STAR | ENERGY STAR | ENERGY STAR | ENERGY STAR | ENERGY STAR | ENERGY STAR | ENERGY STAR | ENERGY STAR | ENERGY STAR | ENERGY STAR | ENERGY STAR | ENERGY STAR | ENERGY STAR | ENERGY STAR | ENERGY STAR | ENERGY STAR | ENERGY STAR | ENERGY STAR | ENERGY STAR | ENERGY STAR | ENERGY STAR | ENERGY STAR | ENERGY STAR | ENERGY STAR | ENERGY STAR | ENERGY STAR
F1_Commercial_Lodging (ID)_Existing_Food Preparation_Natural Gas_Steamer_E1 | F1 | Commercial | Lodging (ID) | Existing | Food Preparation | Natural Gas | Steamer | E1 | CCE | 0 | 0 | 0 | 0 | 0 | 0 | 0 | 0 | 0 | 0 | 0 | 0 | 0 | 0 | 0 | 0 | 0 | 0 | 0 | 0 | 0 | 0 | 0 | 0 | 0 | 0 | 0
F1_Commercial_Lodging (ID)_Existing_Food Preparation_Natural Gas_Steamer_E2 | F1 | Commercial | Lodging (ID) | Existing | Food Preparation | Natural Gas | Steamer | E2 | CCE | 6.0958e-06 | 6.0958e-06 | 6.0958e-06 | 6.0958e-06 | 6.0958e-06 | 6.0958e-06 | 6.0958e-06 | 6.0958e-06 | 6.0958e-06 | 6.0958e-06 | 6.0958e-06 | 6.0958e-06 | 6.0958e-06 | 6.0958e-06 | 6.0958e-06 | 6.0958e-06 | 6.0958e-06 | 6.0958e-06 | 6.0958e-06 | 6.0958e-06 | 6.0958e-06 | 6.0958e-06 | 6.0958e-06 | 6.0958e-06 | 6.0958e-06 | 6.0958e-06 | 6.0958e-06
F1_Commercial_Lodging (ID)_Existing_Food Preparation_Natural Gas_Steamer_E3 | F1 | Commercial | Lodging (ID) | Existing | Food Preparation | Natural Gas | Steamer | E3 | CCE | 0 | 0 | 0 | 0 | 0 | 0 | 0 | 0 | 0 | 0 | 0 | 0 | 0 | 0 | 0 | 0 | 0 | 0 | 0 | 0 | 0 | 0 | 0 | 0 | 0 | 0 | 0
F1_Commercial_Lodging (ID)_Existing_Food Preparation_Natural Gas_Steamer_E4 | F1 | Commercial | Lodging (ID) | Existing | Food Preparation | Natural Gas | Steamer | E4 | CCE | 0 | 0 | 0 | 0 | 0 | 0 | 0 | 0 | 0 | 0 | 0 | 0 | 0 | 0 | 0 | 0 | 0 | 0 | 0 | 0 | 0 | 0 | 0 | 0 | 0 | 0 | 0
F1_Commercial_Lodging (ID)_Existing_Food Preparation_Natural Gas_Steamer_E5 | F1 | Commercial | Lodging (ID) | Existing | Food Preparation | Natural Gas | Steamer | E5 | CCE | 0 | 0 | 0 | 0 | 0 | 0 | 0 | 0 | 0 | 0 | 0 | 0 | 0 | 0 | 0 | 0 | 0 | 0 | 0 | 0 | 0 | 0 | 0 | 0 | 0 | 0 | 0
F1_Commercial_Lodging (ID)_Existing_Food Preparation_Natural Gas_Steamer_E6 | F1 | Commercial | Lodging (ID) | Existing | Food Preparation | Natural Gas | Steamer | E6 | CCE | 0 | 0 | 0 | 0 | 0 | 0 | 0 | 0 | 0 | 0 | 0 | 0 | 0 | 0 | 0 | 0 | 0 | 0 | 0 | 0 | 0 | 0 | 0 | 0 | 0 | 0 | 0
F1_Commercial_Lodging (ID)_Existing_Food Preparation_Natural Gas_Steamer_E7 | F1 | Commercial | Lodging (ID) | Existing | Food Preparation | Natural Gas | Steamer | E7 | CCE | 0 | 0 | 0 | 0 | 0 | 0 | 0 | 0 | 0 | 0 | 0 | 0 | 0 | 0 | 0 | 0 | 0 | 0 | 0 | 0 | 0 | 0 | 0 | 0 | 0 | 0 | 0
F1_Commercial_Lodging (ID)_Existing_Food Preparation_Natural Gas_Steamer_E8 | F1 | Commercial | Lodging (ID) | Existing | Food Preparation | Natural Gas | Steamer | E8 | CCE | 0 | 0 | 0 | 0 | 0 | 0 | 0 | 0 | 0 | 0 | 0 | 0 | 0 | 0 | 0 | 0 | 0 | 0 | 0 | 0 | 0 | 0 | 0 | 0 | 0 | 0 | 0
F1_Commercial_Lodging (ID)_Existing_Food Preparation_Natural Gas_Steamer_E9 | F1 | Commercial | Lodging (ID) | Existing | Food Preparation | Natural Gas | Steamer | E9 | CCE | 0 | 0 | 0 | 0 | 0 | 0 | 0 | 0 | 0 | 0 | 0 | 0 | 0 | 0 | 0 | 0 | 0 | 0 | 0 | 0 | 0 | 0 | 0 | 0 | 0 | 0 | 0
F1_Commercial_Lodging (ID)_Existing_Food Preparation_Natural Gas_Steamer_E10 | F1 | Commercial | Lodging (ID) | Existing | Food Preparation | Natural Gas | Steamer | E10 | CCE | 0 | 0 | 0 | 0 | 0 | 0 | 0 | 0 | 0 | 0 | 0 | 0 | 0 | 0 | 0 | 0 | 0 | 0 | 0 | 0 | 0 | 0 | 0 | 0 | 0 | 0 | 0
F2_Commercial_Lodging (ID)_Existing_Food Preparation_Natural Gas_Steamer_E1 | F2 | Commercial | Lodging (ID) | Existing | Food Preparation | Natural Gas | Steamer | E1 | TRC BC Ratio | [24 empty] | 1 | 1 | 1 | bar: 2019 to 2042
F2_Commercial_Lodging (ID)_Existing_Food Preparation_Natural Gas_Steamer_E2 | F2 | Commercial | Lodging (ID) | Existing | Food Preparation | Natural Gas | Steamer | E2 | TRC BC Ratio | 583.8412 | 598.5552 | 615.9879 | 635.965 | 658.5567 | 686.044 | 714.336 | 742.3546 | 769.3279 | 796.6765 | 818.4374 | 838.8238 | 860.7276 | 882.1693 | 901.3407 | 919.2812 | 935.3703 | 951.2551 | 968.2218 | 984.7728 | 1001.776 | 1019.4536 | 1037.3187 | 1055.7476 | 1074.5039 | 1093.5934 | 1113.0221
F2_Commercial_Lodging (ID)_Existing_Food Preparation_Natural Gas_Steamer_E3 | F2 | Commercial | Lodging (ID) | Existing | Food Preparation | Natural Gas | Steamer | E3 | TRC BC Ratio | 0 | 0 | 0 | 0 | 0 | 0 | 0 | 0 | 0 | 0 | 0 | 0 | 0 | 0 | 0 | 0 | 0 | 0 | 0 | 0 | 0 | 0 | 0 | 0 | 0 | 0 | 0
F2_Commercial_Lodging (ID)_Existing_Food Preparation_Natural Gas_Steamer_E4 | F2 | Commercial | Lodging (ID) | Existing | Food Preparation | Natural Gas | Steamer | E4 | TRC BC Ratio | 0 | 0 | 0 | 0 | 0 | 0 | 0 | 0 | 0 | 0 | 0 | 0 | 0 | 0 | 0 | 0 | 0 | 0 | 0 | 0 | 0 | 0 | 0 | 0 | 0 | 0 | 0
F2_Commercial_Lodging (ID)_Existing_Food Preparation_Natural Gas_Steamer_E5 | F2 | Commercial | Lodging (ID) | Existing | Food Preparation | Natural Gas | Steamer | E5 | TRC BC Ratio | 0 | 0 | 0 | 0 | 0 | 0 | 0 | 0 | 0 | 0 | 0 | 0 | 0 | 0 | 0 | 0 | 0 | 0 | 0 | 0 | 0 | 0 | 0 | 0 | 0 | 0 | 0
F2_Commercial_Lodging (ID)_Existing_Food Preparation_Natural Gas_Steamer_E6 | F2 | Commercial | Lodging (ID) | Existing | Food Preparation | Natural Gas | Steamer | E6 | TRC BC Ratio | 0 | 0 | 0 | 0 | 0 | 0 | 0 | 0 | 0 | 0 | 0 | 0 | 0 | 0 | 0 | 0 | 0 | 0 | 0 | 0 | 0 | 0 | 0 | 0 | 0 | 0 | 0
F2_Commercial_Lodging (ID)_Existing_Food Preparation_Natural Gas_Steamer_E7 | F2 | Commercial | Lodging (ID) | Existing | Food Preparation | Natural Gas | Steamer | E7 | TRC BC Ratio | 0 | 0 | 0 | 0 | 0 | 0 | 0 | 0 | 0 | 0 | 0 | 0 | 0 | 0 | 0 | 0 | 0 | 0 | 0 | 0 | 0 | 0 | 0 | 0 | 0 | 0 | 0
F2_Commercial_Lodging (ID)_Existing_Food Preparation_Natural Gas_Steamer_E8 | F2 | Commercial | Lodging (ID) | Existing | Food Preparation | Natural Gas | Steamer | E8 | TRC BC Ratio | 0 | 0 | 0 | 0 | 0 | 0 | 0 | 0 | 0 | 0 | 0 | 0 | 0 | 0 | 0 | 0 | 0 | 0 | 0 | 0 | 0 | 0 | 0 | 0 | 0 | 0 | 0
F2_Commercial_Lodging (ID)_Existing_Food Preparation_Natural Gas_Steamer_E9 | F2 | Commercial | Lodging (ID) | Existing | Food Preparation | Natural Gas | Steamer | E9 | TRC BC Ratio | 0 | 0 | 0 | 0 | 0 | 0 | 0 | 0 | 0 | 0 | 0 | 0 | 0 | 0 | 0 | 0 | 0 | 0 | 0 | 0 | 0 | 0 | 0 | 0 | 0 | 0 | 0
F2_Commercial_Lodging (ID)_Existing_Food Preparation_Natural Gas_Steamer_E10 | F2 | Commercial | Lodging (ID) | Existing | Food Preparation | Natural Gas | Steamer | E10 | TRC BC Ratio | 0 | 0 | 0 | 0 | 0 | 0 | 0 | 0 | 0 | 0 | 0 | 0 | 0 | 0 | 0 | 0 | 0 | 0 | 0 | 0 | 0 | 0 | 0 | 0 | 0 | 0 | 0
F3_Commercial_Lodging (ID)_Existing_Food Preparation_Natural Gas_Steamer_E1 | F3 | Commercial | Lodging (ID) | Existing | Food Preparation | Natural Gas | Steamer | E1 | PACT BC Ratio | [24 empty] | 1 | 1 | 1 | bar: 2019 to 2042
F3_Commercial_Lodging (ID)_Existing_Food Preparation_Natural Gas_Steamer_E2 | F3 | Commercial | Lodging (ID) | Existing | Food Preparation | Natural Gas | Steamer | E2 | PACT BC Ratio | 1156.2195 | 1185.3587 | 1219.8818 | 1259.4437 | 1304.1835 | 1358.6185 | 1414.6471 | 1470.134 | 1523.5511 | 1577.7114 | 1620.8059 | 1661.1785 | 1704.5561 | 1747.0185 | 1784.9848 | 1820.5137 | 1852.376 | 1883.8337 | 1917.4338 | 1950.211 | 1983.8834 | 2018.8917 | 2054.2711 | 2090.7671 | 2127.9114 | 2165.7157 | 2204.1915
F3_Commercial_Lodging (ID)_Existing_Food Preparation_Natural Gas_Steamer_E3 | F3 | Commercial | Lodging (ID) | Existing | Food Preparation | Natural Gas | Steamer | E3 | PACT BC Ratio | 0 | 0 | 0 | 0 | 0 | 0 | 0 | 0 | 0 | 0 | 0 | 0 | 0 | 0 | 0 | 0 | 0 | 0 | 0 | 0 | 0 | 0 | 0 | 0 | 0 | 0 | 0
F3_Commercial_Lodging (ID)_Existing_Food Preparation_Natural Gas_Steamer_E4 | F3 | Commercial | Lodging (ID) | Existing | Food Preparation | Natural Gas | Steamer | E4 | PACT BC Ratio | 0 | 0 | 0 | 0 | 0 | 0 | 0 | 0 | 0 | 0 | 0 | 0 | 0 | 0 | 0 | 0 | 0 | 0 | 0 | 0 | 0 | 0 | 0 | 0 | 0 | 0 | 0
F3_Commercial_Lodging (ID)_Existing_Food Preparation_Natural Gas_Steamer_E5 | F3 | Commercial | Lodging (ID) | Existing | Food Preparation | Natural Gas | Steamer | E5 | PACT BC Ratio | 0 | 0 | 0 | 0 | 0 | 0 | 0 | 0 | 0 | 0 | 0 | 0 | 0 | 0 | 0 | 0 | 0 | 0 | 0 | 0 | 0 | 0 | 0 | 0 | 0 | 0 | 0
F3_Commercial_Lodging (ID)_Existing_Food Preparation_Natural Gas_Steamer_E6 | F3 | Commercial | Lodging (ID) | Existing | Food Preparation | Natural Gas | Steamer | E6 | PACT BC Ratio | 0 | 0 | 0 | 0 | 0 | 0 | 0 | 0 | 0 | 0 | 0 | 0 | 0 | 0 | 0 | 0 | 0 | 0 | 0 | 0 | 0 | 0 | 0 | 0 | 0 | 0 | 0
F3_Commercial_Lodging (ID)_Existing_Food Preparation_Natural Gas_Steamer_E7 | F3 | Commercial | Lodging (ID) | Existing | Food Preparation | Natural Gas | Steamer | E7 | PACT BC Ratio | 0 | 0 | 0 | 0 | 0 | 0 | 0 | 0 | 0 | 0 | 0 | 0 | 0 | 0 | 0 | 0 | 0 | 0 | 0 | 0 | 0 | 0 | 0 | 0 | 0 | 0 | 0
F3_Commercial_Lodging (ID)_Existing_Food Preparation_Natural Gas_Steamer_E8 | F3 | Commercial | Lodging (ID) | Existing | Food Preparation | Natural Gas | Steamer | E8 | PACT BC Ratio | 0 | 0 | 0 | 0 | 0 | 0 | 0 | 0 | 0 | 0 | 0 | 0 | 0 | 0 | 0 | 0 | 0 | 0 | 0 | 0 | 0 | 0 | 0 | 0 | 0 | 0 | 0
F3_Commercial_Lodging (ID)_Existing_Food Preparation_Natural Gas_Steamer_E9 | F3 | Commercial | Lodging (ID) | Existing | Food Preparation | Natural Gas | Steamer | E9 | PACT BC Ratio | 0 | 0 | 0 | 0 | 0 | 0 | 0 | 0 | 0 | 0 | 0 | 0 | 0 | 0 | 0 | 0 | 0 | 0 | 0 | 0 | 0 | 0 | 0 | 0 | 0 | 0 | 0
F3_Commercial_Lodging (ID)_Existing_Food Preparation_Natural Gas_Steamer_E10 | F3 | Commercial | Lodging (ID) | Existing | Food Preparation | Natural Gas | Steamer | E10 | PACT BC Ratio | 0 | 0 | 0 | 0 | 0 | 0 | 0 | 0 | 0 | 0 | 0 | 0 | 0 | 0 | 0 | 0 | 0 | 0 | 0 | 0 | 0 | 0 | 0 | 0 | 0 | 0 | 0
F4_Commercial_Lodging (ID)_Existing_Food Preparation_Natural Gas_Steamer_E1 | F4 | Commercial | Lodging (ID) | Existing | Food Preparation | Natural Gas | Steamer | E1 | RVT BC Ratio | [24 empty] | 1 | 1 | 1 | bar: 2019 to 2042
F4_Commercial_Lodging (ID)_Existing_Food Preparation_Natural Gas_Steamer_E2 | F4 | Commercial | Lodging (ID) | Existing | Food Preparation | Natural Gas | Steamer | E2 | RVT BC Ratio | 825.5819 | 841.1698 | 859.4673 | 880.7976 | 905.231 | 935.7287 | 966.3115 | 995.349 | 1021.6342 | 1047.1137 | 1073.5159 | 1097.5101 | 1122.8373 | 1146.8006 | 1167.4073 | 1186.0044 | 1201.7439 | 1216.7702 | 1232.7494 | 1247.6709 | 1262.6437 | 1284.9175 | 1307.4275 | 1330.6479 | 1354.2809 | 1378.3337 | 1402.8138
F4_Commercial_Lodging (ID)_Existing_Food Preparation_Natural Gas_Steamer_E3 | F4 | Commercial | Lodging (ID) | Existing | Food Preparation | Natural Gas | Steamer | E3 | RVT BC Ratio | 0 | 0 | 0 | 0 | 0 | 0 | 0 | 0 | 0 | 0 | 0 | 0 | 0 | 0 | 0 | 0 | 0 | 0 | 0 | 0 | 0 | 0 | 0 | 0 | 0 | 0 | 0
F4_Commercial_Lodging (ID)_Existing_Food Preparation_Natural Gas_Steamer_E4 | F4 | Commercial | Lodging (ID) | Existing | Food Preparation | Natural Gas | Steamer | E4 | RVT BC Ratio | 0 | 0 | 0 | 0 | 0 | 0 | 0 | 0 | 0 | 0 | 0 | 0 | 0 | 0 | 0 | 0 | 0 | 0 | 0 | 0 | 0 | 0 | 0 | 0 | 0 | 0 | 0
F4_Commercial_Lodging (ID)_Existing_Food Preparation_Natural Gas_Steamer_E5 | F4 | Commercial | Lodging (ID) | Existing | Food Preparation | Natural Gas | Steamer | E5 | RVT BC Ratio | 0 | 0 | 0 | 0 | 0 | 0 | 0 | 0 | 0 | 0 | 0 | 0 | 0 | 0 | 0 | 0 | 0 | 0 | 0 | 0 | 0 | 0 | 0 | 0 | 0 | 0 | 0
F4_Commercial_Lodging (ID)_Existing_Food Preparation_Natural Gas_Steamer_E6 | F4 | Commercial | Lodging (ID) | Existing | Food Preparation | Natural Gas | Steamer | E6 | RVT BC Ratio | 0 | 0 | 0 | 0 | 0 | 0 | 0 | 0 | 0 | 0 | 0 | 0 | 0 | 0 | 0 | 0 | 0 | 0 | 0 | 0 | 0 | 0 | 0 | 0 | 0 | 0 | 0
F4_Commercial_Lodging (ID)_Existing_Food Preparation_Natural Gas_Steamer_E7 | F4 | Commercial | Lodging (ID) | Existing | Food Preparation | Natural Gas | Steamer | E7 | RVT BC Ratio | 0 | 0 | 0 | 0 | 0 | 0 | 0 | 0 | 0 | 0 | 0 | 0 | 0 | 0 | 0 | 0 | 0 | 0 | 0 | 0 | 0 | 0 | 0 | 0 | 0 | 0 | 0
F4_Commercial_Lodging (ID)_Existing_Food Preparation_Natural Gas_Steamer_E8 | F4 | Commercial | Lodging (ID) | Existing | Food Preparation | Natural Gas | Steamer | E8 | RVT BC Ratio | 0 | 0 | 0 | 0 | 0 | 0 | 0 | 0 | 0 | 0 | 0 | 0 | 0 | 0 | 0 | 0 | 0 | 0 | 0 | 0 | 0 | 0 | 0 | 0 | 0 | 0 | 0
F4_Commercial_Lodging (ID)_Existing_Food Preparation_Natural Gas_Steamer_E9 | F4 | Commercial | Lodging (ID) | Existing | Food Preparation | Natural Gas | Steamer | E9 | RVT BC Ratio | 0 | 0 | 0 | 0 | 0 | 0 | 0 | 0 | 0 | 0 | 0 | 0 | 0 | 0 | 0 | 0 | 0 | 0 | 0 | 0 | 0 | 0 | 0 | 0 | 0 | 0 | 0
F4_Commercial_Lodging (ID)_Existing_Food Preparation_Natural Gas_Steamer_E10 | F4 | Commercial | Lodging (ID) | Existing | Food Preparation | Natural Gas | Steamer | E10 | RVT BC Ratio | 0 | 0 | 0 | 0 | 0 | 0 | 0 | 0 | 0 | 0 | 0 | 0 | 0 | 0 | 0 | 0 | 0 | 0 | 0 | 0 | 0 | 0 | 0 | 0 | 0 | 0 | 0
F5_Commercial_Lodging (ID)_Existing_Food Preparation_Natural Gas_Steamer_E1 | F5 | Commercial | Lodging (ID) | Existing | Food Preparation | Natural Gas | Steamer | E1 | RIM BC Ratio | [24 empty] | 1 | 1 | 1 | bar: 2019 to 2042
F5_Commercial_Lodging (ID)_Existing_Food Preparation_Natural Gas_Steamer_E2 | F5 | Commercial | Lodging (ID) | Existing | Food Preparation | Natural Gas | Steamer | E2 | RIM BC Ratio | 0.84842 | 0.85369 | 0.85985 | 0.86624 | 0.87281 | 0.87961 | 0.8869 | 0.89481 | 0.90347 | 0.91282 | 0.9147 | 0.91699 | 0.91971 | 0.92293 | 0.92635 | 0.92997 | 0.93386 | 0.93799 | 0.94235 | 0.94699 | 0.95192 | 0.95193 | 0.95194 | 0.95195 | 0.95195 | 0.95196 | 0.95197
F5_Commercial_Lodging (ID)_Existing_Food Preparation_Natural Gas_Steamer_E3 | F5 | Commercial | Lodging (ID) | Existing | Food Preparation | Natural Gas | Steamer | E3 | RIM BC Ratio | 0 | 0 | 0 | 0 | 0 | 0 | 0 | 0 | 0 | 0 | 0 | 0 | 0 | 0 | 0 | 0 | 0 | 0 | 0 | 0 | 0 | 0 | 0 | 0 | 0 | 0 | 0
F5_Commercial_Lodging (ID)_Existing_Food Preparation_Natural Gas_Steamer_E4 | F5 | Commercial | Lodging (ID) | Existing | Food Preparation | Natural Gas | Steamer | E4 | RIM BC Ratio | 0 | 0 | 0 | 0 | 0 | 0 | 0 | 0 | 0 | 0 | 0 | 0 | 0 | 0 | 0 | 0 | 0 | 0 | 0 | 0 | 0 | 0 | 0 | 0 | 0 | 0 | 0
F5_Commercial_Lodging (ID)_Existing_Food Preparation_Natural Gas_Steamer_E5 | F5 | Commercial | Lodging (ID) | Existing | Food Preparation | Natural Gas | Steamer | E5 | RIM BC Ratio | 0 | 0 | 0 | 0 | 0 | 0 | 0 | 0 | 0 | 0 | 0 | 0 | 0 | 0 | 0 | 0 | 0 | 0 | 0 | 0 | 0 | 0 | 0 | 0 | 0 | 0 | 0
F5_Commercial_Lodging (ID)_Existing_Food Preparation_Natural Gas_Steamer_E6 | F5 | Commercial | Lodging (ID) | Existing | Food Preparation | Natural Gas | Steamer | E6 | RIM BC Ratio | 0 | 0 | 0 | 0 | 0 | 0 | 0 | 0 | 0 | 0 | 0 | 0 | 0 | 0 | 0 | 0 | 0 | 0 | 0 | 0 | 0 | 0 | 0 | 0 | 0 | 0 | 0
F5_Commercial_Lodging (ID)_Existing_Food Preparation_Natural Gas_Steamer_E7 | F5 | Commercial | Lodging (ID) | Existing | Food Preparation | Natural Gas | Steamer | E7 | RIM BC Ratio | 0 | 0 | 0 | 0 | 0 | 0 | 0 | 0 | 0 | 0 | 0 | 0 | 0 | 0 | 0 | 0 | 0 | 0 | 0 | 0 | 0 | 0 | 0 | 0 | 0 | 0 | 0
F5_Commercial_Lodging (ID)_Existing_Food Preparation_Natural Gas_Steamer_E8 | F5 | Commercial | Lodging (ID) | Existing | Food Preparation | Natural Gas | Steamer | E8 | RIM BC Ratio | 0 | 0 | 0 | 0 | 0 | 0 | 0 | 0 | 0 | 0 | 0 | 0 | 0 | 0 | 0 | 0 | 0 | 0 | 0 | 0 | 0 | 0 | 0 | 0 | 0 | 0 | 0
F5_Commercial_Lodging (ID)_Existing_Food Preparation_Natural Gas_Steamer_E9 | F5 | Commercial | Lodging (ID) | Existing | Food Preparation | Natural Gas | Steamer | E9 | RIM BC Ratio | 0 | 0 | 0 | 0 | 0 | 0 | 0 | 0 | 0 | 0 | 0 | 0 | 0 | 0 | 0 | 0 | 0 | 0 | 0 | 0 | 0 | 0 | 0 | 0 | 0 | 0 | 0
F5_Commercial_Lodging (ID)_Existing_Food Preparation_Natural Gas_Steamer_E10 | F5 | Commercial | Lodging (ID) | Existing | Food Preparation | Natural Gas | Steamer | E10 | RIM BC Ratio | 0 | 0 | 0 | 0 | 0 | 0 | 0 | 0 | 0 | 0 | 0 | 0 | 0 | 0 | 0 | 0 | 0 | 0 | 0 | 0 | 0 | 0 | 0 | 0 | 0 | 0 | 0
F0_Commercial_Lodging (ID)_Existing_Food Preparation_Natural Gas_Food Prep Other_E0 | F0 | Commercial | Lodging (ID) | Existing | Food Preparation | Natural Gas | Food Prep Other | E0 | Economic Unit | Standard | Standard | Standard | Standard | Standard | Standard | Standard | Standard | Standard | Standard | Standard | Standard | Standard | Standard | Standard | Standard | Standard | Standard | Standard | Standard | Standard | Standard | Standard | Standard | Standard | Standard | Standard
F1_Commercial_Lodging (ID)_Existing_Food Preparation_Natural Gas_Food Prep Other_E1 | F1 | Commercial | Lodging (ID) | Existing | Food Preparation | Natural Gas | Food Prep Other | E1 | CCE | 0 | 0 | 0 | 0 | 0 | 0 | 0 | 0 | 0 | 0 | 0 | 0 | 0 | 0 | 0 | 0 | 0 | 0 | 0 | 0 | 0 | 0 | 0 | 0 | 0 | 0 | 0
F1_Commercial_Lodging (ID)_Existing_Food Preparation_Natural Gas_Food Prep Other_E2 | F1 | Commercial | Lodging (ID) | Existing | Food Preparation | Natural Gas | Food Prep Other | E2 | CCE | 0.19058 | 0.19058 | 0.19058 | 0.19058 | 0.19058 | 0.19058 | 0.19058 | 0.19058 | 0.19058 | 0.19058 | 0.19058 | 0.19058 | 0.19058 | 0.19058 | 0.19058 | 0.19058 | 0.19058 | 0.19058 | 0.19058 | 0.19058 | 0.19058 | 0.19058 | 0.19058 | 0.19058 | 0.19058 | 0.19058 | 0.19058
F1_Commercial_Lodging (ID)_Existing_Food Preparation_Natural Gas_Food Prep Other_E3 | F1 | Commercial | Lodging (ID) | Existing | Food Preparation | Natural Gas | Food Prep Other | E3 | CCE | 0 | 0 | 0 | 0 | 0 | 0 | 0 | 0 | 0 | 0 | 0 | 0 | 0 | 0 | 0 | 0 | 0 | 0 | 0 | 0 | 0 | 0 | 0 | 0 | 0 | 0 | 0
F1_Commercial_Lodging (ID)_Existing_Food Preparation_Natural Gas_Food Prep Other_E4 | F1 | Commercial | Lodging (ID) | Existing | Food Preparation | Natural Gas | Food Prep Other | E4 | CCE | 0 | 0 | 0 | 0 | 0 | 0 | 0 | 0 | 0 | 0 | 0 | 0 | 0 | 0 | 0 | 0 | 0 | 0 | 0 | 0 | 0 | 0 | 0 | 0 | 0 | 0 | 0
F1_Commercial_Lodging (ID)_Existing_Food Preparation_Natural Gas_Food Prep Other_E5 | F1 | Commercial | Lodging (ID) | Existing | Food Preparation | Natural Gas | Food Prep Other | E5 | CCE | 0 | 0 | 0 | 0 | 0 | 0 | 0 | 0 | 0 | 0 | 0 | 0 | 0 | 0 | 0 | 0 | 0 | 0 | 0 | 0 | 0 | 0 | 0 | 0 | 0 | 0 | 0
F1_Commercial_Lodging (ID)_Existing_Food Preparation_Natural Gas_Food Prep Other_E6 | F1 | Commercial | Lodging (ID) | Existing | Food Preparation | Natural Gas | Food Prep Other | E6 | CCE | 0 | 0 | 0 | 0 | 0 | 0 | 0 | 0 | 0 | 0 | 0 | 0 | 0 | 0 | 0 | 0 | 0 | 0 | 0 | 0 | 0 | 0 | 0 | 0 | 0 | 0 | 0
F1_Commercial_Lodging (ID)_Existing_Food Preparation_Natural Gas_Food Prep Other_E7 | F1 | Commercial | Lodging (ID) | Existing | Food Preparation | Natural Gas | Food Prep Other | E7 | CCE | 0 | 0 | 0 | 0 | 0 | 0 | 0 | 0 | 0 | 0 | 0 | 0 | 0 | 0 | 0 | 0 | 0 | 0 | 0 | 0 | 0 | 0 | 0 | 0 | 0 | 0 | 0
F1_Commercial_Lodging (ID)_Existing_Food Preparation_Natural Gas_Food Prep Other_E8 | F1 | Commercial | Lodging (ID) | Existing | Food Preparation | Natural Gas | Food Prep Other | E8 | CCE | 0 | 0 | 0 | 0 | 0 | 0 | 0 | 0 | 0 | 0 | 0 | 0 | 0 | 0 | 0 | 0 | 0 | 0 | 0 | 0 | 0 | 0 | 0 | 0 | 0 | 0 | 0
F1_Commercial_Lodging (ID)_Existing_Food Preparation_Natural Gas_Food Prep Other_E9 | F1 | Commercial | Lodging (ID) | Existing | Food Preparation | Natural Gas | Food Prep Other | E9 | CCE | 0 | 0 | 0 | 0 | 0 | 0 | 0 | 0 | 0 | 0 | 0 | 0 | 0 | 0 | 0 | 0 | 0 | 0 | 0 | 0 | 0 | 0 | 0 | 0 | 0 | 0 | 0
F1_Commercial_Lodging (ID)_Existing_Food Preparation_Natural Gas_Food Prep Other_E10 | F1 | Commercial | Lodging (ID) | Existing | Food Preparation | Natural Gas | Food Prep Other | E10 | CCE | 0 | 0 | 0 | 0 | 0 | 0 | 0 | 0 | 0 | 0 | 0 | 0 | 0 | 0 | 0 | 0 | 0 | 0 | 0 | 0 | 0 | 0 | 0 | 0 | 0 | 0 | 0
F2_Commercial_Lodging (ID)_Existing_Food Preparation_Natural Gas_Food Prep Other_E1 | F2 | Commercial | Lodging (ID) | Existing | Food Preparation | Natural Gas | Food Prep Other | E1 | TRC BC Ratio | [24 empty] | 1 | 1 | 1 | bar: 2019 to 2042
F2_Commercial_Lodging (ID)_Existing_Food Preparation_Natural Gas_Food Prep Other_E2 | F2 | Commercial | Lodging (ID) | Existing | Food Preparation | Natural Gas | Food Prep Other | E2 | TRC BC Ratio | 0.018197 | 0.018618 | 0.019146 | 0.019769 | 0.020494 | 0.021409 | 0.022361 | 0.02331 | 0.024226 | 0.025155 | 0.025879 | 0.026553 | 0.02728 | 0.027988 | 0.028612 | 0.02919 | 0.0297 | 0.030201 | 0.03074 | 0.031263 | 0.0318 | 0.032361 | 0.032927 | 0.033512 | 0.034107 | 0.034713 | 0.03533
F2_Commercial_Lodging (ID)_Existing_Food Preparation_Natural Gas_Food Prep Other_E3 | F2 | Commercial | Lodging (ID) | Existing | Food Preparation | Natural Gas | Food Prep Other | E3 | TRC BC Ratio | 0 | 0 | 0 | 0 | 0 | 0 | 0 | 0 | 0 | 0 | 0 | 0 | 0 | 0 | 0 | 0 | 0 | 0 | 0 | 0 | 0 | 0 | 0 | 0 | 0 | 0 | 0
F2_Commercial_Lodging (ID)_Existing_Food Preparation_Natural Gas_Food Prep Other_E4 | F2 | Commercial | Lodging (ID) | Existing | Food Preparation | Natural Gas | Food Prep Other | E4 | TRC BC Ratio | 0 | 0 | 0 | 0 | 0 | 0 | 0 | 0 | 0 | 0 | 0 | 0 | 0 | 0 | 0 | 0 | 0 | 0 | 0 | 0 | 0 | 0 | 0 | 0 | 0 | 0 | 0
F2_Commercial_Lodging (ID)_Existing_Food Preparation_Natural Gas_Food Prep Other_E5 | F2 | Commercial | Lodging (ID) | Existing | Food Preparation | Natural Gas | Food Prep Other | E5 | TRC BC Ratio | 0 | 0 | 0 | 0 | 0 | 0 | 0 | 0 | 0 | 0 | 0 | 0 | 0 | 0 | 0 | 0 | 0 | 0 | 0 | 0 | 0 | 0 | 0 | 0 | 0 | 0 | 0
F2_Commercial_Lodging (ID)_Existing_Food Preparation_Natural Gas_Food Prep Other_E6 | F2 | Commercial | Lodging (ID) | Existing | Food Preparation | Natural Gas | Food Prep Other | E6 | TRC BC Ratio | 0 | 0 | 0 | 0 | 0 | 0 | 0 | 0 | 0 | 0 | 0 | 0 | 0 | 0 | 0 | 0 | 0 | 0 | 0 | 0 | 0 | 0 | 0 | 0 | 0 | 0 | 0
F2_Commercial_Lodging (ID)_Existing_Food Preparation_Natural Gas_Food Prep Other_E7 | F2 | Commercial | Lodging (ID) | Existing | Food Preparation | Natural Gas | Food Prep Other | E7 | TRC BC Ratio | 0 | 0 | 0 | 0 | 0 | 0 | 0 | 0 | 0 | 0 | 0 | 0 | 0 | 0 | 0 | 0 | 0 | 0 | 0 | 0 | 0 | 0 | 0 | 0 | 0 | 0 | 0
F2_Commercial_Lodging (ID)_Existing_Food Preparation_Natural Gas_Food Prep Other_E8 | F2 | Commercial | Lodging (ID) | Existing | Food Preparation | Natural Gas | Food Prep Other | E8 | TRC BC Ratio | 0 | 0 | 0 | 0 | 0 | 0 | 0 | 0 | 0 | 0 | 0 | 0 | 0 | 0 | 0 | 0 | 0 | 0 | 0 | 0 | 0 | 0 | 0 | 0 | 0 | 0 | 0
F2_Commercial_Lodging (ID)_Existing_Food Preparation_Natural Gas_Food Prep Other_E9 | F2 | Commercial | Lodging (ID) | Existing | Food Preparation | Natural Gas | Food Prep Other | E9 | TRC BC Ratio | 0 | 0 | 0 | 0 | 0 | 0 | 0 | 0 | 0 | 0 | 0 | 0 | 0 | 0 | 0 | 0 | 0 | 0 | 0 | 0 | 0 | 0 | 0 | 0 | 0 | 0 | 0
F2_Commercial_Lodging (ID)_Existing_Food Preparation_Natural Gas_Food Prep Other_E10 | F2 | Commercial | Lodging (ID) | Existing | Food Preparation | Natural Gas | Food Prep Other | E10 | TRC BC Ratio | 0 | 0 | 0 | 0 | 0 | 0 | 0 | 0 | 0 | 0 | 0 | 0 | 0 | 0 | 0 | 0 | 0 | 0 | 0 | 0 | 0 | 0 | 0 | 0 | 0 | 0 | 0
F3_Commercial_Lodging (ID)_Existing_Food Preparation_Natural Gas_Food Prep Other_E1 | F3 | Commercial | Lodging (ID) | Existing | Food Preparation | Natural Gas | Food Prep Other | E1 | PACT BC Ratio | [24 empty] | 1 | 1 | 1 | bar: 2019 to 2042
F3_Commercial_Lodging (ID)_Existing_Food Preparation_Natural Gas_Food Prep Other_E2 | F3 | Commercial | Lodging (ID) | Existing | Food Preparation | Natural Gas | Food Prep Other | E2 | PACT BC Ratio | 0.036038 | 0.03687 | 0.037916 | 0.039151 | 0.040586 | 0.042397 | 0.044283 | 0.046163 | 0.047977 | 0.049815 | 0.05125 | 0.052585 | 0.054024 | 0.055426 | 0.056663 | 0.057807 | 0.058817 | 0.059809 | 0.060877 | 0.061912 | 0.062976 | 0.064087 | 0.065207 | 0.066366 | 0.067545 | 0.068745 | 0.069966
F3_Commercial_Lodging (ID)_Existing_Food Preparation_Natural Gas_Food Prep Other_E3 | F3 | Commercial | Lodging (ID) | Existing | Food Preparation | Natural Gas | Food Prep Other | E3 | PACT BC Ratio | 0 | 0 | 0 | 0 | 0 | 0 | 0 | 0 | 0 | 0 | 0 | 0 | 0 | 0 | 0 | 0 | 0 | 0 | 0 | 0 | 0 | 0 | 0 | 0 | 0 | 0 | 0
F3_Commercial_Lodging (ID)_Existing_Food Preparation_Natural Gas_Food Prep Other_E4 | F3 | Commercial | Lodging (ID) | Existing | Food Preparation | Natural Gas | Food Prep Other | E4 | PACT BC Ratio | 0 | 0 | 0 | 0 | 0 | 0 | 0 | 0 | 0 | 0 | 0 | 0 | 0 | 0 | 0 | 0 | 0 | 0 | 0 | 0 | 0 | 0 | 0 | 0 | 0 | 0 | 0
F3_Commercial_Lodging (ID)_Existing_Food Preparation_Natural Gas_Food Prep Other_E5 | F3 | Commercial | Lodging (ID) | Existing | Food Preparation | Natural Gas | Food Prep Other | E5 | PACT BC Ratio | 0 | 0 | 0 | 0 | 0 | 0 | 0 | 0 | 0 | 0 | 0 | 0 | 0 | 0 | 0 | 0 | 0 | 0 | 0 | 0 | 0 | 0 | 0 | 0 | 0 | 0 | 0
F3_Commercial_Lodging (ID)_Existing_Food Preparation_Natural Gas_Food Prep Other_E6 | F3 | Commercial | Lodging (ID) | Existing | Food Preparation | Natural Gas | Food Prep Other | E6 | PACT BC Ratio | 0 | 0 | 0 | 0 | 0 | 0 | 0 | 0 | 0 | 0 | 0 | 0 | 0 | 0 | 0 | 0 | 0 | 0 | 0 | 0 | 0 | 0 | 0 | 0 | 0 | 0 | 0
F3_Commercial_Lodging (ID)_Existing_Food Preparation_Natural Gas_Food Prep Other_E7 | F3 | Commercial | Lodging (ID) | Existing | Food Preparation | Natural Gas | Food Prep Other | E7 | PACT BC Ratio | 0 | 0 | 0 | 0 | 0 | 0 | 0 | 0 | 0 | 0 | 0 | 0 | 0 | 0 | 0 | 0 | 0 | 0 | 0 | 0 | 0 | 0 | 0 | 0 | 0 | 0 | 0
F3_Commercial_Lodging (ID)_Existing_Food Preparation_Natural Gas_Food Prep Other_E8 | F3 | Commercial | Lodging (ID) | Existing | Food Preparation | Natural Gas | Food Prep Other | E8 | PACT BC Ratio | 0 | 0 | 0 | 0 | 0 | 0 | 0 | 0 | 0 | 0 | 0 | 0 | 0 | 0 | 0 | 0 | 0 | 0 | 0 | 0 | 0 | 0 | 0 | 0 | 0 | 0 | 0
F3_Commercial_Lodging (ID)_Existing_Food Preparation_Natural Gas_Food Prep Other_E9 | F3 | Commercial | Lodging (ID) | Existing | Food Preparation | Natural Gas | Food Prep Other | E9 | PACT BC Ratio | 0 | 0 | 0 | 0 | 0 | 0 | 0 | 0 | 0 | 0 | 0 | 0 | 0 | 0 | 0 | 0 | 0 | 0 | 0 | 0 | 0 | 0 | 0 | 0 | 0 | 0 | 0
F3_Commercial_Lodging (ID)_Existing_Food Preparation_Natural Gas_Food Prep Other_E10 | F3 | Commercial | Lodging (ID) | Existing | Food Preparation | Natural Gas | Food Prep Other | E10 | PACT BC Ratio | 0 | 0 | 0 | 0 | 0 | 0 | 0 | 0 | 0 | 0 | 0 | 0 | 0 | 0 | 0 | 0 | 0 | 0 | 0 | 0 | 0 | 0 | 0 | 0 | 0 | 0 | 0
F4_Commercial_Lodging (ID)_Existing_Food Preparation_Natural Gas_Food Prep Other_E1 | F4 | Commercial | Lodging (ID) | Existing | Food Preparation | Natural Gas | Food Prep Other | E1 | RVT BC Ratio | [24 empty] | 1 | 1 | 1 | bar: 2019 to 2042
F4_Commercial_Lodging (ID)_Existing_Food Preparation_Natural Gas_Food Prep Other_E2 | F4 | Commercial | Lodging (ID) | Existing | Food Preparation | Natural Gas | Food Prep Other | E2 | RVT BC Ratio | 0.43193 | 0.43236 | 0.43288 | 0.43353 | 0.43429 | 0.43529 | 0.43633 | 0.43733 | 0.43825 | 0.43913 | 0.44004 | 0.44085 | 0.44169 | 0.44247 | 0.44313 | 0.44372 | 0.44419 | 0.44465 | 0.44513 | 0.44557 | 0.44602 | 0.44672 | 0.44744 | 0.44817 | 0.44892 | 0.44969 | 0.45046
F4_Commercial_Lodging (ID)_Existing_Food Preparation_Natural Gas_Food Prep Other_E3 | F4 | Commercial | Lodging (ID) | Existing | Food Preparation | Natural Gas | Food Prep Other | E3 | RVT BC Ratio | 0 | 0 | 0 | 0 | 0 | 0 | 0 | 0 | 0 | 0 | 0 | 0 | 0 | 0 | 0 | 0 | 0 | 0 | 0 | 0 | 0 | 0 | 0 | 0 | 0 | 0 | 0
F4_Commercial_Lodging (ID)_Existing_Food Preparation_Natural Gas_Food Prep Other_E4 | F4 | Commercial | Lodging (ID) | Existing | Food Preparation | Natural Gas | Food Prep Other | E4 | RVT BC Ratio | 0 | 0 | 0 | 0 | 0 | 0 | 0 | 0 | 0 | 0 | 0 | 0 | 0 | 0 | 0 | 0 | 0 | 0 | 0 | 0 | 0 | 0 | 0 | 0 | 0 | 0 | 0
F4_Commercial_Lodging (ID)_Existing_Food Preparation_Natural Gas_Food Prep Other_E5 | F4 | Commercial | Lodging (ID) | Existing | Food Preparation | Natural Gas | Food Prep Other | E5 | RVT BC Ratio | 0 | 0 | 0 | 0 | 0 | 0 | 0 | 0 | 0 | 0 | 0 | 0 | 0 | 0 | 0 | 0 | 0 | 0 | 0 | 0 | 0 | 0 | 0 | 0 | 0 | 0 | 0
F4_Commercial_Lodging (ID)_Existing_Food Preparation_Natural Gas_Food Prep Other_E6 | F4 | Commercial | Lodging (ID) | Existing | Food Preparation | Natural Gas | Food Prep Other | E6 | RVT BC Ratio | 0 | 0 | 0 | 0 | 0 | 0 | 0 | 0 | 0 | 0 | 0 | 0 | 0 | 0 | 0 | 0 | 0 | 0 | 0 | 0 | 0 | 0 | 0 | 0 | 0 | 0 | 0
F4_Commercial_Lodging (ID)_Existing_Food Preparation_Natural Gas_Food Prep Other_E7 | F4 | Commercial | Lodging (ID) | Existing | Food Preparation | Natural Gas | Food Prep Other | E7 | RVT BC Ratio | 0 | 0 | 0 | 0 | 0 | 0 | 0 | 0 | 0 | 0 | 0 | 0 | 0 | 0 | 0 | 0 | 0 | 0 | 0 | 0 | 0 | 0 | 0 | 0 | 0 | 0 | 0
F4_Commercial_Lodging (ID)_Existing_Food Preparation_Natural Gas_Food Prep Other_E8 | F4 | Commercial | Lodging (ID) | Existing | Food Preparation | Natural Gas | Food Prep Other | E8 | RVT BC Ratio | 0 | 0 | 0 | 0 | 0 | 0 | 0 | 0 | 0 | 0 | 0 | 0 | 0 | 0 | 0 | 0 | 0 | 0 | 0 | 0 | 0 | 0 | 0 | 0 | 0 | 0 | 0
F4_Commercial_Lodging (ID)_Existing_Food Preparation_Natural Gas_Food Prep Other_E9 | F4 | Commercial | Lodging (ID) | Existing | Food Preparation | Natural Gas | Food Prep Other | E9 | RVT BC Ratio | 0 | 0 | 0 | 0 | 0 | 0 | 0 | 0 | 0 | 0 | 0 | 0 | 0 | 0 | 0 | 0 | 0 | 0 | 0 | 0 | 0 | 0 | 0 | 0 | 0 | 0 | 0
F4_Commercial_Lodging (ID)_Existing_Food Preparation_Natural Gas_Food Prep Other_E10 | F4 | Commercial | Lodging (ID) | Existing | Food Preparation | Natural Gas | Food Prep Other | E10 | RVT BC Ratio | 0 | 0 | 0 | 0 | 0 | 0 | 0 | 0 | 0 | 0 | 0 | 0 | 0 | 0 | 0 | 0 | 0 | 0 | 0 | 0 | 0 | 0 | 0 | 0 | 0 | 0 | 0
F5_Commercial_Lodging (ID)_Existing_Food Preparation_Natural Gas_Food Prep Other_E1 | F5 | Commercial | Lodging (ID) | Existing | Food Preparation | Natural Gas | Food Prep Other | E1 | RIM BC Ratio | [24 empty] | 1 | 1 | 1 | bar: 2019 to 2042
F5_Commercial_Lodging (ID)_Existing_Food Preparation_Natural Gas_Food Prep Other_E2 | F5 | Commercial | Lodging (ID) | Existing | Food Preparation | Natural Gas | Food Prep Other | E2 | RIM BC Ratio | 0.034556 | 0.03533 | 0.036302 | 0.037446 | 0.038773 | 0.040438 | 0.042169 | 0.04389 | 0.045549 | 0.047229 | 0.048521 | 0.049721 | 0.051015 | 0.052275 | 0.053386 | 0.054416 | 0.055325 | 0.056219 | 0.057179 | 0.058112 | 0.05907 | 0.060046 | 0.061029 | 0.062043 | 0.063072 | 0.064117 | 0.065178
F5_Commercial_Lodging (ID)_Existing_Food Preparation_Natural Gas_Food Prep Other_E3 | F5 | Commercial | Lodging (ID) | Existing | Food Preparation | Natural Gas | Food Prep Other | E3 | RIM BC Ratio | 0 | 0 | 0 | 0 | 0 | 0 | 0 | 0 | 0 | 0 | 0 | 0 | 0 | 0 | 0 | 0 | 0 | 0 | 0 | 0 | 0 | 0 | 0 | 0 | 0 | 0 | 0
F5_Commercial_Lodging (ID)_Existing_Food Preparation_Natural Gas_Food Prep Other_E4 | F5 | Commercial | Lodging (ID) | Existing | Food Preparation | Natural Gas | Food Prep Other | E4 | RIM BC Ratio | 0 | 0 | 0 | 0 | 0 | 0 | 0 | 0 | 0 | 0 | 0 | 0 | 0 | 0 | 0 | 0 | 0 | 0 | 0 | 0 | 0 | 0 | 0 | 0 | 0 | 0 | 0
F5_Commercial_Lodging (ID)_Existing_Food Preparation_Natural Gas_Food Prep Other_E5 | F5 | Commercial | Lodging (ID) | Existing | Food Preparation | Natural Gas | Food Prep Other | E5 | RIM BC Ratio | 0 | 0 | 0 | 0 | 0 | 0 | 0 | 0 | 0 | 0 | 0 | 0 | 0 | 0 | 0 | 0 | 0 | 0 | 0 | 0 | 0 | 0 | 0 | 0 | 0 | 0 | 0
F5_Commercial_Lodging (ID)_Existing_Food Preparation_Natural Gas_Food Prep Other_E6 | F5 | Commercial | Lodging (ID) | Existing | Food Preparation | Natural Gas | Food Prep Other | E6 | RIM BC Ratio | 0 | 0 | 0 | 0 | 0 | 0 | 0 | 0 | 0 | 0 | 0 | 0 | 0 | 0 | 0 | 0 | 0 | 0 | 0 | 0 | 0 | 0 | 0 | 0 | 0 | 0 | 0
F5_Commercial_Lodging (ID)_Existing_Food Preparation_Natural Gas_Food Prep Other_E7 | F5 | Commercial | Lodging (ID) | Existing | Food Preparation | Natural Gas | Food Prep Other | E7 | RIM BC Ratio | 0 | 0 | 0 | 0 | 0 | 0 | 0 | 0 | 0 | 0 | 0 | 0 | 0 | 0 | 0 | 0 | 0 | 0 | 0 | 0 | 0 | 0 | 0 | 0 | 0 | 0 | 0
F5_Commercial_Lodging (ID)_Existing_Food Preparation_Natural Gas_Food Prep Other_E8 | F5 | Commercial | Lodging (ID) | Existing | Food Preparation | Natural Gas | Food Prep Other | E8 | RIM BC Ratio | 0 | 0 | 0 | 0 | 0 | 0 | 0 | 0 | 0 | 0 | 0 | 0 | 0 | 0 | 0 | 0 | 0 | 0 | 0 | 0 | 0 | 0 | 0 | 0 | 0 | 0 | 0
F5_Commercial_Lodging (ID)_Existing_Food Preparation_Natural Gas_Food Prep Other_E9 | F5 | Commercial | Lodging (ID) | Existing | Food Preparation | Natural Gas | Food Prep Other | E9 | RIM BC Ratio | 0 | 0 | 0 | 0 | 0 | 0 | 0 | 0 | 0 | 0 | 0 | 0 | 0 | 0 | 0 | 0 | 0 | 0 | 0 | 0 | 0 | 0 | 0 | 0 | 0 | 0 | 0
F5_Commercial_Lodging (ID)_Existing_Food Preparation_Natural Gas_Food Prep Other_E10 | F5 | Commercial | Lodging (ID) | Existing | Food Preparation | Natural Gas | Food Prep Other | E10 | RIM BC Ratio | 0 | 0 | 0 | 0 | 0 | 0 | 0 | 0 | 0 | 0 | 0 | 0 | 0 | 0 | 0 | 0 | 0 | 0 | 0 | 0 | 0 | 0 | 0 | 0 | 0 | 0 | 0
F0_Commercial_Lodging (ID)_Existing_Miscellaneous_Natural Gas_Pool Heater_E0 | F0 | Commercial | Lodging (ID) | Existing | Miscellaneous | Natural Gas | Pool Heater | E0 | Economic Unit | Condensing (EF .90) | Condensing (EF .90) | Condensing (EF .90) | Condensing (EF .90) | Condensing (EF .90) | Condensing (EF .90) | Condensing (EF .90) | Condensing (EF .90) | Condensing (EF .90) | Condensing (EF .90) | Condensing (EF .90) | Condensing (EF .90) | Condensing (EF .90) | Condensing (EF .90) | Condensing (EF .90) | Condensing (EF .90) | Condensing (EF .90) | Condensing (EF .90) | Condensing (EF .90) | Condensing (EF .90) | Condensing (EF .90) | Condensing (EF .90) | Condensing (EF .90) | Condensing (EF .90) | Condensing (EF .90) | Condensing (EF .90) | Condensing (EF .90)
F1_Commercial_Lodging (ID)_Existing_Miscellaneous_Natural Gas_Pool Heater_E1 | F1 | Commercial | Lodging (ID) | Existing | Miscellaneous | Natural Gas | Pool Heater | E1 | CCE | 0 | 0 | 0 | 0 | 0 | 0 | 0 | 0 | 0 | 0 | 0 | 0 | 0 | 0 | 0 | 0 | 0 | 0 | 0 | 0 | 0 | 0 | 0 | 0 | 0 | 0 | 0
F1_Commercial_Lodging (ID)_Existing_Miscellaneous_Natural Gas_Pool Heater_E2 | F1 | Commercial | Lodging (ID) | Existing | Miscellaneous | Natural Gas | Pool Heater | E2 | CCE | 0.0013292 | 0.0013292 | 0.0013292 | 0.0013292 | 0.0013292 | 0.0013292 | 0.0013292 | 0.0013292 | 0.0013292 | 0.0013292 | 0.0013292 | 0.0013292 | 0.0013292 | 0.0013292 | 0.0013292 | 0.0013292 | 0.0013292 | 0.0013292 | 0.0013292 | 0.0013292 | 0.0013292 | 0.0013292 | 0.0013292 | 0.0013292 | 0.0013292 | 0.0013292 | 0.0013292
F1_Commercial_Lodging (ID)_Existing_Miscellaneous_Natural Gas_Pool Heater_E3 | F1 | Commercial | Lodging (ID) | Existing | Miscellaneous | Natural Gas | Pool Heater | E3 | CCE | 0 | 0 | 0 | 0 | 0 | 0 | 0 | 0 | 0 | 0 | 0 | 0 | 0 | 0 | 0 | 0 | 0 | 0 | 0 | 0 | 0 | 0 | 0 | 0 | 0 | 0 | 0
F1_Commercial_Lodging (ID)_Existing_Miscellaneous_Natural Gas_Pool Heater_E4 | F1 | Commercial | Lodging (ID) | Existing | Miscellaneous | Natural Gas | Pool Heater | E4 | CCE | 0 | 0 | 0 | 0 | 0 | 0 | 0 | 0 | 0 | 0 | 0 | 0 | 0 | 0 | 0 | 0 | 0 | 0 | 0 | 0 | 0 | 0 | 0 | 0 | 0 | 0 | 0
F1_Commercial_Lodging (ID)_Existing_Miscellaneous_Natural Gas_Pool Heater_E5 | F1 | Commercial | Lodging (ID) | Existing | Miscellaneous | Natural Gas | Pool Heater | E5 | CCE | 0 | 0 | 0 | 0 | 0 | 0 | 0 | 0 | 0 | 0 | 0 | 0 | 0 | 0 | 0 | 0 | 0 | 0 | 0 | 0 | 0 | 0 | 0 | 0 | 0 | 0 | 0
F1_Commercial_Lodging (ID)_Existing_Miscellaneous_Natural Gas_Pool Heater_E6 | F1 | Commercial | Lodging (ID) | Existing | Miscellaneous | Natural Gas | Pool Heater | E6 | CCE | 0 | 0 | 0 | 0 | 0 | 0 | 0 | 0 | 0 | 0 | 0 | 0 | 0 | 0 | 0 | 0 | 0 | 0 | 0 | 0 | 0 | 0 | 0 | 0 | 0 | 0 | 0
F1_Commercial_Lodging (ID)_Existing_Miscellaneous_Natural Gas_Pool Heater_E7 | F1 | Commercial | Lodging (ID) | Existing | Miscellaneous | Natural Gas | Pool Heater | E7 | CCE | 0 | 0 | 0 | 0 | 0 | 0 | 0 | 0 | 0 | 0 | 0 | 0 | 0 | 0 | 0 | 0 | 0 | 0 | 0 | 0 | 0 | 0 | 0 | 0 | 0 | 0 | 0
F1_Commercial_Lodging (ID)_Existing_Miscellaneous_Natural Gas_Pool Heater_E8 | F1 | Commercial | Lodging (ID) | Existing | Miscellaneous | Natural Gas | Pool Heater | E8 | CCE | 0 | 0 | 0 | 0 | 0 | 0 | 0 | 0 | 0 | 0 | 0 | 0 | 0 | 0 | 0 | 0 | 0 | 0 | 0 | 0 | 0 | 0 | 0 | 0 | 0 | 0 | 0
F1_Commercial_Lodging (ID)_Existing_Miscellaneous_Natural Gas_Pool Heater_E9 | F1 | Commercial | Lodging (ID) | Existing | Miscellaneous | Natural Gas | Pool Heater | E9 | CCE | 0 | 0 | 0 | 0 | 0 | 0 | 0 | 0 | 0 | 0 | 0 | 0 | 0 | 0 | 0 | 0 | 0 | 0 | 0 | 0 | 0 | 0 | 0 | 0 | 0 | 0 | 0
F1_Commercial_Lodging (ID)_Existing_Miscellaneous_Natural Gas_Pool Heater_E10 | F1 | Commercial | Lodging (ID) | Existing | Miscellaneous | Natural Gas | Pool Heater | E10 | CCE | 0 | 0 | 0 | 0 | 0 | 0 | 0 | 0 | 0 | 0 | 0 | 0 | 0 | 0 | 0 | 0 | 0 | 0 | 0 | 0 | 0 | 0 | 0 | 0 | 0 | 0 | 0
F2_Commercial_Lodging (ID)_Existing_Miscellaneous_Natural Gas_Pool Heater_E1 | F2 | Commercial | Lodging (ID) | Existing | Miscellaneous | Natural Gas | Pool Heater | E1 | TRC BC Ratio | [24 empty] | 1 | 1 | 1 | bar: 2019 to 2042
F2_Commercial_Lodging (ID)_Existing_Miscellaneous_Natural Gas_Pool Heater_E2 | F2 | Commercial | Lodging (ID) | Existing | Miscellaneous | Natural Gas | Pool Heater | E2 | TRC BC Ratio | 2.4894 | 2.5083 | 2.5489 | 2.6145 | 2.7051 | 2.8366 | 2.9807 | 3.1254 | 3.2654 | 3.4151 | 3.5281 | 3.6341 | 3.754 | 3.8696 | 3.9665 | 4.0534 | 4.1245 | 4.1926 | 4.2678 | 4.3387 | 4.412 | 4.4895 | 4.5673 | 4.6485 | 4.7311 | 4.8151 | 4.9007
F2_Commercial_Lodging (ID)_Existing_Miscellaneous_Natural Gas_Pool Heater_E3 | F2 | Commercial | Lodging (ID) | Existing | Miscellaneous | Natural Gas | Pool Heater | E3 | TRC BC Ratio | 0 | 0 | 0 | 0 | 0 | 0 | 0 | 0 | 0 | 0 | 0 | 0 | 0 | 0 | 0 | 0 | 0 | 0 | 0 | 0 | 0 | 0 | 0 | 0 | 0 | 0 | 0
F2_Commercial_Lodging (ID)_Existing_Miscellaneous_Natural Gas_Pool Heater_E4 | F2 | Commercial | Lodging (ID) | Existing | Miscellaneous | Natural Gas | Pool Heater | E4 | TRC BC Ratio | 0 | 0 | 0 | 0 | 0 | 0 | 0 | 0 | 0 | 0 | 0 | 0 | 0 | 0 | 0 | 0 | 0 | 0 | 0 | 0 | 0 | 0 | 0 | 0 | 0 | 0 | 0
F2_Commercial_Lodging (ID)_Existing_Miscellaneous_Natural Gas_Pool Heater_E5 | F2 | Commercial | Lodging (ID) | Existing | Miscellaneous | Natural Gas | Pool Heater | E5 | TRC BC Ratio | 0 | 0 | 0 | 0 | 0 | 0 | 0 | 0 | 0 | 0 | 0 | 0 | 0 | 0 | 0 | 0 | 0 | 0 | 0 | 0 | 0 | 0 | 0 | 0 | 0 | 0 | 0
F2_Commercial_Lodging (ID)_Existing_Miscellaneous_Natural Gas_Pool Heater_E6 | F2 | Commercial | Lodging (ID) | Existing | Miscellaneous | Natural Gas | Pool Heater | E6 | TRC BC Ratio | 0 | 0 | 0 | 0 | 0 | 0 | 0 | 0 | 0 | 0 | 0 | 0 | 0 | 0 | 0 | 0 | 0 | 0 | 0 | 0 | 0 | 0 | 0 | 0 | 0 | 0 | 0
F2_Commercial_Lodging (ID)_Existing_Miscellaneous_Natural Gas_Pool Heater_E7 | F2 | Commercial | Lodging (ID) | Existing | Miscellaneous | Natural Gas | Pool Heater | E7 | TRC BC Ratio | 0 | 0 | 0 | 0 | 0 | 0 | 0 | 0 | 0 | 0 | 0 | 0 | 0 | 0 | 0 | 0 | 0 | 0 | 0 | 0 | 0 | 0 | 0 | 0 | 0 | 0 | 0
F2_Commercial_Lodging (ID)_Existing_Miscellaneous_Natural Gas_Pool Heater_E8 | F2 | Commercial | Lodging (ID) | Existing | Miscellaneous | Natural Gas | Pool Heater | E8 | TRC BC Ratio | 0 | 0 | 0 | 0 | 0 | 0 | 0 | 0 | 0 | 0 | 0 | 0 | 0 | 0 | 0 | 0 | 0 | 0 | 0 | 0 | 0 | 0 | 0 | 0 | 0 | 0 | 0
F2_Commercial_Lodging (ID)_Existing_Miscellaneous_Natural Gas_Pool Heater_E9 | F2 | Commercial | Lodging (ID) | Existing | Miscellaneous | Natural Gas | Pool Heater | E9 | TRC BC Ratio | 0 | 0 | 0 | 0 | 0 | 0 | 0 | 0 | 0 | 0 | 0 | 0 | 0 | 0 | 0 | 0 | 0 | 0 | 0 | 0 | 0 | 0 | 0 | 0 | 0 | 0 | 0
F2_Commercial_Lodging (ID)_Existing_Miscellaneous_Natural Gas_Pool Heater_E10 | F2 | Commercial | Lodging (ID) | Existing | Miscellaneous | Natural Gas | Pool Heater | E10 | TRC BC Ratio | 0 | 0 | 0 | 0 | 0 | 0 | 0 | 0 | 0 | 0 | 0 | 0 | 0 | 0 | 0 | 0 | 0 | 0 | 0 | 0 | 0 | 0 | 0 | 0 | 0 | 0 | 0
F3_Commercial_Lodging (ID)_Existing_Miscellaneous_Natural Gas_Pool Heater_E1 | F3 | Commercial | Lodging (ID) | Existing | Miscellaneous | Natural Gas | Pool Heater | E1 | PACT BC Ratio | [24 empty] | 1 | 1 | 1 | bar: 2019 to 2042
F3_Commercial_Lodging (ID)_Existing_Miscellaneous_Natural Gas_Pool Heater_E2 | F3 | Commercial | Lodging (ID) | Existing | Miscellaneous | Natural Gas | Pool Heater | E2 | PACT BC Ratio | 6.1765 | 6.2234 | 6.3241 | 6.4871 | 6.7117 | 7.0379 | 7.3957 | 7.7545 | 8.1019 | 8.4734 | 8.7537 | 9.0168 | 9.3142 | 9.6011 | 9.8415 | 10.0571 | 10.2335 | 10.4024 | 10.5892 | 10.765 | 10.9469 | 11.1391 | 11.3323 | 11.5336 | 11.7385 | 11.9471 | 12.1593
F3_Commercial_Lodging (ID)_Existing_Miscellaneous_Natural Gas_Pool Heater_E3 | F3 | Commercial | Lodging (ID) | Existing | Miscellaneous | Natural Gas | Pool Heater | E3 | PACT BC Ratio | 0 | 0 | 0 | 0 | 0 | 0 | 0 | 0 | 0 | 0 | 0 | 0 | 0 | 0 | 0 | 0 | 0 | 0 | 0 | 0 | 0 | 0 | 0 | 0 | 0 | 0 | 0
F3_Commercial_Lodging (ID)_Existing_Miscellaneous_Natural Gas_Pool Heater_E4 | F3 | Commercial | Lodging (ID) | Existing | Miscellaneous | Natural Gas | Pool Heater | E4 | PACT BC Ratio | 0 | 0 | 0 | 0 | 0 | 0 | 0 | 0 | 0 | 0 | 0 | 0 | 0 | 0 | 0 | 0 | 0 | 0 | 0 | 0 | 0 | 0 | 0 | 0 | 0 | 0 | 0
F3_Commercial_Lodging (ID)_Existing_Miscellaneous_Natural Gas_Pool Heater_E5 | F3 | Commercial | Lodging (ID) | Existing | Miscellaneous | Natural Gas | Pool Heater | E5 | PACT BC Ratio | 0 | 0 | 0 | 0 | 0 | 0 | 0 | 0 | 0 | 0 | 0 | 0 | 0 | 0 | 0 | 0 | 0 | 0 | 0 | 0 | 0 | 0 | 0 | 0 | 0 | 0 | 0
F3_Commercial_Lodging (ID)_Existing_Miscellaneous_Natural Gas_Pool Heater_E6 | F3 | Commercial | Lodging (ID) | Existing | Miscellaneous | Natural Gas | Pool Heater | E6 | PACT BC Ratio | 0 | 0 | 0 | 0 | 0 | 0 | 0 | 0 | 0 | 0 | 0 | 0 | 0 | 0 | 0 | 0 | 0 | 0 | 0 | 0 | 0 | 0 | 0 | 0 | 0 | 0 | 0
F3_Commercial_Lodging (ID)_Existing_Miscellaneous_Natural Gas_Pool Heater_E7 | F3 | Commercial | Lodging (ID) | Existing | Miscellaneous | Natural Gas | Pool Heater | E7 | PACT BC Ratio | 0 | 0 | 0 | 0 | 0 | 0 | 0 | 0 | 0 | 0 | 0 | 0 | 0 | 0 | 0 | 0 | 0 | 0 | 0 | 0 | 0 | 0 | 0 | 0 | 0 | 0 | 0
F3_Commercial_Lodging (ID)_Existing_Miscellaneous_Natural Gas_Pool Heater_E8 | F3 | Commercial | Lodging (ID) | Existing | Miscellaneous | Natural Gas | Pool Heater | E8 | PACT BC Ratio | 0 | 0 | 0 | 0 | 0 | 0 | 0 | 0 | 0 | 0 | 0 | 0 | 0 | 0 | 0 | 0 | 0 | 0 | 0 | 0 | 0 | 0 | 0 | 0 | 0 | 0 | 0
F3_Commercial_Lodging (ID)_Existing_Miscellaneous_Natural Gas_Pool Heater_E9 | F3 | Commercial | Lodging (ID) | Existing | Miscellaneous | Natural Gas | Pool Heater | E9 | PACT BC Ratio | 0 | 0 | 0 | 0 | 0 | 0 | 0 | 0 | 0 | 0 | 0 | 0 | 0 | 0 | 0 | 0 | 0 | 0 | 0 | 0 | 0 | 0 | 0 | 0 | 0 | 0 | 0
F3_Commercial_Lodging (ID)_Existing_Miscellaneous_Natural Gas_Pool Heater_E10 | F3 | Commercial | Lodging (ID) | Existing | Miscellaneous | Natural Gas | Pool Heater | E10 | PACT BC Ratio | 0 | 0 | 0 | 0 | 0 | 0 | 0 | 0 | 0 | 0 | 0 | 0 | 0 | 0 | 0 | 0 | 0 | 0 | 0 | 0 | 0 | 0 | 0 | 0 | 0 | 0 | 0
F4_Commercial_Lodging (ID)_Existing_Miscellaneous_Natural Gas_Pool Heater_E1 | F4 | Commercial | Lodging (ID) | Existing | Miscellaneous | Natural Gas | Pool Heater | E1 | RVT BC Ratio | [24 empty] | 1 | 1 | 1 | bar: 2019 to 2042
F4_Commercial_Lodging (ID)_Existing_Miscellaneous_Natural Gas_Pool Heater_E2 | F4 | Commercial | Lodging (ID) | Existing | Miscellaneous | Natural Gas | Pool Heater | E2 | RVT BC Ratio | 3.8684 | 3.8955 | 3.9446 | 4.0188 | 4.116 | 4.2577 | 4.4007 | 4.5378 | 4.6615 | 4.7916 | 4.9407 | 5.0807 | 5.2389 | 5.3852 | 5.4996 | 5.5924 | 5.6549 | 5.7024 | 5.756 | 5.7998 | 5.8428 | 5.9404 | 6.0385 | 6.1407 | 6.2448 | 6.3507 | 6.4585
F4_Commercial_Lodging (ID)_Existing_Miscellaneous_Natural Gas_Pool Heater_E3 | F4 | Commercial | Lodging (ID) | Existing | Miscellaneous | Natural Gas | Pool Heater | E3 | RVT BC Ratio | 0 | 0 | 0 | 0 | 0 | 0 | 0 | 0 | 0 | 0 | 0 | 0 | 0 | 0 | 0 | 0 | 0 | 0 | 0 | 0 | 0 | 0 | 0 | 0 | 0 | 0 | 0
F4_Commercial_Lodging (ID)_Existing_Miscellaneous_Natural Gas_Pool Heater_E4 | F4 | Commercial | Lodging (ID) | Existing | Miscellaneous | Natural Gas | Pool Heater | E4 | RVT BC Ratio | 0 | 0 | 0 | 0 | 0 | 0 | 0 | 0 | 0 | 0 | 0 | 0 | 0 | 0 | 0 | 0 | 0 | 0 | 0 | 0 | 0 | 0 | 0 | 0 | 0 | 0 | 0
F4_Commercial_Lodging (ID)_Existing_Miscellaneous_Natural Gas_Pool Heater_E5 | F4 | Commercial | Lodging (ID) | Existing | Miscellaneous | Natural Gas | Pool Heater | E5 | RVT BC Ratio | 0 | 0 | 0 | 0 | 0 | 0 | 0 | 0 | 0 | 0 | 0 | 0 | 0 | 0 | 0 | 0 | 0 | 0 | 0 | 0 | 0 | 0 | 0 | 0 | 0 | 0 | 0
F4_Commercial_Lodging (ID)_Existing_Miscellaneous_Natural Gas_Pool Heater_E6 | F4 | Commercial | Lodging (ID) | Existing | Miscellaneous | Natural Gas | Pool Heater | E6 | RVT BC Ratio | 0 | 0 | 0 | 0 | 0 | 0 | 0 | 0 | 0 | 0 | 0 | 0 | 0 | 0 | 0 | 0 | 0 | 0 | 0 | 0 | 0 | 0 | 0 | 0 | 0 | 0 | 0
F4_Commercial_Lodging (ID)_Existing_Miscellaneous_Natural Gas_Pool Heater_E7 | F4 | Commercial | Lodging (ID) | Existing | Miscellaneous | Natural Gas | Pool Heater | E7 | RVT BC Ratio | 0 | 0 | 0 | 0 | 0 | 0 | 0 | 0 | 0 | 0 | 0 | 0 | 0 | 0 | 0 | 0 | 0 | 0 | 0 | 0 | 0 | 0 | 0 | 0 | 0 | 0 | 0
F4_Commercial_Lodging (ID)_Existing_Miscellaneous_Natural Gas_Pool Heater_E8 | F4 | Commercial | Lodging (ID) | Existing | Miscellaneous | Natural Gas | Pool Heater | E8 | RVT BC Ratio | 0 | 0 | 0 | 0 | 0 | 0 | 0 | 0 | 0 | 0 | 0 | 0 | 0 | 0 | 0 | 0 | 0 | 0 | 0 | 0 | 0 | 0 | 0 | 0 | 0 | 0 | 0
F4_Commercial_Lodging (ID)_Existing_Miscellaneous_Natural Gas_Pool Heater_E9 | F4 | Commercial | Lodging (ID) | Existing | Miscellaneous | Natural Gas | Pool Heater | E9 | RVT BC Ratio | 0 | 0 | 0 | 0 | 0 | 0 | 0 | 0 | 0 | 0 | 0 | 0 | 0 | 0 | 0 | 0 | 0 | 0 | 0 | 0 | 0 | 0 | 0 | 0 | 0 | 0 | 0
F4_Commercial_Lodging (ID)_Existing_Miscellaneous_Natural Gas_Pool Heater_E10 | F4 | Commercial | Lodging (ID) | Existing | Miscellaneous | Natural Gas | Pool Heater | E10 | RVT BC Ratio | 0 | 0 | 0 | 0 | 0 | 0 | 0 | 0 | 0 | 0 | 0 | 0 | 0 | 0 | 0 | 0 | 0 | 0 | 0 | 0 | 0 | 0 | 0 | 0 | 0 | 0 | 0
F5_Commercial_Lodging (ID)_Existing_Miscellaneous_Natural Gas_Pool Heater_E1 | F5 | Commercial | Lodging (ID) | Existing | Miscellaneous | Natural Gas | Pool Heater | E1 | RIM BC Ratio | [24 empty] | 1 | 1 | 1 | bar: 2019 to 2042
F5_Commercial_Lodging (ID)_Existing_Miscellaneous_Natural Gas_Pool Heater_E2 | F5 | Commercial | Lodging (ID) | Existing | Miscellaneous | Natural Gas | Pool Heater | E2 | RIM BC Ratio | 0.73427 | 0.73492 | 0.73797 | 0.74369 | 0.75209 | 0.76359 | 0.77747 | 0.79159 | 0.80602 | 0.82101 | 0.82356 | 0.82583 | 0.82825 | 0.83139 | 0.83511 | 0.83973 | 0.84535 | 0.85237 | 0.85988 | 0.86777 | 0.87616 | 0.87737 | 0.87855 | 0.87974 | 0.88091 | 0.88207 | 0.8832
F5_Commercial_Lodging (ID)_Existing_Miscellaneous_Natural Gas_Pool Heater_E3 | F5 | Commercial | Lodging (ID) | Existing | Miscellaneous | Natural Gas | Pool Heater | E3 | RIM BC Ratio | 0 | 0 | 0 | 0 | 0 | 0 | 0 | 0 | 0 | 0 | 0 | 0 | 0 | 0 | 0 | 0 | 0 | 0 | 0 | 0 | 0 | 0 | 0 | 0 | 0 | 0 | 0
F5_Commercial_Lodging (ID)_Existing_Miscellaneous_Natural Gas_Pool Heater_E4 | F5 | Commercial | Lodging (ID) | Existing | Miscellaneous | Natural Gas | Pool Heater | E4 | RIM BC Ratio | 0 | 0 | 0 | 0 | 0 | 0 | 0 | 0 | 0 | 0 | 0 | 0 | 0 | 0 | 0 | 0 | 0 | 0 | 0 | 0 | 0 | 0 | 0 | 0 | 0 | 0 | 0
F5_Commercial_Lodging (ID)_Existing_Miscellaneous_Natural Gas_Pool Heater_E5 | F5 | Commercial | Lodging (ID) | Existing | Miscellaneous | Natural Gas | Pool Heater | E5 | RIM BC Ratio | 0 | 0 | 0 | 0 | 0 | 0 | 0 | 0 | 0 | 0 | 0 | 0 | 0 | 0 | 0 | 0 | 0 | 0 | 0 | 0 | 0 | 0 | 0 | 0 | 0 | 0 | 0
F5_Commercial_Lodging (ID)_Existing_Miscellaneous_Natural Gas_Pool Heater_E6 | F5 | Commercial | Lodging (ID) | Existing | Miscellaneous | Natural Gas | Pool Heater | E6 | RIM BC Ratio | 0 | 0 | 0 | 0 | 0 | 0 | 0 | 0 | 0 | 0 | 0 | 0 | 0 | 0 | 0 | 0 | 0 | 0 | 0 | 0 | 0 | 0 | 0 | 0 | 0 | 0 | 0
F5_Commercial_Lodging (ID)_Existing_Miscellaneous_Natural Gas_Pool Heater_E7 | F5 | Commercial | Lodging (ID) | Existing | Miscellaneous | Natural Gas | Pool Heater | E7 | RIM BC Ratio | 0 | 0 | 0 | 0 | 0 | 0 | 0 | 0 | 0 | 0 | 0 | 0 | 0 | 0 | 0 | 0 | 0 | 0 | 0 | 0 | 0 | 0 | 0 | 0 | 0 | 0 | 0
F5_Commercial_Lodging (ID)_Existing_Miscellaneous_Natural Gas_Pool Heater_E8 | F5 | Commercial | Lodging (ID) | Existing | Miscellaneous | Natural Gas | Pool Heater | E8 | RIM BC Ratio | 0 | 0 | 0 | 0 | 0 | 0 | 0 | 0 | 0 | 0 | 0 | 0 | 0 | 0 | 0 | 0 | 0 | 0 | 0 | 0 | 0 | 0 | 0 | 0 | 0 | 0 | 0
F5_Commercial_Lodging (ID)_Existing_Miscellaneous_Natural Gas_Pool Heater_E9 | F5 | Commercial | Lodging (ID) | Existing | Miscellaneous | Natural Gas | Pool Heater | E9 | RIM BC Ratio | 0 | 0 | 0 | 0 | 0 | 0 | 0 | 0 | 0 | 0 | 0 | 0 | 0 | 0 | 0 | 0 | 0 | 0 | 0 | 0 | 0 | 0 | 0 | 0 | 0 | 0 | 0
F5_Commercial_Lodging (ID)_Existing_Miscellaneous_Natural Gas_Pool Heater_E10 | F5 | Commercial | Lodging (ID) | Existing | Miscellaneous | Natural Gas | Pool Heater | E10 | RIM BC Ratio | 0 | 0 | 0 | 0 | 0 | 0 | 0 | 0 | 0 | 0 | 0 | 0 | 0 | 0 | 0 | 0 | 0 | 0 | 0 | 0 | 0 | 0 | 0 | 0 | 0 | 0 | 0
F0_Commercial_Lodging (ID)_Existing_Miscellaneous_Natural Gas_Miscellaneous_E0 | F0 | Commercial | Lodging (ID) | Existing | Miscellaneous | Natural Gas | Miscellaneous | E0 | Economic Unit | Standard | Standard | Standard | Standard | Standard | Standard | Standard | Standard | Standard | Standard | Standard | Standard | Standard | Standard | Standard | Standard | Standard | Standard | Standard | Standard | Standard | Standard | Standard | Standard | Standard | Standard | Standard
F1_Commercial_Lodging (ID)_Existing_Miscellaneous_Natural Gas_Miscellaneous_E1 | F1 | Commercial | Lodging (ID) | Existing | Miscellaneous | Natural Gas | Miscellaneous | E1 | CCE | 0 | 0 | 0 | 0 | 0 | 0 | 0 | 0 | 0 | 0 | 0 | 0 | 0 | 0 | 0 | 0 | 0 | 0 | 0 | 0 | 0 | 0 | 0 | 0 | 0 | 0 | 0
F1_Commercial_Lodging (ID)_Existing_Miscellaneous_Natural Gas_Miscellaneous_E2 | F1 | Commercial | Lodging (ID) | Existing | Miscellaneous | Natural Gas | Miscellaneous | E2 | CCE | 0 | 0 | 0 | 0 | 0 | 0 | 0 | 0 | 0 | 0 | 0 | 0 | 0 | 0 | 0 | 0 | 0 | 0 | 0 | 0 | 0 | 0 | 0 | 0 | 0 | 0 | 0
F1_Commercial_Lodging (ID)_Existing_Miscellaneous_Natural Gas_Miscellaneous_E3 | F1 | Commercial | Lodging (ID) | Existing | Miscellaneous | Natural Gas | Miscellaneous | E3 | CCE | 0 | 0 | 0 | 0 | 0 | 0 | 0 | 0 | 0 | 0 | 0 | 0 | 0 | 0 | 0 | 0 | 0 | 0 | 0 | 0 | 0 | 0 | 0 | 0 | 0 | 0 | 0
F1_Commercial_Lodging (ID)_Existing_Miscellaneous_Natural Gas_Miscellaneous_E4 | F1 | Commercial | Lodging (ID) | Existing | Miscellaneous | Natural Gas | Miscellaneous | E4 | CCE | 0 | 0 | 0 | 0 | 0 | 0 | 0 | 0 | 0 | 0 | 0 | 0 | 0 | 0 | 0 | 0 | 0 | 0 | 0 | 0 | 0 | 0 | 0 | 0 | 0 | 0 | 0
F1_Commercial_Lodging (ID)_Existing_Miscellaneous_Natural Gas_Miscellaneous_E5 | F1 | Commercial | Lodging (ID) | Existing | Miscellaneous | Natural Gas | Miscellaneous | E5 | CCE | 0 | 0 | 0 | 0 | 0 | 0 | 0 | 0 | 0 | 0 | 0 | 0 | 0 | 0 | 0 | 0 | 0 | 0 | 0 | 0 | 0 | 0 | 0 | 0 | 0 | 0 | 0
F1_Commercial_Lodging (ID)_Existing_Miscellaneous_Natural Gas_Miscellaneous_E6 | F1 | Commercial | Lodging (ID) | Existing | Miscellaneous | Natural Gas | Miscellaneous | E6 | CCE | 0 | 0 | 0 | 0 | 0 | 0 | 0 | 0 | 0 | 0 | 0 | 0 | 0 | 0 | 0 | 0 | 0 | 0 | 0 | 0 | 0 | 0 | 0 | 0 | 0 | 0 | 0
F1_Commercial_Lodging (ID)_Existing_Miscellaneous_Natural Gas_Miscellaneous_E7 | F1 | Commercial | Lodging (ID) | Existing | Miscellaneous | Natural Gas | Miscellaneous | E7 | CCE | 0 | 0 | 0 | 0 | 0 | 0 | 0 | 0 | 0 | 0 | 0 | 0 | 0 | 0 | 0 | 0 | 0 | 0 | 0 | 0 | 0 | 0 | 0 | 0 | 0 | 0 | 0
F1_Commercial_Lodging (ID)_Existing_Miscellaneous_Natural Gas_Miscellaneous_E8 | F1 | Commercial | Lodging (ID) | Existing | Miscellaneous | Natural Gas | Miscellaneous | E8 | CCE | 0 | 0 | 0 | 0 | 0 | 0 | 0 | 0 | 0 | 0 | 0 | 0 | 0 | 0 | 0 | 0 | 0 | 0 | 0 | 0 | 0 | 0 | 0 | 0 | 0 | 0 | 0
F1_Commercial_Lodging (ID)_Existing_Miscellaneous_Natural Gas_Miscellaneous_E9 | F1 | Commercial | Lodging (ID) | Existing | Miscellaneous | Natural Gas | Miscellaneous | E9 | CCE | 0 | 0 | 0 | 0 | 0 | 0 | 0 | 0 | 0 | 0 | 0 | 0 | 0 | 0 | 0 | 0 | 0 | 0 | 0 | 0 | 0 | 0 | 0 | 0 | 0 | 0 | 0
F1_Commercial_Lodging (ID)_Existing_Miscellaneous_Natural Gas_Miscellaneous_E10 | F1 | Commercial | Lodging (ID) | Existing | Miscellaneous | Natural Gas | Miscellaneous | E10 | CCE | 0 | 0 | 0 | 0 | 0 | 0 | 0 | 0 | 0 | 0 | 0 | 0 | 0 | 0 | 0 | 0 | 0 | 0 | 0 | 0 | 0 | 0 | 0 | 0 | 0 | 0 | 0
F2_Commercial_Lodging (ID)_Existing_Miscellaneous_Natural Gas_Miscellaneous_E1 | F2 | Commercial | Lodging (ID) | Existing | Miscellaneous | Natural Gas | Miscellaneous | E1 | TRC BC Ratio | [24 empty] | 1 | 1 | 1 | bar: 2019 to 2042
F2_Commercial_Lodging (ID)_Existing_Miscellaneous_Natural Gas_Miscellaneous_E2 | F2 | Commercial | Lodging (ID) | Existing | Miscellaneous | Natural Gas | Miscellaneous | E2 | TRC BC Ratio | 0 | 0 | 0 | 0 | 0 | 0 | 0 | 0 | 0 | 0 | 0 | 0 | 0 | 0 | 0 | 0 | 0 | 0 | 0 | 0 | 0 | 0 | 0 | 0 | 0 | 0 | 0
F2_Commercial_Lodging (ID)_Existing_Miscellaneous_Natural Gas_Miscellaneous_E3 | F2 | Commercial | Lodging (ID) | Existing | Miscellaneous | Natural Gas | Miscellaneous | E3 | TRC BC Ratio | 0 | 0 | 0 | 0 | 0 | 0 | 0 | 0 | 0 | 0 | 0 | 0 | 0 | 0 | 0 | 0 | 0 | 0 | 0 | 0 | 0 | 0 | 0 | 0 | 0 | 0 | 0
F2_Commercial_Lodging (ID)_Existing_Miscellaneous_Natural Gas_Miscellaneous_E4 | F2 | Commercial | Lodging (ID) | Existing | Miscellaneous | Natural Gas | Miscellaneous | E4 | TRC BC Ratio | 0 | 0 | 0 | 0 | 0 | 0 | 0 | 0 | 0 | 0 | 0 | 0 | 0 | 0 | 0 | 0 | 0 | 0 | 0 | 0 | 0 | 0 | 0 | 0 | 0 | 0 | 0
F2_Commercial_Lodging (ID)_Existing_Miscellaneous_Natural Gas_Miscellaneous_E5 | F2 | Commercial | Lodging (ID) | Existing | Miscellaneous | Natural Gas | Miscellaneous | E5 | TRC BC Ratio | 0 | 0 | 0 | 0 | 0 | 0 | 0 | 0 | 0 | 0 | 0 | 0 | 0 | 0 | 0 | 0 | 0 | 0 | 0 | 0 | 0 | 0 | 0 | 0 | 0 | 0 | 0
F2_Commercial_Lodging (ID)_Existing_Miscellaneous_Natural Gas_Miscellaneous_E6 | F2 | Commercial | Lodging (ID) | Existing | Miscellaneous | Natural Gas | Miscellaneous | E6 | TRC BC Ratio | 0 | 0 | 0 | 0 | 0 | 0 | 0 | 0 | 0 | 0 | 0 | 0 | 0 | 0 | 0 | 0 | 0 | 0 | 0 | 0 | 0 | 0 | 0 | 0 | 0 | 0 | 0
F2_Commercial_Lodging (ID)_Existing_Miscellaneous_Natural Gas_Miscellaneous_E7 | F2 | Commercial | Lodging (ID) | Existing | Miscellaneous | Natural Gas | Miscellaneous | E7 | TRC BC Ratio | 0 | 0 | 0 | 0 | 0 | 0 | 0 | 0 | 0 | 0 | 0 | 0 | 0 | 0 | 0 | 0 | 0 | 0 | 0 | 0 | 0 | 0 | 0 | 0 | 0 | 0 | 0
F2_Commercial_Lodging (ID)_Existing_Miscellaneous_Natural Gas_Miscellaneous_E8 | F2 | Commercial | Lodging (ID) | Existing | Miscellaneous | Natural Gas | Miscellaneous | E8 | TRC BC Ratio | 0 | 0 | 0 | 0 | 0 | 0 | 0 | 0 | 0 | 0 | 0 | 0 | 0 | 0 | 0 | 0 | 0 | 0 | 0 | 0 | 0 | 0 | 0 | 0 | 0 | 0 | 0
F2_Commercial_Lodging (ID)_Existing_Miscellaneous_Natural Gas_Miscellaneous_E9 | F2 | Commercial | Lodging (ID) | Existing | Miscellaneous | Natural Gas | Miscellaneous | E9 | TRC BC Ratio | 0 | 0 | 0 | 0 | 0 | 0 | 0 | 0 | 0 | 0 | 0 | 0 | 0 | 0 | 0 | 0 | 0 | 0 | 0 | 0 | 0 | 0 | 0 | 0 | 0 | 0 | 0
F2_Commercial_Lodging (ID)_Existing_Miscellaneous_Natural Gas_Miscellaneous_E10 | F2 | Commercial | Lodging (ID) | Existing | Miscellaneous | Natural Gas | Miscellaneous | E10 | TRC BC Ratio | 0 | 0 | 0 | 0 | 0 | 0 | 0 | 0 | 0 | 0 | 0 | 0 | 0 | 0 | 0 | 0 | 0 | 0 | 0 | 0 | 0 | 0 | 0 | 0 | 0 | 0 | 0
F3_Commercial_Lodging (ID)_Existing_Miscellaneous_Natural Gas_Miscellaneous_E1 | F3 | Commercial | Lodging (ID) | Existing | Miscellaneous | Natural Gas | Miscellaneous | E1 | PACT BC Ratio | [24 empty] | 1 | 1 | 1 | bar: 2019 to 2042
F3_Commercial_Lodging (ID)_Existing_Miscellaneous_Natural Gas_Miscellaneous_E2 | F3 | Commercial | Lodging (ID) | Existing | Miscellaneous | Natural Gas | Miscellaneous | E2 | PACT BC Ratio | 0 | 0 | 0 | 0 | 0 | 0 | 0 | 0 | 0 | 0 | 0 | 0 | 0 | 0 | 0 | 0 | 0 | 0 | 0 | 0 | 0 | 0 | 0 | 0 | 0 | 0 | 0
F3_Commercial_Lodging (ID)_Existing_Miscellaneous_Natural Gas_Miscellaneous_E3 | F3 | Commercial | Lodging (ID) | Existing | Miscellaneous | Natural Gas | Miscellaneous | E3 | PACT BC Ratio | 0 | 0 | 0 | 0 | 0 | 0 | 0 | 0 | 0 | 0 | 0 | 0 | 0 | 0 | 0 | 0 | 0 | 0 | 0 | 0 | 0 | 0 | 0 | 0 | 0 | 0 | 0
F3_Commercial_Lodging (ID)_Existing_Miscellaneous_Natural Gas_Miscellaneous_E4 | F3 | Commercial | Lodging (ID) | Existing | Miscellaneous | Natural Gas | Miscellaneous | E4 | PACT BC Ratio | 0 | 0 | 0 | 0 | 0 | 0 | 0 | 0 | 0 | 0 | 0 | 0 | 0 | 0 | 0 | 0 | 0 | 0 | 0 | 0 | 0 | 0 | 0 | 0 | 0 | 0 | 0
F3_Commercial_Lodging (ID)_Existing_Miscellaneous_Natural Gas_Miscellaneous_E5 | F3 | Commercial | Lodging (ID) | Existing | Miscellaneous | Natural Gas | Miscellaneous | E5 | PACT BC Ratio | 0 | 0 | 0 | 0 | 0 | 0 | 0 | 0 | 0 | 0 | 0 | 0 | 0 | 0 | 0 | 0 | 0 | 0 | 0 | 0 | 0 | 0 | 0 | 0 | 0 | 0 | 0
F3_Commercial_Lodging (ID)_Existing_Miscellaneous_Natural Gas_Miscellaneous_E6 | F3 | Commercial | Lodging (ID) | Existing | Miscellaneous | Natural Gas | Miscellaneous | E6 | PACT BC Ratio | 0 | 0 | 0 | 0 | 0 | 0 | 0 | 0 | 0 | 0 | 0 | 0 | 0 | 0 | 0 | 0 | 0 | 0 | 0 | 0 | 0 | 0 | 0 | 0 | 0 | 0 | 0
F3_Commercial_Lodging (ID)_Existing_Miscellaneous_Natural Gas_Miscellaneous_E7 | F3 | Commercial | Lodging (ID) | Existing | Miscellaneous | Natural Gas | Miscellaneous | E7 | PACT BC Ratio | 0 | 0 | 0 | 0 | 0 | 0 | 0 | 0 | 0 | 0 | 0 | 0 | 0 | 0 | 0 | 0 | 0 | 0 | 0 | 0 | 0 | 0 | 0 | 0 | 0 | 0 | 0
F3_Commercial_Lodging (ID)_Existing_Miscellaneous_Natural Gas_Miscellaneous_E8 | F3 | Commercial | Lodging (ID) | Existing | Miscellaneous | Natural Gas | Miscellaneous | E8 | PACT BC Ratio | 0 | 0 | 0 | 0 | 0 | 0 | 0 | 0 | 0 | 0 | 0 | 0 | 0 | 0 | 0 | 0 | 0 | 0 | 0 | 0 | 0 | 0 | 0 | 0 | 0 | 0 | 0
F3_Commercial_Lodging (ID)_Existing_Miscellaneous_Natural Gas_Miscellaneous_E9 | F3 | Commercial | Lodging (ID) | Existing | Miscellaneous | Natural Gas | Miscellaneous | E9 | PACT BC Ratio | 0 | 0 | 0 | 0 | 0 | 0 | 0 | 0 | 0 | 0 | 0 | 0 | 0 | 0 | 0 | 0 | 0 | 0 | 0 | 0 | 0 | 0 | 0 | 0 | 0 | 0 | 0
F3_Commercial_Lodging (ID)_Existing_Miscellaneous_Natural Gas_Miscellaneous_E10 | F3 | Commercial | Lodging (ID) | Existing | Miscellaneous | Natural Gas | Miscellaneous | E10 | PACT BC Ratio | 0 | 0 | 0 | 0 | 0 | 0 | 0 | 0 | 0 | 0 | 0 | 0 | 0 | 0 | 0 | 0 | 0 | 0 | 0 | 0 | 0 | 0 | 0 | 0 | 0 | 0 | 0
F4_Commercial_Lodging (ID)_Existing_Miscellaneous_Natural Gas_Miscellaneous_E1 | F4 | Commercial | Lodging (ID) | Existing | Miscellaneous | Natural Gas | Miscellaneous | E1 | RVT BC Ratio | [24 empty] | 1 | 1 | 1 | bar: 2019 to 2042
F4_Commercial_Lodging (ID)_Existing_Miscellaneous_Natural Gas_Miscellaneous_E2 | F4 | Commercial | Lodging (ID) | Existing | Miscellaneous | Natural Gas | Miscellaneous | E2 | RVT BC Ratio | 0 | 0 | 0 | 0 | 0 | 0 | 0 | 0 | 0 | 0 | 0 | 0 | 0 | 0 | 0 | 0 | 0 | 0 | 0 | 0 | 0 | 0 | 0 | 0 | 0 | 0 | 0
F4_Commercial_Lodging (ID)_Existing_Miscellaneous_Natural Gas_Miscellaneous_E3 | F4 | Commercial | Lodging (ID) | Existing | Miscellaneous | Natural Gas | Miscellaneous | E3 | RVT BC Ratio | 0 | 0 | 0 | 0 | 0 | 0 | 0 | 0 | 0 | 0 | 0 | 0 | 0 | 0 | 0 | 0 | 0 | 0 | 0 | 0 | 0 | 0 | 0 | 0 | 0 | 0 | 0
F4_Commercial_Lodging (ID)_Existing_Miscellaneous_Natural Gas_Miscellaneous_E4 | F4 | Commercial | Lodging (ID) | Existing | Miscellaneous | Natural Gas | Miscellaneous | E4 | RVT BC Ratio | 0 | 0 | 0 | 0 | 0 | 0 | 0 | 0 | 0 | 0 | 0 | 0 | 0 | 0 | 0 | 0 | 0 | 0 | 0 | 0 | 0 | 0 | 0 | 0 | 0 | 0 | 0
F4_Commercial_Lodging (ID)_Existing_Miscellaneous_Natural Gas_Miscellaneous_E5 | F4 | Commercial | Lodging (ID) | Existing | Miscellaneous | Natural Gas | Miscellaneous | E5 | RVT BC Ratio | 0 | 0 | 0 | 0 | 0 | 0 | 0 | 0 | 0 | 0 | 0 | 0 | 0 | 0 | 0 | 0 | 0 | 0 | 0 | 0 | 0 | 0 | 0 | 0 | 0 | 0 | 0
F4_Commercial_Lodging (ID)_Existing_Miscellaneous_Natural Gas_Miscellaneous_E6 | F4 | Commercial | Lodging (ID) | Existing | Miscellaneous | Natural Gas | Miscellaneous | E6 | RVT BC Ratio | 0 | 0 | 0 | 0 | 0 | 0 | 0 | 0 | 0 | 0 | 0 | 0 | 0 | 0 | 0 | 0 | 0 | 0 | 0 | 0 | 0 | 0 | 0 | 0 | 0 | 0 | 0
F4_Commercial_Lodging (ID)_Existing_Miscellaneous_Natural Gas_Miscellaneous_E7 | F4 | Commercial | Lodging (ID) | Existing | Miscellaneous | Natural Gas | Miscellaneous | E7 | RVT BC Ratio | 0 | 0 | 0 | 0 | 0 | 0 | 0 | 0 | 0 | 0 | 0 | 0 | 0 | 0 | 0 | 0 | 0 | 0 | 0 | 0 | 0 | 0 | 0 | 0 | 0 | 0 | 0
F4_Commercial_Lodging (ID)_Existing_Miscellaneous_Natural Gas_Miscellaneous_E8 | F4 | Commercial | Lodging (ID) | Existing | Miscellaneous | Natural Gas | Miscellaneous | E8 | RVT BC Ratio | 0 | 0 | 0 | 0 | 0 | 0 | 0 | 0 | 0 | 0 | 0 | 0 | 0 | 0 | 0 | 0 | 0 | 0 | 0 | 0 | 0 | 0 | 0 | 0 | 0 | 0 | 0
F4_Commercial_Lodging (ID)_Existing_Miscellaneous_Natural Gas_Miscellaneous_E9 | F4 | Commercial | Lodging (ID) | Existing | Miscellaneous | Natural Gas | Miscellaneous | E9 | RVT BC Ratio | 0 | 0 | 0 | 0 | 0 | 0 | 0 | 0 | 0 | 0 | 0 | 0 | 0 | 0 | 0 | 0 | 0 | 0 | 0 | 0 | 0 | 0 | 0 | 0 | 0 | 0 | 0
F4_Commercial_Lodging (ID)_Existing_Miscellaneous_Natural Gas_Miscellaneous_E10 | F4 | Commercial | Lodging (ID) | Existing | Miscellaneous | Natural Gas | Miscellaneous | E10 | RVT BC Ratio | 0 | 0 | 0 | 0 | 0 | 0 | 0 | 0 | 0 | 0 | 0 | 0 | 0 | 0 | 0 | 0 | 0 | 0 | 0 | 0 | 0 | 0 | 0 | 0 | 0 | 0 | 0
F5_Commercial_Lodging (ID)_Existing_Miscellaneous_Natural Gas_Miscellaneous_E1 | F5 | Commercial | Lodging (ID) | Existing | Miscellaneous | Natural Gas | Miscellaneous | E1 | RIM BC Ratio | [24 empty] | 1 | 1 | 1 | bar: 2019 to 2042
F5_Commercial_Lodging (ID)_Existing_Miscellaneous_Natural Gas_Miscellaneous_E2 | F5 | Commercial | Lodging (ID) | Existing | Miscellaneous | Natural Gas | Miscellaneous | E2 | RIM BC Ratio | 0 | 0 | 0 | 0 | 0 | 0 | 0 | 0 | 0 | 0 | 0 | 0 | 0 | 0 | 0 | 0 | 0 | 0 | 0 | 0 | 0 | 0 | 0 | 0 | 0 | 0 | 0
F5_Commercial_Lodging (ID)_Existing_Miscellaneous_Natural Gas_Miscellaneous_E3 | F5 | Commercial | Lodging (ID) | Existing | Miscellaneous | Natural Gas | Miscellaneous | E3 | RIM BC Ratio | 0 | 0 | 0 | 0 | 0 | 0 | 0 | 0 | 0 | 0 | 0 | 0 | 0 | 0 | 0 | 0 | 0 | 0 | 0 | 0 | 0 | 0 | 0 | 0 | 0 | 0 | 0
F5_Commercial_Lodging (ID)_Existing_Miscellaneous_Natural Gas_Miscellaneous_E4 | F5 | Commercial | Lodging (ID) | Existing | Miscellaneous | Natural Gas | Miscellaneous | E4 | RIM BC Ratio | 0 | 0 | 0 | 0 | 0 | 0 | 0 | 0 | 0 | 0 | 0 | 0 | 0 | 0 | 0 | 0 | 0 | 0 | 0 | 0 | 0 | 0 | 0 | 0 | 0 | 0 | 0
F5_Commercial_Lodging (ID)_Existing_Miscellaneous_Natural Gas_Miscellaneous_E5 | F5 | Commercial | Lodging (ID) | Existing | Miscellaneous | Natural Gas | Miscellaneous | E5 | RIM BC Ratio | 0 | 0 | 0 | 0 | 0 | 0 | 0 | 0 | 0 | 0 | 0 | 0 | 0 | 0 | 0 | 0 | 0 | 0 | 0 | 0 | 0 | 0 | 0 | 0 | 0 | 0 | 0
F5_Commercial_Lodging (ID)_Existing_Miscellaneous_Natural Gas_Miscellaneous_E6 | F5 | Commercial | Lodging (ID) | Existing | Miscellaneous | Natural Gas | Miscellaneous | E6 | RIM BC Ratio | 0 | 0 | 0 | 0 | 0 | 0 | 0 | 0 | 0 | 0 | 0 | 0 | 0 | 0 | 0 | 0 | 0 | 0 | 0 | 0 | 0 | 0 | 0 | 0 | 0 | 0 | 0
F5_Commercial_Lodging (ID)_Existing_Miscellaneous_Natural Gas_Miscellaneous_E7 | F5 | Commercial | Lodging (ID) | Existing | Miscellaneous | Natural Gas | Miscellaneous | E7 | RIM BC Ratio | 0 | 0 | 0 | 0 | 0 | 0 | 0 | 0 | 0 | 0 | 0 | 0 | 0 | 0 | 0 | 0 | 0 | 0 | 0 | 0 | 0 | 0 | 0 | 0 | 0 | 0 | 0
F5_Commercial_Lodging (ID)_Existing_Miscellaneous_Natural Gas_Miscellaneous_E8 | F5 | Commercial | Lodging (ID) | Existing | Miscellaneous | Natural Gas | Miscellaneous | E8 | RIM BC Ratio | 0 | 0 | 0 | 0 | 0 | 0 | 0 | 0 | 0 | 0 | 0 | 0 | 0 | 0 | 0 | 0 | 0 | 0 | 0 | 0 | 0 | 0 | 0 | 0 | 0 | 0 | 0
F5_Commercial_Lodging (ID)_Existing_Miscellaneous_Natural Gas_Miscellaneous_E9 | F5 | Commercial | Lodging (ID) | Existing | Miscellaneous | Natural Gas | Miscellaneous | E9 | RIM BC Ratio | 0 | 0 | 0 | 0 | 0 | 0 | 0 | 0 | 0 | 0 | 0 | 0 | 0 | 0 | 0 | 0 | 0 | 0 | 0 | 0 | 0 | 0 | 0 | 0 | 0 | 0 | 0
F5_Commercial_Lodging (ID)_Existing_Miscellaneous_Natural Gas_Miscellaneous_E10 | F5 | Commercial | Lodging (ID) | Existing | Miscellaneous | Natural Gas | Miscellaneous | E10 | RIM BC Ratio | 0 | 0 | 0 | 0 | 0 | 0 | 0 | 0 | 0 | 0 | 0 | 0 | 0 | 0 | 0 | 0 | 0 | 0 | 0 | 0 | 0 | 0 | 0 | 0 | 0 | 0 | 0
F0_Commercial_Lodging (ID)_New_Space Heating_Natural Gas_Furnace_E0 | F0 | Commercial | Lodging (ID) | New | Space Heating | Natural Gas | Furnace | E0 | Economic Unit | AFUE 96% | AFUE 96% | AFUE 96% | AFUE 96% | AFUE 96% | AFUE 96% | AFUE 96% | AFUE 96% | AFUE 96% | AFUE 96% | AFUE 96% | AFUE 96% | AFUE 96% | AFUE 96% | AFUE 96% | AFUE 96% | AFUE 96% | AFUE 96% | AFUE 96% | AFUE 96% | AFUE 96% | AFUE 96% | AFUE 96% | AFUE 96% | AFUE 96% | AFUE 96% | AFUE 96%
F1_Commercial_Lodging (ID)_New_Space Heating_Natural Gas_Furnace_E1 | F1 | Commercial | Lodging (ID) | New | Space Heating | Natural Gas | Furnace | E1 | CCE | 0 | 0 | 0 | 0 | 0 | 0 | 0 | 0 | 0 | 0 | 0 | 0 | 0 | 0 | 0 | 0 | 0 | 0 | 0 | 0 | 0 | 0 | 0 | 0 | 0 | 0 | 0
F1_Commercial_Lodging (ID)_New_Space Heating_Natural Gas_Furnace_E2 | F1 | Commercial | Lodging (ID) | New | Space Heating | Natural Gas | Furnace | E2 | CCE | 0.025018 | 0.025962 | 0.025962 | 0.025962 | 0.025962 | 0.025962 | 0.025962 | 0.025962 | 0.025962 | 0.025962 | 0.025962 | 0.025962 | 0.025962 | 0.025962 | 0.025962 | 0.025962 | 0.025962 | 0.025962 | 0.025962 | 0.025962 | 0.025962 | 0.025962 | 0.025962 | 0.025962 | 0.025962 | 0.025962 | 0.025962
F1_Commercial_Lodging (ID)_New_Space Heating_Natural Gas_Furnace_E3 | F1 | Commercial | Lodging (ID) | New | Space Heating | Natural Gas | Furnace | E3 | CCE | 0.0037369 | 0.003878 | 0.003878 | 0.003878 | 0.003878 | 0.003878 | 0.003878 | 0.003878 | 0.003878 | 0.003878 | 0.003878 | 0.003878 | 0.003878 | 0.003878 | 0.003878 | 0.003878 | 0.003878 | 0.003878 | 0.003878 | 0.003878 | 0.003878 | 0.003878 | 0.003878 | 0.003878 | 0.003878 | 0.003878 | 0.003878
F1_Commercial_Lodging (ID)_New_Space Heating_Natural Gas_Furnace_E4 | F1 | Commercial | Lodging (ID) | New | Space Heating | Natural Gas | Furnace | E4 | CCE | 0 | 0 | 0 | 0 | 0 | 0 | 0 | 0 | 0 | 0 | 0 | 0 | 0 | 0 | 0 | 0 | 0 | 0 | 0 | 0 | 0 | 0 | 0 | 0 | 0 | 0 | 0
F1_Commercial_Lodging (ID)_New_Space Heating_Natural Gas_Furnace_E5 | F1 | Commercial | Lodging (ID) | New | Space Heating | Natural Gas | Furnace | E5 | CCE | 0 | 0 | 0 | 0 | 0 | 0 | 0 | 0 | 0 | 0 | 0 | 0 | 0 | 0 | 0 | 0 | 0 | 0 | 0 | 0 | 0 | 0 | 0 | 0 | 0 | 0 | 0
F1_Commercial_Lodging (ID)_New_Space Heating_Natural Gas_Furnace_E6 | F1 | Commercial | Lodging (ID) | New | Space Heating | Natural Gas | Furnace | E6 | CCE | 0 | 0 | 0 | 0 | 0 | 0 | 0 | 0 | 0 | 0 | 0 | 0 | 0 | 0 | 0 | 0 | 0 | 0 | 0 | 0 | 0 | 0 | 0 | 0 | 0 | 0 | 0
F1_Commercial_Lodging (ID)_New_Space Heating_Natural Gas_Furnace_E7 | F1 | Commercial | Lodging (ID) | New | Space Heating | Natural Gas | Furnace | E7 | CCE | 0 | 0 | 0 | 0 | 0 | 0 | 0 | 0 | 0 | 0 | 0 | 0 | 0 | 0 | 0 | 0 | 0 | 0 | 0 | 0 | 0 | 0 | 0 | 0 | 0 | 0 | 0
F1_Commercial_Lodging (ID)_New_Space Heating_Natural Gas_Furnace_E8 | F1 | Commercial | Lodging (ID) | New | Space Heating | Natural Gas | Furnace | E8 | CCE | 0 | 0 | 0 | 0 | 0 | 0 | 0 | 0 | 0 | 0 | 0 | 0 | 0 | 0 | 0 | 0 | 0 | 0 | 0 | 0 | 0 | 0 | 0 | 0 | 0 | 0 | 0
F1_Commercial_Lodging (ID)_New_Space Heating_Natural Gas_Furnace_E9 | F1 | Commercial | Lodging (ID) | New | Space Heating | Natural Gas | Furnace | E9 | CCE | 0 | 0 | 0 | 0 | 0 | 0 | 0 | 0 | 0 | 0 | 0 | 0 | 0 | 0 | 0 | 0 | 0 | 0 | 0 | 0 | 0 | 0 | 0 | 0 | 0 | 0 | 0
F1_Commercial_Lodging (ID)_New_Space Heating_Natural Gas_Furnace_E10 | F1 | Commercial | Lodging (ID) | New | Space Heating | Natural Gas | Furnace | E10 | CCE | 0 | 0 | 0 | 0 | 0 | 0 | 0 | 0 | 0 | 0 | 0 | 0 | 0 | 0 | 0 | 0 | 0 | 0 | 0 | 0 | 0 | 0 | 0 | 0 | 0 | 0 | 0
F2_Commercial_Lodging (ID)_New_Space Heating_Natural Gas_Furnace_E1 | F2 | Commercial | Lodging (ID) | New | Space Heating | Natural Gas | Furnace | E1 | TRC BC Ratio | [24 empty] | 1 | 1 | 1 | bar: 2019 to 2042
F2_Commercial_Lodging (ID)_New_Space Heating_Natural Gas_Furnace_E2 | F2 | Commercial | Lodging (ID) | New | Space Heating | Natural Gas | Furnace | E2 | TRC BC Ratio | 0.15033 | 0.15251 | 0.15561 | 0.15914 | 0.16316 | 0.16899 | 0.17495 | 0.18127 | 0.18722 | 0.19325 | 0.19853 | 0.2033 | 0.2086 | 0.21409 | 0.21912 | 0.22404 | 0.22855 | 0.2332 | 0.23807 | 0.24307 | 0.24817 | 0.25358 | 0.25999 | 0.26551 | 0.27115 | 0.2769 | 0.28278
F2_Commercial_Lodging (ID)_New_Space Heating_Natural Gas_Furnace_E3 | F2 | Commercial | Lodging (ID) | New | Space Heating | Natural Gas | Furnace | E3 | TRC BC Ratio | 1.0064 | 1.021 | 1.0418 | 1.0654 | 1.0923 | 1.1314 | 1.1712 | 1.2135 | 1.2534 | 1.2938 | 1.3291 | 1.3611 | 1.3965 | 1.4333 | 1.467 | 1.4999 | 1.5301 | 1.5613 | 1.5938 | 1.6273 | 1.6614 | 1.6976 | 1.7406 | 1.7775 | 1.8153 | 1.8538 | 1.8932
F2_Commercial_Lodging (ID)_New_Space Heating_Natural Gas_Furnace_E4 | F2 | Commercial | Lodging (ID) | New | Space Heating | Natural Gas | Furnace | E4 | TRC BC Ratio | 0 | 0 | 0 | 0 | 0 | 0 | 0 | 0 | 0 | 0 | 0 | 0 | 0 | 0 | 0 | 0 | 0 | 0 | 0 | 0 | 0 | 0 | 0 | 0 | 0 | 0 | 0
F2_Commercial_Lodging (ID)_New_Space Heating_Natural Gas_Furnace_E5 | F2 | Commercial | Lodging (ID) | New | Space Heating | Natural Gas | Furnace | E5 | TRC BC Ratio | 0 | 0 | 0 | 0 | 0 | 0 | 0 | 0 | 0 | 0 | 0 | 0 | 0 | 0 | 0 | 0 | 0 | 0 | 0 | 0 | 0 | 0 | 0 | 0 | 0 | 0 | 0
F2_Commercial_Lodging (ID)_New_Space Heating_Natural Gas_Furnace_E6 | F2 | Commercial | Lodging (ID) | New | Space Heating | Natural Gas | Furnace | E6 | TRC BC Ratio | 0 | 0 | 0 | 0 | 0 | 0 | 0 | 0 | 0 | 0 | 0 | 0 | 0 | 0 | 0 | 0 | 0 | 0 | 0 | 0 | 0 | 0 | 0 | 0 | 0 | 0 | 0
F2_Commercial_Lodging (ID)_New_Space Heating_Natural Gas_Furnace_E7 | F2 | Commercial | Lodging (ID) | New | Space Heating | Natural Gas | Furnace | E7 | TRC BC Ratio | 0 | 0 | 0 | 0 | 0 | 0 | 0 | 0 | 0 | 0 | 0 | 0 | 0 | 0 | 0 | 0 | 0 | 0 | 0 | 0 | 0 | 0 | 0 | 0 | 0 | 0 | 0
F2_Commercial_Lodging (ID)_New_Space Heating_Natural Gas_Furnace_E8 | F2 | Commercial | Lodging (ID) | New | Space Heating | Natural Gas | Furnace | E8 | TRC BC Ratio | 0 | 0 | 0 | 0 | 0 | 0 | 0 | 0 | 0 | 0 | 0 | 0 | 0 | 0 | 0 | 0 | 0 | 0 | 0 | 0 | 0 | 0 | 0 | 0 | 0 | 0 | 0
F2_Commercial_Lodging (ID)_New_Space Heating_Natural Gas_Furnace_E9 | F2 | Commercial | Lodging (ID) | New | Space Heating | Natural Gas | Furnace | E9 | TRC BC Ratio | 0 | 0 | 0 | 0 | 0 | 0 | 0 | 0 | 0 | 0 | 0 | 0 | 0 | 0 | 0 | 0 | 0 | 0 | 0 | 0 | 0 | 0 | 0 | 0 | 0 | 0 | 0
F2_Commercial_Lodging (ID)_New_Space Heating_Natural Gas_Furnace_E10 | F2 | Commercial | Lodging (ID) | New | Space Heating | Natural Gas | Furnace | E10 | TRC BC Ratio | 0 | 0 | 0 | 0 | 0 | 0 | 0 | 0 | 0 | 0 | 0 | 0 | 0 | 0 | 0 | 0 | 0 | 0 | 0 | 0 | 0 | 0 | 0 | 0 | 0 | 0 | 0
F3_Commercial_Lodging (ID)_New_Space Heating_Natural Gas_Furnace_E1 | F3 | Commercial | Lodging (ID) | New | Space Heating | Natural Gas | Furnace | E1 | PACT BC Ratio | [24 empty] | 1 | 1 | 1 | bar: 2019 to 2042
F3_Commercial_Lodging (ID)_New_Space Heating_Natural Gas_Furnace_E2 | F3 | Commercial | Lodging (ID) | New | Space Heating | Natural Gas | Furnace | E2 | PACT BC Ratio | 0.42105 | 0.42717 | 0.43585 | 0.44575 | 0.45698 | 0.47332 | 0.49001 | 0.50771 | 0.52438 | 0.54128 | 0.55607 | 0.56943 | 0.58426 | 0.59965 | 0.61374 | 0.62752 | 0.64015 | 0.65318 | 0.66682 | 0.68082 | 0.69509 | 0.71025 | 0.72822 | 0.74368 | 0.75946 | 0.77558 | 0.79204
F3_Commercial_Lodging (ID)_New_Space Heating_Natural Gas_Furnace_E3 | F3 | Commercial | Lodging (ID) | New | Space Heating | Natural Gas | Furnace | E3 | PACT BC Ratio | 2.8188 | 2.8598 | 2.9179 | 2.9842 | 3.0594 | 3.1688 | 3.2805 | 3.399 | 3.5106 | 3.6237 | 3.7227 | 3.8122 | 3.9115 | 4.0145 | 4.1088 | 4.2011 | 4.2856 | 4.3729 | 4.4642 | 4.558 | 4.6535 | 4.7549 | 4.8753 | 4.9788 | 5.0844 | 5.1923 | 5.3026
F3_Commercial_Lodging (ID)_New_Space Heating_Natural Gas_Furnace_E4 | F3 | Commercial | Lodging (ID) | New | Space Heating | Natural Gas | Furnace | E4 | PACT BC Ratio | 0 | 0 | 0 | 0 | 0 | 0 | 0 | 0 | 0 | 0 | 0 | 0 | 0 | 0 | 0 | 0 | 0 | 0 | 0 | 0 | 0 | 0 | 0 | 0 | 0 | 0 | 0
F3_Commercial_Lodging (ID)_New_Space Heating_Natural Gas_Furnace_E5 | F3 | Commercial | Lodging (ID) | New | Space Heating | Natural Gas | Furnace | E5 | PACT BC Ratio | 0 | 0 | 0 | 0 | 0 | 0 | 0 | 0 | 0 | 0 | 0 | 0 | 0 | 0 | 0 | 0 | 0 | 0 | 0 | 0 | 0 | 0 | 0 | 0 | 0 | 0 | 0
F3_Commercial_Lodging (ID)_New_Space Heating_Natural Gas_Furnace_E6 | F3 | Commercial | Lodging (ID) | New | Space Heating | Natural Gas | Furnace | E6 | PACT BC Ratio | 0 | 0 | 0 | 0 | 0 | 0 | 0 | 0 | 0 | 0 | 0 | 0 | 0 | 0 | 0 | 0 | 0 | 0 | 0 | 0 | 0 | 0 | 0 | 0 | 0 | 0 | 0
F3_Commercial_Lodging (ID)_New_Space Heating_Natural Gas_Furnace_E7 | F3 | Commercial | Lodging (ID) | New | Space Heating | Natural Gas | Furnace | E7 | PACT BC Ratio | 0 | 0 | 0 | 0 | 0 | 0 | 0 | 0 | 0 | 0 | 0 | 0 | 0 | 0 | 0 | 0 | 0 | 0 | 0 | 0 | 0 | 0 | 0 | 0 | 0 | 0 | 0
F3_Commercial_Lodging (ID)_New_Space Heating_Natural Gas_Furnace_E8 | F3 | Commercial | Lodging (ID) | New | Space Heating | Natural Gas | Furnace | E8 | PACT BC Ratio | 0 | 0 | 0 | 0 | 0 | 0 | 0 | 0 | 0 | 0 | 0 | 0 | 0 | 0 | 0 | 0 | 0 | 0 | 0 | 0 | 0 | 0 | 0 | 0 | 0 | 0 | 0
F3_Commercial_Lodging (ID)_New_Space Heating_Natural Gas_Furnace_E9 | F3 | Commercial | Lodging (ID) | New | Space Heating | Natural Gas | Furnace | E9 | PACT BC Ratio | 0 | 0 | 0 | 0 | 0 | 0 | 0 | 0 | 0 | 0 | 0 | 0 | 0 | 0 | 0 | 0 | 0 | 0 | 0 | 0 | 0 | 0 | 0 | 0 | 0 | 0 | 0
F3_Commercial_Lodging (ID)_New_Space Heating_Natural Gas_Furnace_E10 | F3 | Commercial | Lodging (ID) | New | Space Heating | Natural Gas | Furnace | E10 | PACT BC Ratio | 0 | 0 | 0 | 0 | 0 | 0 | 0 | 0 | 0 | 0 | 0 | 0 | 0 | 0 | 0 | 0 | 0 | 0 | 0 | 0 | 0 | 0 | 0 | 0 | 0 | 0 | 0
F4_Commercial_Lodging (ID)_New_Space Heating_Natural Gas_Furnace_E1 | F4 | Commercial | Lodging (ID) | New | Space Heating | Natural Gas | Furnace | E1 | RVT BC Ratio | [24 empty] | 1 | 1 | 1 | bar: 2019 to 2042
F4_Commercial_Lodging (ID)_New_Space Heating_Natural Gas_Furnace_E2 | F4 | Commercial | Lodging (ID) | New | Space Heating | Natural Gas | Furnace | E2 | RVT BC Ratio | 0.43899 | 0.44074 | 0.44365 | 0.44702 | 0.45088 | 0.45716 | 0.46339 | 0.4699 | 0.47562 | 0.48117 | 0.48746 | 0.49295 | 0.49907 | 0.50537 | 0.51098 | 0.51636 | 0.5211 | 0.52594 | 0.53096 | 0.53604 | 0.54112 | 0.54794 | 0.55602 | 0.56298 | 0.57008 | 0.57733 | 0.58474
F4_Commercial_Lodging (ID)_New_Space Heating_Natural Gas_Furnace_E3 | F4 | Commercial | Lodging (ID) | New | Space Heating | Natural Gas | Furnace | E3 | RVT BC Ratio | 1.6381 | 1.6498 | 1.6693 | 1.6918 | 1.7177 | 1.7597 | 1.8014 | 1.845 | 1.8833 | 1.9205 | 1.9626 | 1.9993 | 2.0403 | 2.0825 | 2.12 | 2.156 | 2.1878 | 2.2202 | 2.2538 | 2.2878 | 2.3218 | 2.3675 | 2.4216 | 2.4681 | 2.5157 | 2.5642 | 2.6138
F4_Commercial_Lodging (ID)_New_Space Heating_Natural Gas_Furnace_E4 | F4 | Commercial | Lodging (ID) | New | Space Heating | Natural Gas | Furnace | E4 | RVT BC Ratio | 0 | 0 | 0 | 0 | 0 | 0 | 0 | 0 | 0 | 0 | 0 | 0 | 0 | 0 | 0 | 0 | 0 | 0 | 0 | 0 | 0 | 0 | 0 | 0 | 0 | 0 | 0
F4_Commercial_Lodging (ID)_New_Space Heating_Natural Gas_Furnace_E5 | F4 | Commercial | Lodging (ID) | New | Space Heating | Natural Gas | Furnace | E5 | RVT BC Ratio | 0 | 0 | 0 | 0 | 0 | 0 | 0 | 0 | 0 | 0 | 0 | 0 | 0 | 0 | 0 | 0 | 0 | 0 | 0 | 0 | 0 | 0 | 0 | 0 | 0 | 0 | 0
F4_Commercial_Lodging (ID)_New_Space Heating_Natural Gas_Furnace_E6 | F4 | Commercial | Lodging (ID) | New | Space Heating | Natural Gas | Furnace | E6 | RVT BC Ratio | 0 | 0 | 0 | 0 | 0 | 0 | 0 | 0 | 0 | 0 | 0 | 0 | 0 | 0 | 0 | 0 | 0 | 0 | 0 | 0 | 0 | 0 | 0 | 0 | 0 | 0 | 0
F4_Commercial_Lodging (ID)_New_Space Heating_Natural Gas_Furnace_E7 | F4 | Commercial | Lodging (ID) | New | Space Heating | Natural Gas | Furnace | E7 | RVT BC Ratio | 0 | 0 | 0 | 0 | 0 | 0 | 0 | 0 | 0 | 0 | 0 | 0 | 0 | 0 | 0 | 0 | 0 | 0 | 0 | 0 | 0 | 0 | 0 | 0 | 0 | 0 | 0
F4_Commercial_Lodging (ID)_New_Space Heating_Natural Gas_Furnace_E8 | F4 | Commercial | Lodging (ID) | New | Space Heating | Natural Gas | Furnace | E8 | RVT BC Ratio | 0 | 0 | 0 | 0 | 0 | 0 | 0 | 0 | 0 | 0 | 0 | 0 | 0 | 0 | 0 | 0 | 0 | 0 | 0 | 0 | 0 | 0 | 0 | 0 | 0 | 0 | 0
F4_Commercial_Lodging (ID)_New_Space Heating_Natural Gas_Furnace_E9 | F4 | Commercial | Lodging (ID) | New | Space Heating | Natural Gas | Furnace | E9 | RVT BC Ratio | 0 | 0 | 0 | 0 | 0 | 0 | 0 | 0 | 0 | 0 | 0 | 0 | 0 | 0 | 0 | 0 | 0 | 0 | 0 | 0 | 0 | 0 | 0 | 0 | 0 | 0 | 0
F4_Commercial_Lodging (ID)_New_Space Heating_Natural Gas_Furnace_E10 | F4 | Commercial | Lodging (ID) | New | Space Heating | Natural Gas | Furnace | E10 | RVT BC Ratio | 0 | 0 | 0 | 0 | 0 | 0 | 0 | 0 | 0 | 0 | 0 | 0 | 0 | 0 | 0 | 0 | 0 | 0 | 0 | 0 | 0 | 0 | 0 | 0 | 0 | 0 | 0
F5_Commercial_Lodging (ID)_New_Space Heating_Natural Gas_Furnace_E1 | F5 | Commercial | Lodging (ID) | New | Space Heating | Natural Gas | Furnace | E1 | RIM BC Ratio | [24 empty] | 1 | 1 | 1 | bar: 2019 to 2042
F5_Commercial_Lodging (ID)_New_Space Heating_Natural Gas_Furnace_E2 | F5 | Commercial | Lodging (ID) | New | Space Heating | Natural Gas | Furnace | E2 | RIM BC Ratio | 0.28231 | 0.28563 | 0.29011 | 0.29516 | 0.3008 | 0.30858 | 0.31646 | 0.32471 | 0.33253 | 0.34044 | 0.34655 | 0.35206 | 0.35807 | 0.36422 | 0.36984 | 0.3753 | 0.38033 | 0.38549 | 0.39084 | 0.39629 | 0.40182 | 0.40684 | 0.41268 | 0.41759 | 0.42253 | 0.42747 | 0.43242
F5_Commercial_Lodging (ID)_New_Space Heating_Natural Gas_Furnace_E3 | F5 | Commercial | Lodging (ID) | New | Space Heating | Natural Gas | Furnace | E3 | RIM BC Ratio | 0.65703 | 0.66236 | 0.66877 | 0.67581 | 0.68351 | 0.69277 | 0.70224 | 0.7121 | 0.72196 | 0.73216 | 0.73752 | 0.74262 | 0.74804 | 0.75356 | 0.75878 | 0.76396 | 0.76896 | 0.77411 | 0.77946 | 0.78495 | 0.79058 | 0.79346 | 0.79674 | 0.79945 | 0.80213 | 0.80477 | 0.80737
F5_Commercial_Lodging (ID)_New_Space Heating_Natural Gas_Furnace_E4 | F5 | Commercial | Lodging (ID) | New | Space Heating | Natural Gas | Furnace | E4 | RIM BC Ratio | 0 | 0 | 0 | 0 | 0 | 0 | 0 | 0 | 0 | 0 | 0 | 0 | 0 | 0 | 0 | 0 | 0 | 0 | 0 | 0 | 0 | 0 | 0 | 0 | 0 | 0 | 0
F5_Commercial_Lodging (ID)_New_Space Heating_Natural Gas_Furnace_E5 | F5 | Commercial | Lodging (ID) | New | Space Heating | Natural Gas | Furnace | E5 | RIM BC Ratio | 0 | 0 | 0 | 0 | 0 | 0 | 0 | 0 | 0 | 0 | 0 | 0 | 0 | 0 | 0 | 0 | 0 | 0 | 0 | 0 | 0 | 0 | 0 | 0 | 0 | 0 | 0
F5_Commercial_Lodging (ID)_New_Space Heating_Natural Gas_Furnace_E6 | F5 | Commercial | Lodging (ID) | New | Space Heating | Natural Gas | Furnace | E6 | RIM BC Ratio | 0 | 0 | 0 | 0 | 0 | 0 | 0 | 0 | 0 | 0 | 0 | 0 | 0 | 0 | 0 | 0 | 0 | 0 | 0 | 0 | 0 | 0 | 0 | 0 | 0 | 0 | 0
F5_Commercial_Lodging (ID)_New_Space Heating_Natural Gas_Furnace_E7 | F5 | Commercial | Lodging (ID) | New | Space Heating | Natural Gas | Furnace | E7 | RIM BC Ratio | 0 | 0 | 0 | 0 | 0 | 0 | 0 | 0 | 0 | 0 | 0 | 0 | 0 | 0 | 0 | 0 | 0 | 0 | 0 | 0 | 0 | 0 | 0 | 0 | 0 | 0 | 0
F5_Commercial_Lodging (ID)_New_Space Heating_Natural Gas_Furnace_E8 | F5 | Commercial | Lodging (ID) | New | Space Heating | Natural Gas | Furnace | E8 | RIM BC Ratio | 0 | 0 | 0 | 0 | 0 | 0 | 0 | 0 | 0 | 0 | 0 | 0 | 0 | 0 | 0 | 0 | 0 | 0 | 0 | 0 | 0 | 0 | 0 | 0 | 0 | 0 | 0
F5_Commercial_Lodging (ID)_New_Space Heating_Natural Gas_Furnace_E9 | F5 | Commercial | Lodging (ID) | New | Space Heating | Natural Gas | Furnace | E9 | RIM BC Ratio | 0 | 0 | 0 | 0 | 0 | 0 | 0 | 0 | 0 | 0 | 0 | 0 | 0 | 0 | 0 | 0 | 0 | 0 | 0 | 0 | 0 | 0 | 0 | 0 | 0 | 0 | 0
F5_Commercial_Lodging (ID)_New_Space Heating_Natural Gas_Furnace_E10 | F5 | Commercial | Lodging (ID) | New | Space Heating | Natural Gas | Furnace | E10 | RIM BC Ratio | 0 | 0 | 0 | 0 | 0 | 0 | 0 | 0 | 0 | 0 | 0 | 0 | 0 | 0 | 0 | 0 | 0 | 0 | 0 | 0 | 0 | 0 | 0 | 0 | 0 | 0 | 0
F0_Commercial_Lodging (ID)_New_Space Heating_Natural Gas_Boiler_E0 | F0 | Commercial | Lodging (ID) | New | Space Heating | Natural Gas | Boiler | E0 | Economic Unit | AFUE 97% | AFUE 97% | AFUE 97% | AFUE 97% | AFUE 97% | AFUE 97% | AFUE 97% | AFUE 97% | AFUE 97% | AFUE 97% | AFUE 97% | AFUE 97% | AFUE 97% | AFUE 97% | AFUE 97% | AFUE 97% | AFUE 97% | AFUE 97% | AFUE 97% | AFUE 97% | AFUE 97% | AFUE 97% | AFUE 97% | AFUE 97% | AFUE 97% | AFUE 97% | AFUE 97%
F1_Commercial_Lodging (ID)_New_Space Heating_Natural Gas_Boiler_E1 | F1 | Commercial | Lodging (ID) | New | Space Heating | Natural Gas | Boiler | E1 | CCE | 0 | 0 | 0 | 0 | 0 | 0 | 0 | 0 | 0 | 0 | 0 | 0 | 0 | 0 | 0 | 0 | 0 | 0 | 0 | 0 | 0 | 0 | 0 | 0 | 0 | 0 | 0
F1_Commercial_Lodging (ID)_New_Space Heating_Natural Gas_Boiler_E2 | F1 | Commercial | Lodging (ID) | New | Space Heating | Natural Gas | Boiler | E2 | CCE | 0.0018494 | 0.0019193 | 0.0019193 | 0.0019193 | 0.0019193 | 0.0019193 | 0.0019193 | 0.0019193 | 0.0019193 | 0.0019193 | 0.0019193 | 0.0019193 | 0.0019193 | 0.0019193 | 0.0019193 | 0.0019193 | 0.0019193 | 0.0019193 | 0.0019193 | 0.0019193 | 0.0019193 | 0.0019193 | 0.0019193 | 0.0019193 | 0.0019193 | 0.0019193 | 0.0019193
F1_Commercial_Lodging (ID)_New_Space Heating_Natural Gas_Boiler_E3 | F1 | Commercial | Lodging (ID) | New | Space Heating | Natural Gas | Boiler | E3 | CCE | -0.00040405 | -0.0004193 | -0.0004193 | -0.0004193 | -0.0004193 | -0.0004193 | -0.0004193 | -0.0004193 | -0.0004193 | -0.0004193 | -0.0004193 | -0.0004193 | -0.0004193 | -0.0004193 | -0.0004193 | -0.0004193 | -0.0004193 | -0.0004193 | -0.0004193 | -0.0004193 | -0.0004193 | -0.0004193 | -0.0004193 | -0.0004193 | -0.0004193 | -0.0004193 | -0.0004193
F1_Commercial_Lodging (ID)_New_Space Heating_Natural Gas_Boiler_E4 | F1 | Commercial | Lodging (ID) | New | Space Heating | Natural Gas | Boiler | E4 | CCE | 0.042494 | 0.044099 | 0.044099 | 0.044099 | 0.044099 | 0.044099 | 0.044099 | 0.044099 | 0.044099 | 0.044099 | 0.044099 | 0.044099 | 0.044099 | 0.044099 | 0.044099 | 0.044099 | 0.044099 | 0.044099 | 0.044099 | 0.044099 | 0.044099 | 0.044099 | 0.044099 | 0.044099 | 0.044099 | 0.044099 | 0.044099
F1_Commercial_Lodging (ID)_New_Space Heating_Natural Gas_Boiler_E5 | F1 | Commercial | Lodging (ID) | New | Space Heating | Natural Gas | Boiler | E5 | CCE | 0 | 0 | 0 | 0 | 0 | 0 | 0 | 0 | 0 | 0 | 0 | 0 | 0 | 0 | 0 | 0 | 0 | 0 | 0 | 0 | 0 | 0 | 0 | 0 | 0 | 0 | 0
F1_Commercial_Lodging (ID)_New_Space Heating_Natural Gas_Boiler_E6 | F1 | Commercial | Lodging (ID) | New | Space Heating | Natural Gas | Boiler | E6 | CCE | 0 | 0 | 0 | 0 | 0 | 0 | 0 | 0 | 0 | 0 | 0 | 0 | 0 | 0 | 0 | 0 | 0 | 0 | 0 | 0 | 0 | 0 | 0 | 0 | 0 | 0 | 0
F1_Commercial_Lodging (ID)_New_Space Heating_Natural Gas_Boiler_E7 | F1 | Commercial | Lodging (ID) | New | Space Heating | Natural Gas | Boiler | E7 | CCE | 0 | 0 | 0 | 0 | 0 | 0 | 0 | 0 | 0 | 0 | 0 | 0 | 0 | 0 | 0 | 0 | 0 | 0 | 0 | 0 | 0 | 0 | 0 | 0 | 0 | 0 | 0
F1_Commercial_Lodging (ID)_New_Space Heating_Natural Gas_Boiler_E8 | F1 | Commercial | Lodging (ID) | New | Space Heating | Natural Gas | Boiler | E8 | CCE | 0 | 0 | 0 | 0 | 0 | 0 | 0 | 0 | 0 | 0 | 0 | 0 | 0 | 0 | 0 | 0 | 0 | 0 | 0 | 0 | 0 | 0 | 0 | 0 | 0 | 0 | 0
F1_Commercial_Lodging (ID)_New_Space Heating_Natural Gas_Boiler_E9 | F1 | Commercial | Lodging (ID) | New | Space Heating | Natural Gas | Boiler | E9 | CCE | 0 | 0 | 0 | 0 | 0 | 0 | 0 | 0 | 0 | 0 | 0 | 0 | 0 | 0 | 0 | 0 | 0 | 0 | 0 | 0 | 0 | 0 | 0 | 0 | 0 | 0 | 0
F1_Commercial_Lodging (ID)_New_Space Heating_Natural Gas_Boiler_E10 | F1 | Commercial | Lodging (ID) | New | Space Heating | Natural Gas | Boiler | E10 | CCE | 0 | 0 | 0 | 0 | 0 | 0 | 0 | 0 | 0 | 0 | 0 | 0 | 0 | 0 | 0 | 0 | 0 | 0 | 0 | 0 | 0 | 0 | 0 | 0 | 0 | 0 | 0
F2_Commercial_Lodging (ID)_New_Space Heating_Natural Gas_Boiler_E1 | F2 | Commercial | Lodging (ID) | New | Space Heating | Natural Gas | Boiler | E1 | TRC BC Ratio | [24 empty] | 1 | 1 | 1 | bar: 2019 to 2042
F2_Commercial_Lodging (ID)_New_Space Heating_Natural Gas_Boiler_E2 | F2 | Commercial | Lodging (ID) | New | Space Heating | Natural Gas | Boiler | E2 | TRC BC Ratio | 2.2962 | 2.3362 | 2.3858 | 2.4396 | 2.498 | 2.5747 | 2.6529 | 2.7353 | 2.8145 | 2.895 | 2.9685 | 3.0376 | 3.1122 | 3.1888 | 3.2613 | 3.3332 | 3.4015 | 3.4718 | 3.5446 | 3.6194 | 3.6955 | 3.775 | 3.8644 | 3.9447 | 4.0258 | 4.0878 | 4.1436
F2_Commercial_Lodging (ID)_New_Space Heating_Natural Gas_Boiler_E3 | F2 | Commercial | Lodging (ID) | New | Space Heating | Natural Gas | Boiler | E3 | TRC BC Ratio | [24 empty] | 1 | 1 | 1 | bar: 2019 to 2042
F2_Commercial_Lodging (ID)_New_Space Heating_Natural Gas_Boiler_E4 | F2 | Commercial | Lodging (ID) | New | Space Heating | Natural Gas | Boiler | E4 | TRC BC Ratio | 0.11518 | 0.11753 | 0.12013 | 0.12282 | 0.12561 | 0.12882 | 0.13208 | 0.13548 | 0.13885 | 0.14229 | 0.14562 | 0.14888 | 0.15231 | 0.15578 | 0.15919 | 0.16263 | 0.16602 | 0.1695 | 0.17308 | 0.17675 | 0.18048 | 0.1843 | 0.18834 | 0.19217 | 0.19598 | 0.19776 | 0.19882
F2_Commercial_Lodging (ID)_New_Space Heating_Natural Gas_Boiler_E5 | F2 | Commercial | Lodging (ID) | New | Space Heating | Natural Gas | Boiler | E5 | TRC BC Ratio | 0 | 0 | 0 | 0 | 0 | 0 | 0 | 0 | 0 | 0 | 0 | 0 | 0 | 0 | 0 | 0 | 0 | 0 | 0 | 0 | 0 | 0 | 0 | 0 | 0 | 0 | 0
F2_Commercial_Lodging (ID)_New_Space Heating_Natural Gas_Boiler_E6 | F2 | Commercial | Lodging (ID) | New | Space Heating | Natural Gas | Boiler | E6 | TRC BC Ratio | 0 | 0 | 0 | 0 | 0 | 0 | 0 | 0 | 0 | 0 | 0 | 0 | 0 | 0 | 0 | 0 | 0 | 0 | 0 | 0 | 0 | 0 | 0 | 0 | 0 | 0 | 0
F2_Commercial_Lodging (ID)_New_Space Heating_Natural Gas_Boiler_E7 | F2 | Commercial | Lodging (ID) | New | Space Heating | Natural Gas | Boiler | E7 | TRC BC Ratio | 0 | 0 | 0 | 0 | 0 | 0 | 0 | 0 | 0 | 0 | 0 | 0 | 0 | 0 | 0 | 0 | 0 | 0 | 0 | 0 | 0 | 0 | 0 | 0 | 0 | 0 | 0
F2_Commercial_Lodging (ID)_New_Space Heating_Natural Gas_Boiler_E8 | F2 | Commercial | Lodging (ID) | New | Space Heating | Natural Gas | Boiler | E8 | TRC BC Ratio | 0 | 0 | 0 | 0 | 0 | 0 | 0 | 0 | 0 | 0 | 0 | 0 | 0 | 0 | 0 | 0 | 0 | 0 | 0 | 0 | 0 | 0 | 0 | 0 | 0 | 0 | 0
F2_Commercial_Lodging (ID)_New_Space Heating_Natural Gas_Boiler_E9 | F2 | Commercial | Lodging (ID) | New | Space Heating | Natural Gas | Boiler | E9 | TRC BC Ratio | 0 | 0 | 0 | 0 | 0 | 0 | 0 | 0 | 0 | 0 | 0 | 0 | 0 | 0 | 0 | 0 | 0 | 0 | 0 | 0 | 0 | 0 | 0 | 0 | 0 | 0 | 0
F2_Commercial_Lodging (ID)_New_Space Heating_Natural Gas_Boiler_E10 | F2 | Commercial | Lodging (ID) | New | Space Heating | Natural Gas | Boiler | E10 | TRC BC Ratio | 0 | 0 | 0 | 0 | 0 | 0 | 0 | 0 | 0 | 0 | 0 | 0 | 0 | 0 | 0 | 0 | 0 | 0 | 0 | 0 | 0 | 0 | 0 | 0 | 0 | 0 | 0
F3_Commercial_Lodging (ID)_New_Space Heating_Natural Gas_Boiler_E1 | F3 | Commercial | Lodging (ID) | New | Space Heating | Natural Gas | Boiler | E1 | PACT BC Ratio | [24 empty] | 1 | 1 | 1 | bar: 2019 to 2042
F3_Commercial_Lodging (ID)_New_Space Heating_Natural Gas_Boiler_E2 | F3 | Commercial | Lodging (ID) | New | Space Heating | Natural Gas | Boiler | E2 | PACT BC Ratio | 6.4314 | 6.5436 | 6.6823 | 6.8331 | 6.9968 | 7.2116 | 7.4306 | 7.6613 | 7.8831 | 8.1085 | 8.3146 | 8.5079 | 8.7171 | 8.9316 | 9.1346 | 9.336 | 9.5273 | 9.7241 | 9.9282 | 10.1375 | 10.3508 | 10.5733 | 10.8237 | 11.0487 | 11.2759 | 11.4496 | 11.6059
F3_Commercial_Lodging (ID)_New_Space Heating_Natural Gas_Boiler_E3 | F3 | Commercial | Lodging (ID) | New | Space Heating | Natural Gas | Boiler | E3 | PACT BC Ratio | [24 empty] | 1 | 1 | 1 | bar: 2019 to 2042
F3_Commercial_Lodging (ID)_New_Space Heating_Natural Gas_Boiler_E4 | F3 | Commercial | Lodging (ID) | New | Space Heating | Natural Gas | Boiler | E4 | PACT BC Ratio | 0.32261 | 0.3292 | 0.33647 | 0.34401 | 0.35182 | 0.36081 | 0.36995 | 0.37947 | 0.38892 | 0.39855 | 0.40786 | 0.41701 | 0.4266 | 0.43631 | 0.44587 | 0.4555 | 0.46502 | 0.47477 | 0.48479 | 0.49505 | 0.50552 | 0.51622 | 0.52753 | 0.53825 | 0.54893 | 0.55392 | 0.55687
F3_Commercial_Lodging (ID)_New_Space Heating_Natural Gas_Boiler_E5 | F3 | Commercial | Lodging (ID) | New | Space Heating | Natural Gas | Boiler | E5 | PACT BC Ratio | 0 | 0 | 0 | 0 | 0 | 0 | 0 | 0 | 0 | 0 | 0 | 0 | 0 | 0 | 0 | 0 | 0 | 0 | 0 | 0 | 0 | 0 | 0 | 0 | 0 | 0 | 0
F3_Commercial_Lodging (ID)_New_Space Heating_Natural Gas_Boiler_E6 | F3 | Commercial | Lodging (ID) | New | Space Heating | Natural Gas | Boiler | E6 | PACT BC Ratio | 0 | 0 | 0 | 0 | 0 | 0 | 0 | 0 | 0 | 0 | 0 | 0 | 0 | 0 | 0 | 0 | 0 | 0 | 0 | 0 | 0 | 0 | 0 | 0 | 0 | 0 | 0
F3_Commercial_Lodging (ID)_New_Space Heating_Natural Gas_Boiler_E7 | F3 | Commercial | Lodging (ID) | New | Space Heating | Natural Gas | Boiler | E7 | PACT BC Ratio | 0 | 0 | 0 | 0 | 0 | 0 | 0 | 0 | 0 | 0 | 0 | 0 | 0 | 0 | 0 | 0 | 0 | 0 | 0 | 0 | 0 | 0 | 0 | 0 | 0 | 0 | 0
F3_Commercial_Lodging (ID)_New_Space Heating_Natural Gas_Boiler_E8 | F3 | Commercial | Lodging (ID) | New | Space Heating | Natural Gas | Boiler | E8 | PACT BC Ratio | 0 | 0 | 0 | 0 | 0 | 0 | 0 | 0 | 0 | 0 | 0 | 0 | 0 | 0 | 0 | 0 | 0 | 0 | 0 | 0 | 0 | 0 | 0 | 0 | 0 | 0 | 0
F3_Commercial_Lodging (ID)_New_Space Heating_Natural Gas_Boiler_E9 | F3 | Commercial | Lodging (ID) | New | Space Heating | Natural Gas | Boiler | E9 | PACT BC Ratio | 0 | 0 | 0 | 0 | 0 | 0 | 0 | 0 | 0 | 0 | 0 | 0 | 0 | 0 | 0 | 0 | 0 | 0 | 0 | 0 | 0 | 0 | 0 | 0 | 0 | 0 | 0
F3_Commercial_Lodging (ID)_New_Space Heating_Natural Gas_Boiler_E10 | F3 | Commercial | Lodging (ID) | New | Space Heating | Natural Gas | Boiler | E10 | PACT BC Ratio | 0 | 0 | 0 | 0 | 0 | 0 | 0 | 0 | 0 | 0 | 0 | 0 | 0 | 0 | 0 | 0 | 0 | 0 | 0 | 0 | 0 | 0 | 0 | 0 | 0 | 0 | 0
F4_Commercial_Lodging (ID)_New_Space Heating_Natural Gas_Boiler_E1 | F4 | Commercial | Lodging (ID) | New | Space Heating | Natural Gas | Boiler | E1 | RVT BC Ratio | [24 empty] | 1 | 1 | 1 | bar: 2019 to 2042
F4_Commercial_Lodging (ID)_New_Space Heating_Natural Gas_Boiler_E2 | F4 | Commercial | Lodging (ID) | New | Space Heating | Natural Gas | Boiler | E2 | RVT BC Ratio | 3.3522 | 3.3898 | 3.4395 | 3.4938 | 3.5529 | 3.6365 | 3.7201 | 3.8076 | 3.8882 | 3.9682 | 4.0566 | 4.1385 | 4.227 | 4.3174 | 4.4015 | 4.484 | 4.5608 | 4.6392 | 4.72 | 4.802 | 4.8848 | 4.9849 | 5.0975 | 5.1987 | 5.301 | 5.3791 | 5.4494
F4_Commercial_Lodging (ID)_New_Space Heating_Natural Gas_Boiler_E3 | F4 | Commercial | Lodging (ID) | New | Space Heating | Natural Gas | Boiler | E3 | RVT BC Ratio | [24 empty] | 1 | 1 | 1 | bar: 2019 to 2042
F4_Commercial_Lodging (ID)_New_Space Heating_Natural Gas_Boiler_E4 | F4 | Commercial | Lodging (ID) | New | Space Heating | Natural Gas | Boiler | E4 | RVT BC Ratio | 0.38037 | 0.38281 | 0.38558 | 0.38845 | 0.39143 | 0.39498 | 0.39859 | 0.40235 | 0.40605 | 0.40982 | 0.41386 | 0.41786 | 0.42206 | 0.42629 | 0.43043 | 0.43458 | 0.43865 | 0.44282 | 0.44708 | 0.45143 | 0.45584 | 0.46065 | 0.46574 | 0.47056 | 0.47537 | 0.47762 | 0.47894
F4_Commercial_Lodging (ID)_New_Space Heating_Natural Gas_Boiler_E5 | F4 | Commercial | Lodging (ID) | New | Space Heating | Natural Gas | Boiler | E5 | RVT BC Ratio | 0 | 0 | 0 | 0 | 0 | 0 | 0 | 0 | 0 | 0 | 0 | 0 | 0 | 0 | 0 | 0 | 0 | 0 | 0 | 0 | 0 | 0 | 0 | 0 | 0 | 0 | 0
F4_Commercial_Lodging (ID)_New_Space Heating_Natural Gas_Boiler_E6 | F4 | Commercial | Lodging (ID) | New | Space Heating | Natural Gas | Boiler | E6 | RVT BC Ratio | 0 | 0 | 0 | 0 | 0 | 0 | 0 | 0 | 0 | 0 | 0 | 0 | 0 | 0 | 0 | 0 | 0 | 0 | 0 | 0 | 0 | 0 | 0 | 0 | 0 | 0 | 0
F4_Commercial_Lodging (ID)_New_Space Heating_Natural Gas_Boiler_E7 | F4 | Commercial | Lodging (ID) | New | Space Heating | Natural Gas | Boiler | E7 | RVT BC Ratio | 0 | 0 | 0 | 0 | 0 | 0 | 0 | 0 | 0 | 0 | 0 | 0 | 0 | 0 | 0 | 0 | 0 | 0 | 0 | 0 | 0 | 0 | 0 | 0 | 0 | 0 | 0
F4_Commercial_Lodging (ID)_New_Space Heating_Natural Gas_Boiler_E8 | F4 | Commercial | Lodging (ID) | New | Space Heating | Natural Gas | Boiler | E8 | RVT BC Ratio | 0 | 0 | 0 | 0 | 0 | 0 | 0 | 0 | 0 | 0 | 0 | 0 | 0 | 0 | 0 | 0 | 0 | 0 | 0 | 0 | 0 | 0 | 0 | 0 | 0 | 0 | 0
F4_Commercial_Lodging (ID)_New_Space Heating_Natural Gas_Boiler_E9 | F4 | Commercial | Lodging (ID) | New | Space Heating | Natural Gas | Boiler | E9 | RVT BC Ratio | 0 | 0 | 0 | 0 | 0 | 0 | 0 | 0 | 0 | 0 | 0 | 0 | 0 | 0 | 0 | 0 | 0 | 0 | 0 | 0 | 0 | 0 | 0 | 0 | 0 | 0 | 0
F4_Commercial_Lodging (ID)_New_Space Heating_Natural Gas_Boiler_E10 | F4 | Commercial | Lodging (ID) | New | Space Heating | Natural Gas | Boiler | E10 | RVT BC Ratio | 0 | 0 | 0 | 0 | 0 | 0 | 0 | 0 | 0 | 0 | 0 | 0 | 0 | 0 | 0 | 0 | 0 | 0 | 0 | 0 | 0 | 0 | 0 | 0 | 0 | 0 | 0
F5_Commercial_Lodging (ID)_New_Space Heating_Natural Gas_Boiler_E1 | F5 | Commercial | Lodging (ID) | New | Space Heating | Natural Gas | Boiler | E1 | RIM BC Ratio | [24 empty] | 1 | 1 | 1 | bar: 2019 to 2042
F5_Commercial_Lodging (ID)_New_Space Heating_Natural Gas_Boiler_E2 | F5 | Commercial | Lodging (ID) | New | Space Heating | Natural Gas | Boiler | E2 | RIM BC Ratio | 0.77571 | 0.78096 | 0.78662 | 0.79255 | 0.79875 | 0.80535 | 0.8121 | 0.81903 | 0.82613 | 0.83345 | 0.83687 | 0.84017 | 0.84361 | 0.84708 | 0.8505 | 0.85394 | 0.85738 | 0.86091 | 0.86455 | 0.86829 | 0.87214 | 0.87368 | 0.87536 | 0.8768 | 0.87821 | 0.87925 | 0.88016
F5_Commercial_Lodging (ID)_New_Space Heating_Natural Gas_Boiler_E3 | F5 | Commercial | Lodging (ID) | New | Space Heating | Natural Gas | Boiler | E3 | RIM BC Ratio | [24 empty] | 1 | 1 | 1 | bar: 2019 to 2042
F5_Commercial_Lodging (ID)_New_Space Heating_Natural Gas_Boiler_E4 | F5 | Commercial | Lodging (ID) | New | Space Heating | Natural Gas | Boiler | E4 | RIM BC Ratio | 0.23815 | 0.242 | 0.24618 | 0.25046 | 0.25486 | 0.25981 | 0.26479 | 0.2699 | 0.27493 | 0.28001 | 0.28466 | 0.28916 | 0.29382 | 0.29847 | 0.30301 | 0.30753 | 0.31195 | 0.31643 | 0.32098 | 0.32559 | 0.33023 | 0.33476 | 0.33949 | 0.34389 | 0.34822 | 0.35022 | 0.3514
F5_Commercial_Lodging (ID)_New_Space Heating_Natural Gas_Boiler_E5 | F5 | Commercial | Lodging (ID) | New | Space Heating | Natural Gas | Boiler | E5 | RIM BC Ratio | 0 | 0 | 0 | 0 | 0 | 0 | 0 | 0 | 0 | 0 | 0 | 0 | 0 | 0 | 0 | 0 | 0 | 0 | 0 | 0 | 0 | 0 | 0 | 0 | 0 | 0 | 0
F5_Commercial_Lodging (ID)_New_Space Heating_Natural Gas_Boiler_E6 | F5 | Commercial | Lodging (ID) | New | Space Heating | Natural Gas | Boiler | E6 | RIM BC Ratio | 0 | 0 | 0 | 0 | 0 | 0 | 0 | 0 | 0 | 0 | 0 | 0 | 0 | 0 | 0 | 0 | 0 | 0 | 0 | 0 | 0 | 0 | 0 | 0 | 0 | 0 | 0
F5_Commercial_Lodging (ID)_New_Space Heating_Natural Gas_Boiler_E7 | F5 | Commercial | Lodging (ID) | New | Space Heating | Natural Gas | Boiler | E7 | RIM BC Ratio | 0 | 0 | 0 | 0 | 0 | 0 | 0 | 0 | 0 | 0 | 0 | 0 | 0 | 0 | 0 | 0 | 0 | 0 | 0 | 0 | 0 | 0 | 0 | 0 | 0 | 0 | 0
F5_Commercial_Lodging (ID)_New_Space Heating_Natural Gas_Boiler_E8 | F5 | Commercial | Lodging (ID) | New | Space Heating | Natural Gas | Boiler | E8 | RIM BC Ratio | 0 | 0 | 0 | 0 | 0 | 0 | 0 | 0 | 0 | 0 | 0 | 0 | 0 | 0 | 0 | 0 | 0 | 0 | 0 | 0 | 0 | 0 | 0 | 0 | 0 | 0 | 0
F5_Commercial_Lodging (ID)_New_Space Heating_Natural Gas_Boiler_E9 | F5 | Commercial | Lodging (ID) | New | Space Heating | Natural Gas | Boiler | E9 | RIM BC Ratio | 0 | 0 | 0 | 0 | 0 | 0 | 0 | 0 | 0 | 0 | 0 | 0 | 0 | 0 | 0 | 0 | 0 | 0 | 0 | 0 | 0 | 0 | 0 | 0 | 0 | 0 | 0
F5_Commercial_Lodging (ID)_New_Space Heating_Natural Gas_Boiler_E10 | F5 | Commercial | Lodging (ID) | New | Space Heating | Natural Gas | Boiler | E10 | RIM BC Ratio | 0 | 0 | 0 | 0 | 0 | 0 | 0 | 0 | 0 | 0 | 0 | 0 | 0 | 0 | 0 | 0 | 0 | 0 | 0 | 0 | 0 | 0 | 0 | 0 | 0 | 0 | 0
F0_Commercial_Lodging (ID)_New_Space Heating_Natural Gas_Unit Heater_E0 | F0 | Commercial | Lodging (ID) | New | Space Heating | Natural Gas | Unit Heater | E0 | Economic Unit | Infrared Radiant | Infrared Radiant | Infrared Radiant | Infrared Radiant | Infrared Radiant | Infrared Radiant | Infrared Radiant | Infrared Radiant | Infrared Radiant | Infrared Radiant | Infrared Radiant | Infrared Radiant | Infrared Radiant | Infrared Radiant | Infrared Radiant | Infrared Radiant | Infrared Radiant | Infrared Radiant | Infrared Radiant | Infrared Radiant | Infrared Radiant | Infrared Radiant | Infrared Radiant | Infrared Radiant | Infrared Radiant | Infrared Radiant | Infrared Radiant
F1_Commercial_Lodging (ID)_New_Space Heating_Natural Gas_Unit Heater_E1 | F1 | Commercial | Lodging (ID) | New | Space Heating | Natural Gas | Unit Heater | E1 | CCE | 0 | 0 | 0 | 0 | 0 | 0 | 0 | 0 | 0 | 0 | 0 | 0 | 0 | 0 | 0 | 0 | 0 | 0 | 0 | 0 | 0 | 0 | 0 | 0 | 0 | 0 | 0
F1_Commercial_Lodging (ID)_New_Space Heating_Natural Gas_Unit Heater_E2 | F1 | Commercial | Lodging (ID) | New | Space Heating | Natural Gas | Unit Heater | E2 | CCE | 0.00011006 | 0.00011422 | 0.00011422 | 0.00011422 | 0.00011422 | 0.00011422 | 0.00011422 | 0.00011422 | 0.00011422 | 0.00011422 | 0.00011422 | 0.00011422 | 0.00011422 | 0.00011422 | 0.00011422 | 0.00011422 | 0.00011422 | 0.00011422 | 0.00011422 | 0.00011422 | 0.00011422 | 0.00011422 | 0.00011422 | 0.00011422 | 0.00011422 | 0.00011422 | 0.00011422
F1_Commercial_Lodging (ID)_New_Space Heating_Natural Gas_Unit Heater_E3 | F1 | Commercial | Lodging (ID) | New | Space Heating | Natural Gas | Unit Heater | E3 | CCE | 3.4544e-05 | 3.5848e-05 | 3.5848e-05 | 3.5848e-05 | 3.5848e-05 | 3.5848e-05 | 3.5848e-05 | 3.5848e-05 | 3.5848e-05 | 3.5848e-05 | 3.5848e-05 | 3.5848e-05 | 3.5848e-05 | 3.5848e-05 | 3.5848e-05 | 3.5848e-05 | 3.5848e-05 | 3.5848e-05 | 3.5848e-05 | 3.5848e-05 | 3.5848e-05 | 3.5848e-05 | 3.5848e-05 | 3.5848e-05 | 3.5848e-05 | 3.5848e-05 | 3.5848e-05
F1_Commercial_Lodging (ID)_New_Space Heating_Natural Gas_Unit Heater_E4 | F1 | Commercial | Lodging (ID) | New | Space Heating | Natural Gas | Unit Heater | E4 | CCE | 0 | 0 | 0 | 0 | 0 | 0 | 0 | 0 | 0 | 0 | 0 | 0 | 0 | 0 | 0 | 0 | 0 | 0 | 0 | 0 | 0 | 0 | 0 | 0 | 0 | 0 | 0
F1_Commercial_Lodging (ID)_New_Space Heating_Natural Gas_Unit Heater_E5 | F1 | Commercial | Lodging (ID) | New | Space Heating | Natural Gas | Unit Heater | E5 | CCE | 0 | 0 | 0 | 0 | 0 | 0 | 0 | 0 | 0 | 0 | 0 | 0 | 0 | 0 | 0 | 0 | 0 | 0 | 0 | 0 | 0 | 0 | 0 | 0 | 0 | 0 | 0
F1_Commercial_Lodging (ID)_New_Space Heating_Natural Gas_Unit Heater_E6 | F1 | Commercial | Lodging (ID) | New | Space Heating | Natural Gas | Unit Heater | E6 | CCE | 0 | 0 | 0 | 0 | 0 | 0 | 0 | 0 | 0 | 0 | 0 | 0 | 0 | 0 | 0 | 0 | 0 | 0 | 0 | 0 | 0 | 0 | 0 | 0 | 0 | 0 | 0
F1_Commercial_Lodging (ID)_New_Space Heating_Natural Gas_Unit Heater_E7 | F1 | Commercial | Lodging (ID) | New | Space Heating | Natural Gas | Unit Heater | E7 | CCE | 0 | 0 | 0 | 0 | 0 | 0 | 0 | 0 | 0 | 0 | 0 | 0 | 0 | 0 | 0 | 0 | 0 | 0 | 0 | 0 | 0 | 0 | 0 | 0 | 0 | 0 | 0
F1_Commercial_Lodging (ID)_New_Space Heating_Natural Gas_Unit Heater_E8 | F1 | Commercial | Lodging (ID) | New | Space Heating | Natural Gas | Unit Heater | E8 | CCE | 0 | 0 | 0 | 0 | 0 | 0 | 0 | 0 | 0 | 0 | 0 | 0 | 0 | 0 | 0 | 0 | 0 | 0 | 0 | 0 | 0 | 0 | 0 | 0 | 0 | 0 | 0
F1_Commercial_Lodging (ID)_New_Space Heating_Natural Gas_Unit Heater_E9 | F1 | Commercial | Lodging (ID) | New | Space Heating | Natural Gas | Unit Heater | E9 | CCE | 0 | 0 | 0 | 0 | 0 | 0 | 0 | 0 | 0 | 0 | 0 | 0 | 0 | 0 | 0 | 0 | 0 | 0 | 0 | 0 | 0 | 0 | 0 | 0 | 0 | 0 | 0
F1_Commercial_Lodging (ID)_New_Space Heating_Natural Gas_Unit Heater_E10 | F1 | Commercial | Lodging (ID) | New | Space Heating | Natural Gas | Unit Heater | E10 | CCE | 0 | 0 | 0 | 0 | 0 | 0 | 0 | 0 | 0 | 0 | 0 | 0 | 0 | 0 | 0 | 0 | 0 | 0 | 0 | 0 | 0 | 0 | 0 | 0 | 0 | 0 | 0
F2_Commercial_Lodging (ID)_New_Space Heating_Natural Gas_Unit Heater_E1 | F2 | Commercial | Lodging (ID) | New | Space Heating | Natural Gas | Unit Heater | E1 | TRC BC Ratio | [24 empty] | 1 | 1 | 1 | bar: 2019 to 2042
F2_Commercial_Lodging (ID)_New_Space Heating_Natural Gas_Unit Heater_E2 | F2 | Commercial | Lodging (ID) | New | Space Heating | Natural Gas | Unit Heater | E2 | TRC BC Ratio | 36.0177 | 36.6097 | 37.3822 | 38.2338 | 39.1715 | 40.4636 | 41.7794 | 43.1729 | 44.5062 | 45.8603 | 47.0726 | 48.1906 | 49.4145 | 50.6713 | 51.8414 | 52.9947 | 54.071 | 55.1804 | 56.3358 | 57.521 | 58.729 | 60.0037 | 61.4793 | 62.7842 | 64.1168 | 65.4777 | 66.8675
F2_Commercial_Lodging (ID)_New_Space Heating_Natural Gas_Unit Heater_E3 | F2 | Commercial | Lodging (ID) | New | Space Heating | Natural Gas | Unit Heater | E3 | TRC BC Ratio | 159.8853 | 164.0994 | 168.2287 | 172.1136 | 175.7384 | 179.0207 | 182.2834 | 185.6603 | 189.4387 | 193.3387 | 197.4946 | 201.8747 | 206.2592 | 210.463 | 214.851 | 219.3669 | 224.0637 | 228.8515 | 233.7222 | 238.6918 | 243.7689 | 248.9194 | 254.0337 | 259.4256 | 264.932 | 270.5553 | 276.2979
F2_Commercial_Lodging (ID)_New_Space Heating_Natural Gas_Unit Heater_E4 | F2 | Commercial | Lodging (ID) | New | Space Heating | Natural Gas | Unit Heater | E4 | TRC BC Ratio | 0 | 0 | 0 | 0 | 0 | 0 | 0 | 0 | 0 | 0 | 0 | 0 | 0 | 0 | 0 | 0 | 0 | 0 | 0 | 0 | 0 | 0 | 0 | 0 | 0 | 0 | 0
F2_Commercial_Lodging (ID)_New_Space Heating_Natural Gas_Unit Heater_E5 | F2 | Commercial | Lodging (ID) | New | Space Heating | Natural Gas | Unit Heater | E5 | TRC BC Ratio | 0 | 0 | 0 | 0 | 0 | 0 | 0 | 0 | 0 | 0 | 0 | 0 | 0 | 0 | 0 | 0 | 0 | 0 | 0 | 0 | 0 | 0 | 0 | 0 | 0 | 0 | 0
F2_Commercial_Lodging (ID)_New_Space Heating_Natural Gas_Unit Heater_E6 | F2 | Commercial | Lodging (ID) | New | Space Heating | Natural Gas | Unit Heater | E6 | TRC BC Ratio | 0 | 0 | 0 | 0 | 0 | 0 | 0 | 0 | 0 | 0 | 0 | 0 | 0 | 0 | 0 | 0 | 0 | 0 | 0 | 0 | 0 | 0 | 0 | 0 | 0 | 0 | 0
F2_Commercial_Lodging (ID)_New_Space Heating_Natural Gas_Unit Heater_E7 | F2 | Commercial | Lodging (ID) | New | Space Heating | Natural Gas | Unit Heater | E7 | TRC BC Ratio | 0 | 0 | 0 | 0 | 0 | 0 | 0 | 0 | 0 | 0 | 0 | 0 | 0 | 0 | 0 | 0 | 0 | 0 | 0 | 0 | 0 | 0 | 0 | 0 | 0 | 0 | 0
F2_Commercial_Lodging (ID)_New_Space Heating_Natural Gas_Unit Heater_E8 | F2 | Commercial | Lodging (ID) | New | Space Heating | Natural Gas | Unit Heater | E8 | TRC BC Ratio | 0 | 0 | 0 | 0 | 0 | 0 | 0 | 0 | 0 | 0 | 0 | 0 | 0 | 0 | 0 | 0 | 0 | 0 | 0 | 0 | 0 | 0 | 0 | 0 | 0 | 0 | 0
F2_Commercial_Lodging (ID)_New_Space Heating_Natural Gas_Unit Heater_E9 | F2 | Commercial | Lodging (ID) | New | Space Heating | Natural Gas | Unit Heater | E9 | TRC BC Ratio | 0 | 0 | 0 | 0 | 0 | 0 | 0 | 0 | 0 | 0 | 0 | 0 | 0 | 0 | 0 | 0 | 0 | 0 | 0 | 0 | 0 | 0 | 0 | 0 | 0 | 0 | 0
F2_Commercial_Lodging (ID)_New_Space Heating_Natural Gas_Unit Heater_E10 | F2 | Commercial | Lodging (ID) | New | Space Heating | Natural Gas | Unit Heater | E10 | TRC BC Ratio | 0 | 0 | 0 | 0 | 0 | 0 | 0 | 0 | 0 | 0 | 0 | 0 | 0 | 0 | 0 | 0 | 0 | 0 | 0 | 0 | 0 | 0 | 0 | 0 | 0 | 0 | 0
F3_Commercial_Lodging (ID)_New_Space Heating_Natural Gas_Unit Heater_E1 | F3 | Commercial | Lodging (ID) | New | Space Heating | Natural Gas | Unit Heater | E1 | PACT BC Ratio | [24 empty] | 1 | 1 | 1 | bar: 2019 to 2042
F3_Commercial_Lodging (ID)_New_Space Heating_Natural Gas_Unit Heater_E2 | F3 | Commercial | Lodging (ID) | New | Space Heating | Natural Gas | Unit Heater | E2 | PACT BC Ratio | 100.8824 | 102.5404 | 104.7041 | 107.0895 | 109.7158 | 113.3348 | 117.0204 | 120.9234 | 124.6578 | 128.4506 | 131.8461 | 134.9776 | 138.4055 | 141.9257 | 145.2031 | 148.4334 | 151.4479 | 154.5552 | 157.7915 | 161.1112 | 164.4947 | 168.0649 | 172.1979 | 175.8529 | 179.5854 | 183.3971 | 187.2898
F3_Commercial_Lodging (ID)_New_Space Heating_Natural Gas_Unit Heater_E3 | F3 | Commercial | Lodging (ID) | New | Space Heating | Natural Gas | Unit Heater | E3 | PACT BC Ratio | 447.8243 | 459.6276 | 471.1933 | 482.0746 | 492.2273 | 501.4209 | 510.5592 | 520.0177 | 530.6006 | 541.5242 | 553.1643 | 565.4328 | 577.7132 | 589.4878 | 601.7781 | 614.4269 | 627.582 | 640.9924 | 654.6346 | 668.554 | 682.7745 | 697.2007 | 711.5254 | 726.6277 | 742.0505 | 757.8007 | 773.8853
F3_Commercial_Lodging (ID)_New_Space Heating_Natural Gas_Unit Heater_E4 | F3 | Commercial | Lodging (ID) | New | Space Heating | Natural Gas | Unit Heater | E4 | PACT BC Ratio | 0 | 0 | 0 | 0 | 0 | 0 | 0 | 0 | 0 | 0 | 0 | 0 | 0 | 0 | 0 | 0 | 0 | 0 | 0 | 0 | 0 | 0 | 0 | 0 | 0 | 0 | 0
F3_Commercial_Lodging (ID)_New_Space Heating_Natural Gas_Unit Heater_E5 | F3 | Commercial | Lodging (ID) | New | Space Heating | Natural Gas | Unit Heater | E5 | PACT BC Ratio | 0 | 0 | 0 | 0 | 0 | 0 | 0 | 0 | 0 | 0 | 0 | 0 | 0 | 0 | 0 | 0 | 0 | 0 | 0 | 0 | 0 | 0 | 0 | 0 | 0 | 0 | 0
F3_Commercial_Lodging (ID)_New_Space Heating_Natural Gas_Unit Heater_E6 | F3 | Commercial | Lodging (ID) | New | Space Heating | Natural Gas | Unit Heater | E6 | PACT BC Ratio | 0 | 0 | 0 | 0 | 0 | 0 | 0 | 0 | 0 | 0 | 0 | 0 | 0 | 0 | 0 | 0 | 0 | 0 | 0 | 0 | 0 | 0 | 0 | 0 | 0 | 0 | 0
F3_Commercial_Lodging (ID)_New_Space Heating_Natural Gas_Unit Heater_E7 | F3 | Commercial | Lodging (ID) | New | Space Heating | Natural Gas | Unit Heater | E7 | PACT BC Ratio | 0 | 0 | 0 | 0 | 0 | 0 | 0 | 0 | 0 | 0 | 0 | 0 | 0 | 0 | 0 | 0 | 0 | 0 | 0 | 0 | 0 | 0 | 0 | 0 | 0 | 0 | 0
F3_Commercial_Lodging (ID)_New_Space Heating_Natural Gas_Unit Heater_E8 | F3 | Commercial | Lodging (ID) | New | Space Heating | Natural Gas | Unit Heater | E8 | PACT BC Ratio | 0 | 0 | 0 | 0 | 0 | 0 | 0 | 0 | 0 | 0 | 0 | 0 | 0 | 0 | 0 | 0 | 0 | 0 | 0 | 0 | 0 | 0 | 0 | 0 | 0 | 0 | 0
F3_Commercial_Lodging (ID)_New_Space Heating_Natural Gas_Unit Heater_E9 | F3 | Commercial | Lodging (ID) | New | Space Heating | Natural Gas | Unit Heater | E9 | PACT BC Ratio | 0 | 0 | 0 | 0 | 0 | 0 | 0 | 0 | 0 | 0 | 0 | 0 | 0 | 0 | 0 | 0 | 0 | 0 | 0 | 0 | 0 | 0 | 0 | 0 | 0 | 0 | 0
F3_Commercial_Lodging (ID)_New_Space Heating_Natural Gas_Unit Heater_E10 | F3 | Commercial | Lodging (ID) | New | Space Heating | Natural Gas | Unit Heater | E10 | PACT BC Ratio | 0 | 0 | 0 | 0 | 0 | 0 | 0 | 0 | 0 | 0 | 0 | 0 | 0 | 0 | 0 | 0 | 0 | 0 | 0 | 0 | 0 | 0 | 0 | 0 | 0 | 0 | 0
F4_Commercial_Lodging (ID)_New_Space Heating_Natural Gas_Unit Heater_E1 | F4 | Commercial | Lodging (ID) | New | Space Heating | Natural Gas | Unit Heater | E1 | RVT BC Ratio | [24 empty] | 1 | 1 | 1 | bar: 2019 to 2042
F4_Commercial_Lodging (ID)_New_Space Heating_Natural Gas_Unit Heater_E2 | F4 | Commercial | Lodging (ID) | New | Space Heating | Natural Gas | Unit Heater | E2 | RVT BC Ratio | 50.051 | 50.5756 | 51.3264 | 52.1544 | 53.0662 | 54.4445 | 55.8092 | 57.2437 | 58.5452 | 59.8284 | 61.2728 | 62.58 | 64.0133 | 65.4755 | 66.8077 | 68.1008 | 69.2743 | 70.4722 | 71.7102 | 72.9654 | 74.227 | 75.8331 | 77.6923 | 79.3365 | 81.0156 | 82.7303 | 84.4815
F4_Commercial_Lodging (ID)_New_Space Heating_Natural Gas_Unit Heater_E3 | F4 | Commercial | Lodging (ID) | New | Space Heating | Natural Gas | Unit Heater | E3 | RVT BC Ratio | 206.8531 | 211.6213 | 216.1917 | 220.3677 | 224.1238 | 227.32 | 230.4107 | 233.8405 | 238.0316 | 242.6608 | 247.6213 | 253.2253 | 258.8407 | 264.2391 | 269.8869 | 275.711 | 281.7817 | 287.9818 | 294.301 | 300.7621 | 307.3772 | 313.8669 | 320.3109 | 327.1047 | 334.0428 | 341.1281 | 348.3637
F4_Commercial_Lodging (ID)_New_Space Heating_Natural Gas_Unit Heater_E4 | F4 | Commercial | Lodging (ID) | New | Space Heating | Natural Gas | Unit Heater | E4 | RVT BC Ratio | 0 | 0 | 0 | 0 | 0 | 0 | 0 | 0 | 0 | 0 | 0 | 0 | 0 | 0 | 0 | 0 | 0 | 0 | 0 | 0 | 0 | 0 | 0 | 0 | 0 | 0 | 0
F4_Commercial_Lodging (ID)_New_Space Heating_Natural Gas_Unit Heater_E5 | F4 | Commercial | Lodging (ID) | New | Space Heating | Natural Gas | Unit Heater | E5 | RVT BC Ratio | 0 | 0 | 0 | 0 | 0 | 0 | 0 | 0 | 0 | 0 | 0 | 0 | 0 | 0 | 0 | 0 | 0 | 0 | 0 | 0 | 0 | 0 | 0 | 0 | 0 | 0 | 0
F4_Commercial_Lodging (ID)_New_Space Heating_Natural Gas_Unit Heater_E6 | F4 | Commercial | Lodging (ID) | New | Space Heating | Natural Gas | Unit Heater | E6 | RVT BC Ratio | 0 | 0 | 0 | 0 | 0 | 0 | 0 | 0 | 0 | 0 | 0 | 0 | 0 | 0 | 0 | 0 | 0 | 0 | 0 | 0 | 0 | 0 | 0 | 0 | 0 | 0 | 0
F4_Commercial_Lodging (ID)_New_Space Heating_Natural Gas_Unit Heater_E7 | F4 | Commercial | Lodging (ID) | New | Space Heating | Natural Gas | Unit Heater | E7 | RVT BC Ratio | 0 | 0 | 0 | 0 | 0 | 0 | 0 | 0 | 0 | 0 | 0 | 0 | 0 | 0 | 0 | 0 | 0 | 0 | 0 | 0 | 0 | 0 | 0 | 0 | 0 | 0 | 0
F4_Commercial_Lodging (ID)_New_Space Heating_Natural Gas_Unit Heater_E8 | F4 | Commercial | Lodging (ID) | New | Space Heating | Natural Gas | Unit Heater | E8 | RVT BC Ratio | 0 | 0 | 0 | 0 | 0 | 0 | 0 | 0 | 0 | 0 | 0 | 0 | 0 | 0 | 0 | 0 | 0 | 0 | 0 | 0 | 0 | 0 | 0 | 0 | 0 | 0 | 0
F4_Commercial_Lodging (ID)_New_Space Heating_Natural Gas_Unit Heater_E9 | F4 | Commercial | Lodging (ID) | New | Space Heating | Natural Gas | Unit Heater | E9 | RVT BC Ratio | 0 | 0 | 0 | 0 | 0 | 0 | 0 | 0 | 0 | 0 | 0 | 0 | 0 | 0 | 0 | 0 | 0 | 0 | 0 | 0 | 0 | 0 | 0 | 0 | 0 | 0 | 0
F4_Commercial_Lodging (ID)_New_Space Heating_Natural Gas_Unit Heater_E10 | F4 | Commercial | Lodging (ID) | New | Space Heating | Natural Gas | Unit Heater | E10 | RVT BC Ratio | 0 | 0 | 0 | 0 | 0 | 0 | 0 | 0 | 0 | 0 | 0 | 0 | 0 | 0 | 0 | 0 | 0 | 0 | 0 | 0 | 0 | 0 | 0 | 0 | 0 | 0 | 0
F5_Commercial_Lodging (ID)_New_Space Heating_Natural Gas_Unit Heater_E1 | F5 | Commercial | Lodging (ID) | New | Space Heating | Natural Gas | Unit Heater | E1 | RIM BC Ratio | [24 empty] | 1 | 1 | 1 | bar: 2019 to 2042
F5_Commercial_Lodging (ID)_New_Space Heating_Natural Gas_Unit Heater_E2 | F5 | Commercial | Lodging (ID) | New | Space Heating | Natural Gas | Unit Heater | E2 | RIM BC Ratio | 0.86011 | 0.86521 | 0.8706 | 0.87635 | 0.88247 | 0.88859 | 0.89513 | 0.90188 | 0.90914 | 0.91677 | 0.9189 | 0.92113 | 0.92344 | 0.92585 | 0.9284 | 0.93108 | 0.93395 | 0.93695 | 0.9401 | 0.94341 | 0.9469 | 0.94701 | 0.94714 | 0.94725 | 0.94736 | 0.94746 | 0.94756
F5_Commercial_Lodging (ID)_New_Space Heating_Natural Gas_Unit Heater_E3 | F5 | Commercial | Lodging (ID) | New | Space Heating | Natural Gas | Unit Heater | E3 | RIM BC Ratio | 0.92663 | 0.92965 | 0.93291 | 0.93639 | 0.9401 | 0.9442 | 0.94853 | 0.95194 | 0.95422 | 0.95531 | 0.95631 | 0.9559 | 0.95549 | 0.95506 | 0.95459 | 0.95408 | 0.95352 | 0.95295 | 0.95235 | 0.95172 | 0.95105 | 0.95108 | 0.95111 | 0.95113 | 0.95116 | 0.95119 | 0.95121
F5_Commercial_Lodging (ID)_New_Space Heating_Natural Gas_Unit Heater_E4 | F5 | Commercial | Lodging (ID) | New | Space Heating | Natural Gas | Unit Heater | E4 | RIM BC Ratio | 0 | 0 | 0 | 0 | 0 | 0 | 0 | 0 | 0 | 0 | 0 | 0 | 0 | 0 | 0 | 0 | 0 | 0 | 0 | 0 | 0 | 0 | 0 | 0 | 0 | 0 | 0
F5_Commercial_Lodging (ID)_New_Space Heating_Natural Gas_Unit Heater_E5 | F5 | Commercial | Lodging (ID) | New | Space Heating | Natural Gas | Unit Heater | E5 | RIM BC Ratio | 0 | 0 | 0 | 0 | 0 | 0 | 0 | 0 | 0 | 0 | 0 | 0 | 0 | 0 | 0 | 0 | 0 | 0 | 0 | 0 | 0 | 0 | 0 | 0 | 0 | 0 | 0
F5_Commercial_Lodging (ID)_New_Space Heating_Natural Gas_Unit Heater_E6 | F5 | Commercial | Lodging (ID) | New | Space Heating | Natural Gas | Unit Heater | E6 | RIM BC Ratio | 0 | 0 | 0 | 0 | 0 | 0 | 0 | 0 | 0 | 0 | 0 | 0 | 0 | 0 | 0 | 0 | 0 | 0 | 0 | 0 | 0 | 0 | 0 | 0 | 0 | 0 | 0
F5_Commercial_Lodging (ID)_New_Space Heating_Natural Gas_Unit Heater_E7 | F5 | Commercial | Lodging (ID) | New | Space Heating | Natural Gas | Unit Heater | E7 | RIM BC Ratio | 0 | 0 | 0 | 0 | 0 | 0 | 0 | 0 | 0 | 0 | 0 | 0 | 0 | 0 | 0 | 0 | 0 | 0 | 0 | 0 | 0 | 0 | 0 | 0 | 0 | 0 | 0
F5_Commercial_Lodging (ID)_New_Space Heating_Natural Gas_Unit Heater_E8 | F5 | Commercial | Lodging (ID) | New | Space Heating | Natural Gas | Unit Heater | E8 | RIM BC Ratio | 0 | 0 | 0 | 0 | 0 | 0 | 0 | 0 | 0 | 0 | 0 | 0 | 0 | 0 | 0 | 0 | 0 | 0 | 0 | 0 | 0 | 0 | 0 | 0 | 0 | 0 | 0
F5_Commercial_Lodging (ID)_New_Space Heating_Natural Gas_Unit Heater_E9 | F5 | Commercial | Lodging (ID) | New | Space Heating | Natural Gas | Unit Heater | E9 | RIM BC Ratio | 0 | 0 | 0 | 0 | 0 | 0 | 0 | 0 | 0 | 0 | 0 | 0 | 0 | 0 | 0 | 0 | 0 | 0 | 0 | 0 | 0 | 0 | 0 | 0 | 0 | 0 | 0
F5_Commercial_Lodging (ID)_New_Space Heating_Natural Gas_Unit Heater_E10 | F5 | Commercial | Lodging (ID) | New | Space Heating | Natural Gas | Unit Heater | E10 | RIM BC Ratio | 0 | 0 | 0 | 0 | 0 | 0 | 0 | 0 | 0 | 0 | 0 | 0 | 0 | 0 | 0 | 0 | 0 | 0 | 0 | 0 | 0 | 0 | 0 | 0 | 0 | 0 | 0
F0_Commercial_Lodging (ID)_New_Water Heating_Natural Gas_Water Heater_E0 | F0 | Commercial | Lodging (ID) | New | Water Heating | Natural Gas | Water Heater | E0 | Economic Unit | TE 0.94 | TE 0.94 | TE 0.94 | TE 0.94 | TE 0.94 | TE 0.94 | TE 0.94 | Instantaneous TE 0.94 | Gas-Fired Absorption HPWH | Gas-Fired Absorption HPWH | Gas-Fired Absorption HPWH | Gas-Fired Absorption HPWH | Gas-Fired Absorption HPWH | Gas-Fired Absorption HPWH | Gas-Fired Absorption HPWH | Gas-Fired Absorption HPWH | Gas-Fired Absorption HPWH | Gas-Fired Absorption HPWH | Gas-Fired Absorption HPWH | Gas-Fired Absorption HPWH | Gas-Fired Absorption HPWH | Gas-Fired Absorption HPWH | Gas-Fired Absorption HPWH | Gas-Fired Absorption HPWH | Gas-Fired Absorption HPWH | Gas-Fired Absorption HPWH | Gas-Fired Absorption HPWH
F1_Commercial_Lodging (ID)_New_Water Heating_Natural Gas_Water Heater_E1 | F1 | Commercial | Lodging (ID) | New | Water Heating | Natural Gas | Water Heater | E1 | CCE | 0 | 0 | 0 | 0 | 0 | 0 | 0 | 0 | 0 | 0 | 0 | 0 | 0 | 0 | 0 | 0 | 0 | 0 | 0 | 0 | 0 | 0 | 0 | 0 | 0 | 0 | 0
F1_Commercial_Lodging (ID)_New_Water Heating_Natural Gas_Water Heater_E2 | F1 | Commercial | Lodging (ID) | New | Water Heating | Natural Gas | Water Heater | E2 | CCE | 0.0018201 | 0.0018201 | 0.0018201 | 0.0018201 | 0.0018201 | 0.0018201 | 0.0018201 | 0.0018201 | 0.0018201 | 0.0018201 | 0.0018201 | 0.0018201 | 0.0018201 | 0.0018201 | 0.0018201 | 0.0018201 | 0.0018201 | 0.0018201 | 0.0018201 | 0.0018201 | 0.0018201 | 0.0018201 | 0.0018201 | 0.0018201 | 0.0018201 | 0.0018201 | 0.0018201
F1_Commercial_Lodging (ID)_New_Water Heating_Natural Gas_Water Heater_E3 | F1 | Commercial | Lodging (ID) | New | Water Heating | Natural Gas | Water Heater | E3 | CCE | 0.0032257 | 0.0032257 | 0.0032257 | 0.0032257 | 0.0032257 | 0.0032257 | 0.0032257 | 0.0032257 | 0.0032257 | 0.0032257 | 0.0032257 | 0.0032257 | 0.0032257 | 0.0032257 | 0.0032257 | 0.0032257 | 0.0032257 | 0.0032257 | 0.0032257 | 0.0032257 | 0.0032257 | 0.0032257 | 0.0032257 | 0.0032257 | 0.0032257 | 0.0032257 | 0.0032257
F1_Commercial_Lodging (ID)_New_Water Heating_Natural Gas_Water Heater_E4 | F1 | Commercial | Lodging (ID) | New | Water Heating | Natural Gas | Water Heater | E4 | CCE | 0.0032849 | 0.0032849 | 0.0032849 | 0.0032849 | 0.0032849 | 0.0032849 | 0.0032849 | 0.0032849 | 0.0032849 | 0.0032849 | 0.0032849 | 0.0032849 | 0.0032849 | 0.0032849 | 0.0032849 | 0.0032849 | 0.0032849 | 0.0032849 | 0.0032849 | 0.0032849 | 0.0032849 | 0.0032849 | 0.0032849 | 0.0032849 | 0.0032849 | 0.0032849 | 0.0032849
F1_Commercial_Lodging (ID)_New_Water Heating_Natural Gas_Water Heater_E5 | F1 | Commercial | Lodging (ID) | New | Water Heating | Natural Gas | Water Heater | E5 | CCE | 0.0047872 | 0.0047872 | 0.0047872 | 0.0047872 | 0.0047872 | 0.0047872 | 0.0047872 | 0.0047872 | 0.0047872 | 0.0047872 | 0.0047872 | 0.0047872 | 0.0047872 | 0.0047872 | 0.0047872 | 0.0047872 | 0.0047872 | 0.0047872 | 0.0047872 | 0.0047872 | 0.0047872 | 0.0047872 | 0.0047872 | 0.0047872 | 0.0047872 | 0.0047872 | 0.0047872
F1_Commercial_Lodging (ID)_New_Water Heating_Natural Gas_Water Heater_E6 | F1 | Commercial | Lodging (ID) | New | Water Heating | Natural Gas | Water Heater | E6 | CCE | 0 | 0 | 0 | 0 | 0 | 0 | 0 | 0 | 0 | 0 | 0 | 0 | 0 | 0 | 0 | 0 | 0 | 0 | 0 | 0 | 0 | 0 | 0 | 0 | 0 | 0 | 0
F1_Commercial_Lodging (ID)_New_Water Heating_Natural Gas_Water Heater_E7 | F1 | Commercial | Lodging (ID) | New | Water Heating | Natural Gas | Water Heater | E7 | CCE | 0 | 0 | 0 | 0 | 0 | 0 | 0 | 0 | 0 | 0 | 0 | 0 | 0 | 0 | 0 | 0 | 0 | 0 | 0 | 0 | 0 | 0 | 0 | 0 | 0 | 0 | 0
F1_Commercial_Lodging (ID)_New_Water Heating_Natural Gas_Water Heater_E8 | F1 | Commercial | Lodging (ID) | New | Water Heating | Natural Gas | Water Heater | E8 | CCE | 0 | 0 | 0 | 0 | 0 | 0 | 0 | 0 | 0 | 0 | 0 | 0 | 0 | 0 | 0 | 0 | 0 | 0 | 0 | 0 | 0 | 0 | 0 | 0 | 0 | 0 | 0
F1_Commercial_Lodging (ID)_New_Water Heating_Natural Gas_Water Heater_E9 | F1 | Commercial | Lodging (ID) | New | Water Heating | Natural Gas | Water Heater | E9 | CCE | 0 | 0 | 0 | 0 | 0 | 0 | 0 | 0 | 0 | 0 | 0 | 0 | 0 | 0 | 0 | 0 | 0 | 0 | 0 | 0 | 0 | 0 | 0 | 0 | 0 | 0 | 0
F1_Commercial_Lodging (ID)_New_Water Heating_Natural Gas_Water Heater_E10 | F1 | Commercial | Lodging (ID) | New | Water Heating | Natural Gas | Water Heater | E10 | CCE | 0 | 0 | 0 | 0 | 0 | 0 | 0 | 0 | 0 | 0 | 0 | 0 | 0 | 0 | 0 | 0 | 0 | 0 | 0 | 0 | 0 | 0 | 0 | 0 | 0 | 0 | 0
F2_Commercial_Lodging (ID)_New_Water Heating_Natural Gas_Water Heater_E1 | F2 | Commercial | Lodging (ID) | New | Water Heating | Natural Gas | Water Heater | E1 | TRC BC Ratio | [24 empty] | 1 | 1 | 1 | bar: 2019 to 2042
F2_Commercial_Lodging (ID)_New_Water Heating_Natural Gas_Water Heater_E2 | F2 | Commercial | Lodging (ID) | New | Water Heating | Natural Gas | Water Heater | E2 | TRC BC Ratio | 2.0371 | 2.0906 | 2.1507 | 2.2179 | 2.2928 | 2.3814 | 2.4717 | 2.5606 | 2.6461 | 2.7329 | 2.8035 | 2.8701 | 2.9414 | 3.0116 | 3.0752 | 3.1355 | 3.1905 | 3.245 | 3.3029 | 3.3597 | 3.4179 | 3.4783 | 3.5394 | 3.6022 | 3.6662 | 3.7314 | 3.7977
F2_Commercial_Lodging (ID)_New_Water Heating_Natural Gas_Water Heater_E3 | F2 | Commercial | Lodging (ID) | New | Water Heating | Natural Gas | Water Heater | E3 | TRC BC Ratio | 1.1494 | 1.1796 | 1.2135 | 1.2515 | 1.2937 | 1.3437 | 1.3946 | 1.4448 | 1.4931 | 1.542 | 1.5819 | 1.6195 | 1.6597 | 1.6993 | 1.7352 | 1.7692 | 1.8002 | 1.831 | 1.8636 | 1.8957 | 1.9285 | 1.9626 | 1.9971 | 2.0326 | 2.0687 | 2.1054 | 2.1428
F2_Commercial_Lodging (ID)_New_Water Heating_Natural Gas_Water Heater_E4 | F2 | Commercial | Lodging (ID) | New | Water Heating | Natural Gas | Water Heater | E4 | TRC BC Ratio | 0.72547 | 0.74755 | 0.77743 | 0.81648 | 0.86478 | 0.92773 | 0.99273 | 1.0559 | 1.1151 | 1.1751 | 1.2184 | 1.2569 | 1.2997 | 1.3406 | 1.3746 | 1.4046 | 1.4288 | 1.4521 | 1.4781 | 1.5025 | 1.5277 | 1.5545 | 1.5814 | 1.6095 | 1.6381 | 1.6672 | 1.6968
F2_Commercial_Lodging (ID)_New_Water Heating_Natural Gas_Water Heater_E5 | F2 | Commercial | Lodging (ID) | New | Water Heating | Natural Gas | Water Heater | E5 | TRC BC Ratio | 0.79459 | 0.81543 | 0.8384 | 0.8636 | 0.8912 | 0.92337 | 0.95604 | 0.9883 | 1.0195 | 1.0511 | 1.0772 | 1.1021 | 1.1286 | 1.1547 | 1.1787 | 1.2016 | 1.2227 | 1.2437 | 1.2658 | 1.2877 | 1.3101 | 1.3332 | 1.3567 | 1.3808 | 1.4053 | 1.4303 | 1.4557
F2_Commercial_Lodging (ID)_New_Water Heating_Natural Gas_Water Heater_E6 | F2 | Commercial | Lodging (ID) | New | Water Heating | Natural Gas | Water Heater | E6 | TRC BC Ratio | 0 | 0 | 0 | 0 | 0 | 0 | 0 | 0 | 0 | 0 | 0 | 0 | 0 | 0 | 0 | 0 | 0 | 0 | 0 | 0 | 0 | 0 | 0 | 0 | 0 | 0 | 0
F2_Commercial_Lodging (ID)_New_Water Heating_Natural Gas_Water Heater_E7 | F2 | Commercial | Lodging (ID) | New | Water Heating | Natural Gas | Water Heater | E7 | TRC BC Ratio | 0 | 0 | 0 | 0 | 0 | 0 | 0 | 0 | 0 | 0 | 0 | 0 | 0 | 0 | 0 | 0 | 0 | 0 | 0 | 0 | 0 | 0 | 0 | 0 | 0 | 0 | 0
F2_Commercial_Lodging (ID)_New_Water Heating_Natural Gas_Water Heater_E8 | F2 | Commercial | Lodging (ID) | New | Water Heating | Natural Gas | Water Heater | E8 | TRC BC Ratio | 0 | 0 | 0 | 0 | 0 | 0 | 0 | 0 | 0 | 0 | 0 | 0 | 0 | 0 | 0 | 0 | 0 | 0 | 0 | 0 | 0 | 0 | 0 | 0 | 0 | 0 | 0
F2_Commercial_Lodging (ID)_New_Water Heating_Natural Gas_Water Heater_E9 | F2 | Commercial | Lodging (ID) | New | Water Heating | Natural Gas | Water Heater | E9 | TRC BC Ratio | 0 | 0 | 0 | 0 | 0 | 0 | 0 | 0 | 0 | 0 | 0 | 0 | 0 | 0 | 0 | 0 | 0 | 0 | 0 | 0 | 0 | 0 | 0 | 0 | 0 | 0 | 0
F2_Commercial_Lodging (ID)_New_Water Heating_Natural Gas_Water Heater_E10 | F2 | Commercial | Lodging (ID) | New | Water Heating | Natural Gas | Water Heater | E10 | TRC BC Ratio | 0 | 0 | 0 | 0 | 0 | 0 | 0 | 0 | 0 | 0 | 0 | 0 | 0 | 0 | 0 | 0 | 0 | 0 | 0 | 0 | 0 | 0 | 0 | 0 | 0 | 0 | 0
F3_Commercial_Lodging (ID)_New_Water Heating_Natural Gas_Water Heater_E1 | F3 | Commercial | Lodging (ID) | New | Water Heating | Natural Gas | Water Heater | E1 | PACT BC Ratio | [24 empty] | 1 | 1 | 1 | bar: 2019 to 2042
F3_Commercial_Lodging (ID)_New_Water Heating_Natural Gas_Water Heater_E2 | F3 | Commercial | Lodging (ID) | New | Water Heating | Natural Gas | Water Heater | E2 | PACT BC Ratio | 5.0543 | 5.1871 | 5.3361 | 5.503 | 5.6889 | 5.9087 | 6.1327 | 6.3532 | 6.5654 | 6.7807 | 6.9559 | 7.1212 | 7.2982 | 7.4722 | 7.6301 | 7.7797 | 7.9161 | 8.0514 | 8.195 | 8.3358 | 8.4804 | 8.6302 | 8.7817 | 8.9377 | 9.0965 | 9.2581 | 9.4226
F3_Commercial_Lodging (ID)_New_Water Heating_Natural Gas_Water Heater_E3 | F3 | Commercial | Lodging (ID) | New | Water Heating | Natural Gas | Water Heater | E3 | PACT BC Ratio | 2.8519 | 2.9268 | 3.0109 | 3.1051 | 3.2099 | 3.334 | 3.4603 | 3.5848 | 3.7045 | 3.826 | 3.9249 | 4.0182 | 4.118 | 4.2162 | 4.3053 | 4.3897 | 4.4667 | 4.543 | 4.624 | 4.7035 | 4.785 | 4.8696 | 4.9551 | 5.0431 | 5.1327 | 5.2239 | 5.3167
F3_Commercial_Lodging (ID)_New_Water Heating_Natural Gas_Water Heater_E4 | F3 | Commercial | Lodging (ID) | New | Water Heating | Natural Gas | Water Heater | E4 | PACT BC Ratio | 1.8 | 1.8548 | 1.9289 | 2.0258 | 2.1457 | 2.3018 | 2.4631 | 2.6199 | 2.7668 | 2.9157 | 3.0229 | 3.1187 | 3.2246 | 3.3262 | 3.4105 | 3.485 | 3.5452 | 3.6029 | 3.6674 | 3.7278 | 3.7905 | 3.857 | 3.9237 | 3.9934 | 4.0644 | 4.1366 | 4.2101
F3_Commercial_Lodging (ID)_New_Water Heating_Natural Gas_Water Heater_E5 | F3 | Commercial | Lodging (ID) | New | Water Heating | Natural Gas | Water Heater | E5 | PACT BC Ratio | 1.9715 | 2.0232 | 2.0802 | 2.1427 | 2.2112 | 2.291 | 2.3721 | 2.4521 | 2.5294 | 2.6079 | 2.6728 | 2.7345 | 2.8002 | 2.8651 | 2.9246 | 2.9813 | 3.0337 | 3.0857 | 3.1407 | 3.1949 | 3.2505 | 3.3079 | 3.3661 | 3.4259 | 3.4867 | 3.5487 | 3.6117
F3_Commercial_Lodging (ID)_New_Water Heating_Natural Gas_Water Heater_E6 | F3 | Commercial | Lodging (ID) | New | Water Heating | Natural Gas | Water Heater | E6 | PACT BC Ratio | 0 | 0 | 0 | 0 | 0 | 0 | 0 | 0 | 0 | 0 | 0 | 0 | 0 | 0 | 0 | 0 | 0 | 0 | 0 | 0 | 0 | 0 | 0 | 0 | 0 | 0 | 0
F3_Commercial_Lodging (ID)_New_Water Heating_Natural Gas_Water Heater_E7 | F3 | Commercial | Lodging (ID) | New | Water Heating | Natural Gas | Water Heater | E7 | PACT BC Ratio | 0 | 0 | 0 | 0 | 0 | 0 | 0 | 0 | 0 | 0 | 0 | 0 | 0 | 0 | 0 | 0 | 0 | 0 | 0 | 0 | 0 | 0 | 0 | 0 | 0 | 0 | 0
F3_Commercial_Lodging (ID)_New_Water Heating_Natural Gas_Water Heater_E8 | F3 | Commercial | Lodging (ID) | New | Water Heating | Natural Gas | Water Heater | E8 | PACT BC Ratio | 0 | 0 | 0 | 0 | 0 | 0 | 0 | 0 | 0 | 0 | 0 | 0 | 0 | 0 | 0 | 0 | 0 | 0 | 0 | 0 | 0 | 0 | 0 | 0 | 0 | 0 | 0
F3_Commercial_Lodging (ID)_New_Water Heating_Natural Gas_Water Heater_E9 | F3 | Commercial | Lodging (ID) | New | Water Heating | Natural Gas | Water Heater | E9 | PACT BC Ratio | 0 | 0 | 0 | 0 | 0 | 0 | 0 | 0 | 0 | 0 | 0 | 0 | 0 | 0 | 0 | 0 | 0 | 0 | 0 | 0 | 0 | 0 | 0 | 0 | 0 | 0 | 0
F3_Commercial_Lodging (ID)_New_Water Heating_Natural Gas_Water Heater_E10 | F3 | Commercial | Lodging (ID) | New | Water Heating | Natural Gas | Water Heater | E10 | PACT BC Ratio | 0 | 0 | 0 | 0 | 0 | 0 | 0 | 0 | 0 | 0 | 0 | 0 | 0 | 0 | 0 | 0 | 0 | 0 | 0 | 0 | 0 | 0 | 0 | 0 | 0 | 0 | 0
F4_Commercial_Lodging (ID)_New_Water Heating_Natural Gas_Water Heater_E1 | F4 | Commercial | Lodging (ID) | New | Water Heating | Natural Gas | Water Heater | E1 | RVT BC Ratio | [24 empty] | 1 | 1 | 1 | bar: 2019 to 2042
F4_Commercial_Lodging (ID)_New_Water Heating_Natural Gas_Water Heater_E2 | F4 | Commercial | Lodging (ID) | New | Water Heating | Natural Gas | Water Heater | E2 | RVT BC Ratio | 3.1333 | 3.1906 | 3.2551 | 3.3275 | 3.4082 | 3.5058 | 3.6026 | 3.6941 | 3.7772 | 3.858 | 3.9417 | 4.0185 | 4.1005 | 4.18 | 4.2498 | 4.314 | 4.3701 | 4.4243 | 4.4814 | 4.5356 | 4.5902 | 4.6663 | 4.7432 | 4.8225 | 4.9031 | 4.9852 | 5.0687
F4_Commercial_Lodging (ID)_New_Water Heating_Natural Gas_Water Heater_E3 | F4 | Commercial | Lodging (ID) | New | Water Heating | Natural Gas | Water Heater | E3 | RVT BC Ratio | 1.8916 | 1.9239 | 1.9603 | 2.0011 | 2.0467 | 2.1017 | 2.1564 | 2.208 | 2.2549 | 2.3005 | 2.3477 | 2.391 | 2.4373 | 2.4821 | 2.5215 | 2.5578 | 2.5894 | 2.62 | 2.6522 | 2.6828 | 2.7136 | 2.7565 | 2.8 | 2.8447 | 2.8902 | 2.9365 | 2.9836
F4_Commercial_Lodging (ID)_New_Water Heating_Natural Gas_Water Heater_E4 | F4 | Commercial | Lodging (ID) | New | Water Heating | Natural Gas | Water Heater | E4 | RVT BC Ratio | 1.4191 | 1.4418 | 1.4739 | 1.5171 | 1.5715 | 1.6447 | 1.7184 | 1.7852 | 1.8411 | 1.8927 | 1.9443 | 1.9857 | 2.0317 | 2.0744 | 2.1068 | 2.133 | 2.1503 | 2.1651 | 2.1821 | 2.1955 | 2.2086 | 2.2423 | 2.2762 | 2.3116 | 2.3476 | 2.3843 | 2.4216
F4_Commercial_Lodging (ID)_New_Water Heating_Natural Gas_Water Heater_E5 | F4 | Commercial | Lodging (ID) | New | Water Heating | Natural Gas | Water Heater | E5 | RVT BC Ratio | 1.3873 | 1.41 | 1.4348 | 1.4617 | 1.4907 | 1.5255 | 1.5601 | 1.593 | 1.6232 | 1.6529 | 1.6838 | 1.7127 | 1.7434 | 1.7733 | 1.8 | 1.8248 | 1.8469 | 1.8684 | 1.8909 | 1.9125 | 1.9343 | 1.9635 | 1.993 | 2.0234 | 2.0543 | 2.0858 | 2.1178
F4_Commercial_Lodging (ID)_New_Water Heating_Natural Gas_Water Heater_E6 | F4 | Commercial | Lodging (ID) | New | Water Heating | Natural Gas | Water Heater | E6 | RVT BC Ratio | 0 | 0 | 0 | 0 | 0 | 0 | 0 | 0 | 0 | 0 | 0 | 0 | 0 | 0 | 0 | 0 | 0 | 0 | 0 | 0 | 0 | 0 | 0 | 0 | 0 | 0 | 0
F4_Commercial_Lodging (ID)_New_Water Heating_Natural Gas_Water Heater_E7 | F4 | Commercial | Lodging (ID) | New | Water Heating | Natural Gas | Water Heater | E7 | RVT BC Ratio | 0 | 0 | 0 | 0 | 0 | 0 | 0 | 0 | 0 | 0 | 0 | 0 | 0 | 0 | 0 | 0 | 0 | 0 | 0 | 0 | 0 | 0 | 0 | 0 | 0 | 0 | 0
F4_Commercial_Lodging (ID)_New_Water Heating_Natural Gas_Water Heater_E8 | F4 | Commercial | Lodging (ID) | New | Water Heating | Natural Gas | Water Heater | E8 | RVT BC Ratio | 0 | 0 | 0 | 0 | 0 | 0 | 0 | 0 | 0 | 0 | 0 | 0 | 0 | 0 | 0 | 0 | 0 | 0 | 0 | 0 | 0 | 0 | 0 | 0 | 0 | 0 | 0
F4_Commercial_Lodging (ID)_New_Water Heating_Natural Gas_Water Heater_E9 | F4 | Commercial | Lodging (ID) | New | Water Heating | Natural Gas | Water Heater | E9 | RVT BC Ratio | 0 | 0 | 0 | 0 | 0 | 0 | 0 | 0 | 0 | 0 | 0 | 0 | 0 | 0 | 0 | 0 | 0 | 0 | 0 | 0 | 0 | 0 | 0 | 0 | 0 | 0 | 0
F4_Commercial_Lodging (ID)_New_Water Heating_Natural Gas_Water Heater_E10 | F4 | Commercial | Lodging (ID) | New | Water Heating | Natural Gas | Water Heater | E10 | RVT BC Ratio | 0 | 0 | 0 | 0 | 0 | 0 | 0 | 0 | 0 | 0 | 0 | 0 | 0 | 0 | 0 | 0 | 0 | 0 | 0 | 0 | 0 | 0 | 0 | 0 | 0 | 0 | 0
F5_Commercial_Lodging (ID)_New_Water Heating_Natural Gas_Water Heater_E1 | F5 | Commercial | Lodging (ID) | New | Water Heating | Natural Gas | Water Heater | E1 | RIM BC Ratio | [24 empty] | 1 | 1 | 1 | bar: 2019 to 2042
F5_Commercial_Lodging (ID)_New_Water Heating_Natural Gas_Water Heater_E2 | F5 | Commercial | Lodging (ID) | New | Water Heating | Natural Gas | Water Heater | E2 | RIM BC Ratio | 0.73335 | 0.7399 | 0.74695 | 0.75451 | 0.76254 | 0.77116 | 0.78 | 0.78906 | 0.79839 | 0.80814 | 0.81226 | 0.81644 | 0.82077 | 0.8251 | 0.82931 | 0.83353 | 0.83774 | 0.84209 | 0.84664 | 0.85133 | 0.85622 | 0.85773 | 0.8592 | 0.86067 | 0.86212 | 0.86355 | 0.86496
F5_Commercial_Lodging (ID)_New_Water Heating_Natural Gas_Water Heater_E3 | F5 | Commercial | Lodging (ID) | New | Water Heating | Natural Gas | Water Heater | E3 | RIM BC Ratio | 0.65946 | 0.66648 | 0.67408 | 0.68227 | 0.69101 | 0.70055 | 0.71024 | 0.72 | 0.72985 | 0.74003 | 0.74507 | 0.75003 | 0.75518 | 0.76026 | 0.76509 | 0.76983 | 0.77445 | 0.77915 | 0.78408 | 0.78909 | 0.79429 | 0.79659 | 0.79884 | 0.8011 | 0.80332 | 0.80552 | 0.8077
F5_Commercial_Lodging (ID)_New_Water Heating_Natural Gas_Water Heater_E4 | F5 | Commercial | Lodging (ID) | New | Water Heating | Natural Gas | Water Heater | E4 | RIM BC Ratio | 0.53768 | 0.54639 | 0.55733 | 0.57058 | 0.58579 | 0.6035 | 0.62096 | 0.6383 | 0.65559 | 0.67385 | 0.68182 | 0.69008 | 0.69883 | 0.70732 | 0.71504 | 0.72247 | 0.72952 | 0.73676 | 0.74459 | 0.75263 | 0.76114 | 0.76378 | 0.76636 | 0.76899 | 0.77158 | 0.77415 | 0.77668
F5_Commercial_Lodging (ID)_New_Water Heating_Natural Gas_Water Heater_E5 | F5 | Commercial | Lodging (ID) | New | Water Heating | Natural Gas | Water Heater | E5 | RIM BC Ratio | 0.60071 | 0.60777 | 0.61542 | 0.62366 | 0.63252 | 0.64215 | 0.65183 | 0.66145 | 0.67099 | 0.68072 | 0.6862 | 0.69145 | 0.69688 | 0.70222 | 0.70724 | 0.71212 | 0.71681 | 0.72154 | 0.72648 | 0.73145 | 0.73657 | 0.73948 | 0.74235 | 0.74521 | 0.74805 | 0.75087 | 0.75365
F5_Commercial_Lodging (ID)_New_Water Heating_Natural Gas_Water Heater_E6 | F5 | Commercial | Lodging (ID) | New | Water Heating | Natural Gas | Water Heater | E6 | RIM BC Ratio | 0 | 0 | 0 | 0 | 0 | 0 | 0 | 0 | 0 | 0 | 0 | 0 | 0 | 0 | 0 | 0 | 0 | 0 | 0 | 0 | 0 | 0 | 0 | 0 | 0 | 0 | 0
F5_Commercial_Lodging (ID)_New_Water Heating_Natural Gas_Water Heater_E7 | F5 | Commercial | Lodging (ID) | New | Water Heating | Natural Gas | Water Heater | E7 | RIM BC Ratio | 0 | 0 | 0 | 0 | 0 | 0 | 0 | 0 | 0 | 0 | 0 | 0 | 0 | 0 | 0 | 0 | 0 | 0 | 0 | 0 | 0 | 0 | 0 | 0 | 0 | 0 | 0
F5_Commercial_Lodging (ID)_New_Water Heating_Natural Gas_Water Heater_E8 | F5 | Commercial | Lodging (ID) | New | Water Heating | Natural Gas | Water Heater | E8 | RIM BC Ratio | 0 | 0 | 0 | 0 | 0 | 0 | 0 | 0 | 0 | 0 | 0 | 0 | 0 | 0 | 0 | 0 | 0 | 0 | 0 | 0 | 0 | 0 | 0 | 0 | 0 | 0 | 0
F5_Commercial_Lodging (ID)_New_Water Heating_Natural Gas_Water Heater_E9 | F5 | Commercial | Lodging (ID) | New | Water Heating | Natural Gas | Water Heater | E9 | RIM BC Ratio | 0 | 0 | 0 | 0 | 0 | 0 | 0 | 0 | 0 | 0 | 0 | 0 | 0 | 0 | 0 | 0 | 0 | 0 | 0 | 0 | 0 | 0 | 0 | 0 | 0 | 0 | 0
F5_Commercial_Lodging (ID)_New_Water Heating_Natural Gas_Water Heater_E10 | F5 | Commercial | Lodging (ID) | New | Water Heating | Natural Gas | Water Heater | E10 | RIM BC Ratio | 0 | 0 | 0 | 0 | 0 | 0 | 0 | 0 | 0 | 0 | 0 | 0 | 0 | 0 | 0 | 0 | 0 | 0 | 0 | 0 | 0 | 0 | 0 | 0 | 0 | 0 | 0
F0_Commercial_Lodging (ID)_New_Food Preparation_Natural Gas_Oven_E0 | F0 | Commercial | Lodging (ID) | New | Food Preparation | Natural Gas | Oven | E0 | Economic Unit | ENERGY STAR (>42% Baking Efficiency) | ENERGY STAR (>42% Baking Efficiency) | ENERGY STAR (>42% Baking Efficiency) | ENERGY STAR (>42% Baking Efficiency) | ENERGY STAR (>42% Baking Efficiency) | ENERGY STAR (>42% Baking Efficiency) | ENERGY STAR (>42% Baking Efficiency) | ENERGY STAR (>42% Baking Efficiency) | ENERGY STAR (>42% Baking Efficiency) | ENERGY STAR (>42% Baking Efficiency) | ENERGY STAR (>42% Baking Efficiency) | ENERGY STAR (>42% Baking Efficiency) | ENERGY STAR (>42% Baking Efficiency) | ENERGY STAR (>42% Baking Efficiency) | ENERGY STAR (>42% Baking Efficiency) | ENERGY STAR (>42% Baking Efficiency) | ENERGY STAR (>42% Baking Efficiency) | ENERGY STAR (>42% Baking Efficiency) | ENERGY STAR (>42% Baking Efficiency) | ENERGY STAR (>42% Baking Efficiency) | ENERGY STAR (>42% Baking Efficiency) | ENERGY STAR (>42% Baking Efficiency) | ENERGY STAR (>42% Baking Efficiency) | ENERGY STAR (>42% Baking Efficiency) | ENERGY STAR (>42% Baking Efficiency) | ENERGY STAR (>42% Baking Efficiency) | ENERGY STAR (>42% Baking Efficiency)
F1_Commercial_Lodging (ID)_New_Food Preparation_Natural Gas_Oven_E1 | F1 | Commercial | Lodging (ID) | New | Food Preparation | Natural Gas | Oven | E1 | CCE | 0 | 0 | 0 | 0 | 0 | 0 | 0 | 0 | 0 | 0 | 0 | 0 | 0 | 0 | 0 | 0 | 0 | 0 | 0 | 0 | 0 | 0 | 0 | 0 | 0 | 0 | 0
F1_Commercial_Lodging (ID)_New_Food Preparation_Natural Gas_Oven_E2 | F1 | Commercial | Lodging (ID) | New | Food Preparation | Natural Gas | Oven | E2 | CCE | 0.00013181 | 0.00013181 | 0.00013181 | 0.00013181 | 0.00013181 | 0.00013181 | 0.00013181 | 0.00013181 | 0.00013181 | 0.00013181 | 0.00013181 | 0.00013181 | 0.00013181 | 0.00013181 | 0.00013181 | 0.00013181 | 0.00013181 | 0.00013181 | 0.00013181 | 0.00013181 | 0.00013181 | 0.00013181 | 0.00013181 | 0.00013181 | 0.00013181 | 0.00013181 | 0.00013181
F1_Commercial_Lodging (ID)_New_Food Preparation_Natural Gas_Oven_E3 | F1 | Commercial | Lodging (ID) | New | Food Preparation | Natural Gas | Oven | E3 | CCE | 0 | 0 | 0 | 0 | 0 | 0 | 0 | 0 | 0 | 0 | 0 | 0 | 0 | 0 | 0 | 0 | 0 | 0 | 0 | 0 | 0 | 0 | 0 | 0 | 0 | 0 | 0
F1_Commercial_Lodging (ID)_New_Food Preparation_Natural Gas_Oven_E4 | F1 | Commercial | Lodging (ID) | New | Food Preparation | Natural Gas | Oven | E4 | CCE | 0 | 0 | 0 | 0 | 0 | 0 | 0 | 0 | 0 | 0 | 0 | 0 | 0 | 0 | 0 | 0 | 0 | 0 | 0 | 0 | 0 | 0 | 0 | 0 | 0 | 0 | 0
F1_Commercial_Lodging (ID)_New_Food Preparation_Natural Gas_Oven_E5 | F1 | Commercial | Lodging (ID) | New | Food Preparation | Natural Gas | Oven | E5 | CCE | 0 | 0 | 0 | 0 | 0 | 0 | 0 | 0 | 0 | 0 | 0 | 0 | 0 | 0 | 0 | 0 | 0 | 0 | 0 | 0 | 0 | 0 | 0 | 0 | 0 | 0 | 0
F1_Commercial_Lodging (ID)_New_Food Preparation_Natural Gas_Oven_E6 | F1 | Commercial | Lodging (ID) | New | Food Preparation | Natural Gas | Oven | E6 | CCE | 0 | 0 | 0 | 0 | 0 | 0 | 0 | 0 | 0 | 0 | 0 | 0 | 0 | 0 | 0 | 0 | 0 | 0 | 0 | 0 | 0 | 0 | 0 | 0 | 0 | 0 | 0
F1_Commercial_Lodging (ID)_New_Food Preparation_Natural Gas_Oven_E7 | F1 | Commercial | Lodging (ID) | New | Food Preparation | Natural Gas | Oven | E7 | CCE | 0 | 0 | 0 | 0 | 0 | 0 | 0 | 0 | 0 | 0 | 0 | 0 | 0 | 0 | 0 | 0 | 0 | 0 | 0 | 0 | 0 | 0 | 0 | 0 | 0 | 0 | 0
F1_Commercial_Lodging (ID)_New_Food Preparation_Natural Gas_Oven_E8 | F1 | Commercial | Lodging (ID) | New | Food Preparation | Natural Gas | Oven | E8 | CCE | 0 | 0 | 0 | 0 | 0 | 0 | 0 | 0 | 0 | 0 | 0 | 0 | 0 | 0 | 0 | 0 | 0 | 0 | 0 | 0 | 0 | 0 | 0 | 0 | 0 | 0 | 0
F1_Commercial_Lodging (ID)_New_Food Preparation_Natural Gas_Oven_E9 | F1 | Commercial | Lodging (ID) | New | Food Preparation | Natural Gas | Oven | E9 | CCE | 0 | 0 | 0 | 0 | 0 | 0 | 0 | 0 | 0 | 0 | 0 | 0 | 0 | 0 | 0 | 0 | 0 | 0 | 0 | 0 | 0 | 0 | 0 | 0 | 0 | 0 | 0
F1_Commercial_Lodging (ID)_New_Food Preparation_Natural Gas_Oven_E10 | F1 | Commercial | Lodging (ID) | New | Food Preparation | Natural Gas | Oven | E10 | CCE | 0 | 0 | 0 | 0 | 0 | 0 | 0 | 0 | 0 | 0 | 0 | 0 | 0 | 0 | 0 | 0 | 0 | 0 | 0 | 0 | 0 | 0 | 0 | 0 | 0 | 0 | 0
F2_Commercial_Lodging (ID)_New_Food Preparation_Natural Gas_Oven_E1 | F2 | Commercial | Lodging (ID) | New | Food Preparation | Natural Gas | Oven | E1 | TRC BC Ratio | [24 empty] | 1 | 1 | 1 | bar: 2019 to 2042
F2_Commercial_Lodging (ID)_New_Food Preparation_Natural Gas_Oven_E2 | F2 | Commercial | Lodging (ID) | New | Food Preparation | Natural Gas | Oven | E2 | TRC BC Ratio | 26.3115 | 26.9189 | 27.683 | 28.5844 | 29.6325 | 30.9545 | 32.3314 | 33.7042 | 35.0284 | 36.3708 | 37.4185 | 38.3931 | 39.4438 | 40.4674 | 41.3701 | 42.2059 | 42.943 | 43.6676 | 44.4469 | 45.2025 | 45.9798 | 46.7904 | 47.6088 | 48.4546 | 49.3154 | 50.1916 | 51.0833
F2_Commercial_Lodging (ID)_New_Food Preparation_Natural Gas_Oven_E3 | F2 | Commercial | Lodging (ID) | New | Food Preparation | Natural Gas | Oven | E3 | TRC BC Ratio | 0 | 0 | 0 | 0 | 0 | 0 | 0 | 0 | 0 | 0 | 0 | 0 | 0 | 0 | 0 | 0 | 0 | 0 | 0 | 0 | 0 | 0 | 0 | 0 | 0 | 0 | 0
F2_Commercial_Lodging (ID)_New_Food Preparation_Natural Gas_Oven_E4 | F2 | Commercial | Lodging (ID) | New | Food Preparation | Natural Gas | Oven | E4 | TRC BC Ratio | 0 | 0 | 0 | 0 | 0 | 0 | 0 | 0 | 0 | 0 | 0 | 0 | 0 | 0 | 0 | 0 | 0 | 0 | 0 | 0 | 0 | 0 | 0 | 0 | 0 | 0 | 0
F2_Commercial_Lodging (ID)_New_Food Preparation_Natural Gas_Oven_E5 | F2 | Commercial | Lodging (ID) | New | Food Preparation | Natural Gas | Oven | E5 | TRC BC Ratio | 0 | 0 | 0 | 0 | 0 | 0 | 0 | 0 | 0 | 0 | 0 | 0 | 0 | 0 | 0 | 0 | 0 | 0 | 0 | 0 | 0 | 0 | 0 | 0 | 0 | 0 | 0
F2_Commercial_Lodging (ID)_New_Food Preparation_Natural Gas_Oven_E6 | F2 | Commercial | Lodging (ID) | New | Food Preparation | Natural Gas | Oven | E6 | TRC BC Ratio | 0 | 0 | 0 | 0 | 0 | 0 | 0 | 0 | 0 | 0 | 0 | 0 | 0 | 0 | 0 | 0 | 0 | 0 | 0 | 0 | 0 | 0 | 0 | 0 | 0 | 0 | 0
F2_Commercial_Lodging (ID)_New_Food Preparation_Natural Gas_Oven_E7 | F2 | Commercial | Lodging (ID) | New | Food Preparation | Natural Gas | Oven | E7 | TRC BC Ratio | 0 | 0 | 0 | 0 | 0 | 0 | 0 | 0 | 0 | 0 | 0 | 0 | 0 | 0 | 0 | 0 | 0 | 0 | 0 | 0 | 0 | 0 | 0 | 0 | 0 | 0 | 0
F2_Commercial_Lodging (ID)_New_Food Preparation_Natural Gas_Oven_E8 | F2 | Commercial | Lodging (ID) | New | Food Preparation | Natural Gas | Oven | E8 | TRC BC Ratio | 0 | 0 | 0 | 0 | 0 | 0 | 0 | 0 | 0 | 0 | 0 | 0 | 0 | 0 | 0 | 0 | 0 | 0 | 0 | 0 | 0 | 0 | 0 | 0 | 0 | 0 | 0
F2_Commercial_Lodging (ID)_New_Food Preparation_Natural Gas_Oven_E9 | F2 | Commercial | Lodging (ID) | New | Food Preparation | Natural Gas | Oven | E9 | TRC BC Ratio | 0 | 0 | 0 | 0 | 0 | 0 | 0 | 0 | 0 | 0 | 0 | 0 | 0 | 0 | 0 | 0 | 0 | 0 | 0 | 0 | 0 | 0 | 0 | 0 | 0 | 0 | 0
F2_Commercial_Lodging (ID)_New_Food Preparation_Natural Gas_Oven_E10 | F2 | Commercial | Lodging (ID) | New | Food Preparation | Natural Gas | Oven | E10 | TRC BC Ratio | 0 | 0 | 0 | 0 | 0 | 0 | 0 | 0 | 0 | 0 | 0 | 0 | 0 | 0 | 0 | 0 | 0 | 0 | 0 | 0 | 0 | 0 | 0 | 0 | 0 | 0 | 0
F3_Commercial_Lodging (ID)_New_Food Preparation_Natural Gas_Oven_E1 | F3 | Commercial | Lodging (ID) | New | Food Preparation | Natural Gas | Oven | E1 | PACT BC Ratio | [24 empty] | 1 | 1 | 1 | bar: 2019 to 2042
F3_Commercial_Lodging (ID)_New_Food Preparation_Natural Gas_Oven_E2 | F3 | Commercial | Lodging (ID) | New | Food Preparation | Natural Gas | Oven | E2 | PACT BC Ratio | 52.1064 | 53.3094 | 54.8225 | 56.6075 | 58.6833 | 61.3012 | 64.028 | 66.7467 | 69.3691 | 72.0275 | 74.1023 | 76.0324 | 78.1132 | 80.1402 | 81.9279 | 83.5832 | 85.043 | 86.4779 | 88.0211 | 89.5175 | 91.0569 | 92.6622 | 94.2829 | 95.9579 | 97.6626 | 99.3977 | 101.1636
F3_Commercial_Lodging (ID)_New_Food Preparation_Natural Gas_Oven_E3 | F3 | Commercial | Lodging (ID) | New | Food Preparation | Natural Gas | Oven | E3 | PACT BC Ratio | 0 | 0 | 0 | 0 | 0 | 0 | 0 | 0 | 0 | 0 | 0 | 0 | 0 | 0 | 0 | 0 | 0 | 0 | 0 | 0 | 0 | 0 | 0 | 0 | 0 | 0 | 0
F3_Commercial_Lodging (ID)_New_Food Preparation_Natural Gas_Oven_E4 | F3 | Commercial | Lodging (ID) | New | Food Preparation | Natural Gas | Oven | E4 | PACT BC Ratio | 0 | 0 | 0 | 0 | 0 | 0 | 0 | 0 | 0 | 0 | 0 | 0 | 0 | 0 | 0 | 0 | 0 | 0 | 0 | 0 | 0 | 0 | 0 | 0 | 0 | 0 | 0
F3_Commercial_Lodging (ID)_New_Food Preparation_Natural Gas_Oven_E5 | F3 | Commercial | Lodging (ID) | New | Food Preparation | Natural Gas | Oven | E5 | PACT BC Ratio | 0 | 0 | 0 | 0 | 0 | 0 | 0 | 0 | 0 | 0 | 0 | 0 | 0 | 0 | 0 | 0 | 0 | 0 | 0 | 0 | 0 | 0 | 0 | 0 | 0 | 0 | 0
F3_Commercial_Lodging (ID)_New_Food Preparation_Natural Gas_Oven_E6 | F3 | Commercial | Lodging (ID) | New | Food Preparation | Natural Gas | Oven | E6 | PACT BC Ratio | 0 | 0 | 0 | 0 | 0 | 0 | 0 | 0 | 0 | 0 | 0 | 0 | 0 | 0 | 0 | 0 | 0 | 0 | 0 | 0 | 0 | 0 | 0 | 0 | 0 | 0 | 0
F3_Commercial_Lodging (ID)_New_Food Preparation_Natural Gas_Oven_E7 | F3 | Commercial | Lodging (ID) | New | Food Preparation | Natural Gas | Oven | E7 | PACT BC Ratio | 0 | 0 | 0 | 0 | 0 | 0 | 0 | 0 | 0 | 0 | 0 | 0 | 0 | 0 | 0 | 0 | 0 | 0 | 0 | 0 | 0 | 0 | 0 | 0 | 0 | 0 | 0
F3_Commercial_Lodging (ID)_New_Food Preparation_Natural Gas_Oven_E8 | F3 | Commercial | Lodging (ID) | New | Food Preparation | Natural Gas | Oven | E8 | PACT BC Ratio | 0 | 0 | 0 | 0 | 0 | 0 | 0 | 0 | 0 | 0 | 0 | 0 | 0 | 0 | 0 | 0 | 0 | 0 | 0 | 0 | 0 | 0 | 0 | 0 | 0 | 0 | 0
F3_Commercial_Lodging (ID)_New_Food Preparation_Natural Gas_Oven_E9 | F3 | Commercial | Lodging (ID) | New | Food Preparation | Natural Gas | Oven | E9 | PACT BC Ratio | 0 | 0 | 0 | 0 | 0 | 0 | 0 | 0 | 0 | 0 | 0 | 0 | 0 | 0 | 0 | 0 | 0 | 0 | 0 | 0 | 0 | 0 | 0 | 0 | 0 | 0 | 0
F3_Commercial_Lodging (ID)_New_Food Preparation_Natural Gas_Oven_E10 | F3 | Commercial | Lodging (ID) | New | Food Preparation | Natural Gas | Oven | E10 | PACT BC Ratio | 0 | 0 | 0 | 0 | 0 | 0 | 0 | 0 | 0 | 0 | 0 | 0 | 0 | 0 | 0 | 0 | 0 | 0 | 0 | 0 | 0 | 0 | 0 | 0 | 0 | 0 | 0
F4_Commercial_Lodging (ID)_New_Food Preparation_Natural Gas_Oven_E1 | F4 | Commercial | Lodging (ID) | New | Food Preparation | Natural Gas | Oven | E1 | RVT BC Ratio | [24 empty] | 1 | 1 | 1 | bar: 2019 to 2042
F4_Commercial_Lodging (ID)_New_Food Preparation_Natural Gas_Oven_E2 | F4 | Commercial | Lodging (ID) | New | Food Preparation | Natural Gas | Oven | E2 | RVT BC Ratio | 37.9655 | 38.5907 | 39.3526 | 40.2787 | 41.3803 | 42.8364 | 44.3302 | 45.7751 | 47.1052 | 48.3826 | 49.6947 | 50.8667 | 52.0893 | 53.2192 | 54.1709 | 55.0143 | 55.7059 | 56.3578 | 57.0571 | 57.6987 | 58.3405 | 59.3619 | 60.393 | 61.4587 | 62.5434 | 63.6473 | 64.7709
F4_Commercial_Lodging (ID)_New_Food Preparation_Natural Gas_Oven_E3 | F4 | Commercial | Lodging (ID) | New | Food Preparation | Natural Gas | Oven | E3 | RVT BC Ratio | 0 | 0 | 0 | 0 | 0 | 0 | 0 | 0 | 0 | 0 | 0 | 0 | 0 | 0 | 0 | 0 | 0 | 0 | 0 | 0 | 0 | 0 | 0 | 0 | 0 | 0 | 0
F4_Commercial_Lodging (ID)_New_Food Preparation_Natural Gas_Oven_E4 | F4 | Commercial | Lodging (ID) | New | Food Preparation | Natural Gas | Oven | E4 | RVT BC Ratio | 0 | 0 | 0 | 0 | 0 | 0 | 0 | 0 | 0 | 0 | 0 | 0 | 0 | 0 | 0 | 0 | 0 | 0 | 0 | 0 | 0 | 0 | 0 | 0 | 0 | 0 | 0
F4_Commercial_Lodging (ID)_New_Food Preparation_Natural Gas_Oven_E5 | F4 | Commercial | Lodging (ID) | New | Food Preparation | Natural Gas | Oven | E5 | RVT BC Ratio | 0 | 0 | 0 | 0 | 0 | 0 | 0 | 0 | 0 | 0 | 0 | 0 | 0 | 0 | 0 | 0 | 0 | 0 | 0 | 0 | 0 | 0 | 0 | 0 | 0 | 0 | 0
F4_Commercial_Lodging (ID)_New_Food Preparation_Natural Gas_Oven_E6 | F4 | Commercial | Lodging (ID) | New | Food Preparation | Natural Gas | Oven | E6 | RVT BC Ratio | 0 | 0 | 0 | 0 | 0 | 0 | 0 | 0 | 0 | 0 | 0 | 0 | 0 | 0 | 0 | 0 | 0 | 0 | 0 | 0 | 0 | 0 | 0 | 0 | 0 | 0 | 0
F4_Commercial_Lodging (ID)_New_Food Preparation_Natural Gas_Oven_E7 | F4 | Commercial | Lodging (ID) | New | Food Preparation | Natural Gas | Oven | E7 | RVT BC Ratio | 0 | 0 | 0 | 0 | 0 | 0 | 0 | 0 | 0 | 0 | 0 | 0 | 0 | 0 | 0 | 0 | 0 | 0 | 0 | 0 | 0 | 0 | 0 | 0 | 0 | 0 | 0
F4_Commercial_Lodging (ID)_New_Food Preparation_Natural Gas_Oven_E8 | F4 | Commercial | Lodging (ID) | New | Food Preparation | Natural Gas | Oven | E8 | RVT BC Ratio | 0 | 0 | 0 | 0 | 0 | 0 | 0 | 0 | 0 | 0 | 0 | 0 | 0 | 0 | 0 | 0 | 0 | 0 | 0 | 0 | 0 | 0 | 0 | 0 | 0 | 0 | 0
F4_Commercial_Lodging (ID)_New_Food Preparation_Natural Gas_Oven_E9 | F4 | Commercial | Lodging (ID) | New | Food Preparation | Natural Gas | Oven | E9 | RVT BC Ratio | 0 | 0 | 0 | 0 | 0 | 0 | 0 | 0 | 0 | 0 | 0 | 0 | 0 | 0 | 0 | 0 | 0 | 0 | 0 | 0 | 0 | 0 | 0 | 0 | 0 | 0 | 0
F4_Commercial_Lodging (ID)_New_Food Preparation_Natural Gas_Oven_E10 | F4 | Commercial | Lodging (ID) | New | Food Preparation | Natural Gas | Oven | E10 | RVT BC Ratio | 0 | 0 | 0 | 0 | 0 | 0 | 0 | 0 | 0 | 0 | 0 | 0 | 0 | 0 | 0 | 0 | 0 | 0 | 0 | 0 | 0 | 0 | 0 | 0 | 0 | 0 | 0
F5_Commercial_Lodging (ID)_New_Food Preparation_Natural Gas_Oven_E1 | F5 | Commercial | Lodging (ID) | New | Food Preparation | Natural Gas | Oven | E1 | RIM BC Ratio | [24 empty] | 1 | 1 | 1 | bar: 2019 to 2042
F5_Commercial_Lodging (ID)_New_Food Preparation_Natural Gas_Oven_E2 | F5 | Commercial | Lodging (ID) | New | Food Preparation | Natural Gas | Oven | E2 | RIM BC Ratio | 0.82729 | 0.83274 | 0.83988 | 0.84739 | 0.85519 | 0.86311 | 0.87127 | 0.87972 | 0.88857 | 0.89837 | 0.89994 | 0.90219 | 0.90521 | 0.90905 | 0.91306 | 0.91728 | 0.92176 | 0.92651 | 0.93152 | 0.93686 | 0.94252 | 0.94269 | 0.94286 | 0.94302 | 0.94318 | 0.94334 | 0.9435
F5_Commercial_Lodging (ID)_New_Food Preparation_Natural Gas_Oven_E3 | F5 | Commercial | Lodging (ID) | New | Food Preparation | Natural Gas | Oven | E3 | RIM BC Ratio | 0 | 0 | 0 | 0 | 0 | 0 | 0 | 0 | 0 | 0 | 0 | 0 | 0 | 0 | 0 | 0 | 0 | 0 | 0 | 0 | 0 | 0 | 0 | 0 | 0 | 0 | 0
F5_Commercial_Lodging (ID)_New_Food Preparation_Natural Gas_Oven_E4 | F5 | Commercial | Lodging (ID) | New | Food Preparation | Natural Gas | Oven | E4 | RIM BC Ratio | 0 | 0 | 0 | 0 | 0 | 0 | 0 | 0 | 0 | 0 | 0 | 0 | 0 | 0 | 0 | 0 | 0 | 0 | 0 | 0 | 0 | 0 | 0 | 0 | 0 | 0 | 0
F5_Commercial_Lodging (ID)_New_Food Preparation_Natural Gas_Oven_E5 | F5 | Commercial | Lodging (ID) | New | Food Preparation | Natural Gas | Oven | E5 | RIM BC Ratio | 0 | 0 | 0 | 0 | 0 | 0 | 0 | 0 | 0 | 0 | 0 | 0 | 0 | 0 | 0 | 0 | 0 | 0 | 0 | 0 | 0 | 0 | 0 | 0 | 0 | 0 | 0
F5_Commercial_Lodging (ID)_New_Food Preparation_Natural Gas_Oven_E6 | F5 | Commercial | Lodging (ID) | New | Food Preparation | Natural Gas | Oven | E6 | RIM BC Ratio | 0 | 0 | 0 | 0 | 0 | 0 | 0 | 0 | 0 | 0 | 0 | 0 | 0 | 0 | 0 | 0 | 0 | 0 | 0 | 0 | 0 | 0 | 0 | 0 | 0 | 0 | 0
F5_Commercial_Lodging (ID)_New_Food Preparation_Natural Gas_Oven_E7 | F5 | Commercial | Lodging (ID) | New | Food Preparation | Natural Gas | Oven | E7 | RIM BC Ratio | 0 | 0 | 0 | 0 | 0 | 0 | 0 | 0 | 0 | 0 | 0 | 0 | 0 | 0 | 0 | 0 | 0 | 0 | 0 | 0 | 0 | 0 | 0 | 0 | 0 | 0 | 0
F5_Commercial_Lodging (ID)_New_Food Preparation_Natural Gas_Oven_E8 | F5 | Commercial | Lodging (ID) | New | Food Preparation | Natural Gas | Oven | E8 | RIM BC Ratio | 0 | 0 | 0 | 0 | 0 | 0 | 0 | 0 | 0 | 0 | 0 | 0 | 0 | 0 | 0 | 0 | 0 | 0 | 0 | 0 | 0 | 0 | 0 | 0 | 0 | 0 | 0
F5_Commercial_Lodging (ID)_New_Food Preparation_Natural Gas_Oven_E9 | F5 | Commercial | Lodging (ID) | New | Food Preparation | Natural Gas | Oven | E9 | RIM BC Ratio | 0 | 0 | 0 | 0 | 0 | 0 | 0 | 0 | 0 | 0 | 0 | 0 | 0 | 0 | 0 | 0 | 0 | 0 | 0 | 0 | 0 | 0 | 0 | 0 | 0 | 0 | 0
F5_Commercial_Lodging (ID)_New_Food Preparation_Natural Gas_Oven_E10 | F5 | Commercial | Lodging (ID) | New | Food Preparation | Natural Gas | Oven | E10 | RIM BC Ratio | 0 | 0 | 0 | 0 | 0 | 0 | 0 | 0 | 0 | 0 | 0 | 0 | 0 | 0 | 0 | 0 | 0 | 0 | 0 | 0 | 0 | 0 | 0 | 0 | 0 | 0 | 0
F0_Commercial_Lodging (ID)_New_Food Preparation_Natural Gas_Conveyor Oven_E0 | F0 | Commercial | Lodging (ID) | New | Food Preparation | Natural Gas | Conveyor Oven | E0 | Economic Unit | ENERGY STAR (>42% Baking Efficiency) | ENERGY STAR (>42% Baking Efficiency) | ENERGY STAR (>42% Baking Efficiency) | ENERGY STAR (>42% Baking Efficiency) | ENERGY STAR (>42% Baking Efficiency) | ENERGY STAR (>42% Baking Efficiency) | ENERGY STAR (>42% Baking Efficiency) | ENERGY STAR (>42% Baking Efficiency) | ENERGY STAR (>42% Baking Efficiency) | ENERGY STAR (>42% Baking Efficiency) | ENERGY STAR (>42% Baking Efficiency) | ENERGY STAR (>42% Baking Efficiency) | ENERGY STAR (>42% Baking Efficiency) | ENERGY STAR (>42% Baking Efficiency) | ENERGY STAR (>42% Baking Efficiency) | ENERGY STAR (>42% Baking Efficiency) | ENERGY STAR (>42% Baking Efficiency) | ENERGY STAR (>42% Baking Efficiency) | ENERGY STAR (>42% Baking Efficiency) | ENERGY STAR (>42% Baking Efficiency) | ENERGY STAR (>42% Baking Efficiency) | ENERGY STAR (>42% Baking Efficiency) | ENERGY STAR (>42% Baking Efficiency) | ENERGY STAR (>42% Baking Efficiency) | ENERGY STAR (>42% Baking Efficiency) | ENERGY STAR (>42% Baking Efficiency) | ENERGY STAR (>42% Baking Efficiency)
F1_Commercial_Lodging (ID)_New_Food Preparation_Natural Gas_Conveyor Oven_E1 | F1 | Commercial | Lodging (ID) | New | Food Preparation | Natural Gas | Conveyor Oven | E1 | CCE | 0 | 0 | 0 | 0 | 0 | 0 | 0 | 0 | 0 | 0 | 0 | 0 | 0 | 0 | 0 | 0 | 0 | 0 | 0 | 0 | 0 | 0 | 0 | 0 | 0 | 0 | 0
F1_Commercial_Lodging (ID)_New_Food Preparation_Natural Gas_Conveyor Oven_E2 | F1 | Commercial | Lodging (ID) | New | Food Preparation | Natural Gas | Conveyor Oven | E2 | CCE | 0.00020614 | 0.00020614 | 0.00020614 | 0.00020614 | 0.00020614 | 0.00020614 | 0.00020614 | 0.00020614 | 0.00020614 | 0.00020614 | 0.00020614 | 0.00020614 | 0.00020614 | 0.00020614 | 0.00020614 | 0.00020614 | 0.00020614 | 0.00020614 | 0.00020614 | 0.00020614 | 0.00020614 | 0.00020614 | 0.00020614 | 0.00020614 | 0.00020614 | 0.00020614 | 0.00020614
F1_Commercial_Lodging (ID)_New_Food Preparation_Natural Gas_Conveyor Oven_E3 | F1 | Commercial | Lodging (ID) | New | Food Preparation | Natural Gas | Conveyor Oven | E3 | CCE | 0 | 0 | 0 | 0 | 0 | 0 | 0 | 0 | 0 | 0 | 0 | 0 | 0 | 0 | 0 | 0 | 0 | 0 | 0 | 0 | 0 | 0 | 0 | 0 | 0 | 0 | 0
F1_Commercial_Lodging (ID)_New_Food Preparation_Natural Gas_Conveyor Oven_E4 | F1 | Commercial | Lodging (ID) | New | Food Preparation | Natural Gas | Conveyor Oven | E4 | CCE | 0 | 0 | 0 | 0 | 0 | 0 | 0 | 0 | 0 | 0 | 0 | 0 | 0 | 0 | 0 | 0 | 0 | 0 | 0 | 0 | 0 | 0 | 0 | 0 | 0 | 0 | 0
F1_Commercial_Lodging (ID)_New_Food Preparation_Natural Gas_Conveyor Oven_E5 | F1 | Commercial | Lodging (ID) | New | Food Preparation | Natural Gas | Conveyor Oven | E5 | CCE | 0 | 0 | 0 | 0 | 0 | 0 | 0 | 0 | 0 | 0 | 0 | 0 | 0 | 0 | 0 | 0 | 0 | 0 | 0 | 0 | 0 | 0 | 0 | 0 | 0 | 0 | 0
F1_Commercial_Lodging (ID)_New_Food Preparation_Natural Gas_Conveyor Oven_E6 | F1 | Commercial | Lodging (ID) | New | Food Preparation | Natural Gas | Conveyor Oven | E6 | CCE | 0 | 0 | 0 | 0 | 0 | 0 | 0 | 0 | 0 | 0 | 0 | 0 | 0 | 0 | 0 | 0 | 0 | 0 | 0 | 0 | 0 | 0 | 0 | 0 | 0 | 0 | 0
F1_Commercial_Lodging (ID)_New_Food Preparation_Natural Gas_Conveyor Oven_E7 | F1 | Commercial | Lodging (ID) | New | Food Preparation | Natural Gas | Conveyor Oven | E7 | CCE | 0 | 0 | 0 | 0 | 0 | 0 | 0 | 0 | 0 | 0 | 0 | 0 | 0 | 0 | 0 | 0 | 0 | 0 | 0 | 0 | 0 | 0 | 0 | 0 | 0 | 0 | 0
F1_Commercial_Lodging (ID)_New_Food Preparation_Natural Gas_Conveyor Oven_E8 | F1 | Commercial | Lodging (ID) | New | Food Preparation | Natural Gas | Conveyor Oven | E8 | CCE | 0 | 0 | 0 | 0 | 0 | 0 | 0 | 0 | 0 | 0 | 0 | 0 | 0 | 0 | 0 | 0 | 0 | 0 | 0 | 0 | 0 | 0 | 0 | 0 | 0 | 0 | 0
F1_Commercial_Lodging (ID)_New_Food Preparation_Natural Gas_Conveyor Oven_E9 | F1 | Commercial | Lodging (ID) | New | Food Preparation | Natural Gas | Conveyor Oven | E9 | CCE | 0 | 0 | 0 | 0 | 0 | 0 | 0 | 0 | 0 | 0 | 0 | 0 | 0 | 0 | 0 | 0 | 0 | 0 | 0 | 0 | 0 | 0 | 0 | 0 | 0 | 0 | 0
F1_Commercial_Lodging (ID)_New_Food Preparation_Natural Gas_Conveyor Oven_E10 | F1 | Commercial | Lodging (ID) | New | Food Preparation | Natural Gas | Conveyor Oven | E10 | CCE | 0 | 0 | 0 | 0 | 0 | 0 | 0 | 0 | 0 | 0 | 0 | 0 | 0 | 0 | 0 | 0 | 0 | 0 | 0 | 0 | 0 | 0 | 0 | 0 | 0 | 0 | 0
F2_Commercial_Lodging (ID)_New_Food Preparation_Natural Gas_Conveyor Oven_E1 | F2 | Commercial | Lodging (ID) | New | Food Preparation | Natural Gas | Conveyor Oven | E1 | TRC BC Ratio | [24 empty] | 1 | 1 | 1 | bar: 2019 to 2042
F2_Commercial_Lodging (ID)_New_Food Preparation_Natural Gas_Conveyor Oven_E2 | F2 | Commercial | Lodging (ID) | New | Food Preparation | Natural Gas | Conveyor Oven | E2 | TRC BC Ratio | 18.6106 | 19.11 | 19.6588 | 20.2601 | 20.9187 | 21.686 | 22.4642 | 23.232 | 23.9727 | 24.7243 | 25.3443 | 25.9328 | 26.5605 | 27.1795 | 27.7461 | 28.2853 | 28.782 | 29.2757 | 29.7974 | 30.3112 | 30.8378 | 31.3828 | 31.9345 | 32.5018 | 33.0792 | 33.6669 | 34.265
F2_Commercial_Lodging (ID)_New_Food Preparation_Natural Gas_Conveyor Oven_E3 | F2 | Commercial | Lodging (ID) | New | Food Preparation | Natural Gas | Conveyor Oven | E3 | TRC BC Ratio | 0 | 0 | 0 | 0 | 0 | 0 | 0 | 0 | 0 | 0 | 0 | 0 | 0 | 0 | 0 | 0 | 0 | 0 | 0 | 0 | 0 | 0 | 0 | 0 | 0 | 0 | 0
F2_Commercial_Lodging (ID)_New_Food Preparation_Natural Gas_Conveyor Oven_E4 | F2 | Commercial | Lodging (ID) | New | Food Preparation | Natural Gas | Conveyor Oven | E4 | TRC BC Ratio | 0 | 0 | 0 | 0 | 0 | 0 | 0 | 0 | 0 | 0 | 0 | 0 | 0 | 0 | 0 | 0 | 0 | 0 | 0 | 0 | 0 | 0 | 0 | 0 | 0 | 0 | 0
F2_Commercial_Lodging (ID)_New_Food Preparation_Natural Gas_Conveyor Oven_E5 | F2 | Commercial | Lodging (ID) | New | Food Preparation | Natural Gas | Conveyor Oven | E5 | TRC BC Ratio | 0 | 0 | 0 | 0 | 0 | 0 | 0 | 0 | 0 | 0 | 0 | 0 | 0 | 0 | 0 | 0 | 0 | 0 | 0 | 0 | 0 | 0 | 0 | 0 | 0 | 0 | 0
F2_Commercial_Lodging (ID)_New_Food Preparation_Natural Gas_Conveyor Oven_E6 | F2 | Commercial | Lodging (ID) | New | Food Preparation | Natural Gas | Conveyor Oven | E6 | TRC BC Ratio | 0 | 0 | 0 | 0 | 0 | 0 | 0 | 0 | 0 | 0 | 0 | 0 | 0 | 0 | 0 | 0 | 0 | 0 | 0 | 0 | 0 | 0 | 0 | 0 | 0 | 0 | 0
F2_Commercial_Lodging (ID)_New_Food Preparation_Natural Gas_Conveyor Oven_E7 | F2 | Commercial | Lodging (ID) | New | Food Preparation | Natural Gas | Conveyor Oven | E7 | TRC BC Ratio | 0 | 0 | 0 | 0 | 0 | 0 | 0 | 0 | 0 | 0 | 0 | 0 | 0 | 0 | 0 | 0 | 0 | 0 | 0 | 0 | 0 | 0 | 0 | 0 | 0 | 0 | 0
F2_Commercial_Lodging (ID)_New_Food Preparation_Natural Gas_Conveyor Oven_E8 | F2 | Commercial | Lodging (ID) | New | Food Preparation | Natural Gas | Conveyor Oven | E8 | TRC BC Ratio | 0 | 0 | 0 | 0 | 0 | 0 | 0 | 0 | 0 | 0 | 0 | 0 | 0 | 0 | 0 | 0 | 0 | 0 | 0 | 0 | 0 | 0 | 0 | 0 | 0 | 0 | 0
F2_Commercial_Lodging (ID)_New_Food Preparation_Natural Gas_Conveyor Oven_E9 | F2 | Commercial | Lodging (ID) | New | Food Preparation | Natural Gas | Conveyor Oven | E9 | TRC BC Ratio | 0 | 0 | 0 | 0 | 0 | 0 | 0 | 0 | 0 | 0 | 0 | 0 | 0 | 0 | 0 | 0 | 0 | 0 | 0 | 0 | 0 | 0 | 0 | 0 | 0 | 0 | 0
F2_Commercial_Lodging (ID)_New_Food Preparation_Natural Gas_Conveyor Oven_E10 | F2 | Commercial | Lodging (ID) | New | Food Preparation | Natural Gas | Conveyor Oven | E10 | TRC BC Ratio | 0 | 0 | 0 | 0 | 0 | 0 | 0 | 0 | 0 | 0 | 0 | 0 | 0 | 0 | 0 | 0 | 0 | 0 | 0 | 0 | 0 | 0 | 0 | 0 | 0 | 0 | 0
F3_Commercial_Lodging (ID)_New_Food Preparation_Natural Gas_Conveyor Oven_E1 | F3 | Commercial | Lodging (ID) | New | Food Preparation | Natural Gas | Conveyor Oven | E1 | PACT BC Ratio | [24 empty] | 1 | 1 | 1 | bar: 2019 to 2042
F3_Commercial_Lodging (ID)_New_Food Preparation_Natural Gas_Conveyor Oven_E2 | F3 | Commercial | Lodging (ID) | New | Food Preparation | Natural Gas | Conveyor Oven | E2 | PACT BC Ratio | 36.8558 | 37.8448 | 38.9317 | 40.1223 | 41.4267 | 42.9462 | 44.4874 | 46.0079 | 47.4748 | 48.9632 | 50.1911 | 51.3565 | 52.5994 | 53.8254 | 54.9473 | 56.0152 | 56.9988 | 57.9766 | 59.0098 | 60.0272 | 61.0702 | 62.1495 | 63.2419 | 64.3655 | 65.509 | 66.6728 | 67.8573
F3_Commercial_Lodging (ID)_New_Food Preparation_Natural Gas_Conveyor Oven_E3 | F3 | Commercial | Lodging (ID) | New | Food Preparation | Natural Gas | Conveyor Oven | E3 | PACT BC Ratio | 0 | 0 | 0 | 0 | 0 | 0 | 0 | 0 | 0 | 0 | 0 | 0 | 0 | 0 | 0 | 0 | 0 | 0 | 0 | 0 | 0 | 0 | 0 | 0 | 0 | 0 | 0
F3_Commercial_Lodging (ID)_New_Food Preparation_Natural Gas_Conveyor Oven_E4 | F3 | Commercial | Lodging (ID) | New | Food Preparation | Natural Gas | Conveyor Oven | E4 | PACT BC Ratio | 0 | 0 | 0 | 0 | 0 | 0 | 0 | 0 | 0 | 0 | 0 | 0 | 0 | 0 | 0 | 0 | 0 | 0 | 0 | 0 | 0 | 0 | 0 | 0 | 0 | 0 | 0
F3_Commercial_Lodging (ID)_New_Food Preparation_Natural Gas_Conveyor Oven_E5 | F3 | Commercial | Lodging (ID) | New | Food Preparation | Natural Gas | Conveyor Oven | E5 | PACT BC Ratio | 0 | 0 | 0 | 0 | 0 | 0 | 0 | 0 | 0 | 0 | 0 | 0 | 0 | 0 | 0 | 0 | 0 | 0 | 0 | 0 | 0 | 0 | 0 | 0 | 0 | 0 | 0
F3_Commercial_Lodging (ID)_New_Food Preparation_Natural Gas_Conveyor Oven_E6 | F3 | Commercial | Lodging (ID) | New | Food Preparation | Natural Gas | Conveyor Oven | E6 | PACT BC Ratio | 0 | 0 | 0 | 0 | 0 | 0 | 0 | 0 | 0 | 0 | 0 | 0 | 0 | 0 | 0 | 0 | 0 | 0 | 0 | 0 | 0 | 0 | 0 | 0 | 0 | 0 | 0
F3_Commercial_Lodging (ID)_New_Food Preparation_Natural Gas_Conveyor Oven_E7 | F3 | Commercial | Lodging (ID) | New | Food Preparation | Natural Gas | Conveyor Oven | E7 | PACT BC Ratio | 0 | 0 | 0 | 0 | 0 | 0 | 0 | 0 | 0 | 0 | 0 | 0 | 0 | 0 | 0 | 0 | 0 | 0 | 0 | 0 | 0 | 0 | 0 | 0 | 0 | 0 | 0
F3_Commercial_Lodging (ID)_New_Food Preparation_Natural Gas_Conveyor Oven_E8 | F3 | Commercial | Lodging (ID) | New | Food Preparation | Natural Gas | Conveyor Oven | E8 | PACT BC Ratio | 0 | 0 | 0 | 0 | 0 | 0 | 0 | 0 | 0 | 0 | 0 | 0 | 0 | 0 | 0 | 0 | 0 | 0 | 0 | 0 | 0 | 0 | 0 | 0 | 0 | 0 | 0
F3_Commercial_Lodging (ID)_New_Food Preparation_Natural Gas_Conveyor Oven_E9 | F3 | Commercial | Lodging (ID) | New | Food Preparation | Natural Gas | Conveyor Oven | E9 | PACT BC Ratio | 0 | 0 | 0 | 0 | 0 | 0 | 0 | 0 | 0 | 0 | 0 | 0 | 0 | 0 | 0 | 0 | 0 | 0 | 0 | 0 | 0 | 0 | 0 | 0 | 0 | 0 | 0
F3_Commercial_Lodging (ID)_New_Food Preparation_Natural Gas_Conveyor Oven_E10 | F3 | Commercial | Lodging (ID) | New | Food Preparation | Natural Gas | Conveyor Oven | E10 | PACT BC Ratio | 0 | 0 | 0 | 0 | 0 | 0 | 0 | 0 | 0 | 0 | 0 | 0 | 0 | 0 | 0 | 0 | 0 | 0 | 0 | 0 | 0 | 0 | 0 | 0 | 0 | 0 | 0
F4_Commercial_Lodging (ID)_New_Food Preparation_Natural Gas_Conveyor Oven_E1 | F4 | Commercial | Lodging (ID) | New | Food Preparation | Natural Gas | Conveyor Oven | E1 | RVT BC Ratio | [24 empty] | 1 | 1 | 1 | bar: 2019 to 2042
F4_Commercial_Lodging (ID)_New_Food Preparation_Natural Gas_Conveyor Oven_E2 | F4 | Commercial | Lodging (ID) | New | Food Preparation | Natural Gas | Conveyor Oven | E2 | RVT BC Ratio | 26.2951 | 26.8484 | 27.4502 | 28.1024 | 28.8095 | 29.6425 | 30.4575 | 31.2334 | 31.9446 | 32.6438 | 33.3747 | 34.0568 | 34.7829 | 35.4896 | 36.1182 | 36.7013 | 37.2183 | 37.7205 | 38.2482 | 38.753 | 39.2616 | 39.9483 | 40.6434 | 41.3582 | 42.0858 | 42.8263 | 43.5799
F4_Commercial_Lodging (ID)_New_Food Preparation_Natural Gas_Conveyor Oven_E3 | F4 | Commercial | Lodging (ID) | New | Food Preparation | Natural Gas | Conveyor Oven | E3 | RVT BC Ratio | 0 | 0 | 0 | 0 | 0 | 0 | 0 | 0 | 0 | 0 | 0 | 0 | 0 | 0 | 0 | 0 | 0 | 0 | 0 | 0 | 0 | 0 | 0 | 0 | 0 | 0 | 0
F4_Commercial_Lodging (ID)_New_Food Preparation_Natural Gas_Conveyor Oven_E4 | F4 | Commercial | Lodging (ID) | New | Food Preparation | Natural Gas | Conveyor Oven | E4 | RVT BC Ratio | 0 | 0 | 0 | 0 | 0 | 0 | 0 | 0 | 0 | 0 | 0 | 0 | 0 | 0 | 0 | 0 | 0 | 0 | 0 | 0 | 0 | 0 | 0 | 0 | 0 | 0 | 0
F4_Commercial_Lodging (ID)_New_Food Preparation_Natural Gas_Conveyor Oven_E5 | F4 | Commercial | Lodging (ID) | New | Food Preparation | Natural Gas | Conveyor Oven | E5 | RVT BC Ratio | 0 | 0 | 0 | 0 | 0 | 0 | 0 | 0 | 0 | 0 | 0 | 0 | 0 | 0 | 0 | 0 | 0 | 0 | 0 | 0 | 0 | 0 | 0 | 0 | 0 | 0 | 0
F4_Commercial_Lodging (ID)_New_Food Preparation_Natural Gas_Conveyor Oven_E6 | F4 | Commercial | Lodging (ID) | New | Food Preparation | Natural Gas | Conveyor Oven | E6 | RVT BC Ratio | 0 | 0 | 0 | 0 | 0 | 0 | 0 | 0 | 0 | 0 | 0 | 0 | 0 | 0 | 0 | 0 | 0 | 0 | 0 | 0 | 0 | 0 | 0 | 0 | 0 | 0 | 0
F4_Commercial_Lodging (ID)_New_Food Preparation_Natural Gas_Conveyor Oven_E7 | F4 | Commercial | Lodging (ID) | New | Food Preparation | Natural Gas | Conveyor Oven | E7 | RVT BC Ratio | 0 | 0 | 0 | 0 | 0 | 0 | 0 | 0 | 0 | 0 | 0 | 0 | 0 | 0 | 0 | 0 | 0 | 0 | 0 | 0 | 0 | 0 | 0 | 0 | 0 | 0 | 0
F4_Commercial_Lodging (ID)_New_Food Preparation_Natural Gas_Conveyor Oven_E8 | F4 | Commercial | Lodging (ID) | New | Food Preparation | Natural Gas | Conveyor Oven | E8 | RVT BC Ratio | 0 | 0 | 0 | 0 | 0 | 0 | 0 | 0 | 0 | 0 | 0 | 0 | 0 | 0 | 0 | 0 | 0 | 0 | 0 | 0 | 0 | 0 | 0 | 0 | 0 | 0 | 0
F4_Commercial_Lodging (ID)_New_Food Preparation_Natural Gas_Conveyor Oven_E9 | F4 | Commercial | Lodging (ID) | New | Food Preparation | Natural Gas | Conveyor Oven | E9 | RVT BC Ratio | 0 | 0 | 0 | 0 | 0 | 0 | 0 | 0 | 0 | 0 | 0 | 0 | 0 | 0 | 0 | 0 | 0 | 0 | 0 | 0 | 0 | 0 | 0 | 0 | 0 | 0 | 0
F4_Commercial_Lodging (ID)_New_Food Preparation_Natural Gas_Conveyor Oven_E10 | F4 | Commercial | Lodging (ID) | New | Food Preparation | Natural Gas | Conveyor Oven | E10 | RVT BC Ratio | 0 | 0 | 0 | 0 | 0 | 0 | 0 | 0 | 0 | 0 | 0 | 0 | 0 | 0 | 0 | 0 | 0 | 0 | 0 | 0 | 0 | 0 | 0 | 0 | 0 | 0 | 0
F5_Commercial_Lodging (ID)_New_Food Preparation_Natural Gas_Conveyor Oven_E1 | F5 | Commercial | Lodging (ID) | New | Food Preparation | Natural Gas | Conveyor Oven | E1 | RIM BC Ratio | [24 empty] | 1 | 1 | 1 | bar: 2019 to 2042
F5_Commercial_Lodging (ID)_New_Food Preparation_Natural Gas_Conveyor Oven_E2 | F5 | Commercial | Lodging (ID) | New | Food Preparation | Natural Gas | Conveyor Oven | E2 | RIM BC Ratio | 0.8429 | 0.84781 | 0.85318 | 0.85901 | 0.86532 | 0.87202 | 0.8793 | 0.8869 | 0.89493 | 0.90334 | 0.90584 | 0.90842 | 0.91109 | 0.91386 | 0.91677 | 0.91981 | 0.92303 | 0.92643 | 0.93 | 0.93378 | 0.93776 | 0.93801 | 0.93825 | 0.93849 | 0.93873 | 0.93897 | 0.9392
F5_Commercial_Lodging (ID)_New_Food Preparation_Natural Gas_Conveyor Oven_E3 | F5 | Commercial | Lodging (ID) | New | Food Preparation | Natural Gas | Conveyor Oven | E3 | RIM BC Ratio | 0 | 0 | 0 | 0 | 0 | 0 | 0 | 0 | 0 | 0 | 0 | 0 | 0 | 0 | 0 | 0 | 0 | 0 | 0 | 0 | 0 | 0 | 0 | 0 | 0 | 0 | 0
F5_Commercial_Lodging (ID)_New_Food Preparation_Natural Gas_Conveyor Oven_E4 | F5 | Commercial | Lodging (ID) | New | Food Preparation | Natural Gas | Conveyor Oven | E4 | RIM BC Ratio | 0 | 0 | 0 | 0 | 0 | 0 | 0 | 0 | 0 | 0 | 0 | 0 | 0 | 0 | 0 | 0 | 0 | 0 | 0 | 0 | 0 | 0 | 0 | 0 | 0 | 0 | 0
F5_Commercial_Lodging (ID)_New_Food Preparation_Natural Gas_Conveyor Oven_E5 | F5 | Commercial | Lodging (ID) | New | Food Preparation | Natural Gas | Conveyor Oven | E5 | RIM BC Ratio | 0 | 0 | 0 | 0 | 0 | 0 | 0 | 0 | 0 | 0 | 0 | 0 | 0 | 0 | 0 | 0 | 0 | 0 | 0 | 0 | 0 | 0 | 0 | 0 | 0 | 0 | 0
F5_Commercial_Lodging (ID)_New_Food Preparation_Natural Gas_Conveyor Oven_E6 | F5 | Commercial | Lodging (ID) | New | Food Preparation | Natural Gas | Conveyor Oven | E6 | RIM BC Ratio | 0 | 0 | 0 | 0 | 0 | 0 | 0 | 0 | 0 | 0 | 0 | 0 | 0 | 0 | 0 | 0 | 0 | 0 | 0 | 0 | 0 | 0 | 0 | 0 | 0 | 0 | 0
F5_Commercial_Lodging (ID)_New_Food Preparation_Natural Gas_Conveyor Oven_E7 | F5 | Commercial | Lodging (ID) | New | Food Preparation | Natural Gas | Conveyor Oven | E7 | RIM BC Ratio | 0 | 0 | 0 | 0 | 0 | 0 | 0 | 0 | 0 | 0 | 0 | 0 | 0 | 0 | 0 | 0 | 0 | 0 | 0 | 0 | 0 | 0 | 0 | 0 | 0 | 0 | 0
F5_Commercial_Lodging (ID)_New_Food Preparation_Natural Gas_Conveyor Oven_E8 | F5 | Commercial | Lodging (ID) | New | Food Preparation | Natural Gas | Conveyor Oven | E8 | RIM BC Ratio | 0 | 0 | 0 | 0 | 0 | 0 | 0 | 0 | 0 | 0 | 0 | 0 | 0 | 0 | 0 | 0 | 0 | 0 | 0 | 0 | 0 | 0 | 0 | 0 | 0 | 0 | 0
F5_Commercial_Lodging (ID)_New_Food Preparation_Natural Gas_Conveyor Oven_E9 | F5 | Commercial | Lodging (ID) | New | Food Preparation | Natural Gas | Conveyor Oven | E9 | RIM BC Ratio | 0 | 0 | 0 | 0 | 0 | 0 | 0 | 0 | 0 | 0 | 0 | 0 | 0 | 0 | 0 | 0 | 0 | 0 | 0 | 0 | 0 | 0 | 0 | 0 | 0 | 0 | 0
F5_Commercial_Lodging (ID)_New_Food Preparation_Natural Gas_Conveyor Oven_E10 | F5 | Commercial | Lodging (ID) | New | Food Preparation | Natural Gas | Conveyor Oven | E10 | RIM BC Ratio | 0 | 0 | 0 | 0 | 0 | 0 | 0 | 0 | 0 | 0 | 0 | 0 | 0 | 0 | 0 | 0 | 0 | 0 | 0 | 0 | 0 | 0 | 0 | 0 | 0 | 0 | 0
F0_Commercial_Lodging (ID)_New_Food Preparation_Natural Gas_Double Rack Oven_E0 | F0 | Commercial | Lodging (ID) | New | Food Preparation | Natural Gas | Double Rack Oven | E0 | Economic Unit | FTSC Qualified (>50% Cooking Efficiency) | FTSC Qualified (>50% Cooking Efficiency) | FTSC Qualified (>50% Cooking Efficiency) | FTSC Qualified (>50% Cooking Efficiency) | FTSC Qualified (>50% Cooking Efficiency) | FTSC Qualified (>50% Cooking Efficiency) | FTSC Qualified (>50% Cooking Efficiency) | FTSC Qualified (>50% Cooking Efficiency) | FTSC Qualified (>50% Cooking Efficiency) | FTSC Qualified (>50% Cooking Efficiency) | FTSC Qualified (>50% Cooking Efficiency) | FTSC Qualified (>50% Cooking Efficiency) | FTSC Qualified (>50% Cooking Efficiency) | FTSC Qualified (>50% Cooking Efficiency) | FTSC Qualified (>50% Cooking Efficiency) | FTSC Qualified (>50% Cooking Efficiency) | FTSC Qualified (>50% Cooking Efficiency) | FTSC Qualified (>50% Cooking Efficiency) | FTSC Qualified (>50% Cooking Efficiency) | FTSC Qualified (>50% Cooking Efficiency) | FTSC Qualified (>50% Cooking Efficiency) | FTSC Qualified (>50% Cooking Efficiency) | FTSC Qualified (>50% Cooking Efficiency) | FTSC Qualified (>50% Cooking Efficiency) | FTSC Qualified (>50% Cooking Efficiency) | FTSC Qualified (>50% Cooking Efficiency) | FTSC Qualified (>50% Cooking Efficiency)
F1_Commercial_Lodging (ID)_New_Food Preparation_Natural Gas_Double Rack Oven_E1 | F1 | Commercial | Lodging (ID) | New | Food Preparation | Natural Gas | Double Rack Oven | E1 | CCE | 0 | 0 | 0 | 0 | 0 | 0 | 0 | 0 | 0 | 0 | 0 | 0 | 0 | 0 | 0 | 0 | 0 | 0 | 0 | 0 | 0 | 0 | 0 | 0 | 0 | 0 | 0
F1_Commercial_Lodging (ID)_New_Food Preparation_Natural Gas_Double Rack Oven_E2 | F1 | Commercial | Lodging (ID) | New | Food Preparation | Natural Gas | Double Rack Oven | E2 | CCE | 0.00043286 | 0.00043286 | 0.00043286 | 0.00043286 | 0.00043286 | 0.00043286 | 0.00043286 | 0.00043286 | 0.00043286 | 0.00043286 | 0.00043286 | 0.00043286 | 0.00043286 | 0.00043286 | 0.00043286 | 0.00043286 | 0.00043286 | 0.00043286 | 0.00043286 | 0.00043286 | 0.00043286 | 0.00043286 | 0.00043286 | 0.00043286 | 0.00043286 | 0.00043286 | 0.00043286
F1_Commercial_Lodging (ID)_New_Food Preparation_Natural Gas_Double Rack Oven_E3 | F1 | Commercial | Lodging (ID) | New | Food Preparation | Natural Gas | Double Rack Oven | E3 | CCE | 0 | 0 | 0 | 0 | 0 | 0 | 0 | 0 | 0 | 0 | 0 | 0 | 0 | 0 | 0 | 0 | 0 | 0 | 0 | 0 | 0 | 0 | 0 | 0 | 0 | 0 | 0
F1_Commercial_Lodging (ID)_New_Food Preparation_Natural Gas_Double Rack Oven_E4 | F1 | Commercial | Lodging (ID) | New | Food Preparation | Natural Gas | Double Rack Oven | E4 | CCE | 0 | 0 | 0 | 0 | 0 | 0 | 0 | 0 | 0 | 0 | 0 | 0 | 0 | 0 | 0 | 0 | 0 | 0 | 0 | 0 | 0 | 0 | 0 | 0 | 0 | 0 | 0
F1_Commercial_Lodging (ID)_New_Food Preparation_Natural Gas_Double Rack Oven_E5 | F1 | Commercial | Lodging (ID) | New | Food Preparation | Natural Gas | Double Rack Oven | E5 | CCE | 0 | 0 | 0 | 0 | 0 | 0 | 0 | 0 | 0 | 0 | 0 | 0 | 0 | 0 | 0 | 0 | 0 | 0 | 0 | 0 | 0 | 0 | 0 | 0 | 0 | 0 | 0
F1_Commercial_Lodging (ID)_New_Food Preparation_Natural Gas_Double Rack Oven_E6 | F1 | Commercial | Lodging (ID) | New | Food Preparation | Natural Gas | Double Rack Oven | E6 | CCE | 0 | 0 | 0 | 0 | 0 | 0 | 0 | 0 | 0 | 0 | 0 | 0 | 0 | 0 | 0 | 0 | 0 | 0 | 0 | 0 | 0 | 0 | 0 | 0 | 0 | 0 | 0
F1_Commercial_Lodging (ID)_New_Food Preparation_Natural Gas_Double Rack Oven_E7 | F1 | Commercial | Lodging (ID) | New | Food Preparation | Natural Gas | Double Rack Oven | E7 | CCE | 0 | 0 | 0 | 0 | 0 | 0 | 0 | 0 | 0 | 0 | 0 | 0 | 0 | 0 | 0 | 0 | 0 | 0 | 0 | 0 | 0 | 0 | 0 | 0 | 0 | 0 | 0
F1_Commercial_Lodging (ID)_New_Food Preparation_Natural Gas_Double Rack Oven_E8 | F1 | Commercial | Lodging (ID) | New | Food Preparation | Natural Gas | Double Rack Oven | E8 | CCE | 0 | 0 | 0 | 0 | 0 | 0 | 0 | 0 | 0 | 0 | 0 | 0 | 0 | 0 | 0 | 0 | 0 | 0 | 0 | 0 | 0 | 0 | 0 | 0 | 0 | 0 | 0
F1_Commercial_Lodging (ID)_New_Food Preparation_Natural Gas_Double Rack Oven_E9 | F1 | Commercial | Lodging (ID) | New | Food Preparation | Natural Gas | Double Rack Oven | E9 | CCE | 0 | 0 | 0 | 0 | 0 | 0 | 0 | 0 | 0 | 0 | 0 | 0 | 0 | 0 | 0 | 0 | 0 | 0 | 0 | 0 | 0 | 0 | 0 | 0 | 0 | 0 | 0
F1_Commercial_Lodging (ID)_New_Food Preparation_Natural Gas_Double Rack Oven_E10 | F1 | Commercial | Lodging (ID) | New | Food Preparation | Natural Gas | Double Rack Oven | E10 | CCE | 0 | 0 | 0 | 0 | 0 | 0 | 0 | 0 | 0 | 0 | 0 | 0 | 0 | 0 | 0 | 0 | 0 | 0 | 0 | 0 | 0 | 0 | 0 | 0 | 0 | 0 | 0
F2_Commercial_Lodging (ID)_New_Food Preparation_Natural Gas_Double Rack Oven_E1 | F2 | Commercial | Lodging (ID) | New | Food Preparation | Natural Gas | Double Rack Oven | E1 | TRC BC Ratio | [24 empty] | 1 | 1 | 1 | bar: 2019 to 2042
F2_Commercial_Lodging (ID)_New_Food Preparation_Natural Gas_Double Rack Oven_E2 | F2 | Commercial | Lodging (ID) | New | Food Preparation | Natural Gas | Double Rack Oven | E2 | TRC BC Ratio | 8.2221 | 8.4293 | 8.6748 | 8.9561 | 9.2743 | 9.6614 | 10.0598 | 10.4544 | 10.8343 | 11.2194 | 11.5259 | 11.813 | 12.1214 | 12.4234 | 12.6934 | 12.946 | 13.1726 | 13.3963 | 13.6352 | 13.8683 | 14.1078 | 14.3567 | 14.6083 | 14.8678 | 15.132 | 15.4008 | 15.6744
F2_Commercial_Lodging (ID)_New_Food Preparation_Natural Gas_Double Rack Oven_E3 | F2 | Commercial | Lodging (ID) | New | Food Preparation | Natural Gas | Double Rack Oven | E3 | TRC BC Ratio | 0 | 0 | 0 | 0 | 0 | 0 | 0 | 0 | 0 | 0 | 0 | 0 | 0 | 0 | 0 | 0 | 0 | 0 | 0 | 0 | 0 | 0 | 0 | 0 | 0 | 0 | 0
F2_Commercial_Lodging (ID)_New_Food Preparation_Natural Gas_Double Rack Oven_E4 | F2 | Commercial | Lodging (ID) | New | Food Preparation | Natural Gas | Double Rack Oven | E4 | TRC BC Ratio | 0 | 0 | 0 | 0 | 0 | 0 | 0 | 0 | 0 | 0 | 0 | 0 | 0 | 0 | 0 | 0 | 0 | 0 | 0 | 0 | 0 | 0 | 0 | 0 | 0 | 0 | 0
F2_Commercial_Lodging (ID)_New_Food Preparation_Natural Gas_Double Rack Oven_E5 | F2 | Commercial | Lodging (ID) | New | Food Preparation | Natural Gas | Double Rack Oven | E5 | TRC BC Ratio | 0 | 0 | 0 | 0 | 0 | 0 | 0 | 0 | 0 | 0 | 0 | 0 | 0 | 0 | 0 | 0 | 0 | 0 | 0 | 0 | 0 | 0 | 0 | 0 | 0 | 0 | 0
F2_Commercial_Lodging (ID)_New_Food Preparation_Natural Gas_Double Rack Oven_E6 | F2 | Commercial | Lodging (ID) | New | Food Preparation | Natural Gas | Double Rack Oven | E6 | TRC BC Ratio | 0 | 0 | 0 | 0 | 0 | 0 | 0 | 0 | 0 | 0 | 0 | 0 | 0 | 0 | 0 | 0 | 0 | 0 | 0 | 0 | 0 | 0 | 0 | 0 | 0 | 0 | 0
F2_Commercial_Lodging (ID)_New_Food Preparation_Natural Gas_Double Rack Oven_E7 | F2 | Commercial | Lodging (ID) | New | Food Preparation | Natural Gas | Double Rack Oven | E7 | TRC BC Ratio | 0 | 0 | 0 | 0 | 0 | 0 | 0 | 0 | 0 | 0 | 0 | 0 | 0 | 0 | 0 | 0 | 0 | 0 | 0 | 0 | 0 | 0 | 0 | 0 | 0 | 0 | 0
F2_Commercial_Lodging (ID)_New_Food Preparation_Natural Gas_Double Rack Oven_E8 | F2 | Commercial | Lodging (ID) | New | Food Preparation | Natural Gas | Double Rack Oven | E8 | TRC BC Ratio | 0 | 0 | 0 | 0 | 0 | 0 | 0 | 0 | 0 | 0 | 0 | 0 | 0 | 0 | 0 | 0 | 0 | 0 | 0 | 0 | 0 | 0 | 0 | 0 | 0 | 0 | 0
F2_Commercial_Lodging (ID)_New_Food Preparation_Natural Gas_Double Rack Oven_E9 | F2 | Commercial | Lodging (ID) | New | Food Preparation | Natural Gas | Double Rack Oven | E9 | TRC BC Ratio | 0 | 0 | 0 | 0 | 0 | 0 | 0 | 0 | 0 | 0 | 0 | 0 | 0 | 0 | 0 | 0 | 0 | 0 | 0 | 0 | 0 | 0 | 0 | 0 | 0 | 0 | 0
F2_Commercial_Lodging (ID)_New_Food Preparation_Natural Gas_Double Rack Oven_E10 | F2 | Commercial | Lodging (ID) | New | Food Preparation | Natural Gas | Double Rack Oven | E10 | TRC BC Ratio | 0 | 0 | 0 | 0 | 0 | 0 | 0 | 0 | 0 | 0 | 0 | 0 | 0 | 0 | 0 | 0 | 0 | 0 | 0 | 0 | 0 | 0 | 0 | 0 | 0 | 0 | 0
F3_Commercial_Lodging (ID)_New_Food Preparation_Natural Gas_Double Rack Oven_E1 | F3 | Commercial | Lodging (ID) | New | Food Preparation | Natural Gas | Double Rack Oven | E1 | PACT BC Ratio | [24 empty] | 1 | 1 | 1 | bar: 2019 to 2042
F3_Commercial_Lodging (ID)_New_Food Preparation_Natural Gas_Double Rack Oven_E2 | F3 | Commercial | Lodging (ID) | New | Food Preparation | Natural Gas | Double Rack Oven | E2 | PACT BC Ratio | 16.2828 | 16.6931 | 17.1793 | 17.7364 | 18.3665 | 19.1331 | 19.9221 | 20.7035 | 21.4558 | 22.2185 | 22.8254 | 23.394 | 24.0049 | 24.6028 | 25.1375 | 25.6379 | 26.0866 | 26.5296 | 27.0028 | 27.4644 | 27.9386 | 28.4316 | 28.9298 | 29.4438 | 29.9669 | 30.4993 | 31.0411
F3_Commercial_Lodging (ID)_New_Food Preparation_Natural Gas_Double Rack Oven_E3 | F3 | Commercial | Lodging (ID) | New | Food Preparation | Natural Gas | Double Rack Oven | E3 | PACT BC Ratio | 0 | 0 | 0 | 0 | 0 | 0 | 0 | 0 | 0 | 0 | 0 | 0 | 0 | 0 | 0 | 0 | 0 | 0 | 0 | 0 | 0 | 0 | 0 | 0 | 0 | 0 | 0
F3_Commercial_Lodging (ID)_New_Food Preparation_Natural Gas_Double Rack Oven_E4 | F3 | Commercial | Lodging (ID) | New | Food Preparation | Natural Gas | Double Rack Oven | E4 | PACT BC Ratio | 0 | 0 | 0 | 0 | 0 | 0 | 0 | 0 | 0 | 0 | 0 | 0 | 0 | 0 | 0 | 0 | 0 | 0 | 0 | 0 | 0 | 0 | 0 | 0 | 0 | 0 | 0
F3_Commercial_Lodging (ID)_New_Food Preparation_Natural Gas_Double Rack Oven_E5 | F3 | Commercial | Lodging (ID) | New | Food Preparation | Natural Gas | Double Rack Oven | E5 | PACT BC Ratio | 0 | 0 | 0 | 0 | 0 | 0 | 0 | 0 | 0 | 0 | 0 | 0 | 0 | 0 | 0 | 0 | 0 | 0 | 0 | 0 | 0 | 0 | 0 | 0 | 0 | 0 | 0
F3_Commercial_Lodging (ID)_New_Food Preparation_Natural Gas_Double Rack Oven_E6 | F3 | Commercial | Lodging (ID) | New | Food Preparation | Natural Gas | Double Rack Oven | E6 | PACT BC Ratio | 0 | 0 | 0 | 0 | 0 | 0 | 0 | 0 | 0 | 0 | 0 | 0 | 0 | 0 | 0 | 0 | 0 | 0 | 0 | 0 | 0 | 0 | 0 | 0 | 0 | 0 | 0
F3_Commercial_Lodging (ID)_New_Food Preparation_Natural Gas_Double Rack Oven_E7 | F3 | Commercial | Lodging (ID) | New | Food Preparation | Natural Gas | Double Rack Oven | E7 | PACT BC Ratio | 0 | 0 | 0 | 0 | 0 | 0 | 0 | 0 | 0 | 0 | 0 | 0 | 0 | 0 | 0 | 0 | 0 | 0 | 0 | 0 | 0 | 0 | 0 | 0 | 0 | 0 | 0
F3_Commercial_Lodging (ID)_New_Food Preparation_Natural Gas_Double Rack Oven_E8 | F3 | Commercial | Lodging (ID) | New | Food Preparation | Natural Gas | Double Rack Oven | E8 | PACT BC Ratio | 0 | 0 | 0 | 0 | 0 | 0 | 0 | 0 | 0 | 0 | 0 | 0 | 0 | 0 | 0 | 0 | 0 | 0 | 0 | 0 | 0 | 0 | 0 | 0 | 0 | 0 | 0
F3_Commercial_Lodging (ID)_New_Food Preparation_Natural Gas_Double Rack Oven_E9 | F3 | Commercial | Lodging (ID) | New | Food Preparation | Natural Gas | Double Rack Oven | E9 | PACT BC Ratio | 0 | 0 | 0 | 0 | 0 | 0 | 0 | 0 | 0 | 0 | 0 | 0 | 0 | 0 | 0 | 0 | 0 | 0 | 0 | 0 | 0 | 0 | 0 | 0 | 0 | 0 | 0
F3_Commercial_Lodging (ID)_New_Food Preparation_Natural Gas_Double Rack Oven_E10 | F3 | Commercial | Lodging (ID) | New | Food Preparation | Natural Gas | Double Rack Oven | E10 | PACT BC Ratio | 0 | 0 | 0 | 0 | 0 | 0 | 0 | 0 | 0 | 0 | 0 | 0 | 0 | 0 | 0 | 0 | 0 | 0 | 0 | 0 | 0 | 0 | 0 | 0 | 0 | 0 | 0
F4_Commercial_Lodging (ID)_New_Food Preparation_Natural Gas_Double Rack Oven_E1 | F4 | Commercial | Lodging (ID) | New | Food Preparation | Natural Gas | Double Rack Oven | E1 | RVT BC Ratio | [24 empty] | 1 | 1 | 1 | bar: 2019 to 2042
F4_Commercial_Lodging (ID)_New_Food Preparation_Natural Gas_Double Rack Oven_E2 | F4 | Commercial | Lodging (ID) | New | Food Preparation | Natural Gas | Double Rack Oven | E2 | RVT BC Ratio | 12.0267 | 12.2462 | 12.5039 | 12.8043 | 13.1484 | 13.5779 | 14.0086 | 14.4175 | 14.7877 | 15.1465 | 15.5183 | 15.8562 | 16.2129 | 16.5503 | 16.8405 | 17.1024 | 17.3241 | 17.5357 | 17.7607 | 17.9709 | 18.1817 | 18.4954 | 18.8124 | 19.1394 | 19.4722 | 19.811 | 20.1557
F4_Commercial_Lodging (ID)_New_Food Preparation_Natural Gas_Double Rack Oven_E3 | F4 | Commercial | Lodging (ID) | New | Food Preparation | Natural Gas | Double Rack Oven | E3 | RVT BC Ratio | 0 | 0 | 0 | 0 | 0 | 0 | 0 | 0 | 0 | 0 | 0 | 0 | 0 | 0 | 0 | 0 | 0 | 0 | 0 | 0 | 0 | 0 | 0 | 0 | 0 | 0 | 0
F4_Commercial_Lodging (ID)_New_Food Preparation_Natural Gas_Double Rack Oven_E4 | F4 | Commercial | Lodging (ID) | New | Food Preparation | Natural Gas | Double Rack Oven | E4 | RVT BC Ratio | 0 | 0 | 0 | 0 | 0 | 0 | 0 | 0 | 0 | 0 | 0 | 0 | 0 | 0 | 0 | 0 | 0 | 0 | 0 | 0 | 0 | 0 | 0 | 0 | 0 | 0 | 0
F4_Commercial_Lodging (ID)_New_Food Preparation_Natural Gas_Double Rack Oven_E5 | F4 | Commercial | Lodging (ID) | New | Food Preparation | Natural Gas | Double Rack Oven | E5 | RVT BC Ratio | 0 | 0 | 0 | 0 | 0 | 0 | 0 | 0 | 0 | 0 | 0 | 0 | 0 | 0 | 0 | 0 | 0 | 0 | 0 | 0 | 0 | 0 | 0 | 0 | 0 | 0 | 0
F4_Commercial_Lodging (ID)_New_Food Preparation_Natural Gas_Double Rack Oven_E6 | F4 | Commercial | Lodging (ID) | New | Food Preparation | Natural Gas | Double Rack Oven | E6 | RVT BC Ratio | 0 | 0 | 0 | 0 | 0 | 0 | 0 | 0 | 0 | 0 | 0 | 0 | 0 | 0 | 0 | 0 | 0 | 0 | 0 | 0 | 0 | 0 | 0 | 0 | 0 | 0 | 0
F4_Commercial_Lodging (ID)_New_Food Preparation_Natural Gas_Double Rack Oven_E7 | F4 | Commercial | Lodging (ID) | New | Food Preparation | Natural Gas | Double Rack Oven | E7 | RVT BC Ratio | 0 | 0 | 0 | 0 | 0 | 0 | 0 | 0 | 0 | 0 | 0 | 0 | 0 | 0 | 0 | 0 | 0 | 0 | 0 | 0 | 0 | 0 | 0 | 0 | 0 | 0 | 0
F4_Commercial_Lodging (ID)_New_Food Preparation_Natural Gas_Double Rack Oven_E8 | F4 | Commercial | Lodging (ID) | New | Food Preparation | Natural Gas | Double Rack Oven | E8 | RVT BC Ratio | 0 | 0 | 0 | 0 | 0 | 0 | 0 | 0 | 0 | 0 | 0 | 0 | 0 | 0 | 0 | 0 | 0 | 0 | 0 | 0 | 0 | 0 | 0 | 0 | 0 | 0 | 0
F4_Commercial_Lodging (ID)_New_Food Preparation_Natural Gas_Double Rack Oven_E9 | F4 | Commercial | Lodging (ID) | New | Food Preparation | Natural Gas | Double Rack Oven | E9 | RVT BC Ratio | 0 | 0 | 0 | 0 | 0 | 0 | 0 | 0 | 0 | 0 | 0 | 0 | 0 | 0 | 0 | 0 | 0 | 0 | 0 | 0 | 0 | 0 | 0 | 0 | 0 | 0 | 0
F4_Commercial_Lodging (ID)_New_Food Preparation_Natural Gas_Double Rack Oven_E10 | F4 | Commercial | Lodging (ID) | New | Food Preparation | Natural Gas | Double Rack Oven | E10 | RVT BC Ratio | 0 | 0 | 0 | 0 | 0 | 0 | 0 | 0 | 0 | 0 | 0 | 0 | 0 | 0 | 0 | 0 | 0 | 0 | 0 | 0 | 0 | 0 | 0 | 0 | 0 | 0 | 0
F5_Commercial_Lodging (ID)_New_Food Preparation_Natural Gas_Double Rack Oven_E1 | F5 | Commercial | Lodging (ID) | New | Food Preparation | Natural Gas | Double Rack Oven | E1 | RIM BC Ratio | [24 empty] | 1 | 1 | 1 | bar: 2019 to 2042
F5_Commercial_Lodging (ID)_New_Food Preparation_Natural Gas_Double Rack Oven_E2 | F5 | Commercial | Lodging (ID) | New | Food Preparation | Natural Gas | Double Rack Oven | E2 | RIM BC Ratio | 0.80696 | 0.81271 | 0.81942 | 0.82645 | 0.83375 | 0.84147 | 0.84961 | 0.85824 | 0.86745 | 0.87729 | 0.87993 | 0.88287 | 0.88624 | 0.89001 | 0.89387 | 0.89786 | 0.90202 | 0.90639 | 0.911 | 0.91586 | 0.92099 | 0.92151 | 0.92203 | 0.92254 | 0.92305 | 0.92354 | 0.92403
F5_Commercial_Lodging (ID)_New_Food Preparation_Natural Gas_Double Rack Oven_E3 | F5 | Commercial | Lodging (ID) | New | Food Preparation | Natural Gas | Double Rack Oven | E3 | RIM BC Ratio | 0 | 0 | 0 | 0 | 0 | 0 | 0 | 0 | 0 | 0 | 0 | 0 | 0 | 0 | 0 | 0 | 0 | 0 | 0 | 0 | 0 | 0 | 0 | 0 | 0 | 0 | 0
F5_Commercial_Lodging (ID)_New_Food Preparation_Natural Gas_Double Rack Oven_E4 | F5 | Commercial | Lodging (ID) | New | Food Preparation | Natural Gas | Double Rack Oven | E4 | RIM BC Ratio | 0 | 0 | 0 | 0 | 0 | 0 | 0 | 0 | 0 | 0 | 0 | 0 | 0 | 0 | 0 | 0 | 0 | 0 | 0 | 0 | 0 | 0 | 0 | 0 | 0 | 0 | 0
F5_Commercial_Lodging (ID)_New_Food Preparation_Natural Gas_Double Rack Oven_E5 | F5 | Commercial | Lodging (ID) | New | Food Preparation | Natural Gas | Double Rack Oven | E5 | RIM BC Ratio | 0 | 0 | 0 | 0 | 0 | 0 | 0 | 0 | 0 | 0 | 0 | 0 | 0 | 0 | 0 | 0 | 0 | 0 | 0 | 0 | 0 | 0 | 0 | 0 | 0 | 0 | 0
F5_Commercial_Lodging (ID)_New_Food Preparation_Natural Gas_Double Rack Oven_E6 | F5 | Commercial | Lodging (ID) | New | Food Preparation | Natural Gas | Double Rack Oven | E6 | RIM BC Ratio | 0 | 0 | 0 | 0 | 0 | 0 | 0 | 0 | 0 | 0 | 0 | 0 | 0 | 0 | 0 | 0 | 0 | 0 | 0 | 0 | 0 | 0 | 0 | 0 | 0 | 0 | 0
F5_Commercial_Lodging (ID)_New_Food Preparation_Natural Gas_Double Rack Oven_E7 | F5 | Commercial | Lodging (ID) | New | Food Preparation | Natural Gas | Double Rack Oven | E7 | RIM BC Ratio | 0 | 0 | 0 | 0 | 0 | 0 | 0 | 0 | 0 | 0 | 0 | 0 | 0 | 0 | 0 | 0 | 0 | 0 | 0 | 0 | 0 | 0 | 0 | 0 | 0 | 0 | 0
F5_Commercial_Lodging (ID)_New_Food Preparation_Natural Gas_Double Rack Oven_E8 | F5 | Commercial | Lodging (ID) | New | Food Preparation | Natural Gas | Double Rack Oven | E8 | RIM BC Ratio | 0 | 0 | 0 | 0 | 0 | 0 | 0 | 0 | 0 | 0 | 0 | 0 | 0 | 0 | 0 | 0 | 0 | 0 | 0 | 0 | 0 | 0 | 0 | 0 | 0 | 0 | 0
F5_Commercial_Lodging (ID)_New_Food Preparation_Natural Gas_Double Rack Oven_E9 | F5 | Commercial | Lodging (ID) | New | Food Preparation | Natural Gas | Double Rack Oven | E9 | RIM BC Ratio | 0 | 0 | 0 | 0 | 0 | 0 | 0 | 0 | 0 | 0 | 0 | 0 | 0 | 0 | 0 | 0 | 0 | 0 | 0 | 0 | 0 | 0 | 0 | 0 | 0 | 0 | 0
F5_Commercial_Lodging (ID)_New_Food Preparation_Natural Gas_Double Rack Oven_E10 | F5 | Commercial | Lodging (ID) | New | Food Preparation | Natural Gas | Double Rack Oven | E10 | RIM BC Ratio | 0 | 0 | 0 | 0 | 0 | 0 | 0 | 0 | 0 | 0 | 0 | 0 | 0 | 0 | 0 | 0 | 0 | 0 | 0 | 0 | 0 | 0 | 0 | 0 | 0 | 0 | 0
F0_Commercial_Lodging (ID)_New_Food Preparation_Natural Gas_Fryer_E0 | F0 | Commercial | Lodging (ID) | New | Food Preparation | Natural Gas | Fryer | E0 | Economic Unit | ENERGY STAR | ENERGY STAR | ENERGY STAR | ENERGY STAR | ENERGY STAR | ENERGY STAR | ENERGY STAR | ENERGY STAR | ENERGY STAR | ENERGY STAR | ENERGY STAR | ENERGY STAR | ENERGY STAR | ENERGY STAR | ENERGY STAR | ENERGY STAR | ENERGY STAR | ENERGY STAR | ENERGY STAR | ENERGY STAR | ENERGY STAR | ENERGY STAR | ENERGY STAR | ENERGY STAR | ENERGY STAR | ENERGY STAR | ENERGY STAR
F1_Commercial_Lodging (ID)_New_Food Preparation_Natural Gas_Fryer_E1 | F1 | Commercial | Lodging (ID) | New | Food Preparation | Natural Gas | Fryer | E1 | CCE | 0 | 0 | 0 | 0 | 0 | 0 | 0 | 0 | 0 | 0 | 0 | 0 | 0 | 0 | 0 | 0 | 0 | 0 | 0 | 0 | 0 | 0 | 0 | 0 | 0 | 0 | 0
F1_Commercial_Lodging (ID)_New_Food Preparation_Natural Gas_Fryer_E2 | F1 | Commercial | Lodging (ID) | New | Food Preparation | Natural Gas | Fryer | E2 | CCE | 0.00033161 | 0.00033161 | 0.00033161 | 0.00033161 | 0.00033161 | 0.00033161 | 0.00033161 | 0.00033161 | 0.00033161 | 0.00033161 | 0.00033161 | 0.00033161 | 0.00033161 | 0.00033161 | 0.00033161 | 0.00033161 | 0.00033161 | 0.00033161 | 0.00033161 | 0.00033161 | 0.00033161 | 0.00033161 | 0.00033161 | 0.00033161 | 0.00033161 | 0.00033161 | 0.00033161
F1_Commercial_Lodging (ID)_New_Food Preparation_Natural Gas_Fryer_E3 | F1 | Commercial | Lodging (ID) | New | Food Preparation | Natural Gas | Fryer | E3 | CCE | 0 | 0 | 0 | 0 | 0 | 0 | 0 | 0 | 0 | 0 | 0 | 0 | 0 | 0 | 0 | 0 | 0 | 0 | 0 | 0 | 0 | 0 | 0 | 0 | 0 | 0 | 0
F1_Commercial_Lodging (ID)_New_Food Preparation_Natural Gas_Fryer_E4 | F1 | Commercial | Lodging (ID) | New | Food Preparation | Natural Gas | Fryer | E4 | CCE | 0 | 0 | 0 | 0 | 0 | 0 | 0 | 0 | 0 | 0 | 0 | 0 | 0 | 0 | 0 | 0 | 0 | 0 | 0 | 0 | 0 | 0 | 0 | 0 | 0 | 0 | 0
F1_Commercial_Lodging (ID)_New_Food Preparation_Natural Gas_Fryer_E5 | F1 | Commercial | Lodging (ID) | New | Food Preparation | Natural Gas | Fryer | E5 | CCE | 0 | 0 | 0 | 0 | 0 | 0 | 0 | 0 | 0 | 0 | 0 | 0 | 0 | 0 | 0 | 0 | 0 | 0 | 0 | 0 | 0 | 0 | 0 | 0 | 0 | 0 | 0
F1_Commercial_Lodging (ID)_New_Food Preparation_Natural Gas_Fryer_E6 | F1 | Commercial | Lodging (ID) | New | Food Preparation | Natural Gas | Fryer | E6 | CCE | 0 | 0 | 0 | 0 | 0 | 0 | 0 | 0 | 0 | 0 | 0 | 0 | 0 | 0 | 0 | 0 | 0 | 0 | 0 | 0 | 0 | 0 | 0 | 0 | 0 | 0 | 0
F1_Commercial_Lodging (ID)_New_Food Preparation_Natural Gas_Fryer_E7 | F1 | Commercial | Lodging (ID) | New | Food Preparation | Natural Gas | Fryer | E7 | CCE | 0 | 0 | 0 | 0 | 0 | 0 | 0 | 0 | 0 | 0 | 0 | 0 | 0 | 0 | 0 | 0 | 0 | 0 | 0 | 0 | 0 | 0 | 0 | 0 | 0 | 0 | 0
F1_Commercial_Lodging (ID)_New_Food Preparation_Natural Gas_Fryer_E8 | F1 | Commercial | Lodging (ID) | New | Food Preparation | Natural Gas | Fryer | E8 | CCE | 0 | 0 | 0 | 0 | 0 | 0 | 0 | 0 | 0 | 0 | 0 | 0 | 0 | 0 | 0 | 0 | 0 | 0 | 0 | 0 | 0 | 0 | 0 | 0 | 0 | 0 | 0
F1_Commercial_Lodging (ID)_New_Food Preparation_Natural Gas_Fryer_E9 | F1 | Commercial | Lodging (ID) | New | Food Preparation | Natural Gas | Fryer | E9 | CCE | 0 | 0 | 0 | 0 | 0 | 0 | 0 | 0 | 0 | 0 | 0 | 0 | 0 | 0 | 0 | 0 | 0 | 0 | 0 | 0 | 0 | 0 | 0 | 0 | 0 | 0 | 0
F1_Commercial_Lodging (ID)_New_Food Preparation_Natural Gas_Fryer_E10 | F1 | Commercial | Lodging (ID) | New | Food Preparation | Natural Gas | Fryer | E10 | CCE | 0 | 0 | 0 | 0 | 0 | 0 | 0 | 0 | 0 | 0 | 0 | 0 | 0 | 0 | 0 | 0 | 0 | 0 | 0 | 0 | 0 | 0 | 0 | 0 | 0 | 0 | 0
F2_Commercial_Lodging (ID)_New_Food Preparation_Natural Gas_Fryer_E1 | F2 | Commercial | Lodging (ID) | New | Food Preparation | Natural Gas | Fryer | E1 | TRC BC Ratio | [24 empty] | 1 | 1 | 1 | bar: 2019 to 2042
F2_Commercial_Lodging (ID)_New_Food Preparation_Natural Gas_Fryer_E2 | F2 | Commercial | Lodging (ID) | New | Food Preparation | Natural Gas | Fryer | E2 | TRC BC Ratio | 11.1806 | 11.4743 | 11.8039 | 12.1731 | 12.5843 | 13.0706 | 13.5659 | 14.0539 | 14.5232 | 14.9994 | 15.387 | 15.7528 | 16.1441 | 16.5291 | 16.8785 | 17.2092 | 17.5111 | 17.8104 | 18.1279 | 18.4396 | 18.7593 | 19.0906 | 19.4259 | 19.771 | 20.1222 | 20.4797 | 20.8436
F2_Commercial_Lodging (ID)_New_Food Preparation_Natural Gas_Fryer_E3 | F2 | Commercial | Lodging (ID) | New | Food Preparation | Natural Gas | Fryer | E3 | TRC BC Ratio | 0 | 0 | 0 | 0 | 0 | 0 | 0 | 0 | 0 | 0 | 0 | 0 | 0 | 0 | 0 | 0 | 0 | 0 | 0 | 0 | 0 | 0 | 0 | 0 | 0 | 0 | 0
F2_Commercial_Lodging (ID)_New_Food Preparation_Natural Gas_Fryer_E4 | F2 | Commercial | Lodging (ID) | New | Food Preparation | Natural Gas | Fryer | E4 | TRC BC Ratio | 0 | 0 | 0 | 0 | 0 | 0 | 0 | 0 | 0 | 0 | 0 | 0 | 0 | 0 | 0 | 0 | 0 | 0 | 0 | 0 | 0 | 0 | 0 | 0 | 0 | 0 | 0
F2_Commercial_Lodging (ID)_New_Food Preparation_Natural Gas_Fryer_E5 | F2 | Commercial | Lodging (ID) | New | Food Preparation | Natural Gas | Fryer | E5 | TRC BC Ratio | 0 | 0 | 0 | 0 | 0 | 0 | 0 | 0 | 0 | 0 | 0 | 0 | 0 | 0 | 0 | 0 | 0 | 0 | 0 | 0 | 0 | 0 | 0 | 0 | 0 | 0 | 0
F2_Commercial_Lodging (ID)_New_Food Preparation_Natural Gas_Fryer_E6 | F2 | Commercial | Lodging (ID) | New | Food Preparation | Natural Gas | Fryer | E6 | TRC BC Ratio | 0 | 0 | 0 | 0 | 0 | 0 | 0 | 0 | 0 | 0 | 0 | 0 | 0 | 0 | 0 | 0 | 0 | 0 | 0 | 0 | 0 | 0 | 0 | 0 | 0 | 0 | 0
F2_Commercial_Lodging (ID)_New_Food Preparation_Natural Gas_Fryer_E7 | F2 | Commercial | Lodging (ID) | New | Food Preparation | Natural Gas | Fryer | E7 | TRC BC Ratio | 0 | 0 | 0 | 0 | 0 | 0 | 0 | 0 | 0 | 0 | 0 | 0 | 0 | 0 | 0 | 0 | 0 | 0 | 0 | 0 | 0 | 0 | 0 | 0 | 0 | 0 | 0
F2_Commercial_Lodging (ID)_New_Food Preparation_Natural Gas_Fryer_E8 | F2 | Commercial | Lodging (ID) | New | Food Preparation | Natural Gas | Fryer | E8 | TRC BC Ratio | 0 | 0 | 0 | 0 | 0 | 0 | 0 | 0 | 0 | 0 | 0 | 0 | 0 | 0 | 0 | 0 | 0 | 0 | 0 | 0 | 0 | 0 | 0 | 0 | 0 | 0 | 0
F2_Commercial_Lodging (ID)_New_Food Preparation_Natural Gas_Fryer_E9 | F2 | Commercial | Lodging (ID) | New | Food Preparation | Natural Gas | Fryer | E9 | TRC BC Ratio | 0 | 0 | 0 | 0 | 0 | 0 | 0 | 0 | 0 | 0 | 0 | 0 | 0 | 0 | 0 | 0 | 0 | 0 | 0 | 0 | 0 | 0 | 0 | 0 | 0 | 0 | 0
F2_Commercial_Lodging (ID)_New_Food Preparation_Natural Gas_Fryer_E10 | F2 | Commercial | Lodging (ID) | New | Food Preparation | Natural Gas | Fryer | E10 | TRC BC Ratio | 0 | 0 | 0 | 0 | 0 | 0 | 0 | 0 | 0 | 0 | 0 | 0 | 0 | 0 | 0 | 0 | 0 | 0 | 0 | 0 | 0 | 0 | 0 | 0 | 0 | 0 | 0
F3_Commercial_Lodging (ID)_New_Food Preparation_Natural Gas_Fryer_E1 | F3 | Commercial | Lodging (ID) | New | Food Preparation | Natural Gas | Fryer | E1 | PACT BC Ratio | [24 empty] | 1 | 1 | 1 | bar: 2019 to 2042
F3_Commercial_Lodging (ID)_New_Food Preparation_Natural Gas_Fryer_E2 | F3 | Commercial | Lodging (ID) | New | Food Preparation | Natural Gas | Fryer | E2 | PACT BC Ratio | 22.1417 | 22.7233 | 23.3761 | 24.1073 | 24.9215 | 25.8846 | 26.8655 | 27.8319 | 28.7612 | 29.7043 | 30.4719 | 31.1963 | 31.9713 | 32.7336 | 33.4256 | 34.0806 | 34.6784 | 35.2712 | 35.8999 | 36.5171 | 37.1503 | 37.8065 | 38.4703 | 39.1538 | 39.8494 | 40.5573 | 41.2779
F3_Commercial_Lodging (ID)_New_Food Preparation_Natural Gas_Fryer_E3 | F3 | Commercial | Lodging (ID) | New | Food Preparation | Natural Gas | Fryer | E3 | PACT BC Ratio | 0 | 0 | 0 | 0 | 0 | 0 | 0 | 0 | 0 | 0 | 0 | 0 | 0 | 0 | 0 | 0 | 0 | 0 | 0 | 0 | 0 | 0 | 0 | 0 | 0 | 0 | 0
F3_Commercial_Lodging (ID)_New_Food Preparation_Natural Gas_Fryer_E4 | F3 | Commercial | Lodging (ID) | New | Food Preparation | Natural Gas | Fryer | E4 | PACT BC Ratio | 0 | 0 | 0 | 0 | 0 | 0 | 0 | 0 | 0 | 0 | 0 | 0 | 0 | 0 | 0 | 0 | 0 | 0 | 0 | 0 | 0 | 0 | 0 | 0 | 0 | 0 | 0
F3_Commercial_Lodging (ID)_New_Food Preparation_Natural Gas_Fryer_E5 | F3 | Commercial | Lodging (ID) | New | Food Preparation | Natural Gas | Fryer | E5 | PACT BC Ratio | 0 | 0 | 0 | 0 | 0 | 0 | 0 | 0 | 0 | 0 | 0 | 0 | 0 | 0 | 0 | 0 | 0 | 0 | 0 | 0 | 0 | 0 | 0 | 0 | 0 | 0 | 0
F3_Commercial_Lodging (ID)_New_Food Preparation_Natural Gas_Fryer_E6 | F3 | Commercial | Lodging (ID) | New | Food Preparation | Natural Gas | Fryer | E6 | PACT BC Ratio | 0 | 0 | 0 | 0 | 0 | 0 | 0 | 0 | 0 | 0 | 0 | 0 | 0 | 0 | 0 | 0 | 0 | 0 | 0 | 0 | 0 | 0 | 0 | 0 | 0 | 0 | 0
F3_Commercial_Lodging (ID)_New_Food Preparation_Natural Gas_Fryer_E7 | F3 | Commercial | Lodging (ID) | New | Food Preparation | Natural Gas | Fryer | E7 | PACT BC Ratio | 0 | 0 | 0 | 0 | 0 | 0 | 0 | 0 | 0 | 0 | 0 | 0 | 0 | 0 | 0 | 0 | 0 | 0 | 0 | 0 | 0 | 0 | 0 | 0 | 0 | 0 | 0
F3_Commercial_Lodging (ID)_New_Food Preparation_Natural Gas_Fryer_E8 | F3 | Commercial | Lodging (ID) | New | Food Preparation | Natural Gas | Fryer | E8 | PACT BC Ratio | 0 | 0 | 0 | 0 | 0 | 0 | 0 | 0 | 0 | 0 | 0 | 0 | 0 | 0 | 0 | 0 | 0 | 0 | 0 | 0 | 0 | 0 | 0 | 0 | 0 | 0 | 0
F3_Commercial_Lodging (ID)_New_Food Preparation_Natural Gas_Fryer_E9 | F3 | Commercial | Lodging (ID) | New | Food Preparation | Natural Gas | Fryer | E9 | PACT BC Ratio | 0 | 0 | 0 | 0 | 0 | 0 | 0 | 0 | 0 | 0 | 0 | 0 | 0 | 0 | 0 | 0 | 0 | 0 | 0 | 0 | 0 | 0 | 0 | 0 | 0 | 0 | 0
F3_Commercial_Lodging (ID)_New_Food Preparation_Natural Gas_Fryer_E10 | F3 | Commercial | Lodging (ID) | New | Food Preparation | Natural Gas | Fryer | E10 | PACT BC Ratio | 0 | 0 | 0 | 0 | 0 | 0 | 0 | 0 | 0 | 0 | 0 | 0 | 0 | 0 | 0 | 0 | 0 | 0 | 0 | 0 | 0 | 0 | 0 | 0 | 0 | 0 | 0
F4_Commercial_Lodging (ID)_New_Food Preparation_Natural Gas_Fryer_E1 | F4 | Commercial | Lodging (ID) | New | Food Preparation | Natural Gas | Fryer | E1 | RVT BC Ratio | [24 empty] | 1 | 1 | 1 | bar: 2019 to 2042
F4_Commercial_Lodging (ID)_New_Food Preparation_Natural Gas_Fryer_E2 | F4 | Commercial | Lodging (ID) | New | Food Preparation | Natural Gas | Fryer | E2 | RVT BC Ratio | 16.0466 | 16.3609 | 16.7148 | 17.1121 | 17.5551 | 18.0907 | 18.6221 | 19.1245 | 19.5802 | 20.0239 | 20.4835 | 20.9048 | 21.3548 | 21.7909 | 22.1744 | 22.5269 | 22.8346 | 23.1319 | 23.4455 | 23.7431 | 24.0426 | 24.4602 | 24.8825 | 25.3174 | 25.7599 | 26.2104 | 26.6688
F4_Commercial_Lodging (ID)_New_Food Preparation_Natural Gas_Fryer_E3 | F4 | Commercial | Lodging (ID) | New | Food Preparation | Natural Gas | Fryer | E3 | RVT BC Ratio | 0 | 0 | 0 | 0 | 0 | 0 | 0 | 0 | 0 | 0 | 0 | 0 | 0 | 0 | 0 | 0 | 0 | 0 | 0 | 0 | 0 | 0 | 0 | 0 | 0 | 0 | 0
F4_Commercial_Lodging (ID)_New_Food Preparation_Natural Gas_Fryer_E4 | F4 | Commercial | Lodging (ID) | New | Food Preparation | Natural Gas | Fryer | E4 | RVT BC Ratio | 0 | 0 | 0 | 0 | 0 | 0 | 0 | 0 | 0 | 0 | 0 | 0 | 0 | 0 | 0 | 0 | 0 | 0 | 0 | 0 | 0 | 0 | 0 | 0 | 0 | 0 | 0
F4_Commercial_Lodging (ID)_New_Food Preparation_Natural Gas_Fryer_E5 | F4 | Commercial | Lodging (ID) | New | Food Preparation | Natural Gas | Fryer | E5 | RVT BC Ratio | 0 | 0 | 0 | 0 | 0 | 0 | 0 | 0 | 0 | 0 | 0 | 0 | 0 | 0 | 0 | 0 | 0 | 0 | 0 | 0 | 0 | 0 | 0 | 0 | 0 | 0 | 0
F4_Commercial_Lodging (ID)_New_Food Preparation_Natural Gas_Fryer_E6 | F4 | Commercial | Lodging (ID) | New | Food Preparation | Natural Gas | Fryer | E6 | RVT BC Ratio | 0 | 0 | 0 | 0 | 0 | 0 | 0 | 0 | 0 | 0 | 0 | 0 | 0 | 0 | 0 | 0 | 0 | 0 | 0 | 0 | 0 | 0 | 0 | 0 | 0 | 0 | 0
F4_Commercial_Lodging (ID)_New_Food Preparation_Natural Gas_Fryer_E7 | F4 | Commercial | Lodging (ID) | New | Food Preparation | Natural Gas | Fryer | E7 | RVT BC Ratio | 0 | 0 | 0 | 0 | 0 | 0 | 0 | 0 | 0 | 0 | 0 | 0 | 0 | 0 | 0 | 0 | 0 | 0 | 0 | 0 | 0 | 0 | 0 | 0 | 0 | 0 | 0
F4_Commercial_Lodging (ID)_New_Food Preparation_Natural Gas_Fryer_E8 | F4 | Commercial | Lodging (ID) | New | Food Preparation | Natural Gas | Fryer | E8 | RVT BC Ratio | 0 | 0 | 0 | 0 | 0 | 0 | 0 | 0 | 0 | 0 | 0 | 0 | 0 | 0 | 0 | 0 | 0 | 0 | 0 | 0 | 0 | 0 | 0 | 0 | 0 | 0 | 0
F4_Commercial_Lodging (ID)_New_Food Preparation_Natural Gas_Fryer_E9 | F4 | Commercial | Lodging (ID) | New | Food Preparation | Natural Gas | Fryer | E9 | RVT BC Ratio | 0 | 0 | 0 | 0 | 0 | 0 | 0 | 0 | 0 | 0 | 0 | 0 | 0 | 0 | 0 | 0 | 0 | 0 | 0 | 0 | 0 | 0 | 0 | 0 | 0 | 0 | 0
F4_Commercial_Lodging (ID)_New_Food Preparation_Natural Gas_Fryer_E10 | F4 | Commercial | Lodging (ID) | New | Food Preparation | Natural Gas | Fryer | E10 | RVT BC Ratio | 0 | 0 | 0 | 0 | 0 | 0 | 0 | 0 | 0 | 0 | 0 | 0 | 0 | 0 | 0 | 0 | 0 | 0 | 0 | 0 | 0 | 0 | 0 | 0 | 0 | 0 | 0
F5_Commercial_Lodging (ID)_New_Food Preparation_Natural Gas_Fryer_E1 | F5 | Commercial | Lodging (ID) | New | Food Preparation | Natural Gas | Fryer | E1 | RIM BC Ratio | [24 empty] | 1 | 1 | 1 | bar: 2019 to 2042
F5_Commercial_Lodging (ID)_New_Food Preparation_Natural Gas_Fryer_E2 | F5 | Commercial | Lodging (ID) | New | Food Preparation | Natural Gas | Fryer | E2 | RIM BC Ratio | 0.82582 | 0.83143 | 0.83742 | 0.84379 | 0.85052 | 0.85753 | 0.8649 | 0.87271 | 0.88108 | 0.89 | 0.89271 | 0.89569 | 0.89878 | 0.90196 | 0.90524 | 0.90866 | 0.91225 | 0.91602 | 0.91999 | 0.92417 | 0.92858 | 0.92898 | 0.92937 | 0.92977 | 0.93015 | 0.93053 | 0.9309
F5_Commercial_Lodging (ID)_New_Food Preparation_Natural Gas_Fryer_E3 | F5 | Commercial | Lodging (ID) | New | Food Preparation | Natural Gas | Fryer | E3 | RIM BC Ratio | 0 | 0 | 0 | 0 | 0 | 0 | 0 | 0 | 0 | 0 | 0 | 0 | 0 | 0 | 0 | 0 | 0 | 0 | 0 | 0 | 0 | 0 | 0 | 0 | 0 | 0 | 0
F5_Commercial_Lodging (ID)_New_Food Preparation_Natural Gas_Fryer_E4 | F5 | Commercial | Lodging (ID) | New | Food Preparation | Natural Gas | Fryer | E4 | RIM BC Ratio | 0 | 0 | 0 | 0 | 0 | 0 | 0 | 0 | 0 | 0 | 0 | 0 | 0 | 0 | 0 | 0 | 0 | 0 | 0 | 0 | 0 | 0 | 0 | 0 | 0 | 0 | 0
F5_Commercial_Lodging (ID)_New_Food Preparation_Natural Gas_Fryer_E5 | F5 | Commercial | Lodging (ID) | New | Food Preparation | Natural Gas | Fryer | E5 | RIM BC Ratio | 0 | 0 | 0 | 0 | 0 | 0 | 0 | 0 | 0 | 0 | 0 | 0 | 0 | 0 | 0 | 0 | 0 | 0 | 0 | 0 | 0 | 0 | 0 | 0 | 0 | 0 | 0
F5_Commercial_Lodging (ID)_New_Food Preparation_Natural Gas_Fryer_E6 | F5 | Commercial | Lodging (ID) | New | Food Preparation | Natural Gas | Fryer | E6 | RIM BC Ratio | 0 | 0 | 0 | 0 | 0 | 0 | 0 | 0 | 0 | 0 | 0 | 0 | 0 | 0 | 0 | 0 | 0 | 0 | 0 | 0 | 0 | 0 | 0 | 0 | 0 | 0 | 0
F5_Commercial_Lodging (ID)_New_Food Preparation_Natural Gas_Fryer_E7 | F5 | Commercial | Lodging (ID) | New | Food Preparation | Natural Gas | Fryer | E7 | RIM BC Ratio | 0 | 0 | 0 | 0 | 0 | 0 | 0 | 0 | 0 | 0 | 0 | 0 | 0 | 0 | 0 | 0 | 0 | 0 | 0 | 0 | 0 | 0 | 0 | 0 | 0 | 0 | 0
F5_Commercial_Lodging (ID)_New_Food Preparation_Natural Gas_Fryer_E8 | F5 | Commercial | Lodging (ID) | New | Food Preparation | Natural Gas | Fryer | E8 | RIM BC Ratio | 0 | 0 | 0 | 0 | 0 | 0 | 0 | 0 | 0 | 0 | 0 | 0 | 0 | 0 | 0 | 0 | 0 | 0 | 0 | 0 | 0 | 0 | 0 | 0 | 0 | 0 | 0
F5_Commercial_Lodging (ID)_New_Food Preparation_Natural Gas_Fryer_E9 | F5 | Commercial | Lodging (ID) | New | Food Preparation | Natural Gas | Fryer | E9 | RIM BC Ratio | 0 | 0 | 0 | 0 | 0 | 0 | 0 | 0 | 0 | 0 | 0 | 0 | 0 | 0 | 0 | 0 | 0 | 0 | 0 | 0 | 0 | 0 | 0 | 0 | 0 | 0 | 0
F5_Commercial_Lodging (ID)_New_Food Preparation_Natural Gas_Fryer_E10 | F5 | Commercial | Lodging (ID) | New | Food Preparation | Natural Gas | Fryer | E10 | RIM BC Ratio | 0 | 0 | 0 | 0 | 0 | 0 | 0 | 0 | 0 | 0 | 0 | 0 | 0 | 0 | 0 | 0 | 0 | 0 | 0 | 0 | 0 | 0 | 0 | 0 | 0 | 0 | 0
F0_Commercial_Lodging (ID)_New_Food Preparation_Natural Gas_Broiler_E0 | F0 | Commercial | Lodging (ID) | New | Food Preparation | Natural Gas | Broiler | E0 | Economic Unit | Infrared Burners | Infrared Burners | Infrared Burners | Infrared Burners | Infrared Burners | Infrared Burners | Infrared Burners | Infrared Burners | Infrared Burners | Infrared Burners | Infrared Burners | Infrared Burners | Infrared Burners | Infrared Burners | Infrared Burners | Infrared Burners | Infrared Burners | Infrared Burners | Infrared Burners | Infrared Burners | Infrared Burners | Infrared Burners | Infrared Burners | Infrared Burners | Infrared Burners | Infrared Burners | Infrared Burners
F1_Commercial_Lodging (ID)_New_Food Preparation_Natural Gas_Broiler_E1 | F1 | Commercial | Lodging (ID) | New | Food Preparation | Natural Gas | Broiler | E1 | CCE | 0 | 0 | 0 | 0 | 0 | 0 | 0 | 0 | 0 | 0 | 0 | 0 | 0 | 0 | 0 | 0 | 0 | 0 | 0 | 0 | 0 | 0 | 0 | 0 | 0 | 0 | 0
F1_Commercial_Lodging (ID)_New_Food Preparation_Natural Gas_Broiler_E2 | F1 | Commercial | Lodging (ID) | New | Food Preparation | Natural Gas | Broiler | E2 | CCE | 0.00065691 | 0.00065691 | 0.00065691 | 0.00065691 | 0.00065691 | 0.00065691 | 0.00065691 | 0.00065691 | 0.00065691 | 0.00065691 | 0.00065691 | 0.00065691 | 0.00065691 | 0.00065691 | 0.00065691 | 0.00065691 | 0.00065691 | 0.00065691 | 0.00065691 | 0.00065691 | 0.00065691 | 0.00065691 | 0.00065691 | 0.00065691 | 0.00065691 | 0.00065691 | 0.00065691
F1_Commercial_Lodging (ID)_New_Food Preparation_Natural Gas_Broiler_E3 | F1 | Commercial | Lodging (ID) | New | Food Preparation | Natural Gas | Broiler | E3 | CCE | 0 | 0 | 0 | 0 | 0 | 0 | 0 | 0 | 0 | 0 | 0 | 0 | 0 | 0 | 0 | 0 | 0 | 0 | 0 | 0 | 0 | 0 | 0 | 0 | 0 | 0 | 0
F1_Commercial_Lodging (ID)_New_Food Preparation_Natural Gas_Broiler_E4 | F1 | Commercial | Lodging (ID) | New | Food Preparation | Natural Gas | Broiler | E4 | CCE | 0 | 0 | 0 | 0 | 0 | 0 | 0 | 0 | 0 | 0 | 0 | 0 | 0 | 0 | 0 | 0 | 0 | 0 | 0 | 0 | 0 | 0 | 0 | 0 | 0 | 0 | 0
F1_Commercial_Lodging (ID)_New_Food Preparation_Natural Gas_Broiler_E5 | F1 | Commercial | Lodging (ID) | New | Food Preparation | Natural Gas | Broiler | E5 | CCE | 0 | 0 | 0 | 0 | 0 | 0 | 0 | 0 | 0 | 0 | 0 | 0 | 0 | 0 | 0 | 0 | 0 | 0 | 0 | 0 | 0 | 0 | 0 | 0 | 0 | 0 | 0
F1_Commercial_Lodging (ID)_New_Food Preparation_Natural Gas_Broiler_E6 | F1 | Commercial | Lodging (ID) | New | Food Preparation | Natural Gas | Broiler | E6 | CCE | 0 | 0 | 0 | 0 | 0 | 0 | 0 | 0 | 0 | 0 | 0 | 0 | 0 | 0 | 0 | 0 | 0 | 0 | 0 | 0 | 0 | 0 | 0 | 0 | 0 | 0 | 0
F1_Commercial_Lodging (ID)_New_Food Preparation_Natural Gas_Broiler_E7 | F1 | Commercial | Lodging (ID) | New | Food Preparation | Natural Gas | Broiler | E7 | CCE | 0 | 0 | 0 | 0 | 0 | 0 | 0 | 0 | 0 | 0 | 0 | 0 | 0 | 0 | 0 | 0 | 0 | 0 | 0 | 0 | 0 | 0 | 0 | 0 | 0 | 0 | 0
F1_Commercial_Lodging (ID)_New_Food Preparation_Natural Gas_Broiler_E8 | F1 | Commercial | Lodging (ID) | New | Food Preparation | Natural Gas | Broiler | E8 | CCE | 0 | 0 | 0 | 0 | 0 | 0 | 0 | 0 | 0 | 0 | 0 | 0 | 0 | 0 | 0 | 0 | 0 | 0 | 0 | 0 | 0 | 0 | 0 | 0 | 0 | 0 | 0
F1_Commercial_Lodging (ID)_New_Food Preparation_Natural Gas_Broiler_E9 | F1 | Commercial | Lodging (ID) | New | Food Preparation | Natural Gas | Broiler | E9 | CCE | 0 | 0 | 0 | 0 | 0 | 0 | 0 | 0 | 0 | 0 | 0 | 0 | 0 | 0 | 0 | 0 | 0 | 0 | 0 | 0 | 0 | 0 | 0 | 0 | 0 | 0 | 0
F1_Commercial_Lodging (ID)_New_Food Preparation_Natural Gas_Broiler_E10 | F1 | Commercial | Lodging (ID) | New | Food Preparation | Natural Gas | Broiler | E10 | CCE | 0 | 0 | 0 | 0 | 0 | 0 | 0 | 0 | 0 | 0 | 0 | 0 | 0 | 0 | 0 | 0 | 0 | 0 | 0 | 0 | 0 | 0 | 0 | 0 | 0 | 0 | 0
F2_Commercial_Lodging (ID)_New_Food Preparation_Natural Gas_Broiler_E1 | F2 | Commercial | Lodging (ID) | New | Food Preparation | Natural Gas | Broiler | E1 | TRC BC Ratio | [24 empty] | 1 | 1 | 1 | bar: 2019 to 2042
F2_Commercial_Lodging (ID)_New_Food Preparation_Natural Gas_Broiler_E2 | F2 | Commercial | Lodging (ID) | New | Food Preparation | Natural Gas | Broiler | E2 | TRC BC Ratio | 5.4178 | 5.5543 | 5.7161 | 5.9014 | 6.1111 | 6.3661 | 6.6287 | 6.8887 | 7.139 | 7.3928 | 7.5947 | 7.7839 | 7.9871 | 8.1861 | 8.364 | 8.5305 | 8.6798 | 8.8272 | 8.9846 | 9.1382 | 9.296 | 9.46 | 9.6258 | 9.7968 | 9.9709 | 10.148 | 10.3283
F2_Commercial_Lodging (ID)_New_Food Preparation_Natural Gas_Broiler_E3 | F2 | Commercial | Lodging (ID) | New | Food Preparation | Natural Gas | Broiler | E3 | TRC BC Ratio | 0 | 0 | 0 | 0 | 0 | 0 | 0 | 0 | 0 | 0 | 0 | 0 | 0 | 0 | 0 | 0 | 0 | 0 | 0 | 0 | 0 | 0 | 0 | 0 | 0 | 0 | 0
F2_Commercial_Lodging (ID)_New_Food Preparation_Natural Gas_Broiler_E4 | F2 | Commercial | Lodging (ID) | New | Food Preparation | Natural Gas | Broiler | E4 | TRC BC Ratio | 0 | 0 | 0 | 0 | 0 | 0 | 0 | 0 | 0 | 0 | 0 | 0 | 0 | 0 | 0 | 0 | 0 | 0 | 0 | 0 | 0 | 0 | 0 | 0 | 0 | 0 | 0
F2_Commercial_Lodging (ID)_New_Food Preparation_Natural Gas_Broiler_E5 | F2 | Commercial | Lodging (ID) | New | Food Preparation | Natural Gas | Broiler | E5 | TRC BC Ratio | 0 | 0 | 0 | 0 | 0 | 0 | 0 | 0 | 0 | 0 | 0 | 0 | 0 | 0 | 0 | 0 | 0 | 0 | 0 | 0 | 0 | 0 | 0 | 0 | 0 | 0 | 0
F2_Commercial_Lodging (ID)_New_Food Preparation_Natural Gas_Broiler_E6 | F2 | Commercial | Lodging (ID) | New | Food Preparation | Natural Gas | Broiler | E6 | TRC BC Ratio | 0 | 0 | 0 | 0 | 0 | 0 | 0 | 0 | 0 | 0 | 0 | 0 | 0 | 0 | 0 | 0 | 0 | 0 | 0 | 0 | 0 | 0 | 0 | 0 | 0 | 0 | 0
F2_Commercial_Lodging (ID)_New_Food Preparation_Natural Gas_Broiler_E7 | F2 | Commercial | Lodging (ID) | New | Food Preparation | Natural Gas | Broiler | E7 | TRC BC Ratio | 0 | 0 | 0 | 0 | 0 | 0 | 0 | 0 | 0 | 0 | 0 | 0 | 0 | 0 | 0 | 0 | 0 | 0 | 0 | 0 | 0 | 0 | 0 | 0 | 0 | 0 | 0
F2_Commercial_Lodging (ID)_New_Food Preparation_Natural Gas_Broiler_E8 | F2 | Commercial | Lodging (ID) | New | Food Preparation | Natural Gas | Broiler | E8 | TRC BC Ratio | 0 | 0 | 0 | 0 | 0 | 0 | 0 | 0 | 0 | 0 | 0 | 0 | 0 | 0 | 0 | 0 | 0 | 0 | 0 | 0 | 0 | 0 | 0 | 0 | 0 | 0 | 0
F2_Commercial_Lodging (ID)_New_Food Preparation_Natural Gas_Broiler_E9 | F2 | Commercial | Lodging (ID) | New | Food Preparation | Natural Gas | Broiler | E9 | TRC BC Ratio | 0 | 0 | 0 | 0 | 0 | 0 | 0 | 0 | 0 | 0 | 0 | 0 | 0 | 0 | 0 | 0 | 0 | 0 | 0 | 0 | 0 | 0 | 0 | 0 | 0 | 0 | 0
F2_Commercial_Lodging (ID)_New_Food Preparation_Natural Gas_Broiler_E10 | F2 | Commercial | Lodging (ID) | New | Food Preparation | Natural Gas | Broiler | E10 | TRC BC Ratio | 0 | 0 | 0 | 0 | 0 | 0 | 0 | 0 | 0 | 0 | 0 | 0 | 0 | 0 | 0 | 0 | 0 | 0 | 0 | 0 | 0 | 0 | 0 | 0 | 0 | 0 | 0
F3_Commercial_Lodging (ID)_New_Food Preparation_Natural Gas_Broiler_E1 | F3 | Commercial | Lodging (ID) | New | Food Preparation | Natural Gas | Broiler | E1 | PACT BC Ratio | [24 empty] | 1 | 1 | 1 | bar: 2019 to 2042
F3_Commercial_Lodging (ID)_New_Food Preparation_Natural Gas_Broiler_E2 | F3 | Commercial | Lodging (ID) | New | Food Preparation | Natural Gas | Broiler | E2 | PACT BC Ratio | 10.7291 | 10.9995 | 11.3199 | 11.687 | 12.1022 | 12.6073 | 13.1272 | 13.6421 | 14.1378 | 14.6404 | 15.0403 | 15.4149 | 15.8174 | 16.2115 | 16.5638 | 16.8935 | 17.1891 | 17.481 | 17.7928 | 18.097 | 18.4095 | 18.7343 | 19.0626 | 19.4013 | 19.746 | 20.0968 | 20.4538
F3_Commercial_Lodging (ID)_New_Food Preparation_Natural Gas_Broiler_E3 | F3 | Commercial | Lodging (ID) | New | Food Preparation | Natural Gas | Broiler | E3 | PACT BC Ratio | 0 | 0 | 0 | 0 | 0 | 0 | 0 | 0 | 0 | 0 | 0 | 0 | 0 | 0 | 0 | 0 | 0 | 0 | 0 | 0 | 0 | 0 | 0 | 0 | 0 | 0 | 0
F3_Commercial_Lodging (ID)_New_Food Preparation_Natural Gas_Broiler_E4 | F3 | Commercial | Lodging (ID) | New | Food Preparation | Natural Gas | Broiler | E4 | PACT BC Ratio | 0 | 0 | 0 | 0 | 0 | 0 | 0 | 0 | 0 | 0 | 0 | 0 | 0 | 0 | 0 | 0 | 0 | 0 | 0 | 0 | 0 | 0 | 0 | 0 | 0 | 0 | 0
F3_Commercial_Lodging (ID)_New_Food Preparation_Natural Gas_Broiler_E5 | F3 | Commercial | Lodging (ID) | New | Food Preparation | Natural Gas | Broiler | E5 | PACT BC Ratio | 0 | 0 | 0 | 0 | 0 | 0 | 0 | 0 | 0 | 0 | 0 | 0 | 0 | 0 | 0 | 0 | 0 | 0 | 0 | 0 | 0 | 0 | 0 | 0 | 0 | 0 | 0
F3_Commercial_Lodging (ID)_New_Food Preparation_Natural Gas_Broiler_E6 | F3 | Commercial | Lodging (ID) | New | Food Preparation | Natural Gas | Broiler | E6 | PACT BC Ratio | 0 | 0 | 0 | 0 | 0 | 0 | 0 | 0 | 0 | 0 | 0 | 0 | 0 | 0 | 0 | 0 | 0 | 0 | 0 | 0 | 0 | 0 | 0 | 0 | 0 | 0 | 0
F3_Commercial_Lodging (ID)_New_Food Preparation_Natural Gas_Broiler_E7 | F3 | Commercial | Lodging (ID) | New | Food Preparation | Natural Gas | Broiler | E7 | PACT BC Ratio | 0 | 0 | 0 | 0 | 0 | 0 | 0 | 0 | 0 | 0 | 0 | 0 | 0 | 0 | 0 | 0 | 0 | 0 | 0 | 0 | 0 | 0 | 0 | 0 | 0 | 0 | 0
F3_Commercial_Lodging (ID)_New_Food Preparation_Natural Gas_Broiler_E8 | F3 | Commercial | Lodging (ID) | New | Food Preparation | Natural Gas | Broiler | E8 | PACT BC Ratio | 0 | 0 | 0 | 0 | 0 | 0 | 0 | 0 | 0 | 0 | 0 | 0 | 0 | 0 | 0 | 0 | 0 | 0 | 0 | 0 | 0 | 0 | 0 | 0 | 0 | 0 | 0
F3_Commercial_Lodging (ID)_New_Food Preparation_Natural Gas_Broiler_E9 | F3 | Commercial | Lodging (ID) | New | Food Preparation | Natural Gas | Broiler | E9 | PACT BC Ratio | 0 | 0 | 0 | 0 | 0 | 0 | 0 | 0 | 0 | 0 | 0 | 0 | 0 | 0 | 0 | 0 | 0 | 0 | 0 | 0 | 0 | 0 | 0 | 0 | 0 | 0 | 0
F3_Commercial_Lodging (ID)_New_Food Preparation_Natural Gas_Broiler_E10 | F3 | Commercial | Lodging (ID) | New | Food Preparation | Natural Gas | Broiler | E10 | PACT BC Ratio | 0 | 0 | 0 | 0 | 0 | 0 | 0 | 0 | 0 | 0 | 0 | 0 | 0 | 0 | 0 | 0 | 0 | 0 | 0 | 0 | 0 | 0 | 0 | 0 | 0 | 0 | 0
F4_Commercial_Lodging (ID)_New_Food Preparation_Natural Gas_Broiler_E1 | F4 | Commercial | Lodging (ID) | New | Food Preparation | Natural Gas | Broiler | E1 | RVT BC Ratio | [24 empty] | 1 | 1 | 1 | bar: 2019 to 2042
F4_Commercial_Lodging (ID)_New_Food Preparation_Natural Gas_Broiler_E2 | F4 | Commercial | Lodging (ID) | New | Food Preparation | Natural Gas | Broiler | E2 | RVT BC Ratio | 8.0632 | 8.2078 | 8.3776 | 8.5755 | 8.8023 | 9.0853 | 9.3691 | 9.6385 | 9.8824 | 10.1189 | 10.3639 | 10.5865 | 10.8216 | 11.0439 | 11.2351 | 11.4077 | 11.5538 | 11.6932 | 11.8415 | 11.98 | 12.1189 | 12.3256 | 12.5345 | 12.7499 | 12.9692 | 13.1924 | 13.4196
F4_Commercial_Lodging (ID)_New_Food Preparation_Natural Gas_Broiler_E3 | F4 | Commercial | Lodging (ID) | New | Food Preparation | Natural Gas | Broiler | E3 | RVT BC Ratio | 0 | 0 | 0 | 0 | 0 | 0 | 0 | 0 | 0 | 0 | 0 | 0 | 0 | 0 | 0 | 0 | 0 | 0 | 0 | 0 | 0 | 0 | 0 | 0 | 0 | 0 | 0
F4_Commercial_Lodging (ID)_New_Food Preparation_Natural Gas_Broiler_E4 | F4 | Commercial | Lodging (ID) | New | Food Preparation | Natural Gas | Broiler | E4 | RVT BC Ratio | 0 | 0 | 0 | 0 | 0 | 0 | 0 | 0 | 0 | 0 | 0 | 0 | 0 | 0 | 0 | 0 | 0 | 0 | 0 | 0 | 0 | 0 | 0 | 0 | 0 | 0 | 0
F4_Commercial_Lodging (ID)_New_Food Preparation_Natural Gas_Broiler_E5 | F4 | Commercial | Lodging (ID) | New | Food Preparation | Natural Gas | Broiler | E5 | RVT BC Ratio | 0 | 0 | 0 | 0 | 0 | 0 | 0 | 0 | 0 | 0 | 0 | 0 | 0 | 0 | 0 | 0 | 0 | 0 | 0 | 0 | 0 | 0 | 0 | 0 | 0 | 0 | 0
F4_Commercial_Lodging (ID)_New_Food Preparation_Natural Gas_Broiler_E6 | F4 | Commercial | Lodging (ID) | New | Food Preparation | Natural Gas | Broiler | E6 | RVT BC Ratio | 0 | 0 | 0 | 0 | 0 | 0 | 0 | 0 | 0 | 0 | 0 | 0 | 0 | 0 | 0 | 0 | 0 | 0 | 0 | 0 | 0 | 0 | 0 | 0 | 0 | 0 | 0
F4_Commercial_Lodging (ID)_New_Food Preparation_Natural Gas_Broiler_E7 | F4 | Commercial | Lodging (ID) | New | Food Preparation | Natural Gas | Broiler | E7 | RVT BC Ratio | 0 | 0 | 0 | 0 | 0 | 0 | 0 | 0 | 0 | 0 | 0 | 0 | 0 | 0 | 0 | 0 | 0 | 0 | 0 | 0 | 0 | 0 | 0 | 0 | 0 | 0 | 0
F4_Commercial_Lodging (ID)_New_Food Preparation_Natural Gas_Broiler_E8 | F4 | Commercial | Lodging (ID) | New | Food Preparation | Natural Gas | Broiler | E8 | RVT BC Ratio | 0 | 0 | 0 | 0 | 0 | 0 | 0 | 0 | 0 | 0 | 0 | 0 | 0 | 0 | 0 | 0 | 0 | 0 | 0 | 0 | 0 | 0 | 0 | 0 | 0 | 0 | 0
F4_Commercial_Lodging (ID)_New_Food Preparation_Natural Gas_Broiler_E9 | F4 | Commercial | Lodging (ID) | New | Food Preparation | Natural Gas | Broiler | E9 | RVT BC Ratio | 0 | 0 | 0 | 0 | 0 | 0 | 0 | 0 | 0 | 0 | 0 | 0 | 0 | 0 | 0 | 0 | 0 | 0 | 0 | 0 | 0 | 0 | 0 | 0 | 0 | 0 | 0
F4_Commercial_Lodging (ID)_New_Food Preparation_Natural Gas_Broiler_E10 | F4 | Commercial | Lodging (ID) | New | Food Preparation | Natural Gas | Broiler | E10 | RVT BC Ratio | 0 | 0 | 0 | 0 | 0 | 0 | 0 | 0 | 0 | 0 | 0 | 0 | 0 | 0 | 0 | 0 | 0 | 0 | 0 | 0 | 0 | 0 | 0 | 0 | 0 | 0 | 0
F5_Commercial_Lodging (ID)_New_Food Preparation_Natural Gas_Broiler_E1 | F5 | Commercial | Lodging (ID) | New | Food Preparation | Natural Gas | Broiler | E1 | RIM BC Ratio | [24 empty] | 1 | 1 | 1 | bar: 2019 to 2042
F5_Commercial_Lodging (ID)_New_Food Preparation_Natural Gas_Broiler_E2 | F5 | Commercial | Lodging (ID) | New | Food Preparation | Natural Gas | Broiler | E2 | RIM BC Ratio | 0.78678 | 0.79273 | 0.79967 | 0.80698 | 0.8146 | 0.82274 | 0.83126 | 0.84021 | 0.84967 | 0.85972 | 0.86272 | 0.86595 | 0.86962 | 0.87366 | 0.87771 | 0.88188 | 0.88616 | 0.89064 | 0.89537 | 0.90032 | 0.90553 | 0.90631 | 0.90706 | 0.90782 | 0.90856 | 0.90929 | 0.91001
F5_Commercial_Lodging (ID)_New_Food Preparation_Natural Gas_Broiler_E3 | F5 | Commercial | Lodging (ID) | New | Food Preparation | Natural Gas | Broiler | E3 | RIM BC Ratio | 0 | 0 | 0 | 0 | 0 | 0 | 0 | 0 | 0 | 0 | 0 | 0 | 0 | 0 | 0 | 0 | 0 | 0 | 0 | 0 | 0 | 0 | 0 | 0 | 0 | 0 | 0
F5_Commercial_Lodging (ID)_New_Food Preparation_Natural Gas_Broiler_E4 | F5 | Commercial | Lodging (ID) | New | Food Preparation | Natural Gas | Broiler | E4 | RIM BC Ratio | 0 | 0 | 0 | 0 | 0 | 0 | 0 | 0 | 0 | 0 | 0 | 0 | 0 | 0 | 0 | 0 | 0 | 0 | 0 | 0 | 0 | 0 | 0 | 0 | 0 | 0 | 0
F5_Commercial_Lodging (ID)_New_Food Preparation_Natural Gas_Broiler_E5 | F5 | Commercial | Lodging (ID) | New | Food Preparation | Natural Gas | Broiler | E5 | RIM BC Ratio | 0 | 0 | 0 | 0 | 0 | 0 | 0 | 0 | 0 | 0 | 0 | 0 | 0 | 0 | 0 | 0 | 0 | 0 | 0 | 0 | 0 | 0 | 0 | 0 | 0 | 0 | 0
F5_Commercial_Lodging (ID)_New_Food Preparation_Natural Gas_Broiler_E6 | F5 | Commercial | Lodging (ID) | New | Food Preparation | Natural Gas | Broiler | E6 | RIM BC Ratio | 0 | 0 | 0 | 0 | 0 | 0 | 0 | 0 | 0 | 0 | 0 | 0 | 0 | 0 | 0 | 0 | 0 | 0 | 0 | 0 | 0 | 0 | 0 | 0 | 0 | 0 | 0
F5_Commercial_Lodging (ID)_New_Food Preparation_Natural Gas_Broiler_E7 | F5 | Commercial | Lodging (ID) | New | Food Preparation | Natural Gas | Broiler | E7 | RIM BC Ratio | 0 | 0 | 0 | 0 | 0 | 0 | 0 | 0 | 0 | 0 | 0 | 0 | 0 | 0 | 0 | 0 | 0 | 0 | 0 | 0 | 0 | 0 | 0 | 0 | 0 | 0 | 0
F5_Commercial_Lodging (ID)_New_Food Preparation_Natural Gas_Broiler_E8 | F5 | Commercial | Lodging (ID) | New | Food Preparation | Natural Gas | Broiler | E8 | RIM BC Ratio | 0 | 0 | 0 | 0 | 0 | 0 | 0 | 0 | 0 | 0 | 0 | 0 | 0 | 0 | 0 | 0 | 0 | 0 | 0 | 0 | 0 | 0 | 0 | 0 | 0 | 0 | 0
F5_Commercial_Lodging (ID)_New_Food Preparation_Natural Gas_Broiler_E9 | F5 | Commercial | Lodging (ID) | New | Food Preparation | Natural Gas | Broiler | E9 | RIM BC Ratio | 0 | 0 | 0 | 0 | 0 | 0 | 0 | 0 | 0 | 0 | 0 | 0 | 0 | 0 | 0 | 0 | 0 | 0 | 0 | 0 | 0 | 0 | 0 | 0 | 0 | 0 | 0
F5_Commercial_Lodging (ID)_New_Food Preparation_Natural Gas_Broiler_E10 | F5 | Commercial | Lodging (ID) | New | Food Preparation | Natural Gas | Broiler | E10 | RIM BC Ratio | 0 | 0 | 0 | 0 | 0 | 0 | 0 | 0 | 0 | 0 | 0 | 0 | 0 | 0 | 0 | 0 | 0 | 0 | 0 | 0 | 0 | 0 | 0 | 0 | 0 | 0 | 0
F0_Commercial_Lodging (ID)_New_Food Preparation_Natural Gas_Griddle_E0 | F0 | Commercial | Lodging (ID) | New | Food Preparation | Natural Gas | Griddle | E0 | Economic Unit | ENERGY STAR | ENERGY STAR | ENERGY STAR | ENERGY STAR | ENERGY STAR | ENERGY STAR | ENERGY STAR | ENERGY STAR | ENERGY STAR | ENERGY STAR | ENERGY STAR | ENERGY STAR | ENERGY STAR | ENERGY STAR | ENERGY STAR | ENERGY STAR | ENERGY STAR | ENERGY STAR | ENERGY STAR | ENERGY STAR | ENERGY STAR | ENERGY STAR | ENERGY STAR | ENERGY STAR | ENERGY STAR | ENERGY STAR | ENERGY STAR
F1_Commercial_Lodging (ID)_New_Food Preparation_Natural Gas_Griddle_E1 | F1 | Commercial | Lodging (ID) | New | Food Preparation | Natural Gas | Griddle | E1 | CCE | 0 | 0 | 0 | 0 | 0 | 0 | 0 | 0 | 0 | 0 | 0 | 0 | 0 | 0 | 0 | 0 | 0 | 0 | 0 | 0 | 0 | 0 | 0 | 0 | 0 | 0 | 0
F1_Commercial_Lodging (ID)_New_Food Preparation_Natural Gas_Griddle_E2 | F1 | Commercial | Lodging (ID) | New | Food Preparation | Natural Gas | Griddle | E2 | CCE | 0.00098386 | 0.00098386 | 0.00098386 | 0.00098386 | 0.00098386 | 0.00098386 | 0.00098386 | 0.00098386 | 0.00098386 | 0.00098386 | 0.00098386 | 0.00098386 | 0.00098386 | 0.00098386 | 0.00098386 | 0.00098386 | 0.00098386 | 0.00098386 | 0.00098386 | 0.00098386 | 0.00098386 | 0.00098386 | 0.00098386 | 0.00098386 | 0.00098386 | 0.00098386 | 0.00098386
F1_Commercial_Lodging (ID)_New_Food Preparation_Natural Gas_Griddle_E3 | F1 | Commercial | Lodging (ID) | New | Food Preparation | Natural Gas | Griddle | E3 | CCE | 0 | 0 | 0 | 0 | 0 | 0 | 0 | 0 | 0 | 0 | 0 | 0 | 0 | 0 | 0 | 0 | 0 | 0 | 0 | 0 | 0 | 0 | 0 | 0 | 0 | 0 | 0
F1_Commercial_Lodging (ID)_New_Food Preparation_Natural Gas_Griddle_E4 | F1 | Commercial | Lodging (ID) | New | Food Preparation | Natural Gas | Griddle | E4 | CCE | 0 | 0 | 0 | 0 | 0 | 0 | 0 | 0 | 0 | 0 | 0 | 0 | 0 | 0 | 0 | 0 | 0 | 0 | 0 | 0 | 0 | 0 | 0 | 0 | 0 | 0 | 0
F1_Commercial_Lodging (ID)_New_Food Preparation_Natural Gas_Griddle_E5 | F1 | Commercial | Lodging (ID) | New | Food Preparation | Natural Gas | Griddle | E5 | CCE | 0 | 0 | 0 | 0 | 0 | 0 | 0 | 0 | 0 | 0 | 0 | 0 | 0 | 0 | 0 | 0 | 0 | 0 | 0 | 0 | 0 | 0 | 0 | 0 | 0 | 0 | 0
F1_Commercial_Lodging (ID)_New_Food Preparation_Natural Gas_Griddle_E6 | F1 | Commercial | Lodging (ID) | New | Food Preparation | Natural Gas | Griddle | E6 | CCE | 0 | 0 | 0 | 0 | 0 | 0 | 0 | 0 | 0 | 0 | 0 | 0 | 0 | 0 | 0 | 0 | 0 | 0 | 0 | 0 | 0 | 0 | 0 | 0 | 0 | 0 | 0
F1_Commercial_Lodging (ID)_New_Food Preparation_Natural Gas_Griddle_E7 | F1 | Commercial | Lodging (ID) | New | Food Preparation | Natural Gas | Griddle | E7 | CCE | 0 | 0 | 0 | 0 | 0 | 0 | 0 | 0 | 0 | 0 | 0 | 0 | 0 | 0 | 0 | 0 | 0 | 0 | 0 | 0 | 0 | 0 | 0 | 0 | 0 | 0 | 0
F1_Commercial_Lodging (ID)_New_Food Preparation_Natural Gas_Griddle_E8 | F1 | Commercial | Lodging (ID) | New | Food Preparation | Natural Gas | Griddle | E8 | CCE | 0 | 0 | 0 | 0 | 0 | 0 | 0 | 0 | 0 | 0 | 0 | 0 | 0 | 0 | 0 | 0 | 0 | 0 | 0 | 0 | 0 | 0 | 0 | 0 | 0 | 0 | 0
F1_Commercial_Lodging (ID)_New_Food Preparation_Natural Gas_Griddle_E9 | F1 | Commercial | Lodging (ID) | New | Food Preparation | Natural Gas | Griddle | E9 | CCE | 0 | 0 | 0 | 0 | 0 | 0 | 0 | 0 | 0 | 0 | 0 | 0 | 0 | 0 | 0 | 0 | 0 | 0 | 0 | 0 | 0 | 0 | 0 | 0 | 0 | 0 | 0
F1_Commercial_Lodging (ID)_New_Food Preparation_Natural Gas_Griddle_E10 | F1 | Commercial | Lodging (ID) | New | Food Preparation | Natural Gas | Griddle | E10 | CCE | 0 | 0 | 0 | 0 | 0 | 0 | 0 | 0 | 0 | 0 | 0 | 0 | 0 | 0 | 0 | 0 | 0 | 0 | 0 | 0 | 0 | 0 | 0 | 0 | 0 | 0 | 0
F2_Commercial_Lodging (ID)_New_Food Preparation_Natural Gas_Griddle_E1 | F2 | Commercial | Lodging (ID) | New | Food Preparation | Natural Gas | Griddle | E1 | TRC BC Ratio | [24 empty] | 1 | 1 | 1 | bar: 2019 to 2042
F2_Commercial_Lodging (ID)_New_Food Preparation_Natural Gas_Griddle_E2 | F2 | Commercial | Lodging (ID) | New | Food Preparation | Natural Gas | Griddle | E2 | TRC BC Ratio | 3.6174 | 3.7085 | 3.8166 | 3.9403 | 4.0803 | 4.2506 | 4.4259 | 4.5995 | 4.7666 | 4.9361 | 5.0709 | 5.1972 | 5.3329 | 5.4658 | 5.5846 | 5.6957 | 5.7954 | 5.8938 | 5.9989 | 6.1015 | 6.2068 | 6.3164 | 6.427 | 6.5412 | 6.6574 | 6.7757 | 6.8961
F2_Commercial_Lodging (ID)_New_Food Preparation_Natural Gas_Griddle_E3 | F2 | Commercial | Lodging (ID) | New | Food Preparation | Natural Gas | Griddle | E3 | TRC BC Ratio | 0 | 0 | 0 | 0 | 0 | 0 | 0 | 0 | 0 | 0 | 0 | 0 | 0 | 0 | 0 | 0 | 0 | 0 | 0 | 0 | 0 | 0 | 0 | 0 | 0 | 0 | 0
F2_Commercial_Lodging (ID)_New_Food Preparation_Natural Gas_Griddle_E4 | F2 | Commercial | Lodging (ID) | New | Food Preparation | Natural Gas | Griddle | E4 | TRC BC Ratio | 0 | 0 | 0 | 0 | 0 | 0 | 0 | 0 | 0 | 0 | 0 | 0 | 0 | 0 | 0 | 0 | 0 | 0 | 0 | 0 | 0 | 0 | 0 | 0 | 0 | 0 | 0
F2_Commercial_Lodging (ID)_New_Food Preparation_Natural Gas_Griddle_E5 | F2 | Commercial | Lodging (ID) | New | Food Preparation | Natural Gas | Griddle | E5 | TRC BC Ratio | 0 | 0 | 0 | 0 | 0 | 0 | 0 | 0 | 0 | 0 | 0 | 0 | 0 | 0 | 0 | 0 | 0 | 0 | 0 | 0 | 0 | 0 | 0 | 0 | 0 | 0 | 0
F2_Commercial_Lodging (ID)_New_Food Preparation_Natural Gas_Griddle_E6 | F2 | Commercial | Lodging (ID) | New | Food Preparation | Natural Gas | Griddle | E6 | TRC BC Ratio | 0 | 0 | 0 | 0 | 0 | 0 | 0 | 0 | 0 | 0 | 0 | 0 | 0 | 0 | 0 | 0 | 0 | 0 | 0 | 0 | 0 | 0 | 0 | 0 | 0 | 0 | 0
F2_Commercial_Lodging (ID)_New_Food Preparation_Natural Gas_Griddle_E7 | F2 | Commercial | Lodging (ID) | New | Food Preparation | Natural Gas | Griddle | E7 | TRC BC Ratio | 0 | 0 | 0 | 0 | 0 | 0 | 0 | 0 | 0 | 0 | 0 | 0 | 0 | 0 | 0 | 0 | 0 | 0 | 0 | 0 | 0 | 0 | 0 | 0 | 0 | 0 | 0
F2_Commercial_Lodging (ID)_New_Food Preparation_Natural Gas_Griddle_E8 | F2 | Commercial | Lodging (ID) | New | Food Preparation | Natural Gas | Griddle | E8 | TRC BC Ratio | 0 | 0 | 0 | 0 | 0 | 0 | 0 | 0 | 0 | 0 | 0 | 0 | 0 | 0 | 0 | 0 | 0 | 0 | 0 | 0 | 0 | 0 | 0 | 0 | 0 | 0 | 0
F2_Commercial_Lodging (ID)_New_Food Preparation_Natural Gas_Griddle_E9 | F2 | Commercial | Lodging (ID) | New | Food Preparation | Natural Gas | Griddle | E9 | TRC BC Ratio | 0 | 0 | 0 | 0 | 0 | 0 | 0 | 0 | 0 | 0 | 0 | 0 | 0 | 0 | 0 | 0 | 0 | 0 | 0 | 0 | 0 | 0 | 0 | 0 | 0 | 0 | 0
F2_Commercial_Lodging (ID)_New_Food Preparation_Natural Gas_Griddle_E10 | F2 | Commercial | Lodging (ID) | New | Food Preparation | Natural Gas | Griddle | E10 | TRC BC Ratio | 0 | 0 | 0 | 0 | 0 | 0 | 0 | 0 | 0 | 0 | 0 | 0 | 0 | 0 | 0 | 0 | 0 | 0 | 0 | 0 | 0 | 0 | 0 | 0 | 0 | 0 | 0
F3_Commercial_Lodging (ID)_New_Food Preparation_Natural Gas_Griddle_E1 | F3 | Commercial | Lodging (ID) | New | Food Preparation | Natural Gas | Griddle | E1 | PACT BC Ratio | [24 empty] | 1 | 1 | 1 | bar: 2019 to 2042
F3_Commercial_Lodging (ID)_New_Food Preparation_Natural Gas_Griddle_E2 | F3 | Commercial | Lodging (ID) | New | Food Preparation | Natural Gas | Griddle | E2 | PACT BC Ratio | 7.1637 | 7.3443 | 7.5582 | 7.8033 | 8.0805 | 8.4178 | 8.7649 | 9.1087 | 9.4397 | 9.7752 | 10.0422 | 10.2924 | 10.5611 | 10.8242 | 11.0595 | 11.2796 | 11.477 | 11.6719 | 11.8801 | 12.0832 | 12.2918 | 12.5087 | 12.7279 | 12.954 | 13.1842 | 13.4184 | 13.6568
F3_Commercial_Lodging (ID)_New_Food Preparation_Natural Gas_Griddle_E3 | F3 | Commercial | Lodging (ID) | New | Food Preparation | Natural Gas | Griddle | E3 | PACT BC Ratio | 0 | 0 | 0 | 0 | 0 | 0 | 0 | 0 | 0 | 0 | 0 | 0 | 0 | 0 | 0 | 0 | 0 | 0 | 0 | 0 | 0 | 0 | 0 | 0 | 0 | 0 | 0
F3_Commercial_Lodging (ID)_New_Food Preparation_Natural Gas_Griddle_E4 | F3 | Commercial | Lodging (ID) | New | Food Preparation | Natural Gas | Griddle | E4 | PACT BC Ratio | 0 | 0 | 0 | 0 | 0 | 0 | 0 | 0 | 0 | 0 | 0 | 0 | 0 | 0 | 0 | 0 | 0 | 0 | 0 | 0 | 0 | 0 | 0 | 0 | 0 | 0 | 0
F3_Commercial_Lodging (ID)_New_Food Preparation_Natural Gas_Griddle_E5 | F3 | Commercial | Lodging (ID) | New | Food Preparation | Natural Gas | Griddle | E5 | PACT BC Ratio | 0 | 0 | 0 | 0 | 0 | 0 | 0 | 0 | 0 | 0 | 0 | 0 | 0 | 0 | 0 | 0 | 0 | 0 | 0 | 0 | 0 | 0 | 0 | 0 | 0 | 0 | 0
F3_Commercial_Lodging (ID)_New_Food Preparation_Natural Gas_Griddle_E6 | F3 | Commercial | Lodging (ID) | New | Food Preparation | Natural Gas | Griddle | E6 | PACT BC Ratio | 0 | 0 | 0 | 0 | 0 | 0 | 0 | 0 | 0 | 0 | 0 | 0 | 0 | 0 | 0 | 0 | 0 | 0 | 0 | 0 | 0 | 0 | 0 | 0 | 0 | 0 | 0
F3_Commercial_Lodging (ID)_New_Food Preparation_Natural Gas_Griddle_E7 | F3 | Commercial | Lodging (ID) | New | Food Preparation | Natural Gas | Griddle | E7 | PACT BC Ratio | 0 | 0 | 0 | 0 | 0 | 0 | 0 | 0 | 0 | 0 | 0 | 0 | 0 | 0 | 0 | 0 | 0 | 0 | 0 | 0 | 0 | 0 | 0 | 0 | 0 | 0 | 0
F3_Commercial_Lodging (ID)_New_Food Preparation_Natural Gas_Griddle_E8 | F3 | Commercial | Lodging (ID) | New | Food Preparation | Natural Gas | Griddle | E8 | PACT BC Ratio | 0 | 0 | 0 | 0 | 0 | 0 | 0 | 0 | 0 | 0 | 0 | 0 | 0 | 0 | 0 | 0 | 0 | 0 | 0 | 0 | 0 | 0 | 0 | 0 | 0 | 0 | 0
F3_Commercial_Lodging (ID)_New_Food Preparation_Natural Gas_Griddle_E9 | F3 | Commercial | Lodging (ID) | New | Food Preparation | Natural Gas | Griddle | E9 | PACT BC Ratio | 0 | 0 | 0 | 0 | 0 | 0 | 0 | 0 | 0 | 0 | 0 | 0 | 0 | 0 | 0 | 0 | 0 | 0 | 0 | 0 | 0 | 0 | 0 | 0 | 0 | 0 | 0
F3_Commercial_Lodging (ID)_New_Food Preparation_Natural Gas_Griddle_E10 | F3 | Commercial | Lodging (ID) | New | Food Preparation | Natural Gas | Griddle | E10 | PACT BC Ratio | 0 | 0 | 0 | 0 | 0 | 0 | 0 | 0 | 0 | 0 | 0 | 0 | 0 | 0 | 0 | 0 | 0 | 0 | 0 | 0 | 0 | 0 | 0 | 0 | 0 | 0 | 0
F4_Commercial_Lodging (ID)_New_Food Preparation_Natural Gas_Griddle_E1 | F4 | Commercial | Lodging (ID) | New | Food Preparation | Natural Gas | Griddle | E1 | RVT BC Ratio | [24 empty] | 1 | 1 | 1 | bar: 2019 to 2042
F4_Commercial_Lodging (ID)_New_Food Preparation_Natural Gas_Griddle_E2 | F4 | Commercial | Lodging (ID) | New | Food Preparation | Natural Gas | Griddle | E2 | RVT BC Ratio | 5.5186 | 5.6152 | 5.7285 | 5.8607 | 6.0121 | 6.201 | 6.3905 | 6.5704 | 6.7333 | 6.8912 | 7.0548 | 7.2034 | 7.3603 | 7.5088 | 7.6365 | 7.7517 | 7.8492 | 7.9423 | 8.0413 | 8.1338 | 8.2266 | 8.3646 | 8.504 | 8.6479 | 8.7943 | 8.9434 | 9.095
F4_Commercial_Lodging (ID)_New_Food Preparation_Natural Gas_Griddle_E3 | F4 | Commercial | Lodging (ID) | New | Food Preparation | Natural Gas | Griddle | E3 | RVT BC Ratio | 0 | 0 | 0 | 0 | 0 | 0 | 0 | 0 | 0 | 0 | 0 | 0 | 0 | 0 | 0 | 0 | 0 | 0 | 0 | 0 | 0 | 0 | 0 | 0 | 0 | 0 | 0
F4_Commercial_Lodging (ID)_New_Food Preparation_Natural Gas_Griddle_E4 | F4 | Commercial | Lodging (ID) | New | Food Preparation | Natural Gas | Griddle | E4 | RVT BC Ratio | 0 | 0 | 0 | 0 | 0 | 0 | 0 | 0 | 0 | 0 | 0 | 0 | 0 | 0 | 0 | 0 | 0 | 0 | 0 | 0 | 0 | 0 | 0 | 0 | 0 | 0 | 0
F4_Commercial_Lodging (ID)_New_Food Preparation_Natural Gas_Griddle_E5 | F4 | Commercial | Lodging (ID) | New | Food Preparation | Natural Gas | Griddle | E5 | RVT BC Ratio | 0 | 0 | 0 | 0 | 0 | 0 | 0 | 0 | 0 | 0 | 0 | 0 | 0 | 0 | 0 | 0 | 0 | 0 | 0 | 0 | 0 | 0 | 0 | 0 | 0 | 0 | 0
F4_Commercial_Lodging (ID)_New_Food Preparation_Natural Gas_Griddle_E6 | F4 | Commercial | Lodging (ID) | New | Food Preparation | Natural Gas | Griddle | E6 | RVT BC Ratio | 0 | 0 | 0 | 0 | 0 | 0 | 0 | 0 | 0 | 0 | 0 | 0 | 0 | 0 | 0 | 0 | 0 | 0 | 0 | 0 | 0 | 0 | 0 | 0 | 0 | 0 | 0
F4_Commercial_Lodging (ID)_New_Food Preparation_Natural Gas_Griddle_E7 | F4 | Commercial | Lodging (ID) | New | Food Preparation | Natural Gas | Griddle | E7 | RVT BC Ratio | 0 | 0 | 0 | 0 | 0 | 0 | 0 | 0 | 0 | 0 | 0 | 0 | 0 | 0 | 0 | 0 | 0 | 0 | 0 | 0 | 0 | 0 | 0 | 0 | 0 | 0 | 0
F4_Commercial_Lodging (ID)_New_Food Preparation_Natural Gas_Griddle_E8 | F4 | Commercial | Lodging (ID) | New | Food Preparation | Natural Gas | Griddle | E8 | RVT BC Ratio | 0 | 0 | 0 | 0 | 0 | 0 | 0 | 0 | 0 | 0 | 0 | 0 | 0 | 0 | 0 | 0 | 0 | 0 | 0 | 0 | 0 | 0 | 0 | 0 | 0 | 0 | 0
F4_Commercial_Lodging (ID)_New_Food Preparation_Natural Gas_Griddle_E9 | F4 | Commercial | Lodging (ID) | New | Food Preparation | Natural Gas | Griddle | E9 | RVT BC Ratio | 0 | 0 | 0 | 0 | 0 | 0 | 0 | 0 | 0 | 0 | 0 | 0 | 0 | 0 | 0 | 0 | 0 | 0 | 0 | 0 | 0 | 0 | 0 | 0 | 0 | 0 | 0
F4_Commercial_Lodging (ID)_New_Food Preparation_Natural Gas_Griddle_E10 | F4 | Commercial | Lodging (ID) | New | Food Preparation | Natural Gas | Griddle | E10 | RVT BC Ratio | 0 | 0 | 0 | 0 | 0 | 0 | 0 | 0 | 0 | 0 | 0 | 0 | 0 | 0 | 0 | 0 | 0 | 0 | 0 | 0 | 0 | 0 | 0 | 0 | 0 | 0 | 0
F5_Commercial_Lodging (ID)_New_Food Preparation_Natural Gas_Griddle_E1 | F5 | Commercial | Lodging (ID) | New | Food Preparation | Natural Gas | Griddle | E1 | RIM BC Ratio | [24 empty] | 1 | 1 | 1 | bar: 2019 to 2042
F5_Commercial_Lodging (ID)_New_Food Preparation_Natural Gas_Griddle_E2 | F5 | Commercial | Lodging (ID) | New | Food Preparation | Natural Gas | Griddle | E2 | RIM BC Ratio | 0.75908 | 0.76528 | 0.77251 | 0.78017 | 0.7882 | 0.79686 | 0.80587 | 0.81522 | 0.825 | 0.8353 | 0.83877 | 0.8424 | 0.84646 | 0.85083 | 0.85516 | 0.85954 | 0.86399 | 0.86862 | 0.87349 | 0.87857 | 0.8839 | 0.885 | 0.88608 | 0.88716 | 0.88822 | 0.88926 | 0.89029
F5_Commercial_Lodging (ID)_New_Food Preparation_Natural Gas_Griddle_E3 | F5 | Commercial | Lodging (ID) | New | Food Preparation | Natural Gas | Griddle | E3 | RIM BC Ratio | 0 | 0 | 0 | 0 | 0 | 0 | 0 | 0 | 0 | 0 | 0 | 0 | 0 | 0 | 0 | 0 | 0 | 0 | 0 | 0 | 0 | 0 | 0 | 0 | 0 | 0 | 0
F5_Commercial_Lodging (ID)_New_Food Preparation_Natural Gas_Griddle_E4 | F5 | Commercial | Lodging (ID) | New | Food Preparation | Natural Gas | Griddle | E4 | RIM BC Ratio | 0 | 0 | 0 | 0 | 0 | 0 | 0 | 0 | 0 | 0 | 0 | 0 | 0 | 0 | 0 | 0 | 0 | 0 | 0 | 0 | 0 | 0 | 0 | 0 | 0 | 0 | 0
F5_Commercial_Lodging (ID)_New_Food Preparation_Natural Gas_Griddle_E5 | F5 | Commercial | Lodging (ID) | New | Food Preparation | Natural Gas | Griddle | E5 | RIM BC Ratio | 0 | 0 | 0 | 0 | 0 | 0 | 0 | 0 | 0 | 0 | 0 | 0 | 0 | 0 | 0 | 0 | 0 | 0 | 0 | 0 | 0 | 0 | 0 | 0 | 0 | 0 | 0
F5_Commercial_Lodging (ID)_New_Food Preparation_Natural Gas_Griddle_E6 | F5 | Commercial | Lodging (ID) | New | Food Preparation | Natural Gas | Griddle | E6 | RIM BC Ratio | 0 | 0 | 0 | 0 | 0 | 0 | 0 | 0 | 0 | 0 | 0 | 0 | 0 | 0 | 0 | 0 | 0 | 0 | 0 | 0 | 0 | 0 | 0 | 0 | 0 | 0 | 0
F5_Commercial_Lodging (ID)_New_Food Preparation_Natural Gas_Griddle_E7 | F5 | Commercial | Lodging (ID) | New | Food Preparation | Natural Gas | Griddle | E7 | RIM BC Ratio | 0 | 0 | 0 | 0 | 0 | 0 | 0 | 0 | 0 | 0 | 0 | 0 | 0 | 0 | 0 | 0 | 0 | 0 | 0 | 0 | 0 | 0 | 0 | 0 | 0 | 0 | 0
F5_Commercial_Lodging (ID)_New_Food Preparation_Natural Gas_Griddle_E8 | F5 | Commercial | Lodging (ID) | New | Food Preparation | Natural Gas | Griddle | E8 | RIM BC Ratio | 0 | 0 | 0 | 0 | 0 | 0 | 0 | 0 | 0 | 0 | 0 | 0 | 0 | 0 | 0 | 0 | 0 | 0 | 0 | 0 | 0 | 0 | 0 | 0 | 0 | 0 | 0
F5_Commercial_Lodging (ID)_New_Food Preparation_Natural Gas_Griddle_E9 | F5 | Commercial | Lodging (ID) | New | Food Preparation | Natural Gas | Griddle | E9 | RIM BC Ratio | 0 | 0 | 0 | 0 | 0 | 0 | 0 | 0 | 0 | 0 | 0 | 0 | 0 | 0 | 0 | 0 | 0 | 0 | 0 | 0 | 0 | 0 | 0 | 0 | 0 | 0 | 0
F5_Commercial_Lodging (ID)_New_Food Preparation_Natural Gas_Griddle_E10 | F5 | Commercial | Lodging (ID) | New | Food Preparation | Natural Gas | Griddle | E10 | RIM BC Ratio | 0 | 0 | 0 | 0 | 0 | 0 | 0 | 0 | 0 | 0 | 0 | 0 | 0 | 0 | 0 | 0 | 0 | 0 | 0 | 0 | 0 | 0 | 0 | 0 | 0 | 0 | 0
F0_Commercial_Lodging (ID)_New_Food Preparation_Natural Gas_Range_E0 | F0 | Commercial | Lodging (ID) | New | Food Preparation | Natural Gas | Range | E0 | Economic Unit | High Efficiency | High Efficiency | High Efficiency | High Efficiency | High Efficiency | High Efficiency | High Efficiency | High Efficiency | High Efficiency | High Efficiency | High Efficiency | High Efficiency | High Efficiency | High Efficiency | High Efficiency | High Efficiency | High Efficiency | High Efficiency | High Efficiency | High Efficiency | High Efficiency | High Efficiency | High Efficiency | High Efficiency | High Efficiency | High Efficiency | High Efficiency
F1_Commercial_Lodging (ID)_New_Food Preparation_Natural Gas_Range_E1 | F1 | Commercial | Lodging (ID) | New | Food Preparation | Natural Gas | Range | E1 | CCE | 0 | 0 | 0 | 0 | 0 | 0 | 0 | 0 | 0 | 0 | 0 | 0 | 0 | 0 | 0 | 0 | 0 | 0 | 0 | 0 | 0 | 0 | 0 | 0 | 0 | 0 | 0
F1_Commercial_Lodging (ID)_New_Food Preparation_Natural Gas_Range_E2 | F1 | Commercial | Lodging (ID) | New | Food Preparation | Natural Gas | Range | E2 | CCE | 4.0279e-06 | 4.0279e-06 | 4.0279e-06 | 4.0279e-06 | 4.0279e-06 | 4.0279e-06 | 4.0279e-06 | 4.0279e-06 | 4.0279e-06 | 4.0279e-06 | 4.0279e-06 | 4.0279e-06 | 4.0279e-06 | 4.0279e-06 | 4.0279e-06 | 4.0279e-06 | 4.0279e-06 | 4.0279e-06 | 4.0279e-06 | 4.0279e-06 | 4.0279e-06 | 4.0279e-06 | 4.0279e-06 | 4.0279e-06 | 4.0279e-06 | 4.0279e-06 | 4.0279e-06
F1_Commercial_Lodging (ID)_New_Food Preparation_Natural Gas_Range_E3 | F1 | Commercial | Lodging (ID) | New | Food Preparation | Natural Gas | Range | E3 | CCE | 0 | 0 | 0 | 0 | 0 | 0 | 0 | 0 | 0 | 0 | 0 | 0 | 0 | 0 | 0 | 0 | 0 | 0 | 0 | 0 | 0 | 0 | 0 | 0 | 0 | 0 | 0
F1_Commercial_Lodging (ID)_New_Food Preparation_Natural Gas_Range_E4 | F1 | Commercial | Lodging (ID) | New | Food Preparation | Natural Gas | Range | E4 | CCE | 0 | 0 | 0 | 0 | 0 | 0 | 0 | 0 | 0 | 0 | 0 | 0 | 0 | 0 | 0 | 0 | 0 | 0 | 0 | 0 | 0 | 0 | 0 | 0 | 0 | 0 | 0
F1_Commercial_Lodging (ID)_New_Food Preparation_Natural Gas_Range_E5 | F1 | Commercial | Lodging (ID) | New | Food Preparation | Natural Gas | Range | E5 | CCE | 0 | 0 | 0 | 0 | 0 | 0 | 0 | 0 | 0 | 0 | 0 | 0 | 0 | 0 | 0 | 0 | 0 | 0 | 0 | 0 | 0 | 0 | 0 | 0 | 0 | 0 | 0
F1_Commercial_Lodging (ID)_New_Food Preparation_Natural Gas_Range_E6 | F1 | Commercial | Lodging (ID) | New | Food Preparation | Natural Gas | Range | E6 | CCE | 0 | 0 | 0 | 0 | 0 | 0 | 0 | 0 | 0 | 0 | 0 | 0 | 0 | 0 | 0 | 0 | 0 | 0 | 0 | 0 | 0 | 0 | 0 | 0 | 0 | 0 | 0
F1_Commercial_Lodging (ID)_New_Food Preparation_Natural Gas_Range_E7 | F1 | Commercial | Lodging (ID) | New | Food Preparation | Natural Gas | Range | E7 | CCE | 0 | 0 | 0 | 0 | 0 | 0 | 0 | 0 | 0 | 0 | 0 | 0 | 0 | 0 | 0 | 0 | 0 | 0 | 0 | 0 | 0 | 0 | 0 | 0 | 0 | 0 | 0
F1_Commercial_Lodging (ID)_New_Food Preparation_Natural Gas_Range_E8 | F1 | Commercial | Lodging (ID) | New | Food Preparation | Natural Gas | Range | E8 | CCE | 0 | 0 | 0 | 0 | 0 | 0 | 0 | 0 | 0 | 0 | 0 | 0 | 0 | 0 | 0 | 0 | 0 | 0 | 0 | 0 | 0 | 0 | 0 | 0 | 0 | 0 | 0
F1_Commercial_Lodging (ID)_New_Food Preparation_Natural Gas_Range_E9 | F1 | Commercial | Lodging (ID) | New | Food Preparation | Natural Gas | Range | E9 | CCE | 0 | 0 | 0 | 0 | 0 | 0 | 0 | 0 | 0 | 0 | 0 | 0 | 0 | 0 | 0 | 0 | 0 | 0 | 0 | 0 | 0 | 0 | 0 | 0 | 0 | 0 | 0
F1_Commercial_Lodging (ID)_New_Food Preparation_Natural Gas_Range_E10 | F1 | Commercial | Lodging (ID) | New | Food Preparation | Natural Gas | Range | E10 | CCE | 0 | 0 | 0 | 0 | 0 | 0 | 0 | 0 | 0 | 0 | 0 | 0 | 0 | 0 | 0 | 0 | 0 | 0 | 0 | 0 | 0 | 0 | 0 | 0 | 0 | 0 | 0
F2_Commercial_Lodging (ID)_New_Food Preparation_Natural Gas_Range_E1 | F2 | Commercial | Lodging (ID) | New | Food Preparation | Natural Gas | Range | E1 | TRC BC Ratio | [24 empty] | 1 | 1 | 1 | bar: 2019 to 2042
F2_Commercial_Lodging (ID)_New_Food Preparation_Natural Gas_Range_E2 | F2 | Commercial | Lodging (ID) | New | Food Preparation | Natural Gas | Range | E2 | TRC BC Ratio | 861.0229 | 880.9005 | 905.9042 | 935.3999 | 969.7004 | 1012.9597 | 1058.0178 | 1102.9436 | 1146.2762 | 1190.2049 | 1224.49 | 1256.3824 | 1290.7665 | 1324.2617 | 1353.8023 | 1381.1547 | 1405.2764 | 1428.9872 | 1454.4887 | 1479.2154 | 1504.652 | 1531.1783 | 1557.9591 | 1585.6376 | 1613.8079 | 1642.4787 | 1671.6588
F2_Commercial_Lodging (ID)_New_Food Preparation_Natural Gas_Range_E3 | F2 | Commercial | Lodging (ID) | New | Food Preparation | Natural Gas | Range | E3 | TRC BC Ratio | 0 | 0 | 0 | 0 | 0 | 0 | 0 | 0 | 0 | 0 | 0 | 0 | 0 | 0 | 0 | 0 | 0 | 0 | 0 | 0 | 0 | 0 | 0 | 0 | 0 | 0 | 0
F2_Commercial_Lodging (ID)_New_Food Preparation_Natural Gas_Range_E4 | F2 | Commercial | Lodging (ID) | New | Food Preparation | Natural Gas | Range | E4 | TRC BC Ratio | 0 | 0 | 0 | 0 | 0 | 0 | 0 | 0 | 0 | 0 | 0 | 0 | 0 | 0 | 0 | 0 | 0 | 0 | 0 | 0 | 0 | 0 | 0 | 0 | 0 | 0 | 0
F2_Commercial_Lodging (ID)_New_Food Preparation_Natural Gas_Range_E5 | F2 | Commercial | Lodging (ID) | New | Food Preparation | Natural Gas | Range | E5 | TRC BC Ratio | 0 | 0 | 0 | 0 | 0 | 0 | 0 | 0 | 0 | 0 | 0 | 0 | 0 | 0 | 0 | 0 | 0 | 0 | 0 | 0 | 0 | 0 | 0 | 0 | 0 | 0 | 0
F2_Commercial_Lodging (ID)_New_Food Preparation_Natural Gas_Range_E6 | F2 | Commercial | Lodging (ID) | New | Food Preparation | Natural Gas | Range | E6 | TRC BC Ratio | 0 | 0 | 0 | 0 | 0 | 0 | 0 | 0 | 0 | 0 | 0 | 0 | 0 | 0 | 0 | 0 | 0 | 0 | 0 | 0 | 0 | 0 | 0 | 0 | 0 | 0 | 0
F2_Commercial_Lodging (ID)_New_Food Preparation_Natural Gas_Range_E7 | F2 | Commercial | Lodging (ID) | New | Food Preparation | Natural Gas | Range | E7 | TRC BC Ratio | 0 | 0 | 0 | 0 | 0 | 0 | 0 | 0 | 0 | 0 | 0 | 0 | 0 | 0 | 0 | 0 | 0 | 0 | 0 | 0 | 0 | 0 | 0 | 0 | 0 | 0 | 0
F2_Commercial_Lodging (ID)_New_Food Preparation_Natural Gas_Range_E8 | F2 | Commercial | Lodging (ID) | New | Food Preparation | Natural Gas | Range | E8 | TRC BC Ratio | 0 | 0 | 0 | 0 | 0 | 0 | 0 | 0 | 0 | 0 | 0 | 0 | 0 | 0 | 0 | 0 | 0 | 0 | 0 | 0 | 0 | 0 | 0 | 0 | 0 | 0 | 0
F2_Commercial_Lodging (ID)_New_Food Preparation_Natural Gas_Range_E9 | F2 | Commercial | Lodging (ID) | New | Food Preparation | Natural Gas | Range | E9 | TRC BC Ratio | 0 | 0 | 0 | 0 | 0 | 0 | 0 | 0 | 0 | 0 | 0 | 0 | 0 | 0 | 0 | 0 | 0 | 0 | 0 | 0 | 0 | 0 | 0 | 0 | 0 | 0 | 0
F2_Commercial_Lodging (ID)_New_Food Preparation_Natural Gas_Range_E10 | F2 | Commercial | Lodging (ID) | New | Food Preparation | Natural Gas | Range | E10 | TRC BC Ratio | 0 | 0 | 0 | 0 | 0 | 0 | 0 | 0 | 0 | 0 | 0 | 0 | 0 | 0 | 0 | 0 | 0 | 0 | 0 | 0 | 0 | 0 | 0 | 0 | 0 | 0 | 0
F3_Commercial_Lodging (ID)_New_Food Preparation_Natural Gas_Range_E1 | F3 | Commercial | Lodging (ID) | New | Food Preparation | Natural Gas | Range | E1 | PACT BC Ratio | [24 empty] | 1 | 1 | 1 | bar: 2019 to 2042
F3_Commercial_Lodging (ID)_New_Food Preparation_Natural Gas_Range_E2 | F3 | Commercial | Lodging (ID) | New | Food Preparation | Natural Gas | Range | E2 | PACT BC Ratio | 1705.1408 | 1744.5057 | 1794.0223 | 1852.4346 | 1920.362 | 2006.0313 | 2095.2629 | 2184.2324 | 2270.0468 | 2357.0418 | 2424.9388 | 2488.0974 | 2556.1905 | 2622.5234 | 2681.0245 | 2735.1923 | 2782.9621 | 2829.9183 | 2880.4206 | 2929.3885 | 2979.7623 | 3032.2942 | 3085.3299 | 3140.1435 | 3195.931 | 3252.7096 | 3310.4969
F3_Commercial_Lodging (ID)_New_Food Preparation_Natural Gas_Range_E3 | F3 | Commercial | Lodging (ID) | New | Food Preparation | Natural Gas | Range | E3 | PACT BC Ratio | 0 | 0 | 0 | 0 | 0 | 0 | 0 | 0 | 0 | 0 | 0 | 0 | 0 | 0 | 0 | 0 | 0 | 0 | 0 | 0 | 0 | 0 | 0 | 0 | 0 | 0 | 0
F3_Commercial_Lodging (ID)_New_Food Preparation_Natural Gas_Range_E4 | F3 | Commercial | Lodging (ID) | New | Food Preparation | Natural Gas | Range | E4 | PACT BC Ratio | 0 | 0 | 0 | 0 | 0 | 0 | 0 | 0 | 0 | 0 | 0 | 0 | 0 | 0 | 0 | 0 | 0 | 0 | 0 | 0 | 0 | 0 | 0 | 0 | 0 | 0 | 0
F3_Commercial_Lodging (ID)_New_Food Preparation_Natural Gas_Range_E5 | F3 | Commercial | Lodging (ID) | New | Food Preparation | Natural Gas | Range | E5 | PACT BC Ratio | 0 | 0 | 0 | 0 | 0 | 0 | 0 | 0 | 0 | 0 | 0 | 0 | 0 | 0 | 0 | 0 | 0 | 0 | 0 | 0 | 0 | 0 | 0 | 0 | 0 | 0 | 0
F3_Commercial_Lodging (ID)_New_Food Preparation_Natural Gas_Range_E6 | F3 | Commercial | Lodging (ID) | New | Food Preparation | Natural Gas | Range | E6 | PACT BC Ratio | 0 | 0 | 0 | 0 | 0 | 0 | 0 | 0 | 0 | 0 | 0 | 0 | 0 | 0 | 0 | 0 | 0 | 0 | 0 | 0 | 0 | 0 | 0 | 0 | 0 | 0 | 0
F3_Commercial_Lodging (ID)_New_Food Preparation_Natural Gas_Range_E7 | F3 | Commercial | Lodging (ID) | New | Food Preparation | Natural Gas | Range | E7 | PACT BC Ratio | 0 | 0 | 0 | 0 | 0 | 0 | 0 | 0 | 0 | 0 | 0 | 0 | 0 | 0 | 0 | 0 | 0 | 0 | 0 | 0 | 0 | 0 | 0 | 0 | 0 | 0 | 0
F3_Commercial_Lodging (ID)_New_Food Preparation_Natural Gas_Range_E8 | F3 | Commercial | Lodging (ID) | New | Food Preparation | Natural Gas | Range | E8 | PACT BC Ratio | 0 | 0 | 0 | 0 | 0 | 0 | 0 | 0 | 0 | 0 | 0 | 0 | 0 | 0 | 0 | 0 | 0 | 0 | 0 | 0 | 0 | 0 | 0 | 0 | 0 | 0 | 0
F3_Commercial_Lodging (ID)_New_Food Preparation_Natural Gas_Range_E9 | F3 | Commercial | Lodging (ID) | New | Food Preparation | Natural Gas | Range | E9 | PACT BC Ratio | 0 | 0 | 0 | 0 | 0 | 0 | 0 | 0 | 0 | 0 | 0 | 0 | 0 | 0 | 0 | 0 | 0 | 0 | 0 | 0 | 0 | 0 | 0 | 0 | 0 | 0 | 0
F3_Commercial_Lodging (ID)_New_Food Preparation_Natural Gas_Range_E10 | F3 | Commercial | Lodging (ID) | New | Food Preparation | Natural Gas | Range | E10 | PACT BC Ratio | 0 | 0 | 0 | 0 | 0 | 0 | 0 | 0 | 0 | 0 | 0 | 0 | 0 | 0 | 0 | 0 | 0 | 0 | 0 | 0 | 0 | 0 | 0 | 0 | 0 | 0 | 0
F4_Commercial_Lodging (ID)_New_Food Preparation_Natural Gas_Range_E1 | F4 | Commercial | Lodging (ID) | New | Food Preparation | Natural Gas | Range | E1 | RVT BC Ratio | [24 empty] | 1 | 1 | 1 | bar: 2019 to 2042
F4_Commercial_Lodging (ID)_New_Food Preparation_Natural Gas_Range_E2 | F4 | Commercial | Lodging (ID) | New | Food Preparation | Natural Gas | Range | E2 | RVT BC Ratio | 1229.5129 | 1249.9713 | 1274.9038 | 1305.2079 | 1341.2579 | 1388.909 | 1437.7901 | 1485.075 | 1528.6006 | 1570.4018 | 1613.3402 | 1651.6932 | 1691.7024 | 1728.6775 | 1759.8204 | 1787.4205 | 1810.0512 | 1831.3839 | 1854.2701 | 1875.2654 | 1896.2675 | 1929.6907 | 1963.4344 | 1998.3094 | 2033.8039 | 2069.9291 | 2106.696
F4_Commercial_Lodging (ID)_New_Food Preparation_Natural Gas_Range_E3 | F4 | Commercial | Lodging (ID) | New | Food Preparation | Natural Gas | Range | E3 | RVT BC Ratio | 0 | 0 | 0 | 0 | 0 | 0 | 0 | 0 | 0 | 0 | 0 | 0 | 0 | 0 | 0 | 0 | 0 | 0 | 0 | 0 | 0 | 0 | 0 | 0 | 0 | 0 | 0
F4_Commercial_Lodging (ID)_New_Food Preparation_Natural Gas_Range_E4 | F4 | Commercial | Lodging (ID) | New | Food Preparation | Natural Gas | Range | E4 | RVT BC Ratio | 0 | 0 | 0 | 0 | 0 | 0 | 0 | 0 | 0 | 0 | 0 | 0 | 0 | 0 | 0 | 0 | 0 | 0 | 0 | 0 | 0 | 0 | 0 | 0 | 0 | 0 | 0
F4_Commercial_Lodging (ID)_New_Food Preparation_Natural Gas_Range_E5 | F4 | Commercial | Lodging (ID) | New | Food Preparation | Natural Gas | Range | E5 | RVT BC Ratio | 0 | 0 | 0 | 0 | 0 | 0 | 0 | 0 | 0 | 0 | 0 | 0 | 0 | 0 | 0 | 0 | 0 | 0 | 0 | 0 | 0 | 0 | 0 | 0 | 0 | 0 | 0
F4_Commercial_Lodging (ID)_New_Food Preparation_Natural Gas_Range_E6 | F4 | Commercial | Lodging (ID) | New | Food Preparation | Natural Gas | Range | E6 | RVT BC Ratio | 0 | 0 | 0 | 0 | 0 | 0 | 0 | 0 | 0 | 0 | 0 | 0 | 0 | 0 | 0 | 0 | 0 | 0 | 0 | 0 | 0 | 0 | 0 | 0 | 0 | 0 | 0
F4_Commercial_Lodging (ID)_New_Food Preparation_Natural Gas_Range_E7 | F4 | Commercial | Lodging (ID) | New | Food Preparation | Natural Gas | Range | E7 | RVT BC Ratio | 0 | 0 | 0 | 0 | 0 | 0 | 0 | 0 | 0 | 0 | 0 | 0 | 0 | 0 | 0 | 0 | 0 | 0 | 0 | 0 | 0 | 0 | 0 | 0 | 0 | 0 | 0
F4_Commercial_Lodging (ID)_New_Food Preparation_Natural Gas_Range_E8 | F4 | Commercial | Lodging (ID) | New | Food Preparation | Natural Gas | Range | E8 | RVT BC Ratio | 0 | 0 | 0 | 0 | 0 | 0 | 0 | 0 | 0 | 0 | 0 | 0 | 0 | 0 | 0 | 0 | 0 | 0 | 0 | 0 | 0 | 0 | 0 | 0 | 0 | 0 | 0
F4_Commercial_Lodging (ID)_New_Food Preparation_Natural Gas_Range_E9 | F4 | Commercial | Lodging (ID) | New | Food Preparation | Natural Gas | Range | E9 | RVT BC Ratio | 0 | 0 | 0 | 0 | 0 | 0 | 0 | 0 | 0 | 0 | 0 | 0 | 0 | 0 | 0 | 0 | 0 | 0 | 0 | 0 | 0 | 0 | 0 | 0 | 0 | 0 | 0
F4_Commercial_Lodging (ID)_New_Food Preparation_Natural Gas_Range_E10 | F4 | Commercial | Lodging (ID) | New | Food Preparation | Natural Gas | Range | E10 | RVT BC Ratio | 0 | 0 | 0 | 0 | 0 | 0 | 0 | 0 | 0 | 0 | 0 | 0 | 0 | 0 | 0 | 0 | 0 | 0 | 0 | 0 | 0 | 0 | 0 | 0 | 0 | 0 | 0
F5_Commercial_Lodging (ID)_New_Food Preparation_Natural Gas_Range_E1 | F5 | Commercial | Lodging (ID) | New | Food Preparation | Natural Gas | Range | E1 | RIM BC Ratio | [24 empty] | 1 | 1 | 1 | bar: 2019 to 2042
F5_Commercial_Lodging (ID)_New_Food Preparation_Natural Gas_Range_E2 | F5 | Commercial | Lodging (ID) | New | Food Preparation | Natural Gas | Range | E2 | RIM BC Ratio | 0.84022 | 0.84555 | 0.85255 | 0.85987 | 0.86744 | 0.87506 | 0.88291 | 0.8911 | 0.89975 | 0.90936 | 0.91066 | 0.91269 | 0.91549 | 0.91916 | 0.92304 | 0.92715 | 0.93155 | 0.93623 | 0.94118 | 0.94646 | 0.95208 | 0.95208 | 0.95209 | 0.95209 | 0.9521 | 0.9521 | 0.95211
F5_Commercial_Lodging (ID)_New_Food Preparation_Natural Gas_Range_E3 | F5 | Commercial | Lodging (ID) | New | Food Preparation | Natural Gas | Range | E3 | RIM BC Ratio | 0 | 0 | 0 | 0 | 0 | 0 | 0 | 0 | 0 | 0 | 0 | 0 | 0 | 0 | 0 | 0 | 0 | 0 | 0 | 0 | 0 | 0 | 0 | 0 | 0 | 0 | 0
F5_Commercial_Lodging (ID)_New_Food Preparation_Natural Gas_Range_E4 | F5 | Commercial | Lodging (ID) | New | Food Preparation | Natural Gas | Range | E4 | RIM BC Ratio | 0 | 0 | 0 | 0 | 0 | 0 | 0 | 0 | 0 | 0 | 0 | 0 | 0 | 0 | 0 | 0 | 0 | 0 | 0 | 0 | 0 | 0 | 0 | 0 | 0 | 0 | 0
F5_Commercial_Lodging (ID)_New_Food Preparation_Natural Gas_Range_E5 | F5 | Commercial | Lodging (ID) | New | Food Preparation | Natural Gas | Range | E5 | RIM BC Ratio | 0 | 0 | 0 | 0 | 0 | 0 | 0 | 0 | 0 | 0 | 0 | 0 | 0 | 0 | 0 | 0 | 0 | 0 | 0 | 0 | 0 | 0 | 0 | 0 | 0 | 0 | 0
F5_Commercial_Lodging (ID)_New_Food Preparation_Natural Gas_Range_E6 | F5 | Commercial | Lodging (ID) | New | Food Preparation | Natural Gas | Range | E6 | RIM BC Ratio | 0 | 0 | 0 | 0 | 0 | 0 | 0 | 0 | 0 | 0 | 0 | 0 | 0 | 0 | 0 | 0 | 0 | 0 | 0 | 0 | 0 | 0 | 0 | 0 | 0 | 0 | 0
F5_Commercial_Lodging (ID)_New_Food Preparation_Natural Gas_Range_E7 | F5 | Commercial | Lodging (ID) | New | Food Preparation | Natural Gas | Range | E7 | RIM BC Ratio | 0 | 0 | 0 | 0 | 0 | 0 | 0 | 0 | 0 | 0 | 0 | 0 | 0 | 0 | 0 | 0 | 0 | 0 | 0 | 0 | 0 | 0 | 0 | 0 | 0 | 0 | 0
F5_Commercial_Lodging (ID)_New_Food Preparation_Natural Gas_Range_E8 | F5 | Commercial | Lodging (ID) | New | Food Preparation | Natural Gas | Range | E8 | RIM BC Ratio | 0 | 0 | 0 | 0 | 0 | 0 | 0 | 0 | 0 | 0 | 0 | 0 | 0 | 0 | 0 | 0 | 0 | 0 | 0 | 0 | 0 | 0 | 0 | 0 | 0 | 0 | 0
F5_Commercial_Lodging (ID)_New_Food Preparation_Natural Gas_Range_E9 | F5 | Commercial | Lodging (ID) | New | Food Preparation | Natural Gas | Range | E9 | RIM BC Ratio | 0 | 0 | 0 | 0 | 0 | 0 | 0 | 0 | 0 | 0 | 0 | 0 | 0 | 0 | 0 | 0 | 0 | 0 | 0 | 0 | 0 | 0 | 0 | 0 | 0 | 0 | 0
F5_Commercial_Lodging (ID)_New_Food Preparation_Natural Gas_Range_E10 | F5 | Commercial | Lodging (ID) | New | Food Preparation | Natural Gas | Range | E10 | RIM BC Ratio | 0 | 0 | 0 | 0 | 0 | 0 | 0 | 0 | 0 | 0 | 0 | 0 | 0 | 0 | 0 | 0 | 0 | 0 | 0 | 0 | 0 | 0 | 0 | 0 | 0 | 0 | 0
F0_Commercial_Lodging (ID)_New_Food Preparation_Natural Gas_Steamer_E0 | F0 | Commercial | Lodging (ID) | New | Food Preparation | Natural Gas | Steamer | E0 | Economic Unit | ENERGY STAR | ENERGY STAR | ENERGY STAR | ENERGY STAR | ENERGY STAR | ENERGY STAR | ENERGY STAR | ENERGY STAR | ENERGY STAR | ENERGY STAR | ENERGY STAR | ENERGY STAR | ENERGY STAR | ENERGY STAR | ENERGY STAR | ENERGY STAR | ENERGY STAR | ENERGY STAR | ENERGY STAR | ENERGY STAR | ENERGY STAR | ENERGY STAR | ENERGY STAR | ENERGY STAR | ENERGY STAR | ENERGY STAR | ENERGY STAR
F1_Commercial_Lodging (ID)_New_Food Preparation_Natural Gas_Steamer_E1 | F1 | Commercial | Lodging (ID) | New | Food Preparation | Natural Gas | Steamer | E1 | CCE | 0 | 0 | 0 | 0 | 0 | 0 | 0 | 0 | 0 | 0 | 0 | 0 | 0 | 0 | 0 | 0 | 0 | 0 | 0 | 0 | 0 | 0 | 0 | 0 | 0 | 0 | 0
F1_Commercial_Lodging (ID)_New_Food Preparation_Natural Gas_Steamer_E2 | F1 | Commercial | Lodging (ID) | New | Food Preparation | Natural Gas | Steamer | E2 | CCE | 6.0958e-06 | 6.0958e-06 | 6.0958e-06 | 6.0958e-06 | 6.0958e-06 | 6.0958e-06 | 6.0958e-06 | 6.0958e-06 | 6.0958e-06 | 6.0958e-06 | 6.0958e-06 | 6.0958e-06 | 6.0958e-06 | 6.0958e-06 | 6.0958e-06 | 6.0958e-06 | 6.0958e-06 | 6.0958e-06 | 6.0958e-06 | 6.0958e-06 | 6.0958e-06 | 6.0958e-06 | 6.0958e-06 | 6.0958e-06 | 6.0958e-06 | 6.0958e-06 | 6.0958e-06
F1_Commercial_Lodging (ID)_New_Food Preparation_Natural Gas_Steamer_E3 | F1 | Commercial | Lodging (ID) | New | Food Preparation | Natural Gas | Steamer | E3 | CCE | 0 | 0 | 0 | 0 | 0 | 0 | 0 | 0 | 0 | 0 | 0 | 0 | 0 | 0 | 0 | 0 | 0 | 0 | 0 | 0 | 0 | 0 | 0 | 0 | 0 | 0 | 0
F1_Commercial_Lodging (ID)_New_Food Preparation_Natural Gas_Steamer_E4 | F1 | Commercial | Lodging (ID) | New | Food Preparation | Natural Gas | Steamer | E4 | CCE | 0 | 0 | 0 | 0 | 0 | 0 | 0 | 0 | 0 | 0 | 0 | 0 | 0 | 0 | 0 | 0 | 0 | 0 | 0 | 0 | 0 | 0 | 0 | 0 | 0 | 0 | 0
F1_Commercial_Lodging (ID)_New_Food Preparation_Natural Gas_Steamer_E5 | F1 | Commercial | Lodging (ID) | New | Food Preparation | Natural Gas | Steamer | E5 | CCE | 0 | 0 | 0 | 0 | 0 | 0 | 0 | 0 | 0 | 0 | 0 | 0 | 0 | 0 | 0 | 0 | 0 | 0 | 0 | 0 | 0 | 0 | 0 | 0 | 0 | 0 | 0
F1_Commercial_Lodging (ID)_New_Food Preparation_Natural Gas_Steamer_E6 | F1 | Commercial | Lodging (ID) | New | Food Preparation | Natural Gas | Steamer | E6 | CCE | 0 | 0 | 0 | 0 | 0 | 0 | 0 | 0 | 0 | 0 | 0 | 0 | 0 | 0 | 0 | 0 | 0 | 0 | 0 | 0 | 0 | 0 | 0 | 0 | 0 | 0 | 0
F1_Commercial_Lodging (ID)_New_Food Preparation_Natural Gas_Steamer_E7 | F1 | Commercial | Lodging (ID) | New | Food Preparation | Natural Gas | Steamer | E7 | CCE | 0 | 0 | 0 | 0 | 0 | 0 | 0 | 0 | 0 | 0 | 0 | 0 | 0 | 0 | 0 | 0 | 0 | 0 | 0 | 0 | 0 | 0 | 0 | 0 | 0 | 0 | 0
F1_Commercial_Lodging (ID)_New_Food Preparation_Natural Gas_Steamer_E8 | F1 | Commercial | Lodging (ID) | New | Food Preparation | Natural Gas | Steamer | E8 | CCE | 0 | 0 | 0 | 0 | 0 | 0 | 0 | 0 | 0 | 0 | 0 | 0 | 0 | 0 | 0 | 0 | 0 | 0 | 0 | 0 | 0 | 0 | 0 | 0 | 0 | 0 | 0
F1_Commercial_Lodging (ID)_New_Food Preparation_Natural Gas_Steamer_E9 | F1 | Commercial | Lodging (ID) | New | Food Preparation | Natural Gas | Steamer | E9 | CCE | 0 | 0 | 0 | 0 | 0 | 0 | 0 | 0 | 0 | 0 | 0 | 0 | 0 | 0 | 0 | 0 | 0 | 0 | 0 | 0 | 0 | 0 | 0 | 0 | 0 | 0 | 0
F1_Commercial_Lodging (ID)_New_Food Preparation_Natural Gas_Steamer_E10 | F1 | Commercial | Lodging (ID) | New | Food Preparation | Natural Gas | Steamer | E10 | CCE | 0 | 0 | 0 | 0 | 0 | 0 | 0 | 0 | 0 | 0 | 0 | 0 | 0 | 0 | 0 | 0 | 0 | 0 | 0 | 0 | 0 | 0 | 0 | 0 | 0 | 0 | 0
F2_Commercial_Lodging (ID)_New_Food Preparation_Natural Gas_Steamer_E1 | F2 | Commercial | Lodging (ID) | New | Food Preparation | Natural Gas | Steamer | E1 | TRC BC Ratio | [24 empty] | 1 | 1 | 1 | bar: 2019 to 2042
F2_Commercial_Lodging (ID)_New_Food Preparation_Natural Gas_Steamer_E2 | F2 | Commercial | Lodging (ID) | New | Food Preparation | Natural Gas | Steamer | E2 | TRC BC Ratio | 583.8412 | 598.5552 | 615.9879 | 635.965 | 658.5567 | 686.044 | 714.336 | 742.3546 | 769.3279 | 796.6765 | 818.4374 | 838.8238 | 860.7276 | 882.1693 | 901.3407 | 919.2812 | 935.3703 | 951.2551 | 968.2218 | 984.7728 | 1001.776 | 1019.4536 | 1037.3187 | 1055.7476 | 1074.5039 | 1093.5934 | 1113.0221
F2_Commercial_Lodging (ID)_New_Food Preparation_Natural Gas_Steamer_E3 | F2 | Commercial | Lodging (ID) | New | Food Preparation | Natural Gas | Steamer | E3 | TRC BC Ratio | 0 | 0 | 0 | 0 | 0 | 0 | 0 | 0 | 0 | 0 | 0 | 0 | 0 | 0 | 0 | 0 | 0 | 0 | 0 | 0 | 0 | 0 | 0 | 0 | 0 | 0 | 0
F2_Commercial_Lodging (ID)_New_Food Preparation_Natural Gas_Steamer_E4 | F2 | Commercial | Lodging (ID) | New | Food Preparation | Natural Gas | Steamer | E4 | TRC BC Ratio | 0 | 0 | 0 | 0 | 0 | 0 | 0 | 0 | 0 | 0 | 0 | 0 | 0 | 0 | 0 | 0 | 0 | 0 | 0 | 0 | 0 | 0 | 0 | 0 | 0 | 0 | 0
F2_Commercial_Lodging (ID)_New_Food Preparation_Natural Gas_Steamer_E5 | F2 | Commercial | Lodging (ID) | New | Food Preparation | Natural Gas | Steamer | E5 | TRC BC Ratio | 0 | 0 | 0 | 0 | 0 | 0 | 0 | 0 | 0 | 0 | 0 | 0 | 0 | 0 | 0 | 0 | 0 | 0 | 0 | 0 | 0 | 0 | 0 | 0 | 0 | 0 | 0
F2_Commercial_Lodging (ID)_New_Food Preparation_Natural Gas_Steamer_E6 | F2 | Commercial | Lodging (ID) | New | Food Preparation | Natural Gas | Steamer | E6 | TRC BC Ratio | 0 | 0 | 0 | 0 | 0 | 0 | 0 | 0 | 0 | 0 | 0 | 0 | 0 | 0 | 0 | 0 | 0 | 0 | 0 | 0 | 0 | 0 | 0 | 0 | 0 | 0 | 0
F2_Commercial_Lodging (ID)_New_Food Preparation_Natural Gas_Steamer_E7 | F2 | Commercial | Lodging (ID) | New | Food Preparation | Natural Gas | Steamer | E7 | TRC BC Ratio | 0 | 0 | 0 | 0 | 0 | 0 | 0 | 0 | 0 | 0 | 0 | 0 | 0 | 0 | 0 | 0 | 0 | 0 | 0 | 0 | 0 | 0 | 0 | 0 | 0 | 0 | 0
F2_Commercial_Lodging (ID)_New_Food Preparation_Natural Gas_Steamer_E8 | F2 | Commercial | Lodging (ID) | New | Food Preparation | Natural Gas | Steamer | E8 | TRC BC Ratio | 0 | 0 | 0 | 0 | 0 | 0 | 0 | 0 | 0 | 0 | 0 | 0 | 0 | 0 | 0 | 0 | 0 | 0 | 0 | 0 | 0 | 0 | 0 | 0 | 0 | 0 | 0
F2_Commercial_Lodging (ID)_New_Food Preparation_Natural Gas_Steamer_E9 | F2 | Commercial | Lodging (ID) | New | Food Preparation | Natural Gas | Steamer | E9 | TRC BC Ratio | 0 | 0 | 0 | 0 | 0 | 0 | 0 | 0 | 0 | 0 | 0 | 0 | 0 | 0 | 0 | 0 | 0 | 0 | 0 | 0 | 0 | 0 | 0 | 0 | 0 | 0 | 0
F2_Commercial_Lodging (ID)_New_Food Preparation_Natural Gas_Steamer_E10 | F2 | Commercial | Lodging (ID) | New | Food Preparation | Natural Gas | Steamer | E10 | TRC BC Ratio | 0 | 0 | 0 | 0 | 0 | 0 | 0 | 0 | 0 | 0 | 0 | 0 | 0 | 0 | 0 | 0 | 0 | 0 | 0 | 0 | 0 | 0 | 0 | 0 | 0 | 0 | 0
F3_Commercial_Lodging (ID)_New_Food Preparation_Natural Gas_Steamer_E1 | F3 | Commercial | Lodging (ID) | New | Food Preparation | Natural Gas | Steamer | E1 | PACT BC Ratio | [24 empty] | 1 | 1 | 1 | bar: 2019 to 2042
F3_Commercial_Lodging (ID)_New_Food Preparation_Natural Gas_Steamer_E2 | F3 | Commercial | Lodging (ID) | New | Food Preparation | Natural Gas | Steamer | E2 | PACT BC Ratio | 1156.2195 | 1185.3587 | 1219.8818 | 1259.4437 | 1304.1835 | 1358.6185 | 1414.6471 | 1470.134 | 1523.5511 | 1577.7114 | 1620.8059 | 1661.1785 | 1704.5561 | 1747.0185 | 1784.9848 | 1820.5137 | 1852.376 | 1883.8337 | 1917.4338 | 1950.211 | 1983.8834 | 2018.8917 | 2054.2711 | 2090.7671 | 2127.9114 | 2165.7157 | 2204.1915
F3_Commercial_Lodging (ID)_New_Food Preparation_Natural Gas_Steamer_E3 | F3 | Commercial | Lodging (ID) | New | Food Preparation | Natural Gas | Steamer | E3 | PACT BC Ratio | 0 | 0 | 0 | 0 | 0 | 0 | 0 | 0 | 0 | 0 | 0 | 0 | 0 | 0 | 0 | 0 | 0 | 0 | 0 | 0 | 0 | 0 | 0 | 0 | 0 | 0 | 0
F3_Commercial_Lodging (ID)_New_Food Preparation_Natural Gas_Steamer_E4 | F3 | Commercial | Lodging (ID) | New | Food Preparation | Natural Gas | Steamer | E4 | PACT BC Ratio | 0 | 0 | 0 | 0 | 0 | 0 | 0 | 0 | 0 | 0 | 0 | 0 | 0 | 0 | 0 | 0 | 0 | 0 | 0 | 0 | 0 | 0 | 0 | 0 | 0 | 0 | 0
F3_Commercial_Lodging (ID)_New_Food Preparation_Natural Gas_Steamer_E5 | F3 | Commercial | Lodging (ID) | New | Food Preparation | Natural Gas | Steamer | E5 | PACT BC Ratio | 0 | 0 | 0 | 0 | 0 | 0 | 0 | 0 | 0 | 0 | 0 | 0 | 0 | 0 | 0 | 0 | 0 | 0 | 0 | 0 | 0 | 0 | 0 | 0 | 0 | 0 | 0
F3_Commercial_Lodging (ID)_New_Food Preparation_Natural Gas_Steamer_E6 | F3 | Commercial | Lodging (ID) | New | Food Preparation | Natural Gas | Steamer | E6 | PACT BC Ratio | 0 | 0 | 0 | 0 | 0 | 0 | 0 | 0 | 0 | 0 | 0 | 0 | 0 | 0 | 0 | 0 | 0 | 0 | 0 | 0 | 0 | 0 | 0 | 0 | 0 | 0 | 0
F3_Commercial_Lodging (ID)_New_Food Preparation_Natural Gas_Steamer_E7 | F3 | Commercial | Lodging (ID) | New | Food Preparation | Natural Gas | Steamer | E7 | PACT BC Ratio | 0 | 0 | 0 | 0 | 0 | 0 | 0 | 0 | 0 | 0 | 0 | 0 | 0 | 0 | 0 | 0 | 0 | 0 | 0 | 0 | 0 | 0 | 0 | 0 | 0 | 0 | 0
F3_Commercial_Lodging (ID)_New_Food Preparation_Natural Gas_Steamer_E8 | F3 | Commercial | Lodging (ID) | New | Food Preparation | Natural Gas | Steamer | E8 | PACT BC Ratio | 0 | 0 | 0 | 0 | 0 | 0 | 0 | 0 | 0 | 0 | 0 | 0 | 0 | 0 | 0 | 0 | 0 | 0 | 0 | 0 | 0 | 0 | 0 | 0 | 0 | 0 | 0
F3_Commercial_Lodging (ID)_New_Food Preparation_Natural Gas_Steamer_E9 | F3 | Commercial | Lodging (ID) | New | Food Preparation | Natural Gas | Steamer | E9 | PACT BC Ratio | 0 | 0 | 0 | 0 | 0 | 0 | 0 | 0 | 0 | 0 | 0 | 0 | 0 | 0 | 0 | 0 | 0 | 0 | 0 | 0 | 0 | 0 | 0 | 0 | 0 | 0 | 0
F3_Commercial_Lodging (ID)_New_Food Preparation_Natural Gas_Steamer_E10 | F3 | Commercial | Lodging (ID) | New | Food Preparation | Natural Gas | Steamer | E10 | PACT BC Ratio | 0 | 0 | 0 | 0 | 0 | 0 | 0 | 0 | 0 | 0 | 0 | 0 | 0 | 0 | 0 | 0 | 0 | 0 | 0 | 0 | 0 | 0 | 0 | 0 | 0 | 0 | 0
F4_Commercial_Lodging (ID)_New_Food Preparation_Natural Gas_Steamer_E1 | F4 | Commercial | Lodging (ID) | New | Food Preparation | Natural Gas | Steamer | E1 | RVT BC Ratio | [24 empty] | 1 | 1 | 1 | bar: 2019 to 2042
F4_Commercial_Lodging (ID)_New_Food Preparation_Natural Gas_Steamer_E2 | F4 | Commercial | Lodging (ID) | New | Food Preparation | Natural Gas | Steamer | E2 | RVT BC Ratio | 825.5819 | 841.1698 | 859.4673 | 880.7976 | 905.231 | 935.7287 | 966.3115 | 995.349 | 1021.6342 | 1047.1137 | 1073.5159 | 1097.5101 | 1122.8373 | 1146.8006 | 1167.4073 | 1186.0044 | 1201.7439 | 1216.7702 | 1232.7494 | 1247.6709 | 1262.6437 | 1284.9175 | 1307.4275 | 1330.6479 | 1354.2809 | 1378.3337 | 1402.8138
F4_Commercial_Lodging (ID)_New_Food Preparation_Natural Gas_Steamer_E3 | F4 | Commercial | Lodging (ID) | New | Food Preparation | Natural Gas | Steamer | E3 | RVT BC Ratio | 0 | 0 | 0 | 0 | 0 | 0 | 0 | 0 | 0 | 0 | 0 | 0 | 0 | 0 | 0 | 0 | 0 | 0 | 0 | 0 | 0 | 0 | 0 | 0 | 0 | 0 | 0
F4_Commercial_Lodging (ID)_New_Food Preparation_Natural Gas_Steamer_E4 | F4 | Commercial | Lodging (ID) | New | Food Preparation | Natural Gas | Steamer | E4 | RVT BC Ratio | 0 | 0 | 0 | 0 | 0 | 0 | 0 | 0 | 0 | 0 | 0 | 0 | 0 | 0 | 0 | 0 | 0 | 0 | 0 | 0 | 0 | 0 | 0 | 0 | 0 | 0 | 0
F4_Commercial_Lodging (ID)_New_Food Preparation_Natural Gas_Steamer_E5 | F4 | Commercial | Lodging (ID) | New | Food Preparation | Natural Gas | Steamer | E5 | RVT BC Ratio | 0 | 0 | 0 | 0 | 0 | 0 | 0 | 0 | 0 | 0 | 0 | 0 | 0 | 0 | 0 | 0 | 0 | 0 | 0 | 0 | 0 | 0 | 0 | 0 | 0 | 0 | 0
F4_Commercial_Lodging (ID)_New_Food Preparation_Natural Gas_Steamer_E6 | F4 | Commercial | Lodging (ID) | New | Food Preparation | Natural Gas | Steamer | E6 | RVT BC Ratio | 0 | 0 | 0 | 0 | 0 | 0 | 0 | 0 | 0 | 0 | 0 | 0 | 0 | 0 | 0 | 0 | 0 | 0 | 0 | 0 | 0 | 0 | 0 | 0 | 0 | 0 | 0
F4_Commercial_Lodging (ID)_New_Food Preparation_Natural Gas_Steamer_E7 | F4 | Commercial | Lodging (ID) | New | Food Preparation | Natural Gas | Steamer | E7 | RVT BC Ratio | 0 | 0 | 0 | 0 | 0 | 0 | 0 | 0 | 0 | 0 | 0 | 0 | 0 | 0 | 0 | 0 | 0 | 0 | 0 | 0 | 0 | 0 | 0 | 0 | 0 | 0 | 0
F4_Commercial_Lodging (ID)_New_Food Preparation_Natural Gas_Steamer_E8 | F4 | Commercial | Lodging (ID) | New | Food Preparation | Natural Gas | Steamer | E8 | RVT BC Ratio | 0 | 0 | 0 | 0 | 0 | 0 | 0 | 0 | 0 | 0 | 0 | 0 | 0 | 0 | 0 | 0 | 0 | 0 | 0 | 0 | 0 | 0 | 0 | 0 | 0 | 0 | 0
F4_Commercial_Lodging (ID)_New_Food Preparation_Natural Gas_Steamer_E9 | F4 | Commercial | Lodging (ID) | New | Food Preparation | Natural Gas | Steamer | E9 | RVT BC Ratio | 0 | 0 | 0 | 0 | 0 | 0 | 0 | 0 | 0 | 0 | 0 | 0 | 0 | 0 | 0 | 0 | 0 | 0 | 0 | 0 | 0 | 0 | 0 | 0 | 0 | 0 | 0
F4_Commercial_Lodging (ID)_New_Food Preparation_Natural Gas_Steamer_E10 | F4 | Commercial | Lodging (ID) | New | Food Preparation | Natural Gas | Steamer | E10 | RVT BC Ratio | 0 | 0 | 0 | 0 | 0 | 0 | 0 | 0 | 0 | 0 | 0 | 0 | 0 | 0 | 0 | 0 | 0 | 0 | 0 | 0 | 0 | 0 | 0 | 0 | 0 | 0 | 0
F5_Commercial_Lodging (ID)_New_Food Preparation_Natural Gas_Steamer_E1 | F5 | Commercial | Lodging (ID) | New | Food Preparation | Natural Gas | Steamer | E1 | RIM BC Ratio | [24 empty] | 1 | 1 | 1 | bar: 2019 to 2042
F5_Commercial_Lodging (ID)_New_Food Preparation_Natural Gas_Steamer_E2 | F5 | Commercial | Lodging (ID) | New | Food Preparation | Natural Gas | Steamer | E2 | RIM BC Ratio | 0.84842 | 0.85369 | 0.85985 | 0.86624 | 0.87281 | 0.87961 | 0.8869 | 0.89481 | 0.90347 | 0.91282 | 0.9147 | 0.91699 | 0.91971 | 0.92293 | 0.92635 | 0.92997 | 0.93386 | 0.93799 | 0.94235 | 0.94699 | 0.95192 | 0.95193 | 0.95194 | 0.95195 | 0.95195 | 0.95196 | 0.95197
F5_Commercial_Lodging (ID)_New_Food Preparation_Natural Gas_Steamer_E3 | F5 | Commercial | Lodging (ID) | New | Food Preparation | Natural Gas | Steamer | E3 | RIM BC Ratio | 0 | 0 | 0 | 0 | 0 | 0 | 0 | 0 | 0 | 0 | 0 | 0 | 0 | 0 | 0 | 0 | 0 | 0 | 0 | 0 | 0 | 0 | 0 | 0 | 0 | 0 | 0
F5_Commercial_Lodging (ID)_New_Food Preparation_Natural Gas_Steamer_E4 | F5 | Commercial | Lodging (ID) | New | Food Preparation | Natural Gas | Steamer | E4 | RIM BC Ratio | 0 | 0 | 0 | 0 | 0 | 0 | 0 | 0 | 0 | 0 | 0 | 0 | 0 | 0 | 0 | 0 | 0 | 0 | 0 | 0 | 0 | 0 | 0 | 0 | 0 | 0 | 0
F5_Commercial_Lodging (ID)_New_Food Preparation_Natural Gas_Steamer_E5 | F5 | Commercial | Lodging (ID) | New | Food Preparation | Natural Gas | Steamer | E5 | RIM BC Ratio | 0 | 0 | 0 | 0 | 0 | 0 | 0 | 0 | 0 | 0 | 0 | 0 | 0 | 0 | 0 | 0 | 0 | 0 | 0 | 0 | 0 | 0 | 0 | 0 | 0 | 0 | 0
F5_Commercial_Lodging (ID)_New_Food Preparation_Natural Gas_Steamer_E6 | F5 | Commercial | Lodging (ID) | New | Food Preparation | Natural Gas | Steamer | E6 | RIM BC Ratio | 0 | 0 | 0 | 0 | 0 | 0 | 0 | 0 | 0 | 0 | 0 | 0 | 0 | 0 | 0 | 0 | 0 | 0 | 0 | 0 | 0 | 0 | 0 | 0 | 0 | 0 | 0
F5_Commercial_Lodging (ID)_New_Food Preparation_Natural Gas_Steamer_E7 | F5 | Commercial | Lodging (ID) | New | Food Preparation | Natural Gas | Steamer | E7 | RIM BC Ratio | 0 | 0 | 0 | 0 | 0 | 0 | 0 | 0 | 0 | 0 | 0 | 0 | 0 | 0 | 0 | 0 | 0 | 0 | 0 | 0 | 0 | 0 | 0 | 0 | 0 | 0 | 0
F5_Commercial_Lodging (ID)_New_Food Preparation_Natural Gas_Steamer_E8 | F5 | Commercial | Lodging (ID) | New | Food Preparation | Natural Gas | Steamer | E8 | RIM BC Ratio | 0 | 0 | 0 | 0 | 0 | 0 | 0 | 0 | 0 | 0 | 0 | 0 | 0 | 0 | 0 | 0 | 0 | 0 | 0 | 0 | 0 | 0 | 0 | 0 | 0 | 0 | 0
F5_Commercial_Lodging (ID)_New_Food Preparation_Natural Gas_Steamer_E9 | F5 | Commercial | Lodging (ID) | New | Food Preparation | Natural Gas | Steamer | E9 | RIM BC Ratio | 0 | 0 | 0 | 0 | 0 | 0 | 0 | 0 | 0 | 0 | 0 | 0 | 0 | 0 | 0 | 0 | 0 | 0 | 0 | 0 | 0 | 0 | 0 | 0 | 0 | 0 | 0
F5_Commercial_Lodging (ID)_New_Food Preparation_Natural Gas_Steamer_E10 | F5 | Commercial | Lodging (ID) | New | Food Preparation | Natural Gas | Steamer | E10 | RIM BC Ratio | 0 | 0 | 0 | 0 | 0 | 0 | 0 | 0 | 0 | 0 | 0 | 0 | 0 | 0 | 0 | 0 | 0 | 0 | 0 | 0 | 0 | 0 | 0 | 0 | 0 | 0 | 0
F0_Commercial_Lodging (ID)_New_Food Preparation_Natural Gas_Food Prep Other_E0 | F0 | Commercial | Lodging (ID) | New | Food Preparation | Natural Gas | Food Prep Other | E0 | Economic Unit | Standard | Standard | Standard | Standard | Standard | Standard | Standard | Standard | Standard | Standard | Standard | Standard | Standard | Standard | Standard | Standard | Standard | Standard | Standard | Standard | Standard | Standard | Standard | Standard | Standard | Standard | Standard
F1_Commercial_Lodging (ID)_New_Food Preparation_Natural Gas_Food Prep Other_E1 | F1 | Commercial | Lodging (ID) | New | Food Preparation | Natural Gas | Food Prep Other | E1 | CCE | 0 | 0 | 0 | 0 | 0 | 0 | 0 | 0 | 0 | 0 | 0 | 0 | 0 | 0 | 0 | 0 | 0 | 0 | 0 | 0 | 0 | 0 | 0 | 0 | 0 | 0 | 0
F1_Commercial_Lodging (ID)_New_Food Preparation_Natural Gas_Food Prep Other_E2 | F1 | Commercial | Lodging (ID) | New | Food Preparation | Natural Gas | Food Prep Other | E2 | CCE | 0.19058 | 0.19058 | 0.19058 | 0.19058 | 0.19058 | 0.19058 | 0.19058 | 0.19058 | 0.19058 | 0.19058 | 0.19058 | 0.19058 | 0.19058 | 0.19058 | 0.19058 | 0.19058 | 0.19058 | 0.19058 | 0.19058 | 0.19058 | 0.19058 | 0.19058 | 0.19058 | 0.19058 | 0.19058 | 0.19058 | 0.19058
F1_Commercial_Lodging (ID)_New_Food Preparation_Natural Gas_Food Prep Other_E3 | F1 | Commercial | Lodging (ID) | New | Food Preparation | Natural Gas | Food Prep Other | E3 | CCE | 0 | 0 | 0 | 0 | 0 | 0 | 0 | 0 | 0 | 0 | 0 | 0 | 0 | 0 | 0 | 0 | 0 | 0 | 0 | 0 | 0 | 0 | 0 | 0 | 0 | 0 | 0
F1_Commercial_Lodging (ID)_New_Food Preparation_Natural Gas_Food Prep Other_E4 | F1 | Commercial | Lodging (ID) | New | Food Preparation | Natural Gas | Food Prep Other | E4 | CCE | 0 | 0 | 0 | 0 | 0 | 0 | 0 | 0 | 0 | 0 | 0 | 0 | 0 | 0 | 0 | 0 | 0 | 0 | 0 | 0 | 0 | 0 | 0 | 0 | 0 | 0 | 0
F1_Commercial_Lodging (ID)_New_Food Preparation_Natural Gas_Food Prep Other_E5 | F1 | Commercial | Lodging (ID) | New | Food Preparation | Natural Gas | Food Prep Other | E5 | CCE | 0 | 0 | 0 | 0 | 0 | 0 | 0 | 0 | 0 | 0 | 0 | 0 | 0 | 0 | 0 | 0 | 0 | 0 | 0 | 0 | 0 | 0 | 0 | 0 | 0 | 0 | 0
F1_Commercial_Lodging (ID)_New_Food Preparation_Natural Gas_Food Prep Other_E6 | F1 | Commercial | Lodging (ID) | New | Food Preparation | Natural Gas | Food Prep Other | E6 | CCE | 0 | 0 | 0 | 0 | 0 | 0 | 0 | 0 | 0 | 0 | 0 | 0 | 0 | 0 | 0 | 0 | 0 | 0 | 0 | 0 | 0 | 0 | 0 | 0 | 0 | 0 | 0
F1_Commercial_Lodging (ID)_New_Food Preparation_Natural Gas_Food Prep Other_E7 | F1 | Commercial | Lodging (ID) | New | Food Preparation | Natural Gas | Food Prep Other | E7 | CCE | 0 | 0 | 0 | 0 | 0 | 0 | 0 | 0 | 0 | 0 | 0 | 0 | 0 | 0 | 0 | 0 | 0 | 0 | 0 | 0 | 0 | 0 | 0 | 0 | 0 | 0 | 0
F1_Commercial_Lodging (ID)_New_Food Preparation_Natural Gas_Food Prep Other_E8 | F1 | Commercial | Lodging (ID) | New | Food Preparation | Natural Gas | Food Prep Other | E8 | CCE | 0 | 0 | 0 | 0 | 0 | 0 | 0 | 0 | 0 | 0 | 0 | 0 | 0 | 0 | 0 | 0 | 0 | 0 | 0 | 0 | 0 | 0 | 0 | 0 | 0 | 0 | 0
F1_Commercial_Lodging (ID)_New_Food Preparation_Natural Gas_Food Prep Other_E9 | F1 | Commercial | Lodging (ID) | New | Food Preparation | Natural Gas | Food Prep Other | E9 | CCE | 0 | 0 | 0 | 0 | 0 | 0 | 0 | 0 | 0 | 0 | 0 | 0 | 0 | 0 | 0 | 0 | 0 | 0 | 0 | 0 | 0 | 0 | 0 | 0 | 0 | 0 | 0
F1_Commercial_Lodging (ID)_New_Food Preparation_Natural Gas_Food Prep Other_E10 | F1 | Commercial | Lodging (ID) | New | Food Preparation | Natural Gas | Food Prep Other | E10 | CCE | 0 | 0 | 0 | 0 | 0 | 0 | 0 | 0 | 0 | 0 | 0 | 0 | 0 | 0 | 0 | 0 | 0 | 0 | 0 | 0 | 0 | 0 | 0 | 0 | 0 | 0 | 0
F2_Commercial_Lodging (ID)_New_Food Preparation_Natural Gas_Food Prep Other_E1 | F2 | Commercial | Lodging (ID) | New | Food Preparation | Natural Gas | Food Prep Other | E1 | TRC BC Ratio | [24 empty] | 1 | 1 | 1 | bar: 2019 to 2042
F2_Commercial_Lodging (ID)_New_Food Preparation_Natural Gas_Food Prep Other_E2 | F2 | Commercial | Lodging (ID) | New | Food Preparation | Natural Gas | Food Prep Other | E2 | TRC BC Ratio | 0.018197 | 0.018618 | 0.019146 | 0.019769 | 0.020494 | 0.021409 | 0.022361 | 0.02331 | 0.024226 | 0.025155 | 0.025879 | 0.026553 | 0.02728 | 0.027988 | 0.028612 | 0.02919 | 0.0297 | 0.030201 | 0.03074 | 0.031263 | 0.0318 | 0.032361 | 0.032927 | 0.033512 | 0.034107 | 0.034713 | 0.03533
F2_Commercial_Lodging (ID)_New_Food Preparation_Natural Gas_Food Prep Other_E3 | F2 | Commercial | Lodging (ID) | New | Food Preparation | Natural Gas | Food Prep Other | E3 | TRC BC Ratio | 0 | 0 | 0 | 0 | 0 | 0 | 0 | 0 | 0 | 0 | 0 | 0 | 0 | 0 | 0 | 0 | 0 | 0 | 0 | 0 | 0 | 0 | 0 | 0 | 0 | 0 | 0
F2_Commercial_Lodging (ID)_New_Food Preparation_Natural Gas_Food Prep Other_E4 | F2 | Commercial | Lodging (ID) | New | Food Preparation | Natural Gas | Food Prep Other | E4 | TRC BC Ratio | 0 | 0 | 0 | 0 | 0 | 0 | 0 | 0 | 0 | 0 | 0 | 0 | 0 | 0 | 0 | 0 | 0 | 0 | 0 | 0 | 0 | 0 | 0 | 0 | 0 | 0 | 0
F2_Commercial_Lodging (ID)_New_Food Preparation_Natural Gas_Food Prep Other_E5 | F2 | Commercial | Lodging (ID) | New | Food Preparation | Natural Gas | Food Prep Other | E5 | TRC BC Ratio | 0 | 0 | 0 | 0 | 0 | 0 | 0 | 0 | 0 | 0 | 0 | 0 | 0 | 0 | 0 | 0 | 0 | 0 | 0 | 0 | 0 | 0 | 0 | 0 | 0 | 0 | 0
F2_Commercial_Lodging (ID)_New_Food Preparation_Natural Gas_Food Prep Other_E6 | F2 | Commercial | Lodging (ID) | New | Food Preparation | Natural Gas | Food Prep Other | E6 | TRC BC Ratio | 0 | 0 | 0 | 0 | 0 | 0 | 0 | 0 | 0 | 0 | 0 | 0 | 0 | 0 | 0 | 0 | 0 | 0 | 0 | 0 | 0 | 0 | 0 | 0 | 0 | 0 | 0
F2_Commercial_Lodging (ID)_New_Food Preparation_Natural Gas_Food Prep Other_E7 | F2 | Commercial | Lodging (ID) | New | Food Preparation | Natural Gas | Food Prep Other | E7 | TRC BC Ratio | 0 | 0 | 0 | 0 | 0 | 0 | 0 | 0 | 0 | 0 | 0 | 0 | 0 | 0 | 0 | 0 | 0 | 0 | 0 | 0 | 0 | 0 | 0 | 0 | 0 | 0 | 0
F2_Commercial_Lodging (ID)_New_Food Preparation_Natural Gas_Food Prep Other_E8 | F2 | Commercial | Lodging (ID) | New | Food Preparation | Natural Gas | Food Prep Other | E8 | TRC BC Ratio | 0 | 0 | 0 | 0 | 0 | 0 | 0 | 0 | 0 | 0 | 0 | 0 | 0 | 0 | 0 | 0 | 0 | 0 | 0 | 0 | 0 | 0 | 0 | 0 | 0 | 0 | 0
F2_Commercial_Lodging (ID)_New_Food Preparation_Natural Gas_Food Prep Other_E9 | F2 | Commercial | Lodging (ID) | New | Food Preparation | Natural Gas | Food Prep Other | E9 | TRC BC Ratio | 0 | 0 | 0 | 0 | 0 | 0 | 0 | 0 | 0 | 0 | 0 | 0 | 0 | 0 | 0 | 0 | 0 | 0 | 0 | 0 | 0 | 0 | 0 | 0 | 0 | 0 | 0
F2_Commercial_Lodging (ID)_New_Food Preparation_Natural Gas_Food Prep Other_E10 | F2 | Commercial | Lodging (ID) | New | Food Preparation | Natural Gas | Food Prep Other | E10 | TRC BC Ratio | 0 | 0 | 0 | 0 | 0 | 0 | 0 | 0 | 0 | 0 | 0 | 0 | 0 | 0 | 0 | 0 | 0 | 0 | 0 | 0 | 0 | 0 | 0 | 0 | 0 | 0 | 0
F3_Commercial_Lodging (ID)_New_Food Preparation_Natural Gas_Food Prep Other_E1 | F3 | Commercial | Lodging (ID) | New | Food Preparation | Natural Gas | Food Prep Other | E1 | PACT BC Ratio | [24 empty] | 1 | 1 | 1 | bar: 2019 to 2042
F3_Commercial_Lodging (ID)_New_Food Preparation_Natural Gas_Food Prep Other_E2 | F3 | Commercial | Lodging (ID) | New | Food Preparation | Natural Gas | Food Prep Other | E2 | PACT BC Ratio | 0.036038 | 0.03687 | 0.037916 | 0.039151 | 0.040586 | 0.042397 | 0.044283 | 0.046163 | 0.047977 | 0.049815 | 0.05125 | 0.052585 | 0.054024 | 0.055426 | 0.056663 | 0.057807 | 0.058817 | 0.059809 | 0.060877 | 0.061912 | 0.062976 | 0.064087 | 0.065207 | 0.066366 | 0.067545 | 0.068745 | 0.069966
F3_Commercial_Lodging (ID)_New_Food Preparation_Natural Gas_Food Prep Other_E3 | F3 | Commercial | Lodging (ID) | New | Food Preparation | Natural Gas | Food Prep Other | E3 | PACT BC Ratio | 0 | 0 | 0 | 0 | 0 | 0 | 0 | 0 | 0 | 0 | 0 | 0 | 0 | 0 | 0 | 0 | 0 | 0 | 0 | 0 | 0 | 0 | 0 | 0 | 0 | 0 | 0
F3_Commercial_Lodging (ID)_New_Food Preparation_Natural Gas_Food Prep Other_E4 | F3 | Commercial | Lodging (ID) | New | Food Preparation | Natural Gas | Food Prep Other | E4 | PACT BC Ratio | 0 | 0 | 0 | 0 | 0 | 0 | 0 | 0 | 0 | 0 | 0 | 0 | 0 | 0 | 0 | 0 | 0 | 0 | 0 | 0 | 0 | 0 | 0 | 0 | 0 | 0 | 0
F3_Commercial_Lodging (ID)_New_Food Preparation_Natural Gas_Food Prep Other_E5 | F3 | Commercial | Lodging (ID) | New | Food Preparation | Natural Gas | Food Prep Other | E5 | PACT BC Ratio | 0 | 0 | 0 | 0 | 0 | 0 | 0 | 0 | 0 | 0 | 0 | 0 | 0 | 0 | 0 | 0 | 0 | 0 | 0 | 0 | 0 | 0 | 0 | 0 | 0 | 0 | 0
F3_Commercial_Lodging (ID)_New_Food Preparation_Natural Gas_Food Prep Other_E6 | F3 | Commercial | Lodging (ID) | New | Food Preparation | Natural Gas | Food Prep Other | E6 | PACT BC Ratio | 0 | 0 | 0 | 0 | 0 | 0 | 0 | 0 | 0 | 0 | 0 | 0 | 0 | 0 | 0 | 0 | 0 | 0 | 0 | 0 | 0 | 0 | 0 | 0 | 0 | 0 | 0
F3_Commercial_Lodging (ID)_New_Food Preparation_Natural Gas_Food Prep Other_E7 | F3 | Commercial | Lodging (ID) | New | Food Preparation | Natural Gas | Food Prep Other | E7 | PACT BC Ratio | 0 | 0 | 0 | 0 | 0 | 0 | 0 | 0 | 0 | 0 | 0 | 0 | 0 | 0 | 0 | 0 | 0 | 0 | 0 | 0 | 0 | 0 | 0 | 0 | 0 | 0 | 0
F3_Commercial_Lodging (ID)_New_Food Preparation_Natural Gas_Food Prep Other_E8 | F3 | Commercial | Lodging (ID) | New | Food Preparation | Natural Gas | Food Prep Other | E8 | PACT BC Ratio | 0 | 0 | 0 | 0 | 0 | 0 | 0 | 0 | 0 | 0 | 0 | 0 | 0 | 0 | 0 | 0 | 0 | 0 | 0 | 0 | 0 | 0 | 0 | 0 | 0 | 0 | 0
F3_Commercial_Lodging (ID)_New_Food Preparation_Natural Gas_Food Prep Other_E9 | F3 | Commercial | Lodging (ID) | New | Food Preparation | Natural Gas | Food Prep Other | E9 | PACT BC Ratio | 0 | 0 | 0 | 0 | 0 | 0 | 0 | 0 | 0 | 0 | 0 | 0 | 0 | 0 | 0 | 0 | 0 | 0 | 0 | 0 | 0 | 0 | 0 | 0 | 0 | 0 | 0
F3_Commercial_Lodging (ID)_New_Food Preparation_Natural Gas_Food Prep Other_E10 | F3 | Commercial | Lodging (ID) | New | Food Preparation | Natural Gas | Food Prep Other | E10 | PACT BC Ratio | 0 | 0 | 0 | 0 | 0 | 0 | 0 | 0 | 0 | 0 | 0 | 0 | 0 | 0 | 0 | 0 | 0 | 0 | 0 | 0 | 0 | 0 | 0 | 0 | 0 | 0 | 0
F4_Commercial_Lodging (ID)_New_Food Preparation_Natural Gas_Food Prep Other_E1 | F4 | Commercial | Lodging (ID) | New | Food Preparation | Natural Gas | Food Prep Other | E1 | RVT BC Ratio | [24 empty] | 1 | 1 | 1 | bar: 2019 to 2042
F4_Commercial_Lodging (ID)_New_Food Preparation_Natural Gas_Food Prep Other_E2 | F4 | Commercial | Lodging (ID) | New | Food Preparation | Natural Gas | Food Prep Other | E2 | RVT BC Ratio | 0.43193 | 0.43236 | 0.43288 | 0.43353 | 0.43429 | 0.43529 | 0.43633 | 0.43733 | 0.43825 | 0.43913 | 0.44004 | 0.44085 | 0.44169 | 0.44247 | 0.44313 | 0.44372 | 0.44419 | 0.44465 | 0.44513 | 0.44557 | 0.44602 | 0.44672 | 0.44744 | 0.44817 | 0.44892 | 0.44969 | 0.45046
F4_Commercial_Lodging (ID)_New_Food Preparation_Natural Gas_Food Prep Other_E3 | F4 | Commercial | Lodging (ID) | New | Food Preparation | Natural Gas | Food Prep Other | E3 | RVT BC Ratio | 0 | 0 | 0 | 0 | 0 | 0 | 0 | 0 | 0 | 0 | 0 | 0 | 0 | 0 | 0 | 0 | 0 | 0 | 0 | 0 | 0 | 0 | 0 | 0 | 0 | 0 | 0
F4_Commercial_Lodging (ID)_New_Food Preparation_Natural Gas_Food Prep Other_E4 | F4 | Commercial | Lodging (ID) | New | Food Preparation | Natural Gas | Food Prep Other | E4 | RVT BC Ratio | 0 | 0 | 0 | 0 | 0 | 0 | 0 | 0 | 0 | 0 | 0 | 0 | 0 | 0 | 0 | 0 | 0 | 0 | 0 | 0 | 0 | 0 | 0 | 0 | 0 | 0 | 0
F4_Commercial_Lodging (ID)_New_Food Preparation_Natural Gas_Food Prep Other_E5 | F4 | Commercial | Lodging (ID) | New | Food Preparation | Natural Gas | Food Prep Other | E5 | RVT BC Ratio | 0 | 0 | 0 | 0 | 0 | 0 | 0 | 0 | 0 | 0 | 0 | 0 | 0 | 0 | 0 | 0 | 0 | 0 | 0 | 0 | 0 | 0 | 0 | 0 | 0 | 0 | 0
F4_Commercial_Lodging (ID)_New_Food Preparation_Natural Gas_Food Prep Other_E6 | F4 | Commercial | Lodging (ID) | New | Food Preparation | Natural Gas | Food Prep Other | E6 | RVT BC Ratio | 0 | 0 | 0 | 0 | 0 | 0 | 0 | 0 | 0 | 0 | 0 | 0 | 0 | 0 | 0 | 0 | 0 | 0 | 0 | 0 | 0 | 0 | 0 | 0 | 0 | 0 | 0
F4_Commercial_Lodging (ID)_New_Food Preparation_Natural Gas_Food Prep Other_E7 | F4 | Commercial | Lodging (ID) | New | Food Preparation | Natural Gas | Food Prep Other | E7 | RVT BC Ratio | 0 | 0 | 0 | 0 | 0 | 0 | 0 | 0 | 0 | 0 | 0 | 0 | 0 | 0 | 0 | 0 | 0 | 0 | 0 | 0 | 0 | 0 | 0 | 0 | 0 | 0 | 0
F4_Commercial_Lodging (ID)_New_Food Preparation_Natural Gas_Food Prep Other_E8 | F4 | Commercial | Lodging (ID) | New | Food Preparation | Natural Gas | Food Prep Other | E8 | RVT BC Ratio | 0 | 0 | 0 | 0 | 0 | 0 | 0 | 0 | 0 | 0 | 0 | 0 | 0 | 0 | 0 | 0 | 0 | 0 | 0 | 0 | 0 | 0 | 0 | 0 | 0 | 0 | 0
F4_Commercial_Lodging (ID)_New_Food Preparation_Natural Gas_Food Prep Other_E9 | F4 | Commercial | Lodging (ID) | New | Food Preparation | Natural Gas | Food Prep Other | E9 | RVT BC Ratio | 0 | 0 | 0 | 0 | 0 | 0 | 0 | 0 | 0 | 0 | 0 | 0 | 0 | 0 | 0 | 0 | 0 | 0 | 0 | 0 | 0 | 0 | 0 | 0 | 0 | 0 | 0
F4_Commercial_Lodging (ID)_New_Food Preparation_Natural Gas_Food Prep Other_E10 | F4 | Commercial | Lodging (ID) | New | Food Preparation | Natural Gas | Food Prep Other | E10 | RVT BC Ratio | 0 | 0 | 0 | 0 | 0 | 0 | 0 | 0 | 0 | 0 | 0 | 0 | 0 | 0 | 0 | 0 | 0 | 0 | 0 | 0 | 0 | 0 | 0 | 0 | 0 | 0 | 0
F5_Commercial_Lodging (ID)_New_Food Preparation_Natural Gas_Food Prep Other_E1 | F5 | Commercial | Lodging (ID) | New | Food Preparation | Natural Gas | Food Prep Other | E1 | RIM BC Ratio | [24 empty] | 1 | 1 | 1 | bar: 2019 to 2042
F5_Commercial_Lodging (ID)_New_Food Preparation_Natural Gas_Food Prep Other_E2 | F5 | Commercial | Lodging (ID) | New | Food Preparation | Natural Gas | Food Prep Other | E2 | RIM BC Ratio | 0.034556 | 0.03533 | 0.036302 | 0.037446 | 0.038773 | 0.040438 | 0.042169 | 0.04389 | 0.045549 | 0.047229 | 0.048521 | 0.049721 | 0.051015 | 0.052275 | 0.053386 | 0.054416 | 0.055325 | 0.056219 | 0.057179 | 0.058112 | 0.05907 | 0.060046 | 0.061029 | 0.062043 | 0.063072 | 0.064117 | 0.065178
F5_Commercial_Lodging (ID)_New_Food Preparation_Natural Gas_Food Prep Other_E3 | F5 | Commercial | Lodging (ID) | New | Food Preparation | Natural Gas | Food Prep Other | E3 | RIM BC Ratio | 0 | 0 | 0 | 0 | 0 | 0 | 0 | 0 | 0 | 0 | 0 | 0 | 0 | 0 | 0 | 0 | 0 | 0 | 0 | 0 | 0 | 0 | 0 | 0 | 0 | 0 | 0
F5_Commercial_Lodging (ID)_New_Food Preparation_Natural Gas_Food Prep Other_E4 | F5 | Commercial | Lodging (ID) | New | Food Preparation | Natural Gas | Food Prep Other | E4 | RIM BC Ratio | 0 | 0 | 0 | 0 | 0 | 0 | 0 | 0 | 0 | 0 | 0 | 0 | 0 | 0 | 0 | 0 | 0 | 0 | 0 | 0 | 0 | 0 | 0 | 0 | 0 | 0 | 0
F5_Commercial_Lodging (ID)_New_Food Preparation_Natural Gas_Food Prep Other_E5 | F5 | Commercial | Lodging (ID) | New | Food Preparation | Natural Gas | Food Prep Other | E5 | RIM BC Ratio | 0 | 0 | 0 | 0 | 0 | 0 | 0 | 0 | 0 | 0 | 0 | 0 | 0 | 0 | 0 | 0 | 0 | 0 | 0 | 0 | 0 | 0 | 0 | 0 | 0 | 0 | 0
F5_Commercial_Lodging (ID)_New_Food Preparation_Natural Gas_Food Prep Other_E6 | F5 | Commercial | Lodging (ID) | New | Food Preparation | Natural Gas | Food Prep Other | E6 | RIM BC Ratio | 0 | 0 | 0 | 0 | 0 | 0 | 0 | 0 | 0 | 0 | 0 | 0 | 0 | 0 | 0 | 0 | 0 | 0 | 0 | 0 | 0 | 0 | 0 | 0 | 0 | 0 | 0
F5_Commercial_Lodging (ID)_New_Food Preparation_Natural Gas_Food Prep Other_E7 | F5 | Commercial | Lodging (ID) | New | Food Preparation | Natural Gas | Food Prep Other | E7 | RIM BC Ratio | 0 | 0 | 0 | 0 | 0 | 0 | 0 | 0 | 0 | 0 | 0 | 0 | 0 | 0 | 0 | 0 | 0 | 0 | 0 | 0 | 0 | 0 | 0 | 0 | 0 | 0 | 0
F5_Commercial_Lodging (ID)_New_Food Preparation_Natural Gas_Food Prep Other_E8 | F5 | Commercial | Lodging (ID) | New | Food Preparation | Natural Gas | Food Prep Other | E8 | RIM BC Ratio | 0 | 0 | 0 | 0 | 0 | 0 | 0 | 0 | 0 | 0 | 0 | 0 | 0 | 0 | 0 | 0 | 0 | 0 | 0 | 0 | 0 | 0 | 0 | 0 | 0 | 0 | 0
F5_Commercial_Lodging (ID)_New_Food Preparation_Natural Gas_Food Prep Other_E9 | F5 | Commercial | Lodging (ID) | New | Food Preparation | Natural Gas | Food Prep Other | E9 | RIM BC Ratio | 0 | 0 | 0 | 0 | 0 | 0 | 0 | 0 | 0 | 0 | 0 | 0 | 0 | 0 | 0 | 0 | 0 | 0 | 0 | 0 | 0 | 0 | 0 | 0 | 0 | 0 | 0
F5_Commercial_Lodging (ID)_New_Food Preparation_Natural Gas_Food Prep Other_E10 | F5 | Commercial | Lodging (ID) | New | Food Preparation | Natural Gas | Food Prep Other | E10 | RIM BC Ratio | 0 | 0 | 0 | 0 | 0 | 0 | 0 | 0 | 0 | 0 | 0 | 0 | 0 | 0 | 0 | 0 | 0 | 0 | 0 | 0 | 0 | 0 | 0 | 0 | 0 | 0 | 0
F0_Commercial_Lodging (ID)_New_Miscellaneous_Natural Gas_Pool Heater_E0 | F0 | Commercial | Lodging (ID) | New | Miscellaneous | Natural Gas | Pool Heater | E0 | Economic Unit | Condensing (EF .90) | Condensing (EF .90) | Condensing (EF .90) | Condensing (EF .90) | Condensing (EF .90) | Condensing (EF .90) | Condensing (EF .90) | Condensing (EF .90) | Condensing (EF .90) | Condensing (EF .90) | Condensing (EF .90) | Condensing (EF .90) | Condensing (EF .90) | Condensing (EF .90) | Condensing (EF .90) | Condensing (EF .90) | Condensing (EF .90) | Condensing (EF .90) | Condensing (EF .90) | Condensing (EF .90) | Condensing (EF .90) | Condensing (EF .90) | Condensing (EF .90) | Condensing (EF .90) | Condensing (EF .90) | Condensing (EF .90) | Condensing (EF .90)
F1_Commercial_Lodging (ID)_New_Miscellaneous_Natural Gas_Pool Heater_E1 | F1 | Commercial | Lodging (ID) | New | Miscellaneous | Natural Gas | Pool Heater | E1 | CCE | 0 | 0 | 0 | 0 | 0 | 0 | 0 | 0 | 0 | 0 | 0 | 0 | 0 | 0 | 0 | 0 | 0 | 0 | 0 | 0 | 0 | 0 | 0 | 0 | 0 | 0 | 0
F1_Commercial_Lodging (ID)_New_Miscellaneous_Natural Gas_Pool Heater_E2 | F1 | Commercial | Lodging (ID) | New | Miscellaneous | Natural Gas | Pool Heater | E2 | CCE | 0.0013292 | 0.0013292 | 0.0013292 | 0.0013292 | 0.0013292 | 0.0013292 | 0.0013292 | 0.0013292 | 0.0013292 | 0.0013292 | 0.0013292 | 0.0013292 | 0.0013292 | 0.0013292 | 0.0013292 | 0.0013292 | 0.0013292 | 0.0013292 | 0.0013292 | 0.0013292 | 0.0013292 | 0.0013292 | 0.0013292 | 0.0013292 | 0.0013292 | 0.0013292 | 0.0013292
F1_Commercial_Lodging (ID)_New_Miscellaneous_Natural Gas_Pool Heater_E3 | F1 | Commercial | Lodging (ID) | New | Miscellaneous | Natural Gas | Pool Heater | E3 | CCE | 0 | 0 | 0 | 0 | 0 | 0 | 0 | 0 | 0 | 0 | 0 | 0 | 0 | 0 | 0 | 0 | 0 | 0 | 0 | 0 | 0 | 0 | 0 | 0 | 0 | 0 | 0
F1_Commercial_Lodging (ID)_New_Miscellaneous_Natural Gas_Pool Heater_E4 | F1 | Commercial | Lodging (ID) | New | Miscellaneous | Natural Gas | Pool Heater | E4 | CCE | 0 | 0 | 0 | 0 | 0 | 0 | 0 | 0 | 0 | 0 | 0 | 0 | 0 | 0 | 0 | 0 | 0 | 0 | 0 | 0 | 0 | 0 | 0 | 0 | 0 | 0 | 0
F1_Commercial_Lodging (ID)_New_Miscellaneous_Natural Gas_Pool Heater_E5 | F1 | Commercial | Lodging (ID) | New | Miscellaneous | Natural Gas | Pool Heater | E5 | CCE | 0 | 0 | 0 | 0 | 0 | 0 | 0 | 0 | 0 | 0 | 0 | 0 | 0 | 0 | 0 | 0 | 0 | 0 | 0 | 0 | 0 | 0 | 0 | 0 | 0 | 0 | 0
F1_Commercial_Lodging (ID)_New_Miscellaneous_Natural Gas_Pool Heater_E6 | F1 | Commercial | Lodging (ID) | New | Miscellaneous | Natural Gas | Pool Heater | E6 | CCE | 0 | 0 | 0 | 0 | 0 | 0 | 0 | 0 | 0 | 0 | 0 | 0 | 0 | 0 | 0 | 0 | 0 | 0 | 0 | 0 | 0 | 0 | 0 | 0 | 0 | 0 | 0
F1_Commercial_Lodging (ID)_New_Miscellaneous_Natural Gas_Pool Heater_E7 | F1 | Commercial | Lodging (ID) | New | Miscellaneous | Natural Gas | Pool Heater | E7 | CCE | 0 | 0 | 0 | 0 | 0 | 0 | 0 | 0 | 0 | 0 | 0 | 0 | 0 | 0 | 0 | 0 | 0 | 0 | 0 | 0 | 0 | 0 | 0 | 0 | 0 | 0 | 0
F1_Commercial_Lodging (ID)_New_Miscellaneous_Natural Gas_Pool Heater_E8 | F1 | Commercial | Lodging (ID) | New | Miscellaneous | Natural Gas | Pool Heater | E8 | CCE | 0 | 0 | 0 | 0 | 0 | 0 | 0 | 0 | 0 | 0 | 0 | 0 | 0 | 0 | 0 | 0 | 0 | 0 | 0 | 0 | 0 | 0 | 0 | 0 | 0 | 0 | 0
F1_Commercial_Lodging (ID)_New_Miscellaneous_Natural Gas_Pool Heater_E9 | F1 | Commercial | Lodging (ID) | New | Miscellaneous | Natural Gas | Pool Heater | E9 | CCE | 0 | 0 | 0 | 0 | 0 | 0 | 0 | 0 | 0 | 0 | 0 | 0 | 0 | 0 | 0 | 0 | 0 | 0 | 0 | 0 | 0 | 0 | 0 | 0 | 0 | 0 | 0
F1_Commercial_Lodging (ID)_New_Miscellaneous_Natural Gas_Pool Heater_E10 | F1 | Commercial | Lodging (ID) | New | Miscellaneous | Natural Gas | Pool Heater | E10 | CCE | 0 | 0 | 0 | 0 | 0 | 0 | 0 | 0 | 0 | 0 | 0 | 0 | 0 | 0 | 0 | 0 | 0 | 0 | 0 | 0 | 0 | 0 | 0 | 0 | 0 | 0 | 0
F2_Commercial_Lodging (ID)_New_Miscellaneous_Natural Gas_Pool Heater_E1 | F2 | Commercial | Lodging (ID) | New | Miscellaneous | Natural Gas | Pool Heater | E1 | TRC BC Ratio | [24 empty] | 1 | 1 | 1 | bar: 2019 to 2042
F2_Commercial_Lodging (ID)_New_Miscellaneous_Natural Gas_Pool Heater_E2 | F2 | Commercial | Lodging (ID) | New | Miscellaneous | Natural Gas | Pool Heater | E2 | TRC BC Ratio | 2.4894 | 2.5083 | 2.5489 | 2.6145 | 2.7051 | 2.8366 | 2.9807 | 3.1254 | 3.2654 | 3.4151 | 3.5281 | 3.6341 | 3.754 | 3.8696 | 3.9665 | 4.0534 | 4.1245 | 4.1926 | 4.2678 | 4.3387 | 4.412 | 4.4895 | 4.5673 | 4.6485 | 4.7311 | 4.8151 | 4.9007
F2_Commercial_Lodging (ID)_New_Miscellaneous_Natural Gas_Pool Heater_E3 | F2 | Commercial | Lodging (ID) | New | Miscellaneous | Natural Gas | Pool Heater | E3 | TRC BC Ratio | 0 | 0 | 0 | 0 | 0 | 0 | 0 | 0 | 0 | 0 | 0 | 0 | 0 | 0 | 0 | 0 | 0 | 0 | 0 | 0 | 0 | 0 | 0 | 0 | 0 | 0 | 0
F2_Commercial_Lodging (ID)_New_Miscellaneous_Natural Gas_Pool Heater_E4 | F2 | Commercial | Lodging (ID) | New | Miscellaneous | Natural Gas | Pool Heater | E4 | TRC BC Ratio | 0 | 0 | 0 | 0 | 0 | 0 | 0 | 0 | 0 | 0 | 0 | 0 | 0 | 0 | 0 | 0 | 0 | 0 | 0 | 0 | 0 | 0 | 0 | 0 | 0 | 0 | 0
F2_Commercial_Lodging (ID)_New_Miscellaneous_Natural Gas_Pool Heater_E5 | F2 | Commercial | Lodging (ID) | New | Miscellaneous | Natural Gas | Pool Heater | E5 | TRC BC Ratio | 0 | 0 | 0 | 0 | 0 | 0 | 0 | 0 | 0 | 0 | 0 | 0 | 0 | 0 | 0 | 0 | 0 | 0 | 0 | 0 | 0 | 0 | 0 | 0 | 0 | 0 | 0
F2_Commercial_Lodging (ID)_New_Miscellaneous_Natural Gas_Pool Heater_E6 | F2 | Commercial | Lodging (ID) | New | Miscellaneous | Natural Gas | Pool Heater | E6 | TRC BC Ratio | 0 | 0 | 0 | 0 | 0 | 0 | 0 | 0 | 0 | 0 | 0 | 0 | 0 | 0 | 0 | 0 | 0 | 0 | 0 | 0 | 0 | 0 | 0 | 0 | 0 | 0 | 0
F2_Commercial_Lodging (ID)_New_Miscellaneous_Natural Gas_Pool Heater_E7 | F2 | Commercial | Lodging (ID) | New | Miscellaneous | Natural Gas | Pool Heater | E7 | TRC BC Ratio | 0 | 0 | 0 | 0 | 0 | 0 | 0 | 0 | 0 | 0 | 0 | 0 | 0 | 0 | 0 | 0 | 0 | 0 | 0 | 0 | 0 | 0 | 0 | 0 | 0 | 0 | 0
F2_Commercial_Lodging (ID)_New_Miscellaneous_Natural Gas_Pool Heater_E8 | F2 | Commercial | Lodging (ID) | New | Miscellaneous | Natural Gas | Pool Heater | E8 | TRC BC Ratio | 0 | 0 | 0 | 0 | 0 | 0 | 0 | 0 | 0 | 0 | 0 | 0 | 0 | 0 | 0 | 0 | 0 | 0 | 0 | 0 | 0 | 0 | 0 | 0 | 0 | 0 | 0
F2_Commercial_Lodging (ID)_New_Miscellaneous_Natural Gas_Pool Heater_E9 | F2 | Commercial | Lodging (ID) | New | Miscellaneous | Natural Gas | Pool Heater | E9 | TRC BC Ratio | 0 | 0 | 0 | 0 | 0 | 0 | 0 | 0 | 0 | 0 | 0 | 0 | 0 | 0 | 0 | 0 | 0 | 0 | 0 | 0 | 0 | 0 | 0 | 0 | 0 | 0 | 0
F2_Commercial_Lodging (ID)_New_Miscellaneous_Natural Gas_Pool Heater_E10 | F2 | Commercial | Lodging (ID) | New | Miscellaneous | Natural Gas | Pool Heater | E10 | TRC BC Ratio | 0 | 0 | 0 | 0 | 0 | 0 | 0 | 0 | 0 | 0 | 0 | 0 | 0 | 0 | 0 | 0 | 0 | 0 | 0 | 0 | 0 | 0 | 0 | 0 | 0 | 0 | 0
F3_Commercial_Lodging (ID)_New_Miscellaneous_Natural Gas_Pool Heater_E1 | F3 | Commercial | Lodging (ID) | New | Miscellaneous | Natural Gas | Pool Heater | E1 | PACT BC Ratio | [24 empty] | 1 | 1 | 1 | bar: 2019 to 2042
F3_Commercial_Lodging (ID)_New_Miscellaneous_Natural Gas_Pool Heater_E2 | F3 | Commercial | Lodging (ID) | New | Miscellaneous | Natural Gas | Pool Heater | E2 | PACT BC Ratio | 6.1765 | 6.2234 | 6.3241 | 6.4871 | 6.7117 | 7.0379 | 7.3957 | 7.7545 | 8.1019 | 8.4734 | 8.7537 | 9.0168 | 9.3142 | 9.6011 | 9.8415 | 10.0571 | 10.2335 | 10.4024 | 10.5892 | 10.765 | 10.9469 | 11.1391 | 11.3323 | 11.5336 | 11.7385 | 11.9471 | 12.1593
F3_Commercial_Lodging (ID)_New_Miscellaneous_Natural Gas_Pool Heater_E3 | F3 | Commercial | Lodging (ID) | New | Miscellaneous | Natural Gas | Pool Heater | E3 | PACT BC Ratio | 0 | 0 | 0 | 0 | 0 | 0 | 0 | 0 | 0 | 0 | 0 | 0 | 0 | 0 | 0 | 0 | 0 | 0 | 0 | 0 | 0 | 0 | 0 | 0 | 0 | 0 | 0
F3_Commercial_Lodging (ID)_New_Miscellaneous_Natural Gas_Pool Heater_E4 | F3 | Commercial | Lodging (ID) | New | Miscellaneous | Natural Gas | Pool Heater | E4 | PACT BC Ratio | 0 | 0 | 0 | 0 | 0 | 0 | 0 | 0 | 0 | 0 | 0 | 0 | 0 | 0 | 0 | 0 | 0 | 0 | 0 | 0 | 0 | 0 | 0 | 0 | 0 | 0 | 0
F3_Commercial_Lodging (ID)_New_Miscellaneous_Natural Gas_Pool Heater_E5 | F3 | Commercial | Lodging (ID) | New | Miscellaneous | Natural Gas | Pool Heater | E5 | PACT BC Ratio | 0 | 0 | 0 | 0 | 0 | 0 | 0 | 0 | 0 | 0 | 0 | 0 | 0 | 0 | 0 | 0 | 0 | 0 | 0 | 0 | 0 | 0 | 0 | 0 | 0 | 0 | 0
F3_Commercial_Lodging (ID)_New_Miscellaneous_Natural Gas_Pool Heater_E6 | F3 | Commercial | Lodging (ID) | New | Miscellaneous | Natural Gas | Pool Heater | E6 | PACT BC Ratio | 0 | 0 | 0 | 0 | 0 | 0 | 0 | 0 | 0 | 0 | 0 | 0 | 0 | 0 | 0 | 0 | 0 | 0 | 0 | 0 | 0 | 0 | 0 | 0 | 0 | 0 | 0
F3_Commercial_Lodging (ID)_New_Miscellaneous_Natural Gas_Pool Heater_E7 | F3 | Commercial | Lodging (ID) | New | Miscellaneous | Natural Gas | Pool Heater | E7 | PACT BC Ratio | 0 | 0 | 0 | 0 | 0 | 0 | 0 | 0 | 0 | 0 | 0 | 0 | 0 | 0 | 0 | 0 | 0 | 0 | 0 | 0 | 0 | 0 | 0 | 0 | 0 | 0 | 0
F3_Commercial_Lodging (ID)_New_Miscellaneous_Natural Gas_Pool Heater_E8 | F3 | Commercial | Lodging (ID) | New | Miscellaneous | Natural Gas | Pool Heater | E8 | PACT BC Ratio | 0 | 0 | 0 | 0 | 0 | 0 | 0 | 0 | 0 | 0 | 0 | 0 | 0 | 0 | 0 | 0 | 0 | 0 | 0 | 0 | 0 | 0 | 0 | 0 | 0 | 0 | 0
F3_Commercial_Lodging (ID)_New_Miscellaneous_Natural Gas_Pool Heater_E9 | F3 | Commercial | Lodging (ID) | New | Miscellaneous | Natural Gas | Pool Heater | E9 | PACT BC Ratio | 0 | 0 | 0 | 0 | 0 | 0 | 0 | 0 | 0 | 0 | 0 | 0 | 0 | 0 | 0 | 0 | 0 | 0 | 0 | 0 | 0 | 0 | 0 | 0 | 0 | 0 | 0
F3_Commercial_Lodging (ID)_New_Miscellaneous_Natural Gas_Pool Heater_E10 | F3 | Commercial | Lodging (ID) | New | Miscellaneous | Natural Gas | Pool Heater | E10 | PACT BC Ratio | 0 | 0 | 0 | 0 | 0 | 0 | 0 | 0 | 0 | 0 | 0 | 0 | 0 | 0 | 0 | 0 | 0 | 0 | 0 | 0 | 0 | 0 | 0 | 0 | 0 | 0 | 0
F4_Commercial_Lodging (ID)_New_Miscellaneous_Natural Gas_Pool Heater_E1 | F4 | Commercial | Lodging (ID) | New | Miscellaneous | Natural Gas | Pool Heater | E1 | RVT BC Ratio | [24 empty] | 1 | 1 | 1 | bar: 2019 to 2042
F4_Commercial_Lodging (ID)_New_Miscellaneous_Natural Gas_Pool Heater_E2 | F4 | Commercial | Lodging (ID) | New | Miscellaneous | Natural Gas | Pool Heater | E2 | RVT BC Ratio | 3.8684 | 3.8955 | 3.9446 | 4.0188 | 4.116 | 4.2577 | 4.4007 | 4.5378 | 4.6615 | 4.7916 | 4.9407 | 5.0807 | 5.2389 | 5.3852 | 5.4996 | 5.5924 | 5.6549 | 5.7024 | 5.756 | 5.7998 | 5.8428 | 5.9404 | 6.0385 | 6.1407 | 6.2448 | 6.3507 | 6.4585
F4_Commercial_Lodging (ID)_New_Miscellaneous_Natural Gas_Pool Heater_E3 | F4 | Commercial | Lodging (ID) | New | Miscellaneous | Natural Gas | Pool Heater | E3 | RVT BC Ratio | 0 | 0 | 0 | 0 | 0 | 0 | 0 | 0 | 0 | 0 | 0 | 0 | 0 | 0 | 0 | 0 | 0 | 0 | 0 | 0 | 0 | 0 | 0 | 0 | 0 | 0 | 0
F4_Commercial_Lodging (ID)_New_Miscellaneous_Natural Gas_Pool Heater_E4 | F4 | Commercial | Lodging (ID) | New | Miscellaneous | Natural Gas | Pool Heater | E4 | RVT BC Ratio | 0 | 0 | 0 | 0 | 0 | 0 | 0 | 0 | 0 | 0 | 0 | 0 | 0 | 0 | 0 | 0 | 0 | 0 | 0 | 0 | 0 | 0 | 0 | 0 | 0 | 0 | 0
F4_Commercial_Lodging (ID)_New_Miscellaneous_Natural Gas_Pool Heater_E5 | F4 | Commercial | Lodging (ID) | New | Miscellaneous | Natural Gas | Pool Heater | E5 | RVT BC Ratio | 0 | 0 | 0 | 0 | 0 | 0 | 0 | 0 | 0 | 0 | 0 | 0 | 0 | 0 | 0 | 0 | 0 | 0 | 0 | 0 | 0 | 0 | 0 | 0 | 0 | 0 | 0
F4_Commercial_Lodging (ID)_New_Miscellaneous_Natural Gas_Pool Heater_E6 | F4 | Commercial | Lodging (ID) | New | Miscellaneous | Natural Gas | Pool Heater | E6 | RVT BC Ratio | 0 | 0 | 0 | 0 | 0 | 0 | 0 | 0 | 0 | 0 | 0 | 0 | 0 | 0 | 0 | 0 | 0 | 0 | 0 | 0 | 0 | 0 | 0 | 0 | 0 | 0 | 0
F4_Commercial_Lodging (ID)_New_Miscellaneous_Natural Gas_Pool Heater_E7 | F4 | Commercial | Lodging (ID) | New | Miscellaneous | Natural Gas | Pool Heater | E7 | RVT BC Ratio | 0 | 0 | 0 | 0 | 0 | 0 | 0 | 0 | 0 | 0 | 0 | 0 | 0 | 0 | 0 | 0 | 0 | 0 | 0 | 0 | 0 | 0 | 0 | 0 | 0 | 0 | 0
F4_Commercial_Lodging (ID)_New_Miscellaneous_Natural Gas_Pool Heater_E8 | F4 | Commercial | Lodging (ID) | New | Miscellaneous | Natural Gas | Pool Heater | E8 | RVT BC Ratio | 0 | 0 | 0 | 0 | 0 | 0 | 0 | 0 | 0 | 0 | 0 | 0 | 0 | 0 | 0 | 0 | 0 | 0 | 0 | 0 | 0 | 0 | 0 | 0 | 0 | 0 | 0
F4_Commercial_Lodging (ID)_New_Miscellaneous_Natural Gas_Pool Heater_E9 | F4 | Commercial | Lodging (ID) | New | Miscellaneous | Natural Gas | Pool Heater | E9 | RVT BC Ratio | 0 | 0 | 0 | 0 | 0 | 0 | 0 | 0 | 0 | 0 | 0 | 0 | 0 | 0 | 0 | 0 | 0 | 0 | 0 | 0 | 0 | 0 | 0 | 0 | 0 | 0 | 0
F4_Commercial_Lodging (ID)_New_Miscellaneous_Natural Gas_Pool Heater_E10 | F4 | Commercial | Lodging (ID) | New | Miscellaneous | Natural Gas | Pool Heater | E10 | RVT BC Ratio | 0 | 0 | 0 | 0 | 0 | 0 | 0 | 0 | 0 | 0 | 0 | 0 | 0 | 0 | 0 | 0 | 0 | 0 | 0 | 0 | 0 | 0 | 0 | 0 | 0 | 0 | 0
F5_Commercial_Lodging (ID)_New_Miscellaneous_Natural Gas_Pool Heater_E1 | F5 | Commercial | Lodging (ID) | New | Miscellaneous | Natural Gas | Pool Heater | E1 | RIM BC Ratio | [24 empty] | 1 | 1 | 1 | bar: 2019 to 2042
F5_Commercial_Lodging (ID)_New_Miscellaneous_Natural Gas_Pool Heater_E2 | F5 | Commercial | Lodging (ID) | New | Miscellaneous | Natural Gas | Pool Heater | E2 | RIM BC Ratio | 0.73427 | 0.73492 | 0.73797 | 0.74369 | 0.75209 | 0.76359 | 0.77747 | 0.79159 | 0.80602 | 0.82101 | 0.82356 | 0.82583 | 0.82825 | 0.83139 | 0.83511 | 0.83973 | 0.84535 | 0.85237 | 0.85988 | 0.86777 | 0.87616 | 0.87737 | 0.87855 | 0.87974 | 0.88091 | 0.88207 | 0.8832
F5_Commercial_Lodging (ID)_New_Miscellaneous_Natural Gas_Pool Heater_E3 | F5 | Commercial | Lodging (ID) | New | Miscellaneous | Natural Gas | Pool Heater | E3 | RIM BC Ratio | 0 | 0 | 0 | 0 | 0 | 0 | 0 | 0 | 0 | 0 | 0 | 0 | 0 | 0 | 0 | 0 | 0 | 0 | 0 | 0 | 0 | 0 | 0 | 0 | 0 | 0 | 0
F5_Commercial_Lodging (ID)_New_Miscellaneous_Natural Gas_Pool Heater_E4 | F5 | Commercial | Lodging (ID) | New | Miscellaneous | Natural Gas | Pool Heater | E4 | RIM BC Ratio | 0 | 0 | 0 | 0 | 0 | 0 | 0 | 0 | 0 | 0 | 0 | 0 | 0 | 0 | 0 | 0 | 0 | 0 | 0 | 0 | 0 | 0 | 0 | 0 | 0 | 0 | 0
F5_Commercial_Lodging (ID)_New_Miscellaneous_Natural Gas_Pool Heater_E5 | F5 | Commercial | Lodging (ID) | New | Miscellaneous | Natural Gas | Pool Heater | E5 | RIM BC Ratio | 0 | 0 | 0 | 0 | 0 | 0 | 0 | 0 | 0 | 0 | 0 | 0 | 0 | 0 | 0 | 0 | 0 | 0 | 0 | 0 | 0 | 0 | 0 | 0 | 0 | 0 | 0
F5_Commercial_Lodging (ID)_New_Miscellaneous_Natural Gas_Pool Heater_E6 | F5 | Commercial | Lodging (ID) | New | Miscellaneous | Natural Gas | Pool Heater | E6 | RIM BC Ratio | 0 | 0 | 0 | 0 | 0 | 0 | 0 | 0 | 0 | 0 | 0 | 0 | 0 | 0 | 0 | 0 | 0 | 0 | 0 | 0 | 0 | 0 | 0 | 0 | 0 | 0 | 0
F5_Commercial_Lodging (ID)_New_Miscellaneous_Natural Gas_Pool Heater_E7 | F5 | Commercial | Lodging (ID) | New | Miscellaneous | Natural Gas | Pool Heater | E7 | RIM BC Ratio | 0 | 0 | 0 | 0 | 0 | 0 | 0 | 0 | 0 | 0 | 0 | 0 | 0 | 0 | 0 | 0 | 0 | 0 | 0 | 0 | 0 | 0 | 0 | 0 | 0 | 0 | 0
F5_Commercial_Lodging (ID)_New_Miscellaneous_Natural Gas_Pool Heater_E8 | F5 | Commercial | Lodging (ID) | New | Miscellaneous | Natural Gas | Pool Heater | E8 | RIM BC Ratio | 0 | 0 | 0 | 0 | 0 | 0 | 0 | 0 | 0 | 0 | 0 | 0 | 0 | 0 | 0 | 0 | 0 | 0 | 0 | 0 | 0 | 0 | 0 | 0 | 0 | 0 | 0
F5_Commercial_Lodging (ID)_New_Miscellaneous_Natural Gas_Pool Heater_E9 | F5 | Commercial | Lodging (ID) | New | Miscellaneous | Natural Gas | Pool Heater | E9 | RIM BC Ratio | 0 | 0 | 0 | 0 | 0 | 0 | 0 | 0 | 0 | 0 | 0 | 0 | 0 | 0 | 0 | 0 | 0 | 0 | 0 | 0 | 0 | 0 | 0 | 0 | 0 | 0 | 0
F5_Commercial_Lodging (ID)_New_Miscellaneous_Natural Gas_Pool Heater_E10 | F5 | Commercial | Lodging (ID) | New | Miscellaneous | Natural Gas | Pool Heater | E10 | RIM BC Ratio | 0 | 0 | 0 | 0 | 0 | 0 | 0 | 0 | 0 | 0 | 0 | 0 | 0 | 0 | 0 | 0 | 0 | 0 | 0 | 0 | 0 | 0 | 0 | 0 | 0 | 0 | 0
F0_Commercial_Lodging (ID)_New_Miscellaneous_Natural Gas_Miscellaneous_E0 | F0 | Commercial | Lodging (ID) | New | Miscellaneous | Natural Gas | Miscellaneous | E0 | Economic Unit | Standard | Standard | Standard | Standard | Standard | Standard | Standard | Standard | Standard | Standard | Standard | Standard | Standard | Standard | Standard | Standard | Standard | Standard | Standard | Standard | Standard | Standard | Standard | Standard | Standard | Standard | Standard
F1_Commercial_Lodging (ID)_New_Miscellaneous_Natural Gas_Miscellaneous_E1 | F1 | Commercial | Lodging (ID) | New | Miscellaneous | Natural Gas | Miscellaneous | E1 | CCE | 0 | 0 | 0 | 0 | 0 | 0 | 0 | 0 | 0 | 0 | 0 | 0 | 0 | 0 | 0 | 0 | 0 | 0 | 0 | 0 | 0 | 0 | 0 | 0 | 0 | 0 | 0
F1_Commercial_Lodging (ID)_New_Miscellaneous_Natural Gas_Miscellaneous_E2 | F1 | Commercial | Lodging (ID) | New | Miscellaneous | Natural Gas | Miscellaneous | E2 | CCE | 0 | 0 | 0 | 0 | 0 | 0 | 0 | 0 | 0 | 0 | 0 | 0 | 0 | 0 | 0 | 0 | 0 | 0 | 0 | 0 | 0 | 0 | 0 | 0 | 0 | 0 | 0
F1_Commercial_Lodging (ID)_New_Miscellaneous_Natural Gas_Miscellaneous_E3 | F1 | Commercial | Lodging (ID) | New | Miscellaneous | Natural Gas | Miscellaneous | E3 | CCE | 0 | 0 | 0 | 0 | 0 | 0 | 0 | 0 | 0 | 0 | 0 | 0 | 0 | 0 | 0 | 0 | 0 | 0 | 0 | 0 | 0 | 0 | 0 | 0 | 0 | 0 | 0
F1_Commercial_Lodging (ID)_New_Miscellaneous_Natural Gas_Miscellaneous_E4 | F1 | Commercial | Lodging (ID) | New | Miscellaneous | Natural Gas | Miscellaneous | E4 | CCE | 0 | 0 | 0 | 0 | 0 | 0 | 0 | 0 | 0 | 0 | 0 | 0 | 0 | 0 | 0 | 0 | 0 | 0 | 0 | 0 | 0 | 0 | 0 | 0 | 0 | 0 | 0
F1_Commercial_Lodging (ID)_New_Miscellaneous_Natural Gas_Miscellaneous_E5 | F1 | Commercial | Lodging (ID) | New | Miscellaneous | Natural Gas | Miscellaneous | E5 | CCE | 0 | 0 | 0 | 0 | 0 | 0 | 0 | 0 | 0 | 0 | 0 | 0 | 0 | 0 | 0 | 0 | 0 | 0 | 0 | 0 | 0 | 0 | 0 | 0 | 0 | 0 | 0
F1_Commercial_Lodging (ID)_New_Miscellaneous_Natural Gas_Miscellaneous_E6 | F1 | Commercial | Lodging (ID) | New | Miscellaneous | Natural Gas | Miscellaneous | E6 | CCE | 0 | 0 | 0 | 0 | 0 | 0 | 0 | 0 | 0 | 0 | 0 | 0 | 0 | 0 | 0 | 0 | 0 | 0 | 0 | 0 | 0 | 0 | 0 | 0 | 0 | 0 | 0
F1_Commercial_Lodging (ID)_New_Miscellaneous_Natural Gas_Miscellaneous_E7 | F1 | Commercial | Lodging (ID) | New | Miscellaneous | Natural Gas | Miscellaneous | E7 | CCE | 0 | 0 | 0 | 0 | 0 | 0 | 0 | 0 | 0 | 0 | 0 | 0 | 0 | 0 | 0 | 0 | 0 | 0 | 0 | 0 | 0 | 0 | 0 | 0 | 0 | 0 | 0
F1_Commercial_Lodging (ID)_New_Miscellaneous_Natural Gas_Miscellaneous_E8 | F1 | Commercial | Lodging (ID) | New | Miscellaneous | Natural Gas | Miscellaneous | E8 | CCE | 0 | 0 | 0 | 0 | 0 | 0 | 0 | 0 | 0 | 0 | 0 | 0 | 0 | 0 | 0 | 0 | 0 | 0 | 0 | 0 | 0 | 0 | 0 | 0 | 0 | 0 | 0
F1_Commercial_Lodging (ID)_New_Miscellaneous_Natural Gas_Miscellaneous_E9 | F1 | Commercial | Lodging (ID) | New | Miscellaneous | Natural Gas | Miscellaneous | E9 | CCE | 0 | 0 | 0 | 0 | 0 | 0 | 0 | 0 | 0 | 0 | 0 | 0 | 0 | 0 | 0 | 0 | 0 | 0 | 0 | 0 | 0 | 0 | 0 | 0 | 0 | 0 | 0
F1_Commercial_Lodging (ID)_New_Miscellaneous_Natural Gas_Miscellaneous_E10 | F1 | Commercial | Lodging (ID) | New | Miscellaneous | Natural Gas | Miscellaneous | E10 | CCE | 0 | 0 | 0 | 0 | 0 | 0 | 0 | 0 | 0 | 0 | 0 | 0 | 0 | 0 | 0 | 0 | 0 | 0 | 0 | 0 | 0 | 0 | 0 | 0 | 0 | 0 | 0
F2_Commercial_Lodging (ID)_New_Miscellaneous_Natural Gas_Miscellaneous_E1 | F2 | Commercial | Lodging (ID) | New | Miscellaneous | Natural Gas | Miscellaneous | E1 | TRC BC Ratio | [24 empty] | 1 | 1 | 1 | bar: 2019 to 2042
F2_Commercial_Lodging (ID)_New_Miscellaneous_Natural Gas_Miscellaneous_E2 | F2 | Commercial | Lodging (ID) | New | Miscellaneous | Natural Gas | Miscellaneous | E2 | TRC BC Ratio | 0 | 0 | 0 | 0 | 0 | 0 | 0 | 0 | 0 | 0 | 0 | 0 | 0 | 0 | 0 | 0 | 0 | 0 | 0 | 0 | 0 | 0 | 0 | 0 | 0 | 0 | 0
F2_Commercial_Lodging (ID)_New_Miscellaneous_Natural Gas_Miscellaneous_E3 | F2 | Commercial | Lodging (ID) | New | Miscellaneous | Natural Gas | Miscellaneous | E3 | TRC BC Ratio | 0 | 0 | 0 | 0 | 0 | 0 | 0 | 0 | 0 | 0 | 0 | 0 | 0 | 0 | 0 | 0 | 0 | 0 | 0 | 0 | 0 | 0 | 0 | 0 | 0 | 0 | 0
F2_Commercial_Lodging (ID)_New_Miscellaneous_Natural Gas_Miscellaneous_E4 | F2 | Commercial | Lodging (ID) | New | Miscellaneous | Natural Gas | Miscellaneous | E4 | TRC BC Ratio | 0 | 0 | 0 | 0 | 0 | 0 | 0 | 0 | 0 | 0 | 0 | 0 | 0 | 0 | 0 | 0 | 0 | 0 | 0 | 0 | 0 | 0 | 0 | 0 | 0 | 0 | 0
F2_Commercial_Lodging (ID)_New_Miscellaneous_Natural Gas_Miscellaneous_E5 | F2 | Commercial | Lodging (ID) | New | Miscellaneous | Natural Gas | Miscellaneous | E5 | TRC BC Ratio | 0 | 0 | 0 | 0 | 0 | 0 | 0 | 0 | 0 | 0 | 0 | 0 | 0 | 0 | 0 | 0 | 0 | 0 | 0 | 0 | 0 | 0 | 0 | 0 | 0 | 0 | 0
F2_Commercial_Lodging (ID)_New_Miscellaneous_Natural Gas_Miscellaneous_E6 | F2 | Commercial | Lodging (ID) | New | Miscellaneous | Natural Gas | Miscellaneous | E6 | TRC BC Ratio | 0 | 0 | 0 | 0 | 0 | 0 | 0 | 0 | 0 | 0 | 0 | 0 | 0 | 0 | 0 | 0 | 0 | 0 | 0 | 0 | 0 | 0 | 0 | 0 | 0 | 0 | 0
F2_Commercial_Lodging (ID)_New_Miscellaneous_Natural Gas_Miscellaneous_E7 | F2 | Commercial | Lodging (ID) | New | Miscellaneous | Natural Gas | Miscellaneous | E7 | TRC BC Ratio | 0 | 0 | 0 | 0 | 0 | 0 | 0 | 0 | 0 | 0 | 0 | 0 | 0 | 0 | 0 | 0 | 0 | 0 | 0 | 0 | 0 | 0 | 0 | 0 | 0 | 0 | 0
F2_Commercial_Lodging (ID)_New_Miscellaneous_Natural Gas_Miscellaneous_E8 | F2 | Commercial | Lodging (ID) | New | Miscellaneous | Natural Gas | Miscellaneous | E8 | TRC BC Ratio | 0 | 0 | 0 | 0 | 0 | 0 | 0 | 0 | 0 | 0 | 0 | 0 | 0 | 0 | 0 | 0 | 0 | 0 | 0 | 0 | 0 | 0 | 0 | 0 | 0 | 0 | 0
F2_Commercial_Lodging (ID)_New_Miscellaneous_Natural Gas_Miscellaneous_E9 | F2 | Commercial | Lodging (ID) | New | Miscellaneous | Natural Gas | Miscellaneous | E9 | TRC BC Ratio | 0 | 0 | 0 | 0 | 0 | 0 | 0 | 0 | 0 | 0 | 0 | 0 | 0 | 0 | 0 | 0 | 0 | 0 | 0 | 0 | 0 | 0 | 0 | 0 | 0 | 0 | 0
F2_Commercial_Lodging (ID)_New_Miscellaneous_Natural Gas_Miscellaneous_E10 | F2 | Commercial | Lodging (ID) | New | Miscellaneous | Natural Gas | Miscellaneous | E10 | TRC BC Ratio | 0 | 0 | 0 | 0 | 0 | 0 | 0 | 0 | 0 | 0 | 0 | 0 | 0 | 0 | 0 | 0 | 0 | 0 | 0 | 0 | 0 | 0 | 0 | 0 | 0 | 0 | 0
F3_Commercial_Lodging (ID)_New_Miscellaneous_Natural Gas_Miscellaneous_E1 | F3 | Commercial | Lodging (ID) | New | Miscellaneous | Natural Gas | Miscellaneous | E1 | PACT BC Ratio | [24 empty] | 1 | 1 | 1 | bar: 2019 to 2042
F3_Commercial_Lodging (ID)_New_Miscellaneous_Natural Gas_Miscellaneous_E2 | F3 | Commercial | Lodging (ID) | New | Miscellaneous | Natural Gas | Miscellaneous | E2 | PACT BC Ratio | 0 | 0 | 0 | 0 | 0 | 0 | 0 | 0 | 0 | 0 | 0 | 0 | 0 | 0 | 0 | 0 | 0 | 0 | 0 | 0 | 0 | 0 | 0 | 0 | 0 | 0 | 0
F3_Commercial_Lodging (ID)_New_Miscellaneous_Natural Gas_Miscellaneous_E3 | F3 | Commercial | Lodging (ID) | New | Miscellaneous | Natural Gas | Miscellaneous | E3 | PACT BC Ratio | 0 | 0 | 0 | 0 | 0 | 0 | 0 | 0 | 0 | 0 | 0 | 0 | 0 | 0 | 0 | 0 | 0 | 0 | 0 | 0 | 0 | 0 | 0 | 0 | 0 | 0 | 0
F3_Commercial_Lodging (ID)_New_Miscellaneous_Natural Gas_Miscellaneous_E4 | F3 | Commercial | Lodging (ID) | New | Miscellaneous | Natural Gas | Miscellaneous | E4 | PACT BC Ratio | 0 | 0 | 0 | 0 | 0 | 0 | 0 | 0 | 0 | 0 | 0 | 0 | 0 | 0 | 0 | 0 | 0 | 0 | 0 | 0 | 0 | 0 | 0 | 0 | 0 | 0 | 0
F3_Commercial_Lodging (ID)_New_Miscellaneous_Natural Gas_Miscellaneous_E5 | F3 | Commercial | Lodging (ID) | New | Miscellaneous | Natural Gas | Miscellaneous | E5 | PACT BC Ratio | 0 | 0 | 0 | 0 | 0 | 0 | 0 | 0 | 0 | 0 | 0 | 0 | 0 | 0 | 0 | 0 | 0 | 0 | 0 | 0 | 0 | 0 | 0 | 0 | 0 | 0 | 0
F3_Commercial_Lodging (ID)_New_Miscellaneous_Natural Gas_Miscellaneous_E6 | F3 | Commercial | Lodging (ID) | New | Miscellaneous | Natural Gas | Miscellaneous | E6 | PACT BC Ratio | 0 | 0 | 0 | 0 | 0 | 0 | 0 | 0 | 0 | 0 | 0 | 0 | 0 | 0 | 0 | 0 | 0 | 0 | 0 | 0 | 0 | 0 | 0 | 0 | 0 | 0 | 0
F3_Commercial_Lodging (ID)_New_Miscellaneous_Natural Gas_Miscellaneous_E7 | F3 | Commercial | Lodging (ID) | New | Miscellaneous | Natural Gas | Miscellaneous | E7 | PACT BC Ratio | 0 | 0 | 0 | 0 | 0 | 0 | 0 | 0 | 0 | 0 | 0 | 0 | 0 | 0 | 0 | 0 | 0 | 0 | 0 | 0 | 0 | 0 | 0 | 0 | 0 | 0 | 0
F3_Commercial_Lodging (ID)_New_Miscellaneous_Natural Gas_Miscellaneous_E8 | F3 | Commercial | Lodging (ID) | New | Miscellaneous | Natural Gas | Miscellaneous | E8 | PACT BC Ratio | 0 | 0 | 0 | 0 | 0 | 0 | 0 | 0 | 0 | 0 | 0 | 0 | 0 | 0 | 0 | 0 | 0 | 0 | 0 | 0 | 0 | 0 | 0 | 0 | 0 | 0 | 0
F3_Commercial_Lodging (ID)_New_Miscellaneous_Natural Gas_Miscellaneous_E9 | F3 | Commercial | Lodging (ID) | New | Miscellaneous | Natural Gas | Miscellaneous | E9 | PACT BC Ratio | 0 | 0 | 0 | 0 | 0 | 0 | 0 | 0 | 0 | 0 | 0 | 0 | 0 | 0 | 0 | 0 | 0 | 0 | 0 | 0 | 0 | 0 | 0 | 0 | 0 | 0 | 0
F3_Commercial_Lodging (ID)_New_Miscellaneous_Natural Gas_Miscellaneous_E10 | F3 | Commercial | Lodging (ID) | New | Miscellaneous | Natural Gas | Miscellaneous | E10 | PACT BC Ratio | 0 | 0 | 0 | 0 | 0 | 0 | 0 | 0 | 0 | 0 | 0 | 0 | 0 | 0 | 0 | 0 | 0 | 0 | 0 | 0 | 0 | 0 | 0 | 0 | 0 | 0 | 0
F4_Commercial_Lodging (ID)_New_Miscellaneous_Natural Gas_Miscellaneous_E1 | F4 | Commercial | Lodging (ID) | New | Miscellaneous | Natural Gas | Miscellaneous | E1 | RVT BC Ratio | [24 empty] | 1 | 1 | 1 | bar: 2019 to 2042
F4_Commercial_Lodging (ID)_New_Miscellaneous_Natural Gas_Miscellaneous_E2 | F4 | Commercial | Lodging (ID) | New | Miscellaneous | Natural Gas | Miscellaneous | E2 | RVT BC Ratio | 0 | 0 | 0 | 0 | 0 | 0 | 0 | 0 | 0 | 0 | 0 | 0 | 0 | 0 | 0 | 0 | 0 | 0 | 0 | 0 | 0 | 0 | 0 | 0 | 0 | 0 | 0
F4_Commercial_Lodging (ID)_New_Miscellaneous_Natural Gas_Miscellaneous_E3 | F4 | Commercial | Lodging (ID) | New | Miscellaneous | Natural Gas | Miscellaneous | E3 | RVT BC Ratio | 0 | 0 | 0 | 0 | 0 | 0 | 0 | 0 | 0 | 0 | 0 | 0 | 0 | 0 | 0 | 0 | 0 | 0 | 0 | 0 | 0 | 0 | 0 | 0 | 0 | 0 | 0
F4_Commercial_Lodging (ID)_New_Miscellaneous_Natural Gas_Miscellaneous_E4 | F4 | Commercial | Lodging (ID) | New | Miscellaneous | Natural Gas | Miscellaneous | E4 | RVT BC Ratio | 0 | 0 | 0 | 0 | 0 | 0 | 0 | 0 | 0 | 0 | 0 | 0 | 0 | 0 | 0 | 0 | 0 | 0 | 0 | 0 | 0 | 0 | 0 | 0 | 0 | 0 | 0
F4_Commercial_Lodging (ID)_New_Miscellaneous_Natural Gas_Miscellaneous_E5 | F4 | Commercial | Lodging (ID) | New | Miscellaneous | Natural Gas | Miscellaneous | E5 | RVT BC Ratio | 0 | 0 | 0 | 0 | 0 | 0 | 0 | 0 | 0 | 0 | 0 | 0 | 0 | 0 | 0 | 0 | 0 | 0 | 0 | 0 | 0 | 0 | 0 | 0 | 0 | 0 | 0
F4_Commercial_Lodging (ID)_New_Miscellaneous_Natural Gas_Miscellaneous_E6 | F4 | Commercial | Lodging (ID) | New | Miscellaneous | Natural Gas | Miscellaneous | E6 | RVT BC Ratio | 0 | 0 | 0 | 0 | 0 | 0 | 0 | 0 | 0 | 0 | 0 | 0 | 0 | 0 | 0 | 0 | 0 | 0 | 0 | 0 | 0 | 0 | 0 | 0 | 0 | 0 | 0
F4_Commercial_Lodging (ID)_New_Miscellaneous_Natural Gas_Miscellaneous_E7 | F4 | Commercial | Lodging (ID) | New | Miscellaneous | Natural Gas | Miscellaneous | E7 | RVT BC Ratio | 0 | 0 | 0 | 0 | 0 | 0 | 0 | 0 | 0 | 0 | 0 | 0 | 0 | 0 | 0 | 0 | 0 | 0 | 0 | 0 | 0 | 0 | 0 | 0 | 0 | 0 | 0
F4_Commercial_Lodging (ID)_New_Miscellaneous_Natural Gas_Miscellaneous_E8 | F4 | Commercial | Lodging (ID) | New | Miscellaneous | Natural Gas | Miscellaneous | E8 | RVT BC Ratio | 0 | 0 | 0 | 0 | 0 | 0 | 0 | 0 | 0 | 0 | 0 | 0 | 0 | 0 | 0 | 0 | 0 | 0 | 0 | 0 | 0 | 0 | 0 | 0 | 0 | 0 | 0
F4_Commercial_Lodging (ID)_New_Miscellaneous_Natural Gas_Miscellaneous_E9 | F4 | Commercial | Lodging (ID) | New | Miscellaneous | Natural Gas | Miscellaneous | E9 | RVT BC Ratio | 0 | 0 | 0 | 0 | 0 | 0 | 0 | 0 | 0 | 0 | 0 | 0 | 0 | 0 | 0 | 0 | 0 | 0 | 0 | 0 | 0 | 0 | 0 | 0 | 0 | 0 | 0
F4_Commercial_Lodging (ID)_New_Miscellaneous_Natural Gas_Miscellaneous_E10 | F4 | Commercial | Lodging (ID) | New | Miscellaneous | Natural Gas | Miscellaneous | E10 | RVT BC Ratio | 0 | 0 | 0 | 0 | 0 | 0 | 0 | 0 | 0 | 0 | 0 | 0 | 0 | 0 | 0 | 0 | 0 | 0 | 0 | 0 | 0 | 0 | 0 | 0 | 0 | 0 | 0
F5_Commercial_Lodging (ID)_New_Miscellaneous_Natural Gas_Miscellaneous_E1 | F5 | Commercial | Lodging (ID) | New | Miscellaneous | Natural Gas | Miscellaneous | E1 | RIM BC Ratio | [24 empty] | 1 | 1 | 1 | bar: 2019 to 2042
F5_Commercial_Lodging (ID)_New_Miscellaneous_Natural Gas_Miscellaneous_E2 | F5 | Commercial | Lodging (ID) | New | Miscellaneous | Natural Gas | Miscellaneous | E2 | RIM BC Ratio | 0 | 0 | 0 | 0 | 0 | 0 | 0 | 0 | 0 | 0 | 0 | 0 | 0 | 0 | 0 | 0 | 0 | 0 | 0 | 0 | 0 | 0 | 0 | 0 | 0 | 0 | 0
F5_Commercial_Lodging (ID)_New_Miscellaneous_Natural Gas_Miscellaneous_E3 | F5 | Commercial | Lodging (ID) | New | Miscellaneous | Natural Gas | Miscellaneous | E3 | RIM BC Ratio | 0 | 0 | 0 | 0 | 0 | 0 | 0 | 0 | 0 | 0 | 0 | 0 | 0 | 0 | 0 | 0 | 0 | 0 | 0 | 0 | 0 | 0 | 0 | 0 | 0 | 0 | 0
F5_Commercial_Lodging (ID)_New_Miscellaneous_Natural Gas_Miscellaneous_E4 | F5 | Commercial | Lodging (ID) | New | Miscellaneous | Natural Gas | Miscellaneous | E4 | RIM BC Ratio | 0 | 0 | 0 | 0 | 0 | 0 | 0 | 0 | 0 | 0 | 0 | 0 | 0 | 0 | 0 | 0 | 0 | 0 | 0 | 0 | 0 | 0 | 0 | 0 | 0 | 0 | 0
F5_Commercial_Lodging (ID)_New_Miscellaneous_Natural Gas_Miscellaneous_E5 | F5 | Commercial | Lodging (ID) | New | Miscellaneous | Natural Gas | Miscellaneous | E5 | RIM BC Ratio | 0 | 0 | 0 | 0 | 0 | 0 | 0 | 0 | 0 | 0 | 0 | 0 | 0 | 0 | 0 | 0 | 0 | 0 | 0 | 0 | 0 | 0 | 0 | 0 | 0 | 0 | 0
F5_Commercial_Lodging (ID)_New_Miscellaneous_Natural Gas_Miscellaneous_E6 | F5 | Commercial | Lodging (ID) | New | Miscellaneous | Natural Gas | Miscellaneous | E6 | RIM BC Ratio | 0 | 0 | 0 | 0 | 0 | 0 | 0 | 0 | 0 | 0 | 0 | 0 | 0 | 0 | 0 | 0 | 0 | 0 | 0 | 0 | 0 | 0 | 0 | 0 | 0 | 0 | 0
F5_Commercial_Lodging (ID)_New_Miscellaneous_Natural Gas_Miscellaneous_E7 | F5 | Commercial | Lodging (ID) | New | Miscellaneous | Natural Gas | Miscellaneous | E7 | RIM BC Ratio | 0 | 0 | 0 | 0 | 0 | 0 | 0 | 0 | 0 | 0 | 0 | 0 | 0 | 0 | 0 | 0 | 0 | 0 | 0 | 0 | 0 | 0 | 0 | 0 | 0 | 0 | 0
F5_Commercial_Lodging (ID)_New_Miscellaneous_Natural Gas_Miscellaneous_E8 | F5 | Commercial | Lodging (ID) | New | Miscellaneous | Natural Gas | Miscellaneous | E8 | RIM BC Ratio | 0 | 0 | 0 | 0 | 0 | 0 | 0 | 0 | 0 | 0 | 0 | 0 | 0 | 0 | 0 | 0 | 0 | 0 | 0 | 0 | 0 | 0 | 0 | 0 | 0 | 0 | 0
F5_Commercial_Lodging (ID)_New_Miscellaneous_Natural Gas_Miscellaneous_E9 | F5 | Commercial | Lodging (ID) | New | Miscellaneous | Natural Gas | Miscellaneous | E9 | RIM BC Ratio | 0 | 0 | 0 | 0 | 0 | 0 | 0 | 0 | 0 | 0 | 0 | 0 | 0 | 0 | 0 | 0 | 0 | 0 | 0 | 0 | 0 | 0 | 0 | 0 | 0 | 0 | 0
F5_Commercial_Lodging (ID)_New_Miscellaneous_Natural Gas_Miscellaneous_E10 | F5 | Commercial | Lodging (ID) | New | Miscellaneous | Natural Gas | Miscellaneous | E10 | RIM BC Ratio | 0 | 0 | 0 | 0 | 0 | 0 | 0 | 0 | 0 | 0 | 0 | 0 | 0 | 0 | 0 | 0 | 0 | 0 | 0 | 0 | 0 | 0 | 0 | 0 | 0 | 0 | 0
F0_Commercial_Warehouse (ID)_Existing_Space Heating_Natural Gas_Furnace_E0 | F0 | Commercial | Warehouse (ID) | Existing | Space Heating | Natural Gas | Furnace | E0 | Economic Unit | AFUE 96% | AFUE 96% | AFUE 96% | AFUE 96% | AFUE 96% | AFUE 96% | AFUE 96% | AFUE 96% | AFUE 96% | AFUE 96% | AFUE 96% | AFUE 96% | AFUE 96% | AFUE 96% | AFUE 96% | AFUE 96% | AFUE 96% | AFUE 96% | AFUE 96% | AFUE 96% | AFUE 96% | AFUE 96% | AFUE 96% | AFUE 96% | AFUE 96% | AFUE 96% | AFUE 96%
F1_Commercial_Warehouse (ID)_Existing_Space Heating_Natural Gas_Furnace_E1 | F1 | Commercial | Warehouse (ID) | Existing | Space Heating | Natural Gas | Furnace | E1 | CCE | 0 | 0 | 0 | 0 | 0 | 0 | 0 | 0 | 0 | 0 | 0 | 0 | 0 | 0 | 0 | 0 | 0 | 0 | 0 | 0 | 0 | 0 | 0 | 0 | 0 | 0 | 0
F1_Commercial_Warehouse (ID)_Existing_Space Heating_Natural Gas_Furnace_E2 | F1 | Commercial | Warehouse (ID) | Existing | Space Heating | Natural Gas | Furnace | E2 | CCE | 0.008372 | 0.0086881 | 0.0086881 | 0.0086881 | 0.0086881 | 0.0086881 | 0.0086881 | 0.0086881 | 0.0086881 | 0.0086881 | 0.0086881 | 0.0086881 | 0.0086881 | 0.0086881 | 0.0086881 | 0.0086881 | 0.0086881 | 0.0086881 | 0.0086881 | 0.0086881 | 0.0086881 | 0.0086881 | 0.0086881 | 0.0086881 | 0.0086881 | 0.0086881 | 0.0086881
F1_Commercial_Warehouse (ID)_Existing_Space Heating_Natural Gas_Furnace_E3 | F1 | Commercial | Warehouse (ID) | Existing | Space Heating | Natural Gas | Furnace | E3 | CCE | 0.00125 | 0.0012972 | 0.0012972 | 0.0012972 | 0.0012972 | 0.0012972 | 0.0012972 | 0.0012972 | 0.0012972 | 0.0012972 | 0.0012972 | 0.0012972 | 0.0012972 | 0.0012972 | 0.0012972 | 0.0012972 | 0.0012972 | 0.0012972 | 0.0012972 | 0.0012972 | 0.0012972 | 0.0012972 | 0.0012972 | 0.0012972 | 0.0012972 | 0.0012972 | 0.0012972
F1_Commercial_Warehouse (ID)_Existing_Space Heating_Natural Gas_Furnace_E4 | F1 | Commercial | Warehouse (ID) | Existing | Space Heating | Natural Gas | Furnace | E4 | CCE | 0 | 0 | 0 | 0 | 0 | 0 | 0 | 0 | 0 | 0 | 0 | 0 | 0 | 0 | 0 | 0 | 0 | 0 | 0 | 0 | 0 | 0 | 0 | 0 | 0 | 0 | 0
F1_Commercial_Warehouse (ID)_Existing_Space Heating_Natural Gas_Furnace_E5 | F1 | Commercial | Warehouse (ID) | Existing | Space Heating | Natural Gas | Furnace | E5 | CCE | 0 | 0 | 0 | 0 | 0 | 0 | 0 | 0 | 0 | 0 | 0 | 0 | 0 | 0 | 0 | 0 | 0 | 0 | 0 | 0 | 0 | 0 | 0 | 0 | 0 | 0 | 0
F1_Commercial_Warehouse (ID)_Existing_Space Heating_Natural Gas_Furnace_E6 | F1 | Commercial | Warehouse (ID) | Existing | Space Heating | Natural Gas | Furnace | E6 | CCE | 0 | 0 | 0 | 0 | 0 | 0 | 0 | 0 | 0 | 0 | 0 | 0 | 0 | 0 | 0 | 0 | 0 | 0 | 0 | 0 | 0 | 0 | 0 | 0 | 0 | 0 | 0
F1_Commercial_Warehouse (ID)_Existing_Space Heating_Natural Gas_Furnace_E7 | F1 | Commercial | Warehouse (ID) | Existing | Space Heating | Natural Gas | Furnace | E7 | CCE | 0 | 0 | 0 | 0 | 0 | 0 | 0 | 0 | 0 | 0 | 0 | 0 | 0 | 0 | 0 | 0 | 0 | 0 | 0 | 0 | 0 | 0 | 0 | 0 | 0 | 0 | 0
F1_Commercial_Warehouse (ID)_Existing_Space Heating_Natural Gas_Furnace_E8 | F1 | Commercial | Warehouse (ID) | Existing | Space Heating | Natural Gas | Furnace | E8 | CCE | 0 | 0 | 0 | 0 | 0 | 0 | 0 | 0 | 0 | 0 | 0 | 0 | 0 | 0 | 0 | 0 | 0 | 0 | 0 | 0 | 0 | 0 | 0 | 0 | 0 | 0 | 0
F1_Commercial_Warehouse (ID)_Existing_Space Heating_Natural Gas_Furnace_E9 | F1 | Commercial | Warehouse (ID) | Existing | Space Heating | Natural Gas | Furnace | E9 | CCE | 0 | 0 | 0 | 0 | 0 | 0 | 0 | 0 | 0 | 0 | 0 | 0 | 0 | 0 | 0 | 0 | 0 | 0 | 0 | 0 | 0 | 0 | 0 | 0 | 0 | 0 | 0
F1_Commercial_Warehouse (ID)_Existing_Space Heating_Natural Gas_Furnace_E10 | F1 | Commercial | Warehouse (ID) | Existing | Space Heating | Natural Gas | Furnace | E10 | CCE | 0 | 0 | 0 | 0 | 0 | 0 | 0 | 0 | 0 | 0 | 0 | 0 | 0 | 0 | 0 | 0 | 0 | 0 | 0 | 0 | 0 | 0 | 0 | 0 | 0 | 0 | 0
F2_Commercial_Warehouse (ID)_Existing_Space Heating_Natural Gas_Furnace_E1 | F2 | Commercial | Warehouse (ID) | Existing | Space Heating | Natural Gas | Furnace | E1 | TRC BC Ratio | [24 empty] | 1 | 1 | 1 | bar: 2019 to 2042
F2_Commercial_Warehouse (ID)_Existing_Space Heating_Natural Gas_Furnace_E2 | F2 | Commercial | Warehouse (ID) | Existing | Space Heating | Natural Gas | Furnace | E2 | TRC BC Ratio | 0.44922 | 0.45575 | 0.465 | 0.47557 | 0.48755 | 0.50499 | 0.52279 | 0.54168 | 0.55946 | 0.57748 | 0.59326 | 0.60752 | 0.62335 | 0.63976 | 0.65479 | 0.6695 | 0.68297 | 0.69688 | 0.71143 | 0.72637 | 0.74159 | 0.75776 | 0.77693 | 0.79343 | 0.81027 | 0.82746 | 0.84503
F2_Commercial_Warehouse (ID)_Existing_Space Heating_Natural Gas_Furnace_E3 | F2 | Commercial | Warehouse (ID) | Existing | Space Heating | Natural Gas | Furnace | E3 | TRC BC Ratio | 3.0087 | 3.0525 | 3.1145 | 3.1852 | 3.2655 | 3.3823 | 3.5015 | 3.628 | 3.7471 | 3.8678 | 3.9735 | 4.069 | 4.175 | 4.285 | 4.3856 | 4.4841 | 4.5743 | 4.6675 | 4.765 | 4.865 | 4.967 | 5.0753 | 5.2037 | 5.3142 | 5.4269 | 5.5421 | 5.6598
F2_Commercial_Warehouse (ID)_Existing_Space Heating_Natural Gas_Furnace_E4 | F2 | Commercial | Warehouse (ID) | Existing | Space Heating | Natural Gas | Furnace | E4 | TRC BC Ratio | 0 | 0 | 0 | 0 | 0 | 0 | 0 | 0 | 0 | 0 | 0 | 0 | 0 | 0 | 0 | 0 | 0 | 0 | 0 | 0 | 0 | 0 | 0 | 0 | 0 | 0 | 0
F2_Commercial_Warehouse (ID)_Existing_Space Heating_Natural Gas_Furnace_E5 | F2 | Commercial | Warehouse (ID) | Existing | Space Heating | Natural Gas | Furnace | E5 | TRC BC Ratio | 0 | 0 | 0 | 0 | 0 | 0 | 0 | 0 | 0 | 0 | 0 | 0 | 0 | 0 | 0 | 0 | 0 | 0 | 0 | 0 | 0 | 0 | 0 | 0 | 0 | 0 | 0
F2_Commercial_Warehouse (ID)_Existing_Space Heating_Natural Gas_Furnace_E6 | F2 | Commercial | Warehouse (ID) | Existing | Space Heating | Natural Gas | Furnace | E6 | TRC BC Ratio | 0 | 0 | 0 | 0 | 0 | 0 | 0 | 0 | 0 | 0 | 0 | 0 | 0 | 0 | 0 | 0 | 0 | 0 | 0 | 0 | 0 | 0 | 0 | 0 | 0 | 0 | 0
F2_Commercial_Warehouse (ID)_Existing_Space Heating_Natural Gas_Furnace_E7 | F2 | Commercial | Warehouse (ID) | Existing | Space Heating | Natural Gas | Furnace | E7 | TRC BC Ratio | 0 | 0 | 0 | 0 | 0 | 0 | 0 | 0 | 0 | 0 | 0 | 0 | 0 | 0 | 0 | 0 | 0 | 0 | 0 | 0 | 0 | 0 | 0 | 0 | 0 | 0 | 0
F2_Commercial_Warehouse (ID)_Existing_Space Heating_Natural Gas_Furnace_E8 | F2 | Commercial | Warehouse (ID) | Existing | Space Heating | Natural Gas | Furnace | E8 | TRC BC Ratio | 0 | 0 | 0 | 0 | 0 | 0 | 0 | 0 | 0 | 0 | 0 | 0 | 0 | 0 | 0 | 0 | 0 | 0 | 0 | 0 | 0 | 0 | 0 | 0 | 0 | 0 | 0
F2_Commercial_Warehouse (ID)_Existing_Space Heating_Natural Gas_Furnace_E9 | F2 | Commercial | Warehouse (ID) | Existing | Space Heating | Natural Gas | Furnace | E9 | TRC BC Ratio | 0 | 0 | 0 | 0 | 0 | 0 | 0 | 0 | 0 | 0 | 0 | 0 | 0 | 0 | 0 | 0 | 0 | 0 | 0 | 0 | 0 | 0 | 0 | 0 | 0 | 0 | 0
F2_Commercial_Warehouse (ID)_Existing_Space Heating_Natural Gas_Furnace_E10 | F2 | Commercial | Warehouse (ID) | Existing | Space Heating | Natural Gas | Furnace | E10 | TRC BC Ratio | 0 | 0 | 0 | 0 | 0 | 0 | 0 | 0 | 0 | 0 | 0 | 0 | 0 | 0 | 0 | 0 | 0 | 0 | 0 | 0 | 0 | 0 | 0 | 0 | 0 | 0 | 0
F3_Commercial_Warehouse (ID)_Existing_Space Heating_Natural Gas_Furnace_E1 | F3 | Commercial | Warehouse (ID) | Existing | Space Heating | Natural Gas | Furnace | E1 | PACT BC Ratio | [24 empty] | 1 | 1 | 1 | bar: 2019 to 2042
F3_Commercial_Warehouse (ID)_Existing_Space Heating_Natural Gas_Furnace_E2 | F3 | Commercial | Warehouse (ID) | Existing | Space Heating | Natural Gas | Furnace | E2 | PACT BC Ratio | 1.2582 | 1.2765 | 1.3024 | 1.332 | 1.3656 | 1.4144 | 1.4643 | 1.5172 | 1.567 | 1.6175 | 1.6617 | 1.7016 | 1.7459 | 1.7919 | 1.834 | 1.8752 | 1.9129 | 1.9519 | 1.9926 | 2.0345 | 2.0771 | 2.1224 | 2.1761 | 2.2223 | 2.2695 | 2.3177 | 2.3668
F3_Commercial_Warehouse (ID)_Existing_Space Heating_Natural Gas_Furnace_E3 | F3 | Commercial | Warehouse (ID) | Existing | Space Heating | Natural Gas | Furnace | E3 | PACT BC Ratio | 8.4272 | 8.5497 | 8.7233 | 8.9216 | 9.1464 | 9.4735 | 9.8074 | 10.1618 | 10.4953 | 10.8335 | 11.1295 | 11.3969 | 11.6939 | 12.0018 | 12.2837 | 12.5597 | 12.8123 | 13.0733 | 13.3462 | 13.6265 | 13.912 | 14.2153 | 14.5751 | 14.8845 | 15.2004 | 15.523 | 15.8525
F3_Commercial_Warehouse (ID)_Existing_Space Heating_Natural Gas_Furnace_E4 | F3 | Commercial | Warehouse (ID) | Existing | Space Heating | Natural Gas | Furnace | E4 | PACT BC Ratio | 0 | 0 | 0 | 0 | 0 | 0 | 0 | 0 | 0 | 0 | 0 | 0 | 0 | 0 | 0 | 0 | 0 | 0 | 0 | 0 | 0 | 0 | 0 | 0 | 0 | 0 | 0
F3_Commercial_Warehouse (ID)_Existing_Space Heating_Natural Gas_Furnace_E5 | F3 | Commercial | Warehouse (ID) | Existing | Space Heating | Natural Gas | Furnace | E5 | PACT BC Ratio | 0 | 0 | 0 | 0 | 0 | 0 | 0 | 0 | 0 | 0 | 0 | 0 | 0 | 0 | 0 | 0 | 0 | 0 | 0 | 0 | 0 | 0 | 0 | 0 | 0 | 0 | 0
F3_Commercial_Warehouse (ID)_Existing_Space Heating_Natural Gas_Furnace_E6 | F3 | Commercial | Warehouse (ID) | Existing | Space Heating | Natural Gas | Furnace | E6 | PACT BC Ratio | 0 | 0 | 0 | 0 | 0 | 0 | 0 | 0 | 0 | 0 | 0 | 0 | 0 | 0 | 0 | 0 | 0 | 0 | 0 | 0 | 0 | 0 | 0 | 0 | 0 | 0 | 0
F3_Commercial_Warehouse (ID)_Existing_Space Heating_Natural Gas_Furnace_E7 | F3 | Commercial | Warehouse (ID) | Existing | Space Heating | Natural Gas | Furnace | E7 | PACT BC Ratio | 0 | 0 | 0 | 0 | 0 | 0 | 0 | 0 | 0 | 0 | 0 | 0 | 0 | 0 | 0 | 0 | 0 | 0 | 0 | 0 | 0 | 0 | 0 | 0 | 0 | 0 | 0
F3_Commercial_Warehouse (ID)_Existing_Space Heating_Natural Gas_Furnace_E8 | F3 | Commercial | Warehouse (ID) | Existing | Space Heating | Natural Gas | Furnace | E8 | PACT BC Ratio | 0 | 0 | 0 | 0 | 0 | 0 | 0 | 0 | 0 | 0 | 0 | 0 | 0 | 0 | 0 | 0 | 0 | 0 | 0 | 0 | 0 | 0 | 0 | 0 | 0 | 0 | 0
F3_Commercial_Warehouse (ID)_Existing_Space Heating_Natural Gas_Furnace_E9 | F3 | Commercial | Warehouse (ID) | Existing | Space Heating | Natural Gas | Furnace | E9 | PACT BC Ratio | 0 | 0 | 0 | 0 | 0 | 0 | 0 | 0 | 0 | 0 | 0 | 0 | 0 | 0 | 0 | 0 | 0 | 0 | 0 | 0 | 0 | 0 | 0 | 0 | 0 | 0 | 0
F3_Commercial_Warehouse (ID)_Existing_Space Heating_Natural Gas_Furnace_E10 | F3 | Commercial | Warehouse (ID) | Existing | Space Heating | Natural Gas | Furnace | E10 | PACT BC Ratio | 0 | 0 | 0 | 0 | 0 | 0 | 0 | 0 | 0 | 0 | 0 | 0 | 0 | 0 | 0 | 0 | 0 | 0 | 0 | 0 | 0 | 0 | 0 | 0 | 0 | 0 | 0
F4_Commercial_Warehouse (ID)_Existing_Space Heating_Natural Gas_Furnace_E1 | F4 | Commercial | Warehouse (ID) | Existing | Space Heating | Natural Gas | Furnace | E1 | RVT BC Ratio | [24 empty] | 1 | 1 | 1 | bar: 2019 to 2042
F4_Commercial_Warehouse (ID)_Existing_Space Heating_Natural Gas_Furnace_E2 | F4 | Commercial | Warehouse (ID) | Existing | Space Heating | Natural Gas | Furnace | E2 | RVT BC Ratio | 0.85765 | 0.86288 | 0.87158 | 0.88164 | 0.89316 | 0.91193 | 0.93055 | 0.95002 | 0.9671 | 0.98368 | 1.0025 | 1.0189 | 1.0372 | 1.056 | 1.0727 | 1.0888 | 1.103 | 1.1175 | 1.1325 | 1.1476 | 1.1628 | 1.1832 | 1.2074 | 1.2281 | 1.2494 | 1.271 | 1.2932
F4_Commercial_Warehouse (ID)_Existing_Space Heating_Natural Gas_Furnace_E3 | F4 | Commercial | Warehouse (ID) | Existing | Space Heating | Natural Gas | Furnace | E3 | RVT BC Ratio | 4.4428 | 4.4778 | 4.536 | 4.6034 | 4.6806 | 4.8063 | 4.931 | 5.0614 | 5.1759 | 5.2869 | 5.4128 | 5.5227 | 5.6451 | 5.7712 | 5.8834 | 5.9912 | 6.0861 | 6.183 | 6.2834 | 6.3851 | 6.4868 | 6.6233 | 6.7851 | 6.9243 | 7.0664 | 7.2115 | 7.3597
F4_Commercial_Warehouse (ID)_Existing_Space Heating_Natural Gas_Furnace_E4 | F4 | Commercial | Warehouse (ID) | Existing | Space Heating | Natural Gas | Furnace | E4 | RVT BC Ratio | 0 | 0 | 0 | 0 | 0 | 0 | 0 | 0 | 0 | 0 | 0 | 0 | 0 | 0 | 0 | 0 | 0 | 0 | 0 | 0 | 0 | 0 | 0 | 0 | 0 | 0 | 0
F4_Commercial_Warehouse (ID)_Existing_Space Heating_Natural Gas_Furnace_E5 | F4 | Commercial | Warehouse (ID) | Existing | Space Heating | Natural Gas | Furnace | E5 | RVT BC Ratio | 0 | 0 | 0 | 0 | 0 | 0 | 0 | 0 | 0 | 0 | 0 | 0 | 0 | 0 | 0 | 0 | 0 | 0 | 0 | 0 | 0 | 0 | 0 | 0 | 0 | 0 | 0
F4_Commercial_Warehouse (ID)_Existing_Space Heating_Natural Gas_Furnace_E6 | F4 | Commercial | Warehouse (ID) | Existing | Space Heating | Natural Gas | Furnace | E6 | RVT BC Ratio | 0 | 0 | 0 | 0 | 0 | 0 | 0 | 0 | 0 | 0 | 0 | 0 | 0 | 0 | 0 | 0 | 0 | 0 | 0 | 0 | 0 | 0 | 0 | 0 | 0 | 0 | 0
F4_Commercial_Warehouse (ID)_Existing_Space Heating_Natural Gas_Furnace_E7 | F4 | Commercial | Warehouse (ID) | Existing | Space Heating | Natural Gas | Furnace | E7 | RVT BC Ratio | 0 | 0 | 0 | 0 | 0 | 0 | 0 | 0 | 0 | 0 | 0 | 0 | 0 | 0 | 0 | 0 | 0 | 0 | 0 | 0 | 0 | 0 | 0 | 0 | 0 | 0 | 0
F4_Commercial_Warehouse (ID)_Existing_Space Heating_Natural Gas_Furnace_E8 | F4 | Commercial | Warehouse (ID) | Existing | Space Heating | Natural Gas | Furnace | E8 | RVT BC Ratio | 0 | 0 | 0 | 0 | 0 | 0 | 0 | 0 | 0 | 0 | 0 | 0 | 0 | 0 | 0 | 0 | 0 | 0 | 0 | 0 | 0 | 0 | 0 | 0 | 0 | 0 | 0
F4_Commercial_Warehouse (ID)_Existing_Space Heating_Natural Gas_Furnace_E9 | F4 | Commercial | Warehouse (ID) | Existing | Space Heating | Natural Gas | Furnace | E9 | RVT BC Ratio | 0 | 0 | 0 | 0 | 0 | 0 | 0 | 0 | 0 | 0 | 0 | 0 | 0 | 0 | 0 | 0 | 0 | 0 | 0 | 0 | 0 | 0 | 0 | 0 | 0 | 0 | 0
F4_Commercial_Warehouse (ID)_Existing_Space Heating_Natural Gas_Furnace_E10 | F4 | Commercial | Warehouse (ID) | Existing | Space Heating | Natural Gas | Furnace | E10 | RVT BC Ratio | 0 | 0 | 0 | 0 | 0 | 0 | 0 | 0 | 0 | 0 | 0 | 0 | 0 | 0 | 0 | 0 | 0 | 0 | 0 | 0 | 0 | 0 | 0 | 0 | 0 | 0 | 0
F5_Commercial_Warehouse (ID)_Existing_Space Heating_Natural Gas_Furnace_E1 | F5 | Commercial | Warehouse (ID) | Existing | Space Heating | Natural Gas | Furnace | E1 | RIM BC Ratio | [24 empty] | 1 | 1 | 1 | bar: 2019 to 2042
F5_Commercial_Warehouse (ID)_Existing_Space Heating_Natural Gas_Furnace_E2 | F5 | Commercial | Warehouse (ID) | Existing | Space Heating | Natural Gas | Furnace | E2 | RIM BC Ratio | 0.50968 | 0.51454 | 0.52073 | 0.52761 | 0.5352 | 0.54499 | 0.5549 | 0.56522 | 0.57523 | 0.58545 | 0.59204 | 0.59811 | 0.60462 | 0.61124 | 0.61737 | 0.62336 | 0.62898 | 0.63474 | 0.6407 | 0.64679 | 0.65298 | 0.65739 | 0.66246 | 0.66667 | 0.67086 | 0.675 | 0.67912
F5_Commercial_Warehouse (ID)_Existing_Space Heating_Natural Gas_Furnace_E3 | F5 | Commercial | Warehouse (ID) | Existing | Space Heating | Natural Gas | Furnace | E3 | RIM BC Ratio | 0.77766 | 0.78305 | 0.78913 | 0.79574 | 0.80289 | 0.81073 | 0.8189 | 0.82746 | 0.83643 | 0.84591 | 0.84953 | 0.85324 | 0.85713 | 0.86113 | 0.86509 | 0.86914 | 0.87323 | 0.87749 | 0.88193 | 0.88655 | 0.89136 | 0.89258 | 0.89397 | 0.89511 | 0.89623 | 0.89733 | 0.89841
F5_Commercial_Warehouse (ID)_Existing_Space Heating_Natural Gas_Furnace_E4 | F5 | Commercial | Warehouse (ID) | Existing | Space Heating | Natural Gas | Furnace | E4 | RIM BC Ratio | 0 | 0 | 0 | 0 | 0 | 0 | 0 | 0 | 0 | 0 | 0 | 0 | 0 | 0 | 0 | 0 | 0 | 0 | 0 | 0 | 0 | 0 | 0 | 0 | 0 | 0 | 0
F5_Commercial_Warehouse (ID)_Existing_Space Heating_Natural Gas_Furnace_E5 | F5 | Commercial | Warehouse (ID) | Existing | Space Heating | Natural Gas | Furnace | E5 | RIM BC Ratio | 0 | 0 | 0 | 0 | 0 | 0 | 0 | 0 | 0 | 0 | 0 | 0 | 0 | 0 | 0 | 0 | 0 | 0 | 0 | 0 | 0 | 0 | 0 | 0 | 0 | 0 | 0
F5_Commercial_Warehouse (ID)_Existing_Space Heating_Natural Gas_Furnace_E6 | F5 | Commercial | Warehouse (ID) | Existing | Space Heating | Natural Gas | Furnace | E6 | RIM BC Ratio | 0 | 0 | 0 | 0 | 0 | 0 | 0 | 0 | 0 | 0 | 0 | 0 | 0 | 0 | 0 | 0 | 0 | 0 | 0 | 0 | 0 | 0 | 0 | 0 | 0 | 0 | 0
F5_Commercial_Warehouse (ID)_Existing_Space Heating_Natural Gas_Furnace_E7 | F5 | Commercial | Warehouse (ID) | Existing | Space Heating | Natural Gas | Furnace | E7 | RIM BC Ratio | 0 | 0 | 0 | 0 | 0 | 0 | 0 | 0 | 0 | 0 | 0 | 0 | 0 | 0 | 0 | 0 | 0 | 0 | 0 | 0 | 0 | 0 | 0 | 0 | 0 | 0 | 0
F5_Commercial_Warehouse (ID)_Existing_Space Heating_Natural Gas_Furnace_E8 | F5 | Commercial | Warehouse (ID) | Existing | Space Heating | Natural Gas | Furnace | E8 | RIM BC Ratio | 0 | 0 | 0 | 0 | 0 | 0 | 0 | 0 | 0 | 0 | 0 | 0 | 0 | 0 | 0 | 0 | 0 | 0 | 0 | 0 | 0 | 0 | 0 | 0 | 0 | 0 | 0
F5_Commercial_Warehouse (ID)_Existing_Space Heating_Natural Gas_Furnace_E9 | F5 | Commercial | Warehouse (ID) | Existing | Space Heating | Natural Gas | Furnace | E9 | RIM BC Ratio | 0 | 0 | 0 | 0 | 0 | 0 | 0 | 0 | 0 | 0 | 0 | 0 | 0 | 0 | 0 | 0 | 0 | 0 | 0 | 0 | 0 | 0 | 0 | 0 | 0 | 0 | 0
F5_Commercial_Warehouse (ID)_Existing_Space Heating_Natural Gas_Furnace_E10 | F5 | Commercial | Warehouse (ID) | Existing | Space Heating | Natural Gas | Furnace | E10 | RIM BC Ratio | 0 | 0 | 0 | 0 | 0 | 0 | 0 | 0 | 0 | 0 | 0 | 0 | 0 | 0 | 0 | 0 | 0 | 0 | 0 | 0 | 0 | 0 | 0 | 0 | 0 | 0 | 0
F0_Commercial_Warehouse (ID)_Existing_Space Heating_Natural Gas_Boiler_E0 | F0 | Commercial | Warehouse (ID) | Existing | Space Heating | Natural Gas | Boiler | E0 | Economic Unit | AFUE 97% | AFUE 97% | AFUE 97% | AFUE 97% | AFUE 97% | AFUE 97% | AFUE 97% | AFUE 97% | AFUE 97% | AFUE 97% | AFUE 97% | AFUE 97% | AFUE 97% | AFUE 97% | AFUE 97% | AFUE 97% | AFUE 97% | AFUE 97% | AFUE 97% | AFUE 97% | AFUE 97% | AFUE 97% | AFUE 97% | Convert to NG Air Source Heat Pump | Convert to NG Air Source Heat Pump | Convert to NG Air Source Heat Pump | Convert to NG Air Source Heat Pump
F1_Commercial_Warehouse (ID)_Existing_Space Heating_Natural Gas_Boiler_E1 | F1 | Commercial | Warehouse (ID) | Existing | Space Heating | Natural Gas | Boiler | E1 | CCE | 0 | 0 | 0 | 0 | 0 | 0 | 0 | 0 | 0 | 0 | 0 | 0 | 0 | 0 | 0 | 0 | 0 | 0 | 0 | 0 | 0 | 0 | 0 | 0 | 0 | 0 | 0
F1_Commercial_Warehouse (ID)_Existing_Space Heating_Natural Gas_Boiler_E2 | F1 | Commercial | Warehouse (ID) | Existing | Space Heating | Natural Gas | Boiler | E2 | CCE | 0.00034895 | 0.00036212 | 0.00036212 | 0.00036212 | 0.00036212 | 0.00036212 | 0.00036212 | 0.00036212 | 0.00036212 | 0.00036212 | 0.00036212 | 0.00036212 | 0.00036212 | 0.00036212 | 0.00036212 | 0.00036212 | 0.00036212 | 0.00036212 | 0.00036212 | 0.00036212 | 0.00036212 | 0.00036212 | 0.00036212 | 0.00036212 | 0.00036212 | 0.00036212 | 0.00036212
F1_Commercial_Warehouse (ID)_Existing_Space Heating_Natural Gas_Boiler_E3 | F1 | Commercial | Warehouse (ID) | Existing | Space Heating | Natural Gas | Boiler | E3 | CCE | -7.624e-05 | -7.9118e-05 | -7.9118e-05 | -7.9118e-05 | -7.9118e-05 | -7.9118e-05 | -7.9118e-05 | -7.9118e-05 | -7.9118e-05 | -7.9118e-05 | -7.9118e-05 | -7.9118e-05 | -7.9118e-05 | -7.9118e-05 | -7.9118e-05 | -7.9118e-05 | -7.9118e-05 | -7.9118e-05 | -7.9118e-05 | -7.9118e-05 | -7.9118e-05 | -7.9118e-05 | -7.9118e-05 | -7.9118e-05 | -7.9118e-05 | -7.9118e-05 | -7.9118e-05
F1_Commercial_Warehouse (ID)_Existing_Space Heating_Natural Gas_Boiler_E4 | F1 | Commercial | Warehouse (ID) | Existing | Space Heating | Natural Gas | Boiler | E4 | CCE | 0.0080199 | 0.0083227 | 0.0083227 | 0.0083227 | 0.0083227 | 0.0083227 | 0.0083227 | 0.0083227 | 0.0083227 | 0.0083227 | 0.0083227 | 0.0083227 | 0.0083227 | 0.0083227 | 0.0083227 | 0.0083227 | 0.0083227 | 0.0083227 | 0.0083227 | 0.0083227 | 0.0083227 | 0.0083227 | 0.0083227 | 0.0083227 | 0.0083227 | 0.0083227 | 0.0083227
F1_Commercial_Warehouse (ID)_Existing_Space Heating_Natural Gas_Boiler_E5 | F1 | Commercial | Warehouse (ID) | Existing | Space Heating | Natural Gas | Boiler | E5 | CCE | 0 | 0 | 0 | 0 | 0 | 0 | 0 | 0 | 0 | 0 | 0 | 0 | 0 | 0 | 0 | 0 | 0 | 0 | 0 | 0 | 0 | 0 | 0 | 0 | 0 | 0 | 0
F1_Commercial_Warehouse (ID)_Existing_Space Heating_Natural Gas_Boiler_E6 | F1 | Commercial | Warehouse (ID) | Existing | Space Heating | Natural Gas | Boiler | E6 | CCE | 0 | 0 | 0 | 0 | 0 | 0 | 0 | 0 | 0 | 0 | 0 | 0 | 0 | 0 | 0 | 0 | 0 | 0 | 0 | 0 | 0 | 0 | 0 | 0 | 0 | 0 | 0
F1_Commercial_Warehouse (ID)_Existing_Space Heating_Natural Gas_Boiler_E7 | F1 | Commercial | Warehouse (ID) | Existing | Space Heating | Natural Gas | Boiler | E7 | CCE | 0 | 0 | 0 | 0 | 0 | 0 | 0 | 0 | 0 | 0 | 0 | 0 | 0 | 0 | 0 | 0 | 0 | 0 | 0 | 0 | 0 | 0 | 0 | 0 | 0 | 0 | 0
F1_Commercial_Warehouse (ID)_Existing_Space Heating_Natural Gas_Boiler_E8 | F1 | Commercial | Warehouse (ID) | Existing | Space Heating | Natural Gas | Boiler | E8 | CCE | 0 | 0 | 0 | 0 | 0 | 0 | 0 | 0 | 0 | 0 | 0 | 0 | 0 | 0 | 0 | 0 | 0 | 0 | 0 | 0 | 0 | 0 | 0 | 0 | 0 | 0 | 0
F1_Commercial_Warehouse (ID)_Existing_Space Heating_Natural Gas_Boiler_E9 | F1 | Commercial | Warehouse (ID) | Existing | Space Heating | Natural Gas | Boiler | E9 | CCE | 0 | 0 | 0 | 0 | 0 | 0 | 0 | 0 | 0 | 0 | 0 | 0 | 0 | 0 | 0 | 0 | 0 | 0 | 0 | 0 | 0 | 0 | 0 | 0 | 0 | 0 | 0
F1_Commercial_Warehouse (ID)_Existing_Space Heating_Natural Gas_Boiler_E10 | F1 | Commercial | Warehouse (ID) | Existing | Space Heating | Natural Gas | Boiler | E10 | CCE | 0 | 0 | 0 | 0 | 0 | 0 | 0 | 0 | 0 | 0 | 0 | 0 | 0 | 0 | 0 | 0 | 0 | 0 | 0 | 0 | 0 | 0 | 0 | 0 | 0 | 0 | 0
F2_Commercial_Warehouse (ID)_Existing_Space Heating_Natural Gas_Boiler_E1 | F2 | Commercial | Warehouse (ID) | Existing | Space Heating | Natural Gas | Boiler | E1 | TRC BC Ratio | [24 empty] | 1 | 1 | 1 | bar: 2019 to 2042
F2_Commercial_Warehouse (ID)_Existing_Space Heating_Natural Gas_Boiler_E2 | F2 | Commercial | Warehouse (ID) | Existing | Space Heating | Natural Gas | Boiler | E2 | TRC BC Ratio | 12.17 | 12.3823 | 12.6447 | 12.93 | 13.2399 | 13.6464 | 14.0608 | 14.4972 | 14.9169 | 15.3436 | 15.7334 | 16.0993 | 16.4951 | 16.9011 | 17.2852 | 17.6663 | 18.0283 | 18.4006 | 18.7869 | 19.1829 | 19.5866 | 20.0076 | 20.4814 | 20.9071 | 21.3371 | 21.6658 | 21.9616
F2_Commercial_Warehouse (ID)_Existing_Space Heating_Natural Gas_Boiler_E3 | F2 | Commercial | Warehouse (ID) | Existing | Space Heating | Natural Gas | Boiler | E3 | TRC BC Ratio | [24 empty] | 1 | 1 | 1 | bar: 2019 to 2042
F2_Commercial_Warehouse (ID)_Existing_Space Heating_Natural Gas_Boiler_E4 | F2 | Commercial | Warehouse (ID) | Existing | Space Heating | Natural Gas | Boiler | E4 | TRC BC Ratio | 0.61029 | 0.62276 | 0.63651 | 0.65077 | 0.66555 | 0.68255 | 0.69985 | 0.71786 | 0.73573 | 0.75395 | 0.77157 | 0.78887 | 0.80702 | 0.82539 | 0.84347 | 0.86169 | 0.87969 | 0.89813 | 0.9171 | 0.9365 | 0.95631 | 0.97655 | 0.99795 | 1.0182 | 1.0384 | 1.0479 | 1.0534
F2_Commercial_Warehouse (ID)_Existing_Space Heating_Natural Gas_Boiler_E5 | F2 | Commercial | Warehouse (ID) | Existing | Space Heating | Natural Gas | Boiler | E5 | TRC BC Ratio | 0 | 0 | 0 | 0 | 0 | 0 | 0 | 0 | 0 | 0 | 0 | 0 | 0 | 0 | 0 | 0 | 0 | 0 | 0 | 0 | 0 | 0 | 0 | 0 | 0 | 0 | 0
F2_Commercial_Warehouse (ID)_Existing_Space Heating_Natural Gas_Boiler_E6 | F2 | Commercial | Warehouse (ID) | Existing | Space Heating | Natural Gas | Boiler | E6 | TRC BC Ratio | 0 | 0 | 0 | 0 | 0 | 0 | 0 | 0 | 0 | 0 | 0 | 0 | 0 | 0 | 0 | 0 | 0 | 0 | 0 | 0 | 0 | 0 | 0 | 0 | 0 | 0 | 0
F2_Commercial_Warehouse (ID)_Existing_Space Heating_Natural Gas_Boiler_E7 | F2 | Commercial | Warehouse (ID) | Existing | Space Heating | Natural Gas | Boiler | E7 | TRC BC Ratio | 0 | 0 | 0 | 0 | 0 | 0 | 0 | 0 | 0 | 0 | 0 | 0 | 0 | 0 | 0 | 0 | 0 | 0 | 0 | 0 | 0 | 0 | 0 | 0 | 0 | 0 | 0
F2_Commercial_Warehouse (ID)_Existing_Space Heating_Natural Gas_Boiler_E8 | F2 | Commercial | Warehouse (ID) | Existing | Space Heating | Natural Gas | Boiler | E8 | TRC BC Ratio | 0 | 0 | 0 | 0 | 0 | 0 | 0 | 0 | 0 | 0 | 0 | 0 | 0 | 0 | 0 | 0 | 0 | 0 | 0 | 0 | 0 | 0 | 0 | 0 | 0 | 0 | 0
F2_Commercial_Warehouse (ID)_Existing_Space Heating_Natural Gas_Boiler_E9 | F2 | Commercial | Warehouse (ID) | Existing | Space Heating | Natural Gas | Boiler | E9 | TRC BC Ratio | 0 | 0 | 0 | 0 | 0 | 0 | 0 | 0 | 0 | 0 | 0 | 0 | 0 | 0 | 0 | 0 | 0 | 0 | 0 | 0 | 0 | 0 | 0 | 0 | 0 | 0 | 0
F2_Commercial_Warehouse (ID)_Existing_Space Heating_Natural Gas_Boiler_E10 | F2 | Commercial | Warehouse (ID) | Existing | Space Heating | Natural Gas | Boiler | E10 | TRC BC Ratio | 0 | 0 | 0 | 0 | 0 | 0 | 0 | 0 | 0 | 0 | 0 | 0 | 0 | 0 | 0 | 0 | 0 | 0 | 0 | 0 | 0 | 0 | 0 | 0 | 0 | 0 | 0
F3_Commercial_Warehouse (ID)_Existing_Space Heating_Natural Gas_Boiler_E1 | F3 | Commercial | Warehouse (ID) | Existing | Space Heating | Natural Gas | Boiler | E1 | PACT BC Ratio | [24 empty] | 1 | 1 | 1 | bar: 2019 to 2042
F3_Commercial_Warehouse (ID)_Existing_Space Heating_Natural Gas_Boiler_E2 | F3 | Commercial | Warehouse (ID) | Existing | Space Heating | Natural Gas | Boiler | E2 | PACT BC Ratio | 34.087 | 34.6817 | 35.4167 | 36.2158 | 37.0836 | 38.2222 | 39.3829 | 40.6053 | 41.781 | 42.976 | 44.068 | 45.0928 | 46.2012 | 47.3384 | 48.4143 | 49.4818 | 50.4955 | 51.5385 | 52.6205 | 53.7295 | 54.8602 | 56.0396 | 57.3665 | 58.559 | 59.7634 | 60.6841 | 61.5124
F3_Commercial_Warehouse (ID)_Existing_Space Heating_Natural Gas_Boiler_E3 | F3 | Commercial | Warehouse (ID) | Existing | Space Heating | Natural Gas | Boiler | E3 | PACT BC Ratio | [24 empty] | 1 | 1 | 1 | bar: 2019 to 2042
F3_Commercial_Warehouse (ID)_Existing_Space Heating_Natural Gas_Boiler_E4 | F3 | Commercial | Warehouse (ID) | Existing | Space Heating | Natural Gas | Boiler | E4 | PACT BC Ratio | 1.7094 | 1.7443 | 1.7828 | 1.8227 | 1.8641 | 1.9118 | 1.9602 | 2.0107 | 2.0607 | 2.1118 | 2.1611 | 2.2096 | 2.2604 | 2.3118 | 2.3625 | 2.4135 | 2.4639 | 2.5156 | 2.5687 | 2.6231 | 2.6785 | 2.7352 | 2.7952 | 2.8519 | 2.9086 | 2.935 | 2.9506
F3_Commercial_Warehouse (ID)_Existing_Space Heating_Natural Gas_Boiler_E5 | F3 | Commercial | Warehouse (ID) | Existing | Space Heating | Natural Gas | Boiler | E5 | PACT BC Ratio | 0 | 0 | 0 | 0 | 0 | 0 | 0 | 0 | 0 | 0 | 0 | 0 | 0 | 0 | 0 | 0 | 0 | 0 | 0 | 0 | 0 | 0 | 0 | 0 | 0 | 0 | 0
F3_Commercial_Warehouse (ID)_Existing_Space Heating_Natural Gas_Boiler_E6 | F3 | Commercial | Warehouse (ID) | Existing | Space Heating | Natural Gas | Boiler | E6 | PACT BC Ratio | 0 | 0 | 0 | 0 | 0 | 0 | 0 | 0 | 0 | 0 | 0 | 0 | 0 | 0 | 0 | 0 | 0 | 0 | 0 | 0 | 0 | 0 | 0 | 0 | 0 | 0 | 0
F3_Commercial_Warehouse (ID)_Existing_Space Heating_Natural Gas_Boiler_E7 | F3 | Commercial | Warehouse (ID) | Existing | Space Heating | Natural Gas | Boiler | E7 | PACT BC Ratio | 0 | 0 | 0 | 0 | 0 | 0 | 0 | 0 | 0 | 0 | 0 | 0 | 0 | 0 | 0 | 0 | 0 | 0 | 0 | 0 | 0 | 0 | 0 | 0 | 0 | 0 | 0