F4_Commercial_Retail (WA)_New_Food Preparation_Natural Gas_Oven_E1 | F4 | Commercial | Retail (WA) | New | Food Preparation | Natural Gas | Oven | E1 | Utility - Cost of Equipment | 0.0021735 | 0.0021735 | 0.0021735 | 0.0021735 | 0.0021735 | 0.0021735 | 0.0021735 | 0.0021735 | 0.0021735 | 0.0021735 | 0.0021735 | 0.0021735 | 0.0021735 | 0.0021735 | 0.0021735 | 0.0021735 | 0.0021735 | 0.0021735 | 0.0021735 | 0.0021735 | 0.0021735 | 0.0021735 | 0.0021735 | 0.0021735 | 0.0021735 | 0.0021735 | 0.0021735
F4_Commercial_Retail (WA)_New_Food Preparation_Natural Gas_Oven_E2 | F4 | Commercial | Retail (WA) | New | Food Preparation | Natural Gas | Oven | E2 | Utility - Cost of Equipment | 0.0029616 | 0.0029616 | 0.0029616 | 0.0029616 | 0.0029616 | 0.0029616 | 0.0029616 | 0.0029616 | 0.0029616 | 0.0029616 | 0.0029616 | 0.0029616 | 0.0029616 | 0.0029616 | 0.0029616 | 0.0029616 | 0.0029616 | 0.0029616 | 0.0029616 | 0.0029616 | 0.0029616 | 0.0029616 | 0.0029616 | 0.0029616 | 0.0029616 | 0.0029616 | 0.0029616
F4_Commercial_Retail (WA)_New_Food Preparation_Natural Gas_Oven_E3 | F4 | Commercial | Retail (WA) | New | Food Preparation | Natural Gas | Oven | E3 | Utility - Cost of Equipment | 0 | 0 | 0 | 0 | 0 | 0 | 0 | 0 | 0 | 0 | 0 | 0 | 0 | 0 | 0 | 0 | 0 | 0 | 0 | 0 | 0 | 0 | 0 | 0 | 0 | 0 | 0
F4_Commercial_Retail (WA)_New_Food Preparation_Natural Gas_Oven_E4 | F4 | Commercial | Retail (WA) | New | Food Preparation | Natural Gas | Oven | E4 | Utility - Cost of Equipment | 0 | 0 | 0 | 0 | 0 | 0 | 0 | 0 | 0 | 0 | 0 | 0 | 0 | 0 | 0 | 0 | 0 | 0 | 0 | 0 | 0 | 0 | 0 | 0 | 0 | 0 | 0
F4_Commercial_Retail (WA)_New_Food Preparation_Natural Gas_Oven_E5 | F4 | Commercial | Retail (WA) | New | Food Preparation | Natural Gas | Oven | E5 | Utility - Cost of Equipment | 0 | 0 | 0 | 0 | 0 | 0 | 0 | 0 | 0 | 0 | 0 | 0 | 0 | 0 | 0 | 0 | 0 | 0 | 0 | 0 | 0 | 0 | 0 | 0 | 0 | 0 | 0
F4_Commercial_Retail (WA)_New_Food Preparation_Natural Gas_Oven_E6 | F4 | Commercial | Retail (WA) | New | Food Preparation | Natural Gas | Oven | E6 | Utility - Cost of Equipment | 0 | 0 | 0 | 0 | 0 | 0 | 0 | 0 | 0 | 0 | 0 | 0 | 0 | 0 | 0 | 0 | 0 | 0 | 0 | 0 | 0 | 0 | 0 | 0 | 0 | 0 | 0
F4_Commercial_Retail (WA)_New_Food Preparation_Natural Gas_Oven_E7 | F4 | Commercial | Retail (WA) | New | Food Preparation | Natural Gas | Oven | E7 | Utility - Cost of Equipment | 0 | 0 | 0 | 0 | 0 | 0 | 0 | 0 | 0 | 0 | 0 | 0 | 0 | 0 | 0 | 0 | 0 | 0 | 0 | 0 | 0 | 0 | 0 | 0 | 0 | 0 | 0
F4_Commercial_Retail (WA)_New_Food Preparation_Natural Gas_Oven_E8 | F4 | Commercial | Retail (WA) | New | Food Preparation | Natural Gas | Oven | E8 | Utility - Cost of Equipment | 0 | 0 | 0 | 0 | 0 | 0 | 0 | 0 | 0 | 0 | 0 | 0 | 0 | 0 | 0 | 0 | 0 | 0 | 0 | 0 | 0 | 0 | 0 | 0 | 0 | 0 | 0
F4_Commercial_Retail (WA)_New_Food Preparation_Natural Gas_Oven_E9 | F4 | Commercial | Retail (WA) | New | Food Preparation | Natural Gas | Oven | E9 | Utility - Cost of Equipment | 0 | 0 | 0 | 0 | 0 | 0 | 0 | 0 | 0 | 0 | 0 | 0 | 0 | 0 | 0 | 0 | 0 | 0 | 0 | 0 | 0 | 0 | 0 | 0 | 0 | 0 | 0
F4_Commercial_Retail (WA)_New_Food Preparation_Natural Gas_Oven_E10 | F4 | Commercial | Retail (WA) | New | Food Preparation | Natural Gas | Oven | E10 | Utility - Cost of Equipment | 0 | 0 | 0 | 0 | 0 | 0 | 0 | 0 | 0 | 0 | 0 | 0 | 0 | 0 | 0 | 0 | 0 | 0 | 0 | 0 | 0 | 0 | 0 | 0 | 0 | 0 | 0
F5_Commercial_Retail (WA)_New_Food Preparation_Natural Gas_Oven_E1 | F5 | Commercial | Retail (WA) | New | Food Preparation | Natural Gas | Oven | E1 | Utility - Cost of Operation | 0.65288 | 0.66795 | 0.68691 | 0.70928 | 0.73529 | 0.76809 | 0.80226 | 0.83632 | 0.86918 | 0.90249 | 0.92849 | 0.95267 | 0.97874 | 1.0041 | 1.0265 | 1.0473 | 1.0656 | 1.0835 | 1.1029 | 1.1216 | 1.1409 | 1.161 | 1.1813 | 1.2023 | 1.2237 | 1.2454 | 1.2676
F5_Commercial_Retail (WA)_New_Food Preparation_Natural Gas_Oven_E2 | F5 | Commercial | Retail (WA) | New | Food Preparation | Natural Gas | Oven | E2 | Utility - Cost of Operation | 0.46361 | 0.47431 | 0.48777 | 0.50366 | 0.52212 | 0.54542 | 0.56968 | 0.59387 | 0.6172 | 0.64085 | 0.65931 | 0.67649 | 0.695 | 0.71303 | 0.72894 | 0.74367 | 0.75666 | 0.76942 | 0.78315 | 0.79647 | 0.81016 | 0.82445 | 0.83887 | 0.85377 | 0.86894 | 0.88438 | 0.90009
F5_Commercial_Retail (WA)_New_Food Preparation_Natural Gas_Oven_E3 | F5 | Commercial | Retail (WA) | New | Food Preparation | Natural Gas | Oven | E3 | Utility - Cost of Operation | 0 | 0 | 0 | 0 | 0 | 0 | 0 | 0 | 0 | 0 | 0 | 0 | 0 | 0 | 0 | 0 | 0 | 0 | 0 | 0 | 0 | 0 | 0 | 0 | 0 | 0 | 0
F5_Commercial_Retail (WA)_New_Food Preparation_Natural Gas_Oven_E4 | F5 | Commercial | Retail (WA) | New | Food Preparation | Natural Gas | Oven | E4 | Utility - Cost of Operation | 0 | 0 | 0 | 0 | 0 | 0 | 0 | 0 | 0 | 0 | 0 | 0 | 0 | 0 | 0 | 0 | 0 | 0 | 0 | 0 | 0 | 0 | 0 | 0 | 0 | 0 | 0
F5_Commercial_Retail (WA)_New_Food Preparation_Natural Gas_Oven_E5 | F5 | Commercial | Retail (WA) | New | Food Preparation | Natural Gas | Oven | E5 | Utility - Cost of Operation | 0 | 0 | 0 | 0 | 0 | 0 | 0 | 0 | 0 | 0 | 0 | 0 | 0 | 0 | 0 | 0 | 0 | 0 | 0 | 0 | 0 | 0 | 0 | 0 | 0 | 0 | 0
F5_Commercial_Retail (WA)_New_Food Preparation_Natural Gas_Oven_E6 | F5 | Commercial | Retail (WA) | New | Food Preparation | Natural Gas | Oven | E6 | Utility - Cost of Operation | 0 | 0 | 0 | 0 | 0 | 0 | 0 | 0 | 0 | 0 | 0 | 0 | 0 | 0 | 0 | 0 | 0 | 0 | 0 | 0 | 0 | 0 | 0 | 0 | 0 | 0 | 0
F5_Commercial_Retail (WA)_New_Food Preparation_Natural Gas_Oven_E7 | F5 | Commercial | Retail (WA) | New | Food Preparation | Natural Gas | Oven | E7 | Utility - Cost of Operation | 0 | 0 | 0 | 0 | 0 | 0 | 0 | 0 | 0 | 0 | 0 | 0 | 0 | 0 | 0 | 0 | 0 | 0 | 0 | 0 | 0 | 0 | 0 | 0 | 0 | 0 | 0
F5_Commercial_Retail (WA)_New_Food Preparation_Natural Gas_Oven_E8 | F5 | Commercial | Retail (WA) | New | Food Preparation | Natural Gas | Oven | E8 | Utility - Cost of Operation | 0 | 0 | 0 | 0 | 0 | 0 | 0 | 0 | 0 | 0 | 0 | 0 | 0 | 0 | 0 | 0 | 0 | 0 | 0 | 0 | 0 | 0 | 0 | 0 | 0 | 0 | 0
F5_Commercial_Retail (WA)_New_Food Preparation_Natural Gas_Oven_E9 | F5 | Commercial | Retail (WA) | New | Food Preparation | Natural Gas | Oven | E9 | Utility - Cost of Operation | 0 | 0 | 0 | 0 | 0 | 0 | 0 | 0 | 0 | 0 | 0 | 0 | 0 | 0 | 0 | 0 | 0 | 0 | 0 | 0 | 0 | 0 | 0 | 0 | 0 | 0 | 0
F5_Commercial_Retail (WA)_New_Food Preparation_Natural Gas_Oven_E10 | F5 | Commercial | Retail (WA) | New | Food Preparation | Natural Gas | Oven | E10 | Utility - Cost of Operation | 0 | 0 | 0 | 0 | 0 | 0 | 0 | 0 | 0 | 0 | 0 | 0 | 0 | 0 | 0 | 0 | 0 | 0 | 0 | 0 | 0 | 0 | 0 | 0 | 0 | 0 | 0
F6_Commercial_Retail (WA)_New_Food Preparation_Natural Gas_Oven_E1 | F6 | Commercial | Retail (WA) | New | Food Preparation | Natural Gas | Oven | E1 | Utility - Value of Sales | 0.77666 | 0.78958 | 0.80534 | 0.82449 | 0.84727 | 0.87738 | 0.90826 | 0.93814 | 0.96564 | 0.99206 | 1.0192 | 1.0434 | 1.0687 | 1.0921 | 1.1117 | 1.1292 | 1.1435 | 1.157 | 1.1714 | 1.1847 | 1.198 | 1.2191 | 1.2404 | 1.2624 | 1.2849 | 1.3077 | 1.3309
F6_Commercial_Retail (WA)_New_Food Preparation_Natural Gas_Oven_E2 | F6 | Commercial | Retail (WA) | New | Food Preparation | Natural Gas | Oven | E2 | Utility - Value of Sales | 0.5515 | 0.56068 | 0.57187 | 0.58546 | 0.60164 | 0.62302 | 0.64495 | 0.66617 | 0.6857 | 0.70446 | 0.72372 | 0.74093 | 0.75888 | 0.77547 | 0.78945 | 0.80183 | 0.81199 | 0.82156 | 0.83183 | 0.84125 | 0.85067 | 0.86567 | 0.88081 | 0.89646 | 0.91238 | 0.92859 | 0.94509
F6_Commercial_Retail (WA)_New_Food Preparation_Natural Gas_Oven_E3 | F6 | Commercial | Retail (WA) | New | Food Preparation | Natural Gas | Oven | E3 | Utility - Value of Sales | 0 | 0 | 0 | 0 | 0 | 0 | 0 | 0 | 0 | 0 | 0 | 0 | 0 | 0 | 0 | 0 | 0 | 0 | 0 | 0 | 0 | 0 | 0 | 0 | 0 | 0 | 0
F6_Commercial_Retail (WA)_New_Food Preparation_Natural Gas_Oven_E4 | F6 | Commercial | Retail (WA) | New | Food Preparation | Natural Gas | Oven | E4 | Utility - Value of Sales | 0 | 0 | 0 | 0 | 0 | 0 | 0 | 0 | 0 | 0 | 0 | 0 | 0 | 0 | 0 | 0 | 0 | 0 | 0 | 0 | 0 | 0 | 0 | 0 | 0 | 0 | 0
F6_Commercial_Retail (WA)_New_Food Preparation_Natural Gas_Oven_E5 | F6 | Commercial | Retail (WA) | New | Food Preparation | Natural Gas | Oven | E5 | Utility - Value of Sales | 0 | 0 | 0 | 0 | 0 | 0 | 0 | 0 | 0 | 0 | 0 | 0 | 0 | 0 | 0 | 0 | 0 | 0 | 0 | 0 | 0 | 0 | 0 | 0 | 0 | 0 | 0
F6_Commercial_Retail (WA)_New_Food Preparation_Natural Gas_Oven_E6 | F6 | Commercial | Retail (WA) | New | Food Preparation | Natural Gas | Oven | E6 | Utility - Value of Sales | 0 | 0 | 0 | 0 | 0 | 0 | 0 | 0 | 0 | 0 | 0 | 0 | 0 | 0 | 0 | 0 | 0 | 0 | 0 | 0 | 0 | 0 | 0 | 0 | 0 | 0 | 0
F6_Commercial_Retail (WA)_New_Food Preparation_Natural Gas_Oven_E7 | F6 | Commercial | Retail (WA) | New | Food Preparation | Natural Gas | Oven | E7 | Utility - Value of Sales | 0 | 0 | 0 | 0 | 0 | 0 | 0 | 0 | 0 | 0 | 0 | 0 | 0 | 0 | 0 | 0 | 0 | 0 | 0 | 0 | 0 | 0 | 0 | 0 | 0 | 0 | 0
F6_Commercial_Retail (WA)_New_Food Preparation_Natural Gas_Oven_E8 | F6 | Commercial | Retail (WA) | New | Food Preparation | Natural Gas | Oven | E8 | Utility - Value of Sales | 0 | 0 | 0 | 0 | 0 | 0 | 0 | 0 | 0 | 0 | 0 | 0 | 0 | 0 | 0 | 0 | 0 | 0 | 0 | 0 | 0 | 0 | 0 | 0 | 0 | 0 | 0
F6_Commercial_Retail (WA)_New_Food Preparation_Natural Gas_Oven_E9 | F6 | Commercial | Retail (WA) | New | Food Preparation | Natural Gas | Oven | E9 | Utility - Value of Sales | 0 | 0 | 0 | 0 | 0 | 0 | 0 | 0 | 0 | 0 | 0 | 0 | 0 | 0 | 0 | 0 | 0 | 0 | 0 | 0 | 0 | 0 | 0 | 0 | 0 | 0 | 0
F6_Commercial_Retail (WA)_New_Food Preparation_Natural Gas_Oven_E10 | F6 | Commercial | Retail (WA) | New | Food Preparation | Natural Gas | Oven | E10 | Utility - Value of Sales | 0 | 0 | 0 | 0 | 0 | 0 | 0 | 0 | 0 | 0 | 0 | 0 | 0 | 0 | 0 | 0 | 0 | 0 | 0 | 0 | 0 | 0 | 0 | 0 | 0 | 0 | 0
F1_Commercial_Retail (WA)_New_Food Preparation_Natural Gas_Conveyor Oven_E1 | F1 | Commercial | Retail (WA) | New | Food Preparation | Natural Gas | Conveyor Oven | E1 | RVT - Cost of Equipment | 0.0012591 | 0.0012591 | 0.0012591 | 0.0012591 | 0.0012591 | 0.0012591 | 0.0012591 | 0.0012591 | 0.0012591 | 0.0012591 | 0.0012591 | 0.0012591 | 0.0012591 | 0.0012591 | 0.0012591 | 0.0012591 | 0.0012591 | 0.0012591 | 0.0012591 | 0.0012591 | 0.0012591 | 0.0012591 | 0.0012591 | 0.0012591 | 0.0012591 | 0.0012591 | 0.0012591
F1_Commercial_Retail (WA)_New_Food Preparation_Natural Gas_Conveyor Oven_E2 | F1 | Commercial | Retail (WA) | New | Food Preparation | Natural Gas | Conveyor Oven | E2 | RVT - Cost of Equipment | 0.0026674 | 0.0026674 | 0.0026674 | 0.0026674 | 0.0026674 | 0.0026674 | 0.0026674 | 0.0026674 | 0.0026674 | 0.0026674 | 0.0026674 | 0.0026674 | 0.0026674 | 0.0026674 | 0.0026674 | 0.0026674 | 0.0026674 | 0.0026674 | 0.0026674 | 0.0026674 | 0.0026674 | 0.0026674 | 0.0026674 | 0.0026674 | 0.0026674 | 0.0026674 | 0.0026674
F1_Commercial_Retail (WA)_New_Food Preparation_Natural Gas_Conveyor Oven_E3 | F1 | Commercial | Retail (WA) | New | Food Preparation | Natural Gas | Conveyor Oven | E3 | RVT - Cost of Equipment | 0 | 0 | 0 | 0 | 0 | 0 | 0 | 0 | 0 | 0 | 0 | 0 | 0 | 0 | 0 | 0 | 0 | 0 | 0 | 0 | 0 | 0 | 0 | 0 | 0 | 0 | 0
F1_Commercial_Retail (WA)_New_Food Preparation_Natural Gas_Conveyor Oven_E4 | F1 | Commercial | Retail (WA) | New | Food Preparation | Natural Gas | Conveyor Oven | E4 | RVT - Cost of Equipment | 0 | 0 | 0 | 0 | 0 | 0 | 0 | 0 | 0 | 0 | 0 | 0 | 0 | 0 | 0 | 0 | 0 | 0 | 0 | 0 | 0 | 0 | 0 | 0 | 0 | 0 | 0
F1_Commercial_Retail (WA)_New_Food Preparation_Natural Gas_Conveyor Oven_E5 | F1 | Commercial | Retail (WA) | New | Food Preparation | Natural Gas | Conveyor Oven | E5 | RVT - Cost of Equipment | 0 | 0 | 0 | 0 | 0 | 0 | 0 | 0 | 0 | 0 | 0 | 0 | 0 | 0 | 0 | 0 | 0 | 0 | 0 | 0 | 0 | 0 | 0 | 0 | 0 | 0 | 0
F1_Commercial_Retail (WA)_New_Food Preparation_Natural Gas_Conveyor Oven_E6 | F1 | Commercial | Retail (WA) | New | Food Preparation | Natural Gas | Conveyor Oven | E6 | RVT - Cost of Equipment | 0 | 0 | 0 | 0 | 0 | 0 | 0 | 0 | 0 | 0 | 0 | 0 | 0 | 0 | 0 | 0 | 0 | 0 | 0 | 0 | 0 | 0 | 0 | 0 | 0 | 0 | 0
F1_Commercial_Retail (WA)_New_Food Preparation_Natural Gas_Conveyor Oven_E7 | F1 | Commercial | Retail (WA) | New | Food Preparation | Natural Gas | Conveyor Oven | E7 | RVT - Cost of Equipment | 0 | 0 | 0 | 0 | 0 | 0 | 0 | 0 | 0 | 0 | 0 | 0 | 0 | 0 | 0 | 0 | 0 | 0 | 0 | 0 | 0 | 0 | 0 | 0 | 0 | 0 | 0
F1_Commercial_Retail (WA)_New_Food Preparation_Natural Gas_Conveyor Oven_E8 | F1 | Commercial | Retail (WA) | New | Food Preparation | Natural Gas | Conveyor Oven | E8 | RVT - Cost of Equipment | 0 | 0 | 0 | 0 | 0 | 0 | 0 | 0 | 0 | 0 | 0 | 0 | 0 | 0 | 0 | 0 | 0 | 0 | 0 | 0 | 0 | 0 | 0 | 0 | 0 | 0 | 0
F1_Commercial_Retail (WA)_New_Food Preparation_Natural Gas_Conveyor Oven_E9 | F1 | Commercial | Retail (WA) | New | Food Preparation | Natural Gas | Conveyor Oven | E9 | RVT - Cost of Equipment | 0 | 0 | 0 | 0 | 0 | 0 | 0 | 0 | 0 | 0 | 0 | 0 | 0 | 0 | 0 | 0 | 0 | 0 | 0 | 0 | 0 | 0 | 0 | 0 | 0 | 0 | 0
F1_Commercial_Retail (WA)_New_Food Preparation_Natural Gas_Conveyor Oven_E10 | F1 | Commercial | Retail (WA) | New | Food Preparation | Natural Gas | Conveyor Oven | E10 | RVT - Cost of Equipment | 0 | 0 | 0 | 0 | 0 | 0 | 0 | 0 | 0 | 0 | 0 | 0 | 0 | 0 | 0 | 0 | 0 | 0 | 0 | 0 | 0 | 0 | 0 | 0 | 0 | 0 | 0
F2_Commercial_Retail (WA)_New_Food Preparation_Natural Gas_Conveyor Oven_E1 | F2 | Commercial | Retail (WA) | New | Food Preparation | Natural Gas | Conveyor Oven | E1 | RVT - Cost of Operation | 1.3511 | 1.38 | 1.4114 | 1.4455 | 1.4824 | 1.5258 | 1.5684 | 1.6089 | 1.646 | 1.6825 | 1.7206 | 1.7562 | 1.7941 | 1.831 | 1.8638 | 1.8942 | 1.9212 | 1.9474 | 1.975 | 2.0013 | 2.0279 | 2.0637 | 2.1 | 2.1373 | 2.1752 | 2.2139 | 2.2532
F2_Commercial_Retail (WA)_New_Food Preparation_Natural Gas_Conveyor Oven_E2 | F2 | Commercial | Retail (WA) | New | Food Preparation | Natural Gas | Conveyor Oven | E2 | RVT - Cost of Operation | 1.0738 | 1.0967 | 1.1217 | 1.1488 | 1.1781 | 1.2126 | 1.2464 | 1.2786 | 1.3081 | 1.3371 | 1.3674 | 1.3957 | 1.4258 | 1.4552 | 1.4812 | 1.5054 | 1.5269 | 1.5477 | 1.5696 | 1.5905 | 1.6116 | 1.6401 | 1.6689 | 1.6986 | 1.7287 | 1.7595 | 1.7907
F2_Commercial_Retail (WA)_New_Food Preparation_Natural Gas_Conveyor Oven_E3 | F2 | Commercial | Retail (WA) | New | Food Preparation | Natural Gas | Conveyor Oven | E3 | RVT - Cost of Operation | 0 | 0 | 0 | 0 | 0 | 0 | 0 | 0 | 0 | 0 | 0 | 0 | 0 | 0 | 0 | 0 | 0 | 0 | 0 | 0 | 0 | 0 | 0 | 0 | 0 | 0 | 0
F2_Commercial_Retail (WA)_New_Food Preparation_Natural Gas_Conveyor Oven_E4 | F2 | Commercial | Retail (WA) | New | Food Preparation | Natural Gas | Conveyor Oven | E4 | RVT - Cost of Operation | 0 | 0 | 0 | 0 | 0 | 0 | 0 | 0 | 0 | 0 | 0 | 0 | 0 | 0 | 0 | 0 | 0 | 0 | 0 | 0 | 0 | 0 | 0 | 0 | 0 | 0 | 0
F2_Commercial_Retail (WA)_New_Food Preparation_Natural Gas_Conveyor Oven_E5 | F2 | Commercial | Retail (WA) | New | Food Preparation | Natural Gas | Conveyor Oven | E5 | RVT - Cost of Operation | 0 | 0 | 0 | 0 | 0 | 0 | 0 | 0 | 0 | 0 | 0 | 0 | 0 | 0 | 0 | 0 | 0 | 0 | 0 | 0 | 0 | 0 | 0 | 0 | 0 | 0 | 0
F2_Commercial_Retail (WA)_New_Food Preparation_Natural Gas_Conveyor Oven_E6 | F2 | Commercial | Retail (WA) | New | Food Preparation | Natural Gas | Conveyor Oven | E6 | RVT - Cost of Operation | 0 | 0 | 0 | 0 | 0 | 0 | 0 | 0 | 0 | 0 | 0 | 0 | 0 | 0 | 0 | 0 | 0 | 0 | 0 | 0 | 0 | 0 | 0 | 0 | 0 | 0 | 0
F2_Commercial_Retail (WA)_New_Food Preparation_Natural Gas_Conveyor Oven_E7 | F2 | Commercial | Retail (WA) | New | Food Preparation | Natural Gas | Conveyor Oven | E7 | RVT - Cost of Operation | 0 | 0 | 0 | 0 | 0 | 0 | 0 | 0 | 0 | 0 | 0 | 0 | 0 | 0 | 0 | 0 | 0 | 0 | 0 | 0 | 0 | 0 | 0 | 0 | 0 | 0 | 0
F2_Commercial_Retail (WA)_New_Food Preparation_Natural Gas_Conveyor Oven_E8 | F2 | Commercial | Retail (WA) | New | Food Preparation | Natural Gas | Conveyor Oven | E8 | RVT - Cost of Operation | 0 | 0 | 0 | 0 | 0 | 0 | 0 | 0 | 0 | 0 | 0 | 0 | 0 | 0 | 0 | 0 | 0 | 0 | 0 | 0 | 0 | 0 | 0 | 0 | 0 | 0 | 0
F2_Commercial_Retail (WA)_New_Food Preparation_Natural Gas_Conveyor Oven_E9 | F2 | Commercial | Retail (WA) | New | Food Preparation | Natural Gas | Conveyor Oven | E9 | RVT - Cost of Operation | 0 | 0 | 0 | 0 | 0 | 0 | 0 | 0 | 0 | 0 | 0 | 0 | 0 | 0 | 0 | 0 | 0 | 0 | 0 | 0 | 0 | 0 | 0 | 0 | 0 | 0 | 0
F2_Commercial_Retail (WA)_New_Food Preparation_Natural Gas_Conveyor Oven_E10 | F2 | Commercial | Retail (WA) | New | Food Preparation | Natural Gas | Conveyor Oven | E10 | RVT - Cost of Operation | 0 | 0 | 0 | 0 | 0 | 0 | 0 | 0 | 0 | 0 | 0 | 0 | 0 | 0 | 0 | 0 | 0 | 0 | 0 | 0 | 0 | 0 | 0 | 0 | 0 | 0 | 0
F3_Commercial_Retail (WA)_New_Food Preparation_Natural Gas_Conveyor Oven_E1 | F3 | Commercial | Retail (WA) | New | Food Preparation | Natural Gas | Conveyor Oven | E1 | System - kBTUs of Consumption | 303.8134 | 303.8134 | 303.8134 | 303.8134 | 303.8134 | 303.8134 | 303.8134 | 303.8134 | 303.8134 | 303.8134 | 303.8134 | 303.8134 | 303.8134 | 303.8134 | 303.8134 | 303.8134 | 303.8134 | 303.8134 | 303.8134 | 303.8134 | 303.8134 | 303.8134 | 303.8134 | 303.8134 | 303.8134 | 303.8134 | 303.8134
F3_Commercial_Retail (WA)_New_Food Preparation_Natural Gas_Conveyor Oven_E2 | F3 | Commercial | Retail (WA) | New | Food Preparation | Natural Gas | Conveyor Oven | E2 | System - kBTUs of Consumption | 241.4513 | 241.4513 | 241.4513 | 241.4513 | 241.4513 | 241.4513 | 241.4513 | 241.4513 | 241.4513 | 241.4513 | 241.4513 | 241.4513 | 241.4513 | 241.4513 | 241.4513 | 241.4513 | 241.4513 | 241.4513 | 241.4513 | 241.4513 | 241.4513 | 241.4513 | 241.4513 | 241.4513 | 241.4513 | 241.4513 | 241.4513
F3_Commercial_Retail (WA)_New_Food Preparation_Natural Gas_Conveyor Oven_E3 | F3 | Commercial | Retail (WA) | New | Food Preparation | Natural Gas | Conveyor Oven | E3 | System - kBTUs of Consumption | 0 | 0 | 0 | 0 | 0 | 0 | 0 | 0 | 0 | 0 | 0 | 0 | 0 | 0 | 0 | 0 | 0 | 0 | 0 | 0 | 0 | 0 | 0 | 0 | 0 | 0 | 0
F3_Commercial_Retail (WA)_New_Food Preparation_Natural Gas_Conveyor Oven_E4 | F3 | Commercial | Retail (WA) | New | Food Preparation | Natural Gas | Conveyor Oven | E4 | System - kBTUs of Consumption | 0 | 0 | 0 | 0 | 0 | 0 | 0 | 0 | 0 | 0 | 0 | 0 | 0 | 0 | 0 | 0 | 0 | 0 | 0 | 0 | 0 | 0 | 0 | 0 | 0 | 0 | 0
F3_Commercial_Retail (WA)_New_Food Preparation_Natural Gas_Conveyor Oven_E5 | F3 | Commercial | Retail (WA) | New | Food Preparation | Natural Gas | Conveyor Oven | E5 | System - kBTUs of Consumption | 0 | 0 | 0 | 0 | 0 | 0 | 0 | 0 | 0 | 0 | 0 | 0 | 0 | 0 | 0 | 0 | 0 | 0 | 0 | 0 | 0 | 0 | 0 | 0 | 0 | 0 | 0
F3_Commercial_Retail (WA)_New_Food Preparation_Natural Gas_Conveyor Oven_E6 | F3 | Commercial | Retail (WA) | New | Food Preparation | Natural Gas | Conveyor Oven | E6 | System - kBTUs of Consumption | 0 | 0 | 0 | 0 | 0 | 0 | 0 | 0 | 0 | 0 | 0 | 0 | 0 | 0 | 0 | 0 | 0 | 0 | 0 | 0 | 0 | 0 | 0 | 0 | 0 | 0 | 0
F3_Commercial_Retail (WA)_New_Food Preparation_Natural Gas_Conveyor Oven_E7 | F3 | Commercial | Retail (WA) | New | Food Preparation | Natural Gas | Conveyor Oven | E7 | System - kBTUs of Consumption | 0 | 0 | 0 | 0 | 0 | 0 | 0 | 0 | 0 | 0 | 0 | 0 | 0 | 0 | 0 | 0 | 0 | 0 | 0 | 0 | 0 | 0 | 0 | 0 | 0 | 0 | 0
F3_Commercial_Retail (WA)_New_Food Preparation_Natural Gas_Conveyor Oven_E8 | F3 | Commercial | Retail (WA) | New | Food Preparation | Natural Gas | Conveyor Oven | E8 | System - kBTUs of Consumption | 0 | 0 | 0 | 0 | 0 | 0 | 0 | 0 | 0 | 0 | 0 | 0 | 0 | 0 | 0 | 0 | 0 | 0 | 0 | 0 | 0 | 0 | 0 | 0 | 0 | 0 | 0
F3_Commercial_Retail (WA)_New_Food Preparation_Natural Gas_Conveyor Oven_E9 | F3 | Commercial | Retail (WA) | New | Food Preparation | Natural Gas | Conveyor Oven | E9 | System - kBTUs of Consumption | 0 | 0 | 0 | 0 | 0 | 0 | 0 | 0 | 0 | 0 | 0 | 0 | 0 | 0 | 0 | 0 | 0 | 0 | 0 | 0 | 0 | 0 | 0 | 0 | 0 | 0 | 0
F3_Commercial_Retail (WA)_New_Food Preparation_Natural Gas_Conveyor Oven_E10 | F3 | Commercial | Retail (WA) | New | Food Preparation | Natural Gas | Conveyor Oven | E10 | System - kBTUs of Consumption | 0 | 0 | 0 | 0 | 0 | 0 | 0 | 0 | 0 | 0 | 0 | 0 | 0 | 0 | 0 | 0 | 0 | 0 | 0 | 0 | 0 | 0 | 0 | 0 | 0 | 0 | 0
F4_Commercial_Retail (WA)_New_Food Preparation_Natural Gas_Conveyor Oven_E1 | F4 | Commercial | Retail (WA) | New | Food Preparation | Natural Gas | Conveyor Oven | E1 | Utility - Cost of Equipment | 0.0012591 | 0.0012591 | 0.0012591 | 0.0012591 | 0.0012591 | 0.0012591 | 0.0012591 | 0.0012591 | 0.0012591 | 0.0012591 | 0.0012591 | 0.0012591 | 0.0012591 | 0.0012591 | 0.0012591 | 0.0012591 | 0.0012591 | 0.0012591 | 0.0012591 | 0.0012591 | 0.0012591 | 0.0012591 | 0.0012591 | 0.0012591 | 0.0012591 | 0.0012591 | 0.0012591
F4_Commercial_Retail (WA)_New_Food Preparation_Natural Gas_Conveyor Oven_E2 | F4 | Commercial | Retail (WA) | New | Food Preparation | Natural Gas | Conveyor Oven | E2 | Utility - Cost of Equipment | 0.0026674 | 0.0026674 | 0.0026674 | 0.0026674 | 0.0026674 | 0.0026674 | 0.0026674 | 0.0026674 | 0.0026674 | 0.0026674 | 0.0026674 | 0.0026674 | 0.0026674 | 0.0026674 | 0.0026674 | 0.0026674 | 0.0026674 | 0.0026674 | 0.0026674 | 0.0026674 | 0.0026674 | 0.0026674 | 0.0026674 | 0.0026674 | 0.0026674 | 0.0026674 | 0.0026674
F4_Commercial_Retail (WA)_New_Food Preparation_Natural Gas_Conveyor Oven_E3 | F4 | Commercial | Retail (WA) | New | Food Preparation | Natural Gas | Conveyor Oven | E3 | Utility - Cost of Equipment | 0 | 0 | 0 | 0 | 0 | 0 | 0 | 0 | 0 | 0 | 0 | 0 | 0 | 0 | 0 | 0 | 0 | 0 | 0 | 0 | 0 | 0 | 0 | 0 | 0 | 0 | 0
F4_Commercial_Retail (WA)_New_Food Preparation_Natural Gas_Conveyor Oven_E4 | F4 | Commercial | Retail (WA) | New | Food Preparation | Natural Gas | Conveyor Oven | E4 | Utility - Cost of Equipment | 0 | 0 | 0 | 0 | 0 | 0 | 0 | 0 | 0 | 0 | 0 | 0 | 0 | 0 | 0 | 0 | 0 | 0 | 0 | 0 | 0 | 0 | 0 | 0 | 0 | 0 | 0
F4_Commercial_Retail (WA)_New_Food Preparation_Natural Gas_Conveyor Oven_E5 | F4 | Commercial | Retail (WA) | New | Food Preparation | Natural Gas | Conveyor Oven | E5 | Utility - Cost of Equipment | 0 | 0 | 0 | 0 | 0 | 0 | 0 | 0 | 0 | 0 | 0 | 0 | 0 | 0 | 0 | 0 | 0 | 0 | 0 | 0 | 0 | 0 | 0 | 0 | 0 | 0 | 0
F4_Commercial_Retail (WA)_New_Food Preparation_Natural Gas_Conveyor Oven_E6 | F4 | Commercial | Retail (WA) | New | Food Preparation | Natural Gas | Conveyor Oven | E6 | Utility - Cost of Equipment | 0 | 0 | 0 | 0 | 0 | 0 | 0 | 0 | 0 | 0 | 0 | 0 | 0 | 0 | 0 | 0 | 0 | 0 | 0 | 0 | 0 | 0 | 0 | 0 | 0 | 0 | 0
F4_Commercial_Retail (WA)_New_Food Preparation_Natural Gas_Conveyor Oven_E7 | F4 | Commercial | Retail (WA) | New | Food Preparation | Natural Gas | Conveyor Oven | E7 | Utility - Cost of Equipment | 0 | 0 | 0 | 0 | 0 | 0 | 0 | 0 | 0 | 0 | 0 | 0 | 0 | 0 | 0 | 0 | 0 | 0 | 0 | 0 | 0 | 0 | 0 | 0 | 0 | 0 | 0
F4_Commercial_Retail (WA)_New_Food Preparation_Natural Gas_Conveyor Oven_E8 | F4 | Commercial | Retail (WA) | New | Food Preparation | Natural Gas | Conveyor Oven | E8 | Utility - Cost of Equipment | 0 | 0 | 0 | 0 | 0 | 0 | 0 | 0 | 0 | 0 | 0 | 0 | 0 | 0 | 0 | 0 | 0 | 0 | 0 | 0 | 0 | 0 | 0 | 0 | 0 | 0 | 0
F4_Commercial_Retail (WA)_New_Food Preparation_Natural Gas_Conveyor Oven_E9 | F4 | Commercial | Retail (WA) | New | Food Preparation | Natural Gas | Conveyor Oven | E9 | Utility - Cost of Equipment | 0 | 0 | 0 | 0 | 0 | 0 | 0 | 0 | 0 | 0 | 0 | 0 | 0 | 0 | 0 | 0 | 0 | 0 | 0 | 0 | 0 | 0 | 0 | 0 | 0 | 0 | 0
F4_Commercial_Retail (WA)_New_Food Preparation_Natural Gas_Conveyor Oven_E10 | F4 | Commercial | Retail (WA) | New | Food Preparation | Natural Gas | Conveyor Oven | E10 | Utility - Cost of Equipment | 0 | 0 | 0 | 0 | 0 | 0 | 0 | 0 | 0 | 0 | 0 | 0 | 0 | 0 | 0 | 0 | 0 | 0 | 0 | 0 | 0 | 0 | 0 | 0 | 0 | 0 | 0
F5_Commercial_Retail (WA)_New_Food Preparation_Natural Gas_Conveyor Oven_E1 | F5 | Commercial | Retail (WA) | New | Food Preparation | Natural Gas | Conveyor Oven | E1 | Utility - Cost of Operation | 1.1655 | 1.1968 | 1.2312 | 1.2688 | 1.3101 | 1.3581 | 1.4069 | 1.455 | 1.5014 | 1.5484 | 1.5872 | 1.6241 | 1.6634 | 1.7022 | 1.7377 | 1.7714 | 1.8025 | 1.8335 | 1.8661 | 1.8983 | 1.9313 | 1.9654 | 2 | 2.0355 | 2.0717 | 2.1085 | 2.1459
F5_Commercial_Retail (WA)_New_Food Preparation_Natural Gas_Conveyor Oven_E2 | F5 | Commercial | Retail (WA) | New | Food Preparation | Natural Gas | Conveyor Oven | E2 | Utility - Cost of Operation | 0.92629 | 0.95115 | 0.97846 | 1.0084 | 1.0412 | 1.0794 | 1.1181 | 1.1563 | 1.1932 | 1.2306 | 1.2614 | 1.2907 | 1.322 | 1.3528 | 1.381 | 1.4078 | 1.4325 | 1.4571 | 1.4831 | 1.5087 | 1.5349 | 1.562 | 1.5894 | 1.6177 | 1.6464 | 1.6757 | 1.7054
F5_Commercial_Retail (WA)_New_Food Preparation_Natural Gas_Conveyor Oven_E3 | F5 | Commercial | Retail (WA) | New | Food Preparation | Natural Gas | Conveyor Oven | E3 | Utility - Cost of Operation | 0 | 0 | 0 | 0 | 0 | 0 | 0 | 0 | 0 | 0 | 0 | 0 | 0 | 0 | 0 | 0 | 0 | 0 | 0 | 0 | 0 | 0 | 0 | 0 | 0 | 0 | 0
F5_Commercial_Retail (WA)_New_Food Preparation_Natural Gas_Conveyor Oven_E4 | F5 | Commercial | Retail (WA) | New | Food Preparation | Natural Gas | Conveyor Oven | E4 | Utility - Cost of Operation | 0 | 0 | 0 | 0 | 0 | 0 | 0 | 0 | 0 | 0 | 0 | 0 | 0 | 0 | 0 | 0 | 0 | 0 | 0 | 0 | 0 | 0 | 0 | 0 | 0 | 0 | 0
F5_Commercial_Retail (WA)_New_Food Preparation_Natural Gas_Conveyor Oven_E5 | F5 | Commercial | Retail (WA) | New | Food Preparation | Natural Gas | Conveyor Oven | E5 | Utility - Cost of Operation | 0 | 0 | 0 | 0 | 0 | 0 | 0 | 0 | 0 | 0 | 0 | 0 | 0 | 0 | 0 | 0 | 0 | 0 | 0 | 0 | 0 | 0 | 0 | 0 | 0 | 0 | 0
F5_Commercial_Retail (WA)_New_Food Preparation_Natural Gas_Conveyor Oven_E6 | F5 | Commercial | Retail (WA) | New | Food Preparation | Natural Gas | Conveyor Oven | E6 | Utility - Cost of Operation | 0 | 0 | 0 | 0 | 0 | 0 | 0 | 0 | 0 | 0 | 0 | 0 | 0 | 0 | 0 | 0 | 0 | 0 | 0 | 0 | 0 | 0 | 0 | 0 | 0 | 0 | 0
F5_Commercial_Retail (WA)_New_Food Preparation_Natural Gas_Conveyor Oven_E7 | F5 | Commercial | Retail (WA) | New | Food Preparation | Natural Gas | Conveyor Oven | E7 | Utility - Cost of Operation | 0 | 0 | 0 | 0 | 0 | 0 | 0 | 0 | 0 | 0 | 0 | 0 | 0 | 0 | 0 | 0 | 0 | 0 | 0 | 0 | 0 | 0 | 0 | 0 | 0 | 0 | 0
F5_Commercial_Retail (WA)_New_Food Preparation_Natural Gas_Conveyor Oven_E8 | F5 | Commercial | Retail (WA) | New | Food Preparation | Natural Gas | Conveyor Oven | E8 | Utility - Cost of Operation | 0 | 0 | 0 | 0 | 0 | 0 | 0 | 0 | 0 | 0 | 0 | 0 | 0 | 0 | 0 | 0 | 0 | 0 | 0 | 0 | 0 | 0 | 0 | 0 | 0 | 0 | 0
F5_Commercial_Retail (WA)_New_Food Preparation_Natural Gas_Conveyor Oven_E9 | F5 | Commercial | Retail (WA) | New | Food Preparation | Natural Gas | Conveyor Oven | E9 | Utility - Cost of Operation | 0 | 0 | 0 | 0 | 0 | 0 | 0 | 0 | 0 | 0 | 0 | 0 | 0 | 0 | 0 | 0 | 0 | 0 | 0 | 0 | 0 | 0 | 0 | 0 | 0 | 0 | 0
F5_Commercial_Retail (WA)_New_Food Preparation_Natural Gas_Conveyor Oven_E10 | F5 | Commercial | Retail (WA) | New | Food Preparation | Natural Gas | Conveyor Oven | E10 | Utility - Cost of Operation | 0 | 0 | 0 | 0 | 0 | 0 | 0 | 0 | 0 | 0 | 0 | 0 | 0 | 0 | 0 | 0 | 0 | 0 | 0 | 0 | 0 | 0 | 0 | 0 | 0 | 0 | 0
F6_Commercial_Retail (WA)_New_Food Preparation_Natural Gas_Conveyor Oven_E1 | F6 | Commercial | Retail (WA) | New | Food Preparation | Natural Gas | Conveyor Oven | E1 | Utility - Value of Sales | 1.3511 | 1.38 | 1.4114 | 1.4455 | 1.4824 | 1.5258 | 1.5684 | 1.6089 | 1.646 | 1.6825 | 1.7206 | 1.7562 | 1.7941 | 1.831 | 1.8638 | 1.8942 | 1.9212 | 1.9474 | 1.975 | 2.0013 | 2.0279 | 2.0637 | 2.1 | 2.1373 | 2.1752 | 2.2139 | 2.2532
F6_Commercial_Retail (WA)_New_Food Preparation_Natural Gas_Conveyor Oven_E2 | F6 | Commercial | Retail (WA) | New | Food Preparation | Natural Gas | Conveyor Oven | E2 | Utility - Value of Sales | 1.0738 | 1.0967 | 1.1217 | 1.1488 | 1.1781 | 1.2126 | 1.2464 | 1.2786 | 1.3081 | 1.3371 | 1.3674 | 1.3957 | 1.4258 | 1.4552 | 1.4812 | 1.5054 | 1.5269 | 1.5477 | 1.5696 | 1.5905 | 1.6116 | 1.6401 | 1.6689 | 1.6986 | 1.7287 | 1.7595 | 1.7907
F6_Commercial_Retail (WA)_New_Food Preparation_Natural Gas_Conveyor Oven_E3 | F6 | Commercial | Retail (WA) | New | Food Preparation | Natural Gas | Conveyor Oven | E3 | Utility - Value of Sales | 0 | 0 | 0 | 0 | 0 | 0 | 0 | 0 | 0 | 0 | 0 | 0 | 0 | 0 | 0 | 0 | 0 | 0 | 0 | 0 | 0 | 0 | 0 | 0 | 0 | 0 | 0
F6_Commercial_Retail (WA)_New_Food Preparation_Natural Gas_Conveyor Oven_E4 | F6 | Commercial | Retail (WA) | New | Food Preparation | Natural Gas | Conveyor Oven | E4 | Utility - Value of Sales | 0 | 0 | 0 | 0 | 0 | 0 | 0 | 0 | 0 | 0 | 0 | 0 | 0 | 0 | 0 | 0 | 0 | 0 | 0 | 0 | 0 | 0 | 0 | 0 | 0 | 0 | 0
F6_Commercial_Retail (WA)_New_Food Preparation_Natural Gas_Conveyor Oven_E5 | F6 | Commercial | Retail (WA) | New | Food Preparation | Natural Gas | Conveyor Oven | E5 | Utility - Value of Sales | 0 | 0 | 0 | 0 | 0 | 0 | 0 | 0 | 0 | 0 | 0 | 0 | 0 | 0 | 0 | 0 | 0 | 0 | 0 | 0 | 0 | 0 | 0 | 0 | 0 | 0 | 0
F6_Commercial_Retail (WA)_New_Food Preparation_Natural Gas_Conveyor Oven_E6 | F6 | Commercial | Retail (WA) | New | Food Preparation | Natural Gas | Conveyor Oven | E6 | Utility - Value of Sales | 0 | 0 | 0 | 0 | 0 | 0 | 0 | 0 | 0 | 0 | 0 | 0 | 0 | 0 | 0 | 0 | 0 | 0 | 0 | 0 | 0 | 0 | 0 | 0 | 0 | 0 | 0
F6_Commercial_Retail (WA)_New_Food Preparation_Natural Gas_Conveyor Oven_E7 | F6 | Commercial | Retail (WA) | New | Food Preparation | Natural Gas | Conveyor Oven | E7 | Utility - Value of Sales | 0 | 0 | 0 | 0 | 0 | 0 | 0 | 0 | 0 | 0 | 0 | 0 | 0 | 0 | 0 | 0 | 0 | 0 | 0 | 0 | 0 | 0 | 0 | 0 | 0 | 0 | 0
F6_Commercial_Retail (WA)_New_Food Preparation_Natural Gas_Conveyor Oven_E8 | F6 | Commercial | Retail (WA) | New | Food Preparation | Natural Gas | Conveyor Oven | E8 | Utility - Value of Sales | 0 | 0 | 0 | 0 | 0 | 0 | 0 | 0 | 0 | 0 | 0 | 0 | 0 | 0 | 0 | 0 | 0 | 0 | 0 | 0 | 0 | 0 | 0 | 0 | 0 | 0 | 0
F6_Commercial_Retail (WA)_New_Food Preparation_Natural Gas_Conveyor Oven_E9 | F6 | Commercial | Retail (WA) | New | Food Preparation | Natural Gas | Conveyor Oven | E9 | Utility - Value of Sales | 0 | 0 | 0 | 0 | 0 | 0 | 0 | 0 | 0 | 0 | 0 | 0 | 0 | 0 | 0 | 0 | 0 | 0 | 0 | 0 | 0 | 0 | 0 | 0 | 0 | 0 | 0
F6_Commercial_Retail (WA)_New_Food Preparation_Natural Gas_Conveyor Oven_E10 | F6 | Commercial | Retail (WA) | New | Food Preparation | Natural Gas | Conveyor Oven | E10 | Utility - Value of Sales | 0 | 0 | 0 | 0 | 0 | 0 | 0 | 0 | 0 | 0 | 0 | 0 | 0 | 0 | 0 | 0 | 0 | 0 | 0 | 0 | 0 | 0 | 0 | 0 | 0 | 0 | 0
F1_Commercial_Retail (WA)_New_Food Preparation_Natural Gas_Double Rack Oven_E1 | F1 | Commercial | Retail (WA) | New | Food Preparation | Natural Gas | Double Rack Oven | E1 | RVT - Cost of Equipment | 0.0026684 | 0.0026684 | 0.0026684 | 0.0026684 | 0.0026684 | 0.0026684 | 0.0026684 | 0.0026684 | 0.0026684 | 0.0026684 | 0.0026684 | 0.0026684 | 0.0026684 | 0.0026684 | 0.0026684 | 0.0026684 | 0.0026684 | 0.0026684 | 0.0026684 | 0.0026684 | 0.0026684 | 0.0026684 | 0.0026684 | 0.0026684 | 0.0026684 | 0.0026684 | 0.0026684
F1_Commercial_Retail (WA)_New_Food Preparation_Natural Gas_Double Rack Oven_E2 | F1 | Commercial | Retail (WA) | New | Food Preparation | Natural Gas | Double Rack Oven | E2 | RVT - Cost of Equipment | 0.012106 | 0.012106 | 0.012106 | 0.012106 | 0.012106 | 0.012106 | 0.012106 | 0.012106 | 0.012106 | 0.012106 | 0.012106 | 0.012106 | 0.012106 | 0.012106 | 0.012106 | 0.012106 | 0.012106 | 0.012106 | 0.012106 | 0.012106 | 0.012106 | 0.012106 | 0.012106 | 0.012106 | 0.012106 | 0.012106 | 0.012106
F1_Commercial_Retail (WA)_New_Food Preparation_Natural Gas_Double Rack Oven_E3 | F1 | Commercial | Retail (WA) | New | Food Preparation | Natural Gas | Double Rack Oven | E3 | RVT - Cost of Equipment | 0 | 0 | 0 | 0 | 0 | 0 | 0 | 0 | 0 | 0 | 0 | 0 | 0 | 0 | 0 | 0 | 0 | 0 | 0 | 0 | 0 | 0 | 0 | 0 | 0 | 0 | 0
F1_Commercial_Retail (WA)_New_Food Preparation_Natural Gas_Double Rack Oven_E4 | F1 | Commercial | Retail (WA) | New | Food Preparation | Natural Gas | Double Rack Oven | E4 | RVT - Cost of Equipment | 0 | 0 | 0 | 0 | 0 | 0 | 0 | 0 | 0 | 0 | 0 | 0 | 0 | 0 | 0 | 0 | 0 | 0 | 0 | 0 | 0 | 0 | 0 | 0 | 0 | 0 | 0
F1_Commercial_Retail (WA)_New_Food Preparation_Natural Gas_Double Rack Oven_E5 | F1 | Commercial | Retail (WA) | New | Food Preparation | Natural Gas | Double Rack Oven | E5 | RVT - Cost of Equipment | 0 | 0 | 0 | 0 | 0 | 0 | 0 | 0 | 0 | 0 | 0 | 0 | 0 | 0 | 0 | 0 | 0 | 0 | 0 | 0 | 0 | 0 | 0 | 0 | 0 | 0 | 0
F1_Commercial_Retail (WA)_New_Food Preparation_Natural Gas_Double Rack Oven_E6 | F1 | Commercial | Retail (WA) | New | Food Preparation | Natural Gas | Double Rack Oven | E6 | RVT - Cost of Equipment | 0 | 0 | 0 | 0 | 0 | 0 | 0 | 0 | 0 | 0 | 0 | 0 | 0 | 0 | 0 | 0 | 0 | 0 | 0 | 0 | 0 | 0 | 0 | 0 | 0 | 0 | 0
F1_Commercial_Retail (WA)_New_Food Preparation_Natural Gas_Double Rack Oven_E7 | F1 | Commercial | Retail (WA) | New | Food Preparation | Natural Gas | Double Rack Oven | E7 | RVT - Cost of Equipment | 0 | 0 | 0 | 0 | 0 | 0 | 0 | 0 | 0 | 0 | 0 | 0 | 0 | 0 | 0 | 0 | 0 | 0 | 0 | 0 | 0 | 0 | 0 | 0 | 0 | 0 | 0
F1_Commercial_Retail (WA)_New_Food Preparation_Natural Gas_Double Rack Oven_E8 | F1 | Commercial | Retail (WA) | New | Food Preparation | Natural Gas | Double Rack Oven | E8 | RVT - Cost of Equipment | 0 | 0 | 0 | 0 | 0 | 0 | 0 | 0 | 0 | 0 | 0 | 0 | 0 | 0 | 0 | 0 | 0 | 0 | 0 | 0 | 0 | 0 | 0 | 0 | 0 | 0 | 0
F1_Commercial_Retail (WA)_New_Food Preparation_Natural Gas_Double Rack Oven_E9 | F1 | Commercial | Retail (WA) | New | Food Preparation | Natural Gas | Double Rack Oven | E9 | RVT - Cost of Equipment | 0 | 0 | 0 | 0 | 0 | 0 | 0 | 0 | 0 | 0 | 0 | 0 | 0 | 0 | 0 | 0 | 0 | 0 | 0 | 0 | 0 | 0 | 0 | 0 | 0 | 0 | 0
F1_Commercial_Retail (WA)_New_Food Preparation_Natural Gas_Double Rack Oven_E10 | F1 | Commercial | Retail (WA) | New | Food Preparation | Natural Gas | Double Rack Oven | E10 | RVT - Cost of Equipment | 0 | 0 | 0 | 0 | 0 | 0 | 0 | 0 | 0 | 0 | 0 | 0 | 0 | 0 | 0 | 0 | 0 | 0 | 0 | 0 | 0 | 0 | 0 | 0 | 0 | 0 | 0
F2_Commercial_Retail (WA)_New_Food Preparation_Natural Gas_Double Rack Oven_E1 | F2 | Commercial | Retail (WA) | New | Food Preparation | Natural Gas | Double Rack Oven | E1 | RVT - Cost of Operation | 2.1926 | 2.234 | 2.2826 | 2.3393 | 2.4042 | 2.4852 | 2.5665 | 2.6437 | 2.7135 | 2.7812 | 2.8514 | 2.9151 | 2.9824 | 3.0461 | 3.1008 | 3.1503 | 3.1921 | 3.232 | 3.2745 | 3.3141 | 3.3539 | 3.4131 | 3.4729 | 3.5346 | 3.5974 | 3.6613 | 3.7263
F2_Commercial_Retail (WA)_New_Food Preparation_Natural Gas_Double Rack Oven_E2 | F2 | Commercial | Retail (WA) | New | Food Preparation | Natural Gas | Double Rack Oven | E2 | RVT - Cost of Operation | 1.3584 | 1.384 | 1.4142 | 1.4493 | 1.4895 | 1.5397 | 1.5901 | 1.6379 | 1.6811 | 1.7231 | 1.7665 | 1.806 | 1.8477 | 1.8872 | 1.9211 | 1.9517 | 1.9776 | 2.0024 | 2.0287 | 2.0532 | 2.0779 | 2.1145 | 2.1516 | 2.1898 | 2.2287 | 2.2683 | 2.3086
F2_Commercial_Retail (WA)_New_Food Preparation_Natural Gas_Double Rack Oven_E3 | F2 | Commercial | Retail (WA) | New | Food Preparation | Natural Gas | Double Rack Oven | E3 | RVT - Cost of Operation | 0 | 0 | 0 | 0 | 0 | 0 | 0 | 0 | 0 | 0 | 0 | 0 | 0 | 0 | 0 | 0 | 0 | 0 | 0 | 0 | 0 | 0 | 0 | 0 | 0 | 0 | 0
F2_Commercial_Retail (WA)_New_Food Preparation_Natural Gas_Double Rack Oven_E4 | F2 | Commercial | Retail (WA) | New | Food Preparation | Natural Gas | Double Rack Oven | E4 | RVT - Cost of Operation | 0 | 0 | 0 | 0 | 0 | 0 | 0 | 0 | 0 | 0 | 0 | 0 | 0 | 0 | 0 | 0 | 0 | 0 | 0 | 0 | 0 | 0 | 0 | 0 | 0 | 0 | 0
F2_Commercial_Retail (WA)_New_Food Preparation_Natural Gas_Double Rack Oven_E5 | F2 | Commercial | Retail (WA) | New | Food Preparation | Natural Gas | Double Rack Oven | E5 | RVT - Cost of Operation | 0 | 0 | 0 | 0 | 0 | 0 | 0 | 0 | 0 | 0 | 0 | 0 | 0 | 0 | 0 | 0 | 0 | 0 | 0 | 0 | 0 | 0 | 0 | 0 | 0 | 0 | 0
F2_Commercial_Retail (WA)_New_Food Preparation_Natural Gas_Double Rack Oven_E6 | F2 | Commercial | Retail (WA) | New | Food Preparation | Natural Gas | Double Rack Oven | E6 | RVT - Cost of Operation | 0 | 0 | 0 | 0 | 0 | 0 | 0 | 0 | 0 | 0 | 0 | 0 | 0 | 0 | 0 | 0 | 0 | 0 | 0 | 0 | 0 | 0 | 0 | 0 | 0 | 0 | 0
F2_Commercial_Retail (WA)_New_Food Preparation_Natural Gas_Double Rack Oven_E7 | F2 | Commercial | Retail (WA) | New | Food Preparation | Natural Gas | Double Rack Oven | E7 | RVT - Cost of Operation | 0 | 0 | 0 | 0 | 0 | 0 | 0 | 0 | 0 | 0 | 0 | 0 | 0 | 0 | 0 | 0 | 0 | 0 | 0 | 0 | 0 | 0 | 0 | 0 | 0 | 0 | 0
F2_Commercial_Retail (WA)_New_Food Preparation_Natural Gas_Double Rack Oven_E8 | F2 | Commercial | Retail (WA) | New | Food Preparation | Natural Gas | Double Rack Oven | E8 | RVT - Cost of Operation | 0 | 0 | 0 | 0 | 0 | 0 | 0 | 0 | 0 | 0 | 0 | 0 | 0 | 0 | 0 | 0 | 0 | 0 | 0 | 0 | 0 | 0 | 0 | 0 | 0 | 0 | 0
F2_Commercial_Retail (WA)_New_Food Preparation_Natural Gas_Double Rack Oven_E9 | F2 | Commercial | Retail (WA) | New | Food Preparation | Natural Gas | Double Rack Oven | E9 | RVT - Cost of Operation | 0 | 0 | 0 | 0 | 0 | 0 | 0 | 0 | 0 | 0 | 0 | 0 | 0 | 0 | 0 | 0 | 0 | 0 | 0 | 0 | 0 | 0 | 0 | 0 | 0 | 0 | 0
F2_Commercial_Retail (WA)_New_Food Preparation_Natural Gas_Double Rack Oven_E10 | F2 | Commercial | Retail (WA) | New | Food Preparation | Natural Gas | Double Rack Oven | E10 | RVT - Cost of Operation | 0 | 0 | 0 | 0 | 0 | 0 | 0 | 0 | 0 | 0 | 0 | 0 | 0 | 0 | 0 | 0 | 0 | 0 | 0 | 0 | 0 | 0 | 0 | 0 | 0 | 0 | 0
F3_Commercial_Retail (WA)_New_Food Preparation_Natural Gas_Double Rack Oven_E1 | F3 | Commercial | Retail (WA) | New | Food Preparation | Natural Gas | Double Rack Oven | E1 | System - kBTUs of Consumption | 523.0651 | 523.0651 | 523.0651 | 523.0651 | 523.0651 | 523.0651 | 523.0651 | 523.0651 | 523.0651 | 523.0651 | 523.0651 | 523.0651 | 523.0651 | 523.0651 | 523.0651 | 523.0651 | 523.0651 | 523.0651 | 523.0651 | 523.0651 | 523.0651 | 523.0651 | 523.0651 | 523.0651 | 523.0651 | 523.0651 | 523.0651
F3_Commercial_Retail (WA)_New_Food Preparation_Natural Gas_Double Rack Oven_E2 | F3 | Commercial | Retail (WA) | New | Food Preparation | Natural Gas | Double Rack Oven | E2 | System - kBTUs of Consumption | 324.0593 | 324.0593 | 324.0593 | 324.0593 | 324.0593 | 324.0593 | 324.0593 | 324.0593 | 324.0593 | 324.0593 | 324.0593 | 324.0593 | 324.0593 | 324.0593 | 324.0593 | 324.0593 | 324.0593 | 324.0593 | 324.0593 | 324.0593 | 324.0593 | 324.0593 | 324.0593 | 324.0593 | 324.0593 | 324.0593 | 324.0593
F3_Commercial_Retail (WA)_New_Food Preparation_Natural Gas_Double Rack Oven_E3 | F3 | Commercial | Retail (WA) | New | Food Preparation | Natural Gas | Double Rack Oven | E3 | System - kBTUs of Consumption | 0 | 0 | 0 | 0 | 0 | 0 | 0 | 0 | 0 | 0 | 0 | 0 | 0 | 0 | 0 | 0 | 0 | 0 | 0 | 0 | 0 | 0 | 0 | 0 | 0 | 0 | 0
F3_Commercial_Retail (WA)_New_Food Preparation_Natural Gas_Double Rack Oven_E4 | F3 | Commercial | Retail (WA) | New | Food Preparation | Natural Gas | Double Rack Oven | E4 | System - kBTUs of Consumption | 0 | 0 | 0 | 0 | 0 | 0 | 0 | 0 | 0 | 0 | 0 | 0 | 0 | 0 | 0 | 0 | 0 | 0 | 0 | 0 | 0 | 0 | 0 | 0 | 0 | 0 | 0
F3_Commercial_Retail (WA)_New_Food Preparation_Natural Gas_Double Rack Oven_E5 | F3 | Commercial | Retail (WA) | New | Food Preparation | Natural Gas | Double Rack Oven | E5 | System - kBTUs of Consumption | 0 | 0 | 0 | 0 | 0 | 0 | 0 | 0 | 0 | 0 | 0 | 0 | 0 | 0 | 0 | 0 | 0 | 0 | 0 | 0 | 0 | 0 | 0 | 0 | 0 | 0 | 0
F3_Commercial_Retail (WA)_New_Food Preparation_Natural Gas_Double Rack Oven_E6 | F3 | Commercial | Retail (WA) | New | Food Preparation | Natural Gas | Double Rack Oven | E6 | System - kBTUs of Consumption | 0 | 0 | 0 | 0 | 0 | 0 | 0 | 0 | 0 | 0 | 0 | 0 | 0 | 0 | 0 | 0 | 0 | 0 | 0 | 0 | 0 | 0 | 0 | 0 | 0 | 0 | 0
F3_Commercial_Retail (WA)_New_Food Preparation_Natural Gas_Double Rack Oven_E7 | F3 | Commercial | Retail (WA) | New | Food Preparation | Natural Gas | Double Rack Oven | E7 | System - kBTUs of Consumption | 0 | 0 | 0 | 0 | 0 | 0 | 0 | 0 | 0 | 0 | 0 | 0 | 0 | 0 | 0 | 0 | 0 | 0 | 0 | 0 | 0 | 0 | 0 | 0 | 0 | 0 | 0
F3_Commercial_Retail (WA)_New_Food Preparation_Natural Gas_Double Rack Oven_E8 | F3 | Commercial | Retail (WA) | New | Food Preparation | Natural Gas | Double Rack Oven | E8 | System - kBTUs of Consumption | 0 | 0 | 0 | 0 | 0 | 0 | 0 | 0 | 0 | 0 | 0 | 0 | 0 | 0 | 0 | 0 | 0 | 0 | 0 | 0 | 0 | 0 | 0 | 0 | 0 | 0 | 0
F3_Commercial_Retail (WA)_New_Food Preparation_Natural Gas_Double Rack Oven_E9 | F3 | Commercial | Retail (WA) | New | Food Preparation | Natural Gas | Double Rack Oven | E9 | System - kBTUs of Consumption | 0 | 0 | 0 | 0 | 0 | 0 | 0 | 0 | 0 | 0 | 0 | 0 | 0 | 0 | 0 | 0 | 0 | 0 | 0 | 0 | 0 | 0 | 0 | 0 | 0 | 0 | 0
F3_Commercial_Retail (WA)_New_Food Preparation_Natural Gas_Double Rack Oven_E10 | F3 | Commercial | Retail (WA) | New | Food Preparation | Natural Gas | Double Rack Oven | E10 | System - kBTUs of Consumption | 0 | 0 | 0 | 0 | 0 | 0 | 0 | 0 | 0 | 0 | 0 | 0 | 0 | 0 | 0 | 0 | 0 | 0 | 0 | 0 | 0 | 0 | 0 | 0 | 0 | 0 | 0
F4_Commercial_Retail (WA)_New_Food Preparation_Natural Gas_Double Rack Oven_E1 | F4 | Commercial | Retail (WA) | New | Food Preparation | Natural Gas | Double Rack Oven | E1 | Utility - Cost of Equipment | 0.0026684 | 0.0026684 | 0.0026684 | 0.0026684 | 0.0026684 | 0.0026684 | 0.0026684 | 0.0026684 | 0.0026684 | 0.0026684 | 0.0026684 | 0.0026684 | 0.0026684 | 0.0026684 | 0.0026684 | 0.0026684 | 0.0026684 | 0.0026684 | 0.0026684 | 0.0026684 | 0.0026684 | 0.0026684 | 0.0026684 | 0.0026684 | 0.0026684 | 0.0026684 | 0.0026684
F4_Commercial_Retail (WA)_New_Food Preparation_Natural Gas_Double Rack Oven_E2 | F4 | Commercial | Retail (WA) | New | Food Preparation | Natural Gas | Double Rack Oven | E2 | Utility - Cost of Equipment | 0.012106 | 0.012106 | 0.012106 | 0.012106 | 0.012106 | 0.012106 | 0.012106 | 0.012106 | 0.012106 | 0.012106 | 0.012106 | 0.012106 | 0.012106 | 0.012106 | 0.012106 | 0.012106 | 0.012106 | 0.012106 | 0.012106 | 0.012106 | 0.012106 | 0.012106 | 0.012106 | 0.012106 | 0.012106 | 0.012106 | 0.012106
F4_Commercial_Retail (WA)_New_Food Preparation_Natural Gas_Double Rack Oven_E3 | F4 | Commercial | Retail (WA) | New | Food Preparation | Natural Gas | Double Rack Oven | E3 | Utility - Cost of Equipment | 0 | 0 | 0 | 0 | 0 | 0 | 0 | 0 | 0 | 0 | 0 | 0 | 0 | 0 | 0 | 0 | 0 | 0 | 0 | 0 | 0 | 0 | 0 | 0 | 0 | 0 | 0
F4_Commercial_Retail (WA)_New_Food Preparation_Natural Gas_Double Rack Oven_E4 | F4 | Commercial | Retail (WA) | New | Food Preparation | Natural Gas | Double Rack Oven | E4 | Utility - Cost of Equipment | 0 | 0 | 0 | 0 | 0 | 0 | 0 | 0 | 0 | 0 | 0 | 0 | 0 | 0 | 0 | 0 | 0 | 0 | 0 | 0 | 0 | 0 | 0 | 0 | 0 | 0 | 0
F4_Commercial_Retail (WA)_New_Food Preparation_Natural Gas_Double Rack Oven_E5 | F4 | Commercial | Retail (WA) | New | Food Preparation | Natural Gas | Double Rack Oven | E5 | Utility - Cost of Equipment | 0 | 0 | 0 | 0 | 0 | 0 | 0 | 0 | 0 | 0 | 0 | 0 | 0 | 0 | 0 | 0 | 0 | 0 | 0 | 0 | 0 | 0 | 0 | 0 | 0 | 0 | 0
F4_Commercial_Retail (WA)_New_Food Preparation_Natural Gas_Double Rack Oven_E6 | F4 | Commercial | Retail (WA) | New | Food Preparation | Natural Gas | Double Rack Oven | E6 | Utility - Cost of Equipment | 0 | 0 | 0 | 0 | 0 | 0 | 0 | 0 | 0 | 0 | 0 | 0 | 0 | 0 | 0 | 0 | 0 | 0 | 0 | 0 | 0 | 0 | 0 | 0 | 0 | 0 | 0
F4_Commercial_Retail (WA)_New_Food Preparation_Natural Gas_Double Rack Oven_E7 | F4 | Commercial | Retail (WA) | New | Food Preparation | Natural Gas | Double Rack Oven | E7 | Utility - Cost of Equipment | 0 | 0 | 0 | 0 | 0 | 0 | 0 | 0 | 0 | 0 | 0 | 0 | 0 | 0 | 0 | 0 | 0 | 0 | 0 | 0 | 0 | 0 | 0 | 0 | 0 | 0 | 0
F4_Commercial_Retail (WA)_New_Food Preparation_Natural Gas_Double Rack Oven_E8 | F4 | Commercial | Retail (WA) | New | Food Preparation | Natural Gas | Double Rack Oven | E8 | Utility - Cost of Equipment | 0 | 0 | 0 | 0 | 0 | 0 | 0 | 0 | 0 | 0 | 0 | 0 | 0 | 0 | 0 | 0 | 0 | 0 | 0 | 0 | 0 | 0 | 0 | 0 | 0 | 0 | 0
F4_Commercial_Retail (WA)_New_Food Preparation_Natural Gas_Double Rack Oven_E9 | F4 | Commercial | Retail (WA) | New | Food Preparation | Natural Gas | Double Rack Oven | E9 | Utility - Cost of Equipment | 0 | 0 | 0 | 0 | 0 | 0 | 0 | 0 | 0 | 0 | 0 | 0 | 0 | 0 | 0 | 0 | 0 | 0 | 0 | 0 | 0 | 0 | 0 | 0 | 0 | 0 | 0
F4_Commercial_Retail (WA)_New_Food Preparation_Natural Gas_Double Rack Oven_E10 | F4 | Commercial | Retail (WA) | New | Food Preparation | Natural Gas | Double Rack Oven | E10 | Utility - Cost of Equipment | 0 | 0 | 0 | 0 | 0 | 0 | 0 | 0 | 0 | 0 | 0 | 0 | 0 | 0 | 0 | 0 | 0 | 0 | 0 | 0 | 0 | 0 | 0 | 0 | 0 | 0 | 0
F5_Commercial_Retail (WA)_New_Food Preparation_Natural Gas_Double Rack Oven_E1 | F5 | Commercial | Retail (WA) | New | Food Preparation | Natural Gas | Double Rack Oven | E1 | Utility - Cost of Operation | 1.8616 | 1.9085 | 1.9641 | 2.0278 | 2.0998 | 2.1875 | 2.2777 | 2.367 | 2.453 | 2.5402 | 2.6096 | 2.6746 | 2.7445 | 2.8128 | 2.8739 | 2.9312 | 2.9825 | 3.0331 | 3.0872 | 3.14 | 3.1942 | 3.2506 | 3.3075 | 3.3663 | 3.4261 | 3.4869 | 3.5489
F5_Commercial_Retail (WA)_New_Food Preparation_Natural Gas_Double Rack Oven_E2 | F5 | Commercial | Retail (WA) | New | Food Preparation | Natural Gas | Double Rack Oven | E2 | Utility - Cost of Operation | 1.1533 | 1.1824 | 1.2168 | 1.2563 | 1.3009 | 1.3552 | 1.4111 | 1.4665 | 1.5197 | 1.5738 | 1.6168 | 1.657 | 1.7003 | 1.7427 | 1.7805 | 1.816 | 1.8477 | 1.8791 | 1.9126 | 1.9453 | 1.9789 | 2.0138 | 2.0491 | 2.0855 | 2.1226 | 2.1603 | 2.1987
F5_Commercial_Retail (WA)_New_Food Preparation_Natural Gas_Double Rack Oven_E3 | F5 | Commercial | Retail (WA) | New | Food Preparation | Natural Gas | Double Rack Oven | E3 | Utility - Cost of Operation | 0 | 0 | 0 | 0 | 0 | 0 | 0 | 0 | 0 | 0 | 0 | 0 | 0 | 0 | 0 | 0 | 0 | 0 | 0 | 0 | 0 | 0 | 0 | 0 | 0 | 0 | 0
F5_Commercial_Retail (WA)_New_Food Preparation_Natural Gas_Double Rack Oven_E4 | F5 | Commercial | Retail (WA) | New | Food Preparation | Natural Gas | Double Rack Oven | E4 | Utility - Cost of Operation | 0 | 0 | 0 | 0 | 0 | 0 | 0 | 0 | 0 | 0 | 0 | 0 | 0 | 0 | 0 | 0 | 0 | 0 | 0 | 0 | 0 | 0 | 0 | 0 | 0 | 0 | 0
F5_Commercial_Retail (WA)_New_Food Preparation_Natural Gas_Double Rack Oven_E5 | F5 | Commercial | Retail (WA) | New | Food Preparation | Natural Gas | Double Rack Oven | E5 | Utility - Cost of Operation | 0 | 0 | 0 | 0 | 0 | 0 | 0 | 0 | 0 | 0 | 0 | 0 | 0 | 0 | 0 | 0 | 0 | 0 | 0 | 0 | 0 | 0 | 0 | 0 | 0 | 0 | 0
F5_Commercial_Retail (WA)_New_Food Preparation_Natural Gas_Double Rack Oven_E6 | F5 | Commercial | Retail (WA) | New | Food Preparation | Natural Gas | Double Rack Oven | E6 | Utility - Cost of Operation | 0 | 0 | 0 | 0 | 0 | 0 | 0 | 0 | 0 | 0 | 0 | 0 | 0 | 0 | 0 | 0 | 0 | 0 | 0 | 0 | 0 | 0 | 0 | 0 | 0 | 0 | 0
F5_Commercial_Retail (WA)_New_Food Preparation_Natural Gas_Double Rack Oven_E7 | F5 | Commercial | Retail (WA) | New | Food Preparation | Natural Gas | Double Rack Oven | E7 | Utility - Cost of Operation | 0 | 0 | 0 | 0 | 0 | 0 | 0 | 0 | 0 | 0 | 0 | 0 | 0 | 0 | 0 | 0 | 0 | 0 | 0 | 0 | 0 | 0 | 0 | 0 | 0 | 0 | 0
F5_Commercial_Retail (WA)_New_Food Preparation_Natural Gas_Double Rack Oven_E8 | F5 | Commercial | Retail (WA) | New | Food Preparation | Natural Gas | Double Rack Oven | E8 | Utility - Cost of Operation | 0 | 0 | 0 | 0 | 0 | 0 | 0 | 0 | 0 | 0 | 0 | 0 | 0 | 0 | 0 | 0 | 0 | 0 | 0 | 0 | 0 | 0 | 0 | 0 | 0 | 0 | 0
F5_Commercial_Retail (WA)_New_Food Preparation_Natural Gas_Double Rack Oven_E9 | F5 | Commercial | Retail (WA) | New | Food Preparation | Natural Gas | Double Rack Oven | E9 | Utility - Cost of Operation | 0 | 0 | 0 | 0 | 0 | 0 | 0 | 0 | 0 | 0 | 0 | 0 | 0 | 0 | 0 | 0 | 0 | 0 | 0 | 0 | 0 | 0 | 0 | 0 | 0 | 0 | 0
F5_Commercial_Retail (WA)_New_Food Preparation_Natural Gas_Double Rack Oven_E10 | F5 | Commercial | Retail (WA) | New | Food Preparation | Natural Gas | Double Rack Oven | E10 | Utility - Cost of Operation | 0 | 0 | 0 | 0 | 0 | 0 | 0 | 0 | 0 | 0 | 0 | 0 | 0 | 0 | 0 | 0 | 0 | 0 | 0 | 0 | 0 | 0 | 0 | 0 | 0 | 0 | 0
F6_Commercial_Retail (WA)_New_Food Preparation_Natural Gas_Double Rack Oven_E1 | F6 | Commercial | Retail (WA) | New | Food Preparation | Natural Gas | Double Rack Oven | E1 | Utility - Value of Sales | 2.1926 | 2.234 | 2.2826 | 2.3393 | 2.4042 | 2.4852 | 2.5665 | 2.6437 | 2.7135 | 2.7812 | 2.8514 | 2.9151 | 2.9824 | 3.0461 | 3.1008 | 3.1503 | 3.1921 | 3.232 | 3.2745 | 3.3141 | 3.3539 | 3.4131 | 3.4729 | 3.5346 | 3.5974 | 3.6613 | 3.7263
F6_Commercial_Retail (WA)_New_Food Preparation_Natural Gas_Double Rack Oven_E2 | F6 | Commercial | Retail (WA) | New | Food Preparation | Natural Gas | Double Rack Oven | E2 | Utility - Value of Sales | 1.3584 | 1.384 | 1.4142 | 1.4493 | 1.4895 | 1.5397 | 1.5901 | 1.6379 | 1.6811 | 1.7231 | 1.7665 | 1.806 | 1.8477 | 1.8872 | 1.9211 | 1.9517 | 1.9776 | 2.0024 | 2.0287 | 2.0532 | 2.0779 | 2.1145 | 2.1516 | 2.1898 | 2.2287 | 2.2683 | 2.3086
F6_Commercial_Retail (WA)_New_Food Preparation_Natural Gas_Double Rack Oven_E3 | F6 | Commercial | Retail (WA) | New | Food Preparation | Natural Gas | Double Rack Oven | E3 | Utility - Value of Sales | 0 | 0 | 0 | 0 | 0 | 0 | 0 | 0 | 0 | 0 | 0 | 0 | 0 | 0 | 0 | 0 | 0 | 0 | 0 | 0 | 0 | 0 | 0 | 0 | 0 | 0 | 0
F6_Commercial_Retail (WA)_New_Food Preparation_Natural Gas_Double Rack Oven_E4 | F6 | Commercial | Retail (WA) | New | Food Preparation | Natural Gas | Double Rack Oven | E4 | Utility - Value of Sales | 0 | 0 | 0 | 0 | 0 | 0 | 0 | 0 | 0 | 0 | 0 | 0 | 0 | 0 | 0 | 0 | 0 | 0 | 0 | 0 | 0 | 0 | 0 | 0 | 0 | 0 | 0
F6_Commercial_Retail (WA)_New_Food Preparation_Natural Gas_Double Rack Oven_E5 | F6 | Commercial | Retail (WA) | New | Food Preparation | Natural Gas | Double Rack Oven | E5 | Utility - Value of Sales | 0 | 0 | 0 | 0 | 0 | 0 | 0 | 0 | 0 | 0 | 0 | 0 | 0 | 0 | 0 | 0 | 0 | 0 | 0 | 0 | 0 | 0 | 0 | 0 | 0 | 0 | 0
F6_Commercial_Retail (WA)_New_Food Preparation_Natural Gas_Double Rack Oven_E6 | F6 | Commercial | Retail (WA) | New | Food Preparation | Natural Gas | Double Rack Oven | E6 | Utility - Value of Sales | 0 | 0 | 0 | 0 | 0 | 0 | 0 | 0 | 0 | 0 | 0 | 0 | 0 | 0 | 0 | 0 | 0 | 0 | 0 | 0 | 0 | 0 | 0 | 0 | 0 | 0 | 0
F6_Commercial_Retail (WA)_New_Food Preparation_Natural Gas_Double Rack Oven_E7 | F6 | Commercial | Retail (WA) | New | Food Preparation | Natural Gas | Double Rack Oven | E7 | Utility - Value of Sales | 0 | 0 | 0 | 0 | 0 | 0 | 0 | 0 | 0 | 0 | 0 | 0 | 0 | 0 | 0 | 0 | 0 | 0 | 0 | 0 | 0 | 0 | 0 | 0 | 0 | 0 | 0
F6_Commercial_Retail (WA)_New_Food Preparation_Natural Gas_Double Rack Oven_E8 | F6 | Commercial | Retail (WA) | New | Food Preparation | Natural Gas | Double Rack Oven | E8 | Utility - Value of Sales | 0 | 0 | 0 | 0 | 0 | 0 | 0 | 0 | 0 | 0 | 0 | 0 | 0 | 0 | 0 | 0 | 0 | 0 | 0 | 0 | 0 | 0 | 0 | 0 | 0 | 0 | 0
F6_Commercial_Retail (WA)_New_Food Preparation_Natural Gas_Double Rack Oven_E9 | F6 | Commercial | Retail (WA) | New | Food Preparation | Natural Gas | Double Rack Oven | E9 | Utility - Value of Sales | 0 | 0 | 0 | 0 | 0 | 0 | 0 | 0 | 0 | 0 | 0 | 0 | 0 | 0 | 0 | 0 | 0 | 0 | 0 | 0 | 0 | 0 | 0 | 0 | 0 | 0 | 0
F6_Commercial_Retail (WA)_New_Food Preparation_Natural Gas_Double Rack Oven_E10 | F6 | Commercial | Retail (WA) | New | Food Preparation | Natural Gas | Double Rack Oven | E10 | Utility - Value of Sales | 0 | 0 | 0 | 0 | 0 | 0 | 0 | 0 | 0 | 0 | 0 | 0 | 0 | 0 | 0 | 0 | 0 | 0 | 0 | 0 | 0 | 0 | 0 | 0 | 0 | 0 | 0
F1_Commercial_Retail (WA)_New_Food Preparation_Natural Gas_Fryer_E1 | F1 | Commercial | Retail (WA) | New | Food Preparation | Natural Gas | Fryer | E1 | RVT - Cost of Equipment | 0.016261 | 0.016261 | 0.016261 | 0.016261 | 0.016261 | 0.016261 | 0.016261 | 0.016261 | 0.016261 | 0.016261 | 0.016261 | 0.016261 | 0.016261 | 0.016261 | 0.016261 | 0.016261 | 0.016261 | 0.016261 | 0.016261 | 0.016261 | 0.016261 | 0.016261 | 0.016261 | 0.016261 | 0.016261 | 0.016261 | 0.016261
F1_Commercial_Retail (WA)_New_Food Preparation_Natural Gas_Fryer_E2 | F1 | Commercial | Retail (WA) | New | Food Preparation | Natural Gas | Fryer | E2 | RVT - Cost of Equipment | 0.024066 | 0.024066 | 0.024066 | 0.024066 | 0.024066 | 0.024066 | 0.024066 | 0.024066 | 0.024066 | 0.024066 | 0.024066 | 0.024066 | 0.024066 | 0.024066 | 0.024066 | 0.024066 | 0.024066 | 0.024066 | 0.024066 | 0.024066 | 0.024066 | 0.024066 | 0.024066 | 0.024066 | 0.024066 | 0.024066 | 0.024066
F1_Commercial_Retail (WA)_New_Food Preparation_Natural Gas_Fryer_E3 | F1 | Commercial | Retail (WA) | New | Food Preparation | Natural Gas | Fryer | E3 | RVT - Cost of Equipment | 0 | 0 | 0 | 0 | 0 | 0 | 0 | 0 | 0 | 0 | 0 | 0 | 0 | 0 | 0 | 0 | 0 | 0 | 0 | 0 | 0 | 0 | 0 | 0 | 0 | 0 | 0
F1_Commercial_Retail (WA)_New_Food Preparation_Natural Gas_Fryer_E4 | F1 | Commercial | Retail (WA) | New | Food Preparation | Natural Gas | Fryer | E4 | RVT - Cost of Equipment | 0 | 0 | 0 | 0 | 0 | 0 | 0 | 0 | 0 | 0 | 0 | 0 | 0 | 0 | 0 | 0 | 0 | 0 | 0 | 0 | 0 | 0 | 0 | 0 | 0 | 0 | 0
F1_Commercial_Retail (WA)_New_Food Preparation_Natural Gas_Fryer_E5 | F1 | Commercial | Retail (WA) | New | Food Preparation | Natural Gas | Fryer | E5 | RVT - Cost of Equipment | 0 | 0 | 0 | 0 | 0 | 0 | 0 | 0 | 0 | 0 | 0 | 0 | 0 | 0 | 0 | 0 | 0 | 0 | 0 | 0 | 0 | 0 | 0 | 0 | 0 | 0 | 0
F1_Commercial_Retail (WA)_New_Food Preparation_Natural Gas_Fryer_E6 | F1 | Commercial | Retail (WA) | New | Food Preparation | Natural Gas | Fryer | E6 | RVT - Cost of Equipment | 0 | 0 | 0 | 0 | 0 | 0 | 0 | 0 | 0 | 0 | 0 | 0 | 0 | 0 | 0 | 0 | 0 | 0 | 0 | 0 | 0 | 0 | 0 | 0 | 0 | 0 | 0
F1_Commercial_Retail (WA)_New_Food Preparation_Natural Gas_Fryer_E7 | F1 | Commercial | Retail (WA) | New | Food Preparation | Natural Gas | Fryer | E7 | RVT - Cost of Equipment | 0 | 0 | 0 | 0 | 0 | 0 | 0 | 0 | 0 | 0 | 0 | 0 | 0 | 0 | 0 | 0 | 0 | 0 | 0 | 0 | 0 | 0 | 0 | 0 | 0 | 0 | 0
F1_Commercial_Retail (WA)_New_Food Preparation_Natural Gas_Fryer_E8 | F1 | Commercial | Retail (WA) | New | Food Preparation | Natural Gas | Fryer | E8 | RVT - Cost of Equipment | 0 | 0 | 0 | 0 | 0 | 0 | 0 | 0 | 0 | 0 | 0 | 0 | 0 | 0 | 0 | 0 | 0 | 0 | 0 | 0 | 0 | 0 | 0 | 0 | 0 | 0 | 0
F1_Commercial_Retail (WA)_New_Food Preparation_Natural Gas_Fryer_E9 | F1 | Commercial | Retail (WA) | New | Food Preparation | Natural Gas | Fryer | E9 | RVT - Cost of Equipment | 0 | 0 | 0 | 0 | 0 | 0 | 0 | 0 | 0 | 0 | 0 | 0 | 0 | 0 | 0 | 0 | 0 | 0 | 0 | 0 | 0 | 0 | 0 | 0 | 0 | 0 | 0
F1_Commercial_Retail (WA)_New_Food Preparation_Natural Gas_Fryer_E10 | F1 | Commercial | Retail (WA) | New | Food Preparation | Natural Gas | Fryer | E10 | RVT - Cost of Equipment | 0 | 0 | 0 | 0 | 0 | 0 | 0 | 0 | 0 | 0 | 0 | 0 | 0 | 0 | 0 | 0 | 0 | 0 | 0 | 0 | 0 | 0 | 0 | 0 | 0 | 0 | 0
F2_Commercial_Retail (WA)_New_Food Preparation_Natural Gas_Fryer_E1 | F2 | Commercial | Retail (WA) | New | Food Preparation | Natural Gas | Fryer | E1 | RVT - Cost of Operation | 1.1367 | 1.1596 | 1.1853 | 1.2141 | 1.2463 | 1.2853 | 1.3239 | 1.3604 | 1.3935 | 1.4258 | 1.4592 | 1.4898 | 1.5225 | 1.5542 | 1.5821 | 1.6077 | 1.63 | 1.6517 | 1.6744 | 1.6961 | 1.7178 | 1.7482 | 1.7789 | 1.8105 | 1.8426 | 1.8754 | 1.9087
F2_Commercial_Retail (WA)_New_Food Preparation_Natural Gas_Fryer_E2 | F2 | Commercial | Retail (WA) | New | Food Preparation | Natural Gas | Fryer | E2 | RVT - Cost of Operation | 0.78399 | 0.79975 | 0.81749 | 0.8374 | 0.85961 | 0.88645 | 0.91309 | 0.93828 | 0.96112 | 0.98336 | 1.0064 | 1.0275 | 1.0501 | 1.0719 | 1.0912 | 1.1088 | 1.1242 | 1.1391 | 1.1549 | 1.1698 | 1.1848 | 1.2057 | 1.2269 | 1.2487 | 1.2709 | 1.2935 | 1.3164
F2_Commercial_Retail (WA)_New_Food Preparation_Natural Gas_Fryer_E3 | F2 | Commercial | Retail (WA) | New | Food Preparation | Natural Gas | Fryer | E3 | RVT - Cost of Operation | 0 | 0 | 0 | 0 | 0 | 0 | 0 | 0 | 0 | 0 | 0 | 0 | 0 | 0 | 0 | 0 | 0 | 0 | 0 | 0 | 0 | 0 | 0 | 0 | 0 | 0 | 0
F2_Commercial_Retail (WA)_New_Food Preparation_Natural Gas_Fryer_E4 | F2 | Commercial | Retail (WA) | New | Food Preparation | Natural Gas | Fryer | E4 | RVT - Cost of Operation | 0 | 0 | 0 | 0 | 0 | 0 | 0 | 0 | 0 | 0 | 0 | 0 | 0 | 0 | 0 | 0 | 0 | 0 | 0 | 0 | 0 | 0 | 0 | 0 | 0 | 0 | 0
F2_Commercial_Retail (WA)_New_Food Preparation_Natural Gas_Fryer_E5 | F2 | Commercial | Retail (WA) | New | Food Preparation | Natural Gas | Fryer | E5 | RVT - Cost of Operation | 0 | 0 | 0 | 0 | 0 | 0 | 0 | 0 | 0 | 0 | 0 | 0 | 0 | 0 | 0 | 0 | 0 | 0 | 0 | 0 | 0 | 0 | 0 | 0 | 0 | 0 | 0
F2_Commercial_Retail (WA)_New_Food Preparation_Natural Gas_Fryer_E6 | F2 | Commercial | Retail (WA) | New | Food Preparation | Natural Gas | Fryer | E6 | RVT - Cost of Operation | 0 | 0 | 0 | 0 | 0 | 0 | 0 | 0 | 0 | 0 | 0 | 0 | 0 | 0 | 0 | 0 | 0 | 0 | 0 | 0 | 0 | 0 | 0 | 0 | 0 | 0 | 0
F2_Commercial_Retail (WA)_New_Food Preparation_Natural Gas_Fryer_E7 | F2 | Commercial | Retail (WA) | New | Food Preparation | Natural Gas | Fryer | E7 | RVT - Cost of Operation | 0 | 0 | 0 | 0 | 0 | 0 | 0 | 0 | 0 | 0 | 0 | 0 | 0 | 0 | 0 | 0 | 0 | 0 | 0 | 0 | 0 | 0 | 0 | 0 | 0 | 0 | 0
F2_Commercial_Retail (WA)_New_Food Preparation_Natural Gas_Fryer_E8 | F2 | Commercial | Retail (WA) | New | Food Preparation | Natural Gas | Fryer | E8 | RVT - Cost of Operation | 0 | 0 | 0 | 0 | 0 | 0 | 0 | 0 | 0 | 0 | 0 | 0 | 0 | 0 | 0 | 0 | 0 | 0 | 0 | 0 | 0 | 0 | 0 | 0 | 0 | 0 | 0
F2_Commercial_Retail (WA)_New_Food Preparation_Natural Gas_Fryer_E9 | F2 | Commercial | Retail (WA) | New | Food Preparation | Natural Gas | Fryer | E9 | RVT - Cost of Operation | 0 | 0 | 0 | 0 | 0 | 0 | 0 | 0 | 0 | 0 | 0 | 0 | 0 | 0 | 0 | 0 | 0 | 0 | 0 | 0 | 0 | 0 | 0 | 0 | 0 | 0 | 0
F2_Commercial_Retail (WA)_New_Food Preparation_Natural Gas_Fryer_E10 | F2 | Commercial | Retail (WA) | New | Food Preparation | Natural Gas | Fryer | E10 | RVT - Cost of Operation | 0 | 0 | 0 | 0 | 0 | 0 | 0 | 0 | 0 | 0 | 0 | 0 | 0 | 0 | 0 | 0 | 0 | 0 | 0 | 0 | 0 | 0 | 0 | 0 | 0 | 0 | 0
F3_Commercial_Retail (WA)_New_Food Preparation_Natural Gas_Fryer_E1 | F3 | Commercial | Retail (WA) | New | Food Preparation | Natural Gas | Fryer | E1 | System - kBTUs of Consumption | 262.9928 | 262.9928 | 262.9928 | 262.9928 | 262.9928 | 262.9928 | 262.9928 | 262.9928 | 262.9928 | 262.9928 | 262.9928 | 262.9928 | 262.9928 | 262.9928 | 262.9928 | 262.9928 | 262.9928 | 262.9928 | 262.9928 | 262.9928 | 262.9928 | 262.9928 | 262.9928 | 262.9928 | 262.9928 | 262.9928 | 262.9928
F3_Commercial_Retail (WA)_New_Food Preparation_Natural Gas_Fryer_E2 | F3 | Commercial | Retail (WA) | New | Food Preparation | Natural Gas | Fryer | E2 | System - kBTUs of Consumption | 181.3871 | 181.3871 | 181.3871 | 181.3871 | 181.3871 | 181.3871 | 181.3871 | 181.3871 | 181.3871 | 181.3871 | 181.3871 | 181.3871 | 181.3871 | 181.3871 | 181.3871 | 181.3871 | 181.3871 | 181.3871 | 181.3871 | 181.3871 | 181.3871 | 181.3871 | 181.3871 | 181.3871 | 181.3871 | 181.3871 | 181.3871
F3_Commercial_Retail (WA)_New_Food Preparation_Natural Gas_Fryer_E3 | F3 | Commercial | Retail (WA) | New | Food Preparation | Natural Gas | Fryer | E3 | System - kBTUs of Consumption | 0 | 0 | 0 | 0 | 0 | 0 | 0 | 0 | 0 | 0 | 0 | 0 | 0 | 0 | 0 | 0 | 0 | 0 | 0 | 0 | 0 | 0 | 0 | 0 | 0 | 0 | 0
F3_Commercial_Retail (WA)_New_Food Preparation_Natural Gas_Fryer_E4 | F3 | Commercial | Retail (WA) | New | Food Preparation | Natural Gas | Fryer | E4 | System - kBTUs of Consumption | 0 | 0 | 0 | 0 | 0 | 0 | 0 | 0 | 0 | 0 | 0 | 0 | 0 | 0 | 0 | 0 | 0 | 0 | 0 | 0 | 0 | 0 | 0 | 0 | 0 | 0 | 0
F3_Commercial_Retail (WA)_New_Food Preparation_Natural Gas_Fryer_E5 | F3 | Commercial | Retail (WA) | New | Food Preparation | Natural Gas | Fryer | E5 | System - kBTUs of Consumption | 0 | 0 | 0 | 0 | 0 | 0 | 0 | 0 | 0 | 0 | 0 | 0 | 0 | 0 | 0 | 0 | 0 | 0 | 0 | 0 | 0 | 0 | 0 | 0 | 0 | 0 | 0
F3_Commercial_Retail (WA)_New_Food Preparation_Natural Gas_Fryer_E6 | F3 | Commercial | Retail (WA) | New | Food Preparation | Natural Gas | Fryer | E6 | System - kBTUs of Consumption | 0 | 0 | 0 | 0 | 0 | 0 | 0 | 0 | 0 | 0 | 0 | 0 | 0 | 0 | 0 | 0 | 0 | 0 | 0 | 0 | 0 | 0 | 0 | 0 | 0 | 0 | 0
F3_Commercial_Retail (WA)_New_Food Preparation_Natural Gas_Fryer_E7 | F3 | Commercial | Retail (WA) | New | Food Preparation | Natural Gas | Fryer | E7 | System - kBTUs of Consumption | 0 | 0 | 0 | 0 | 0 | 0 | 0 | 0 | 0 | 0 | 0 | 0 | 0 | 0 | 0 | 0 | 0 | 0 | 0 | 0 | 0 | 0 | 0 | 0 | 0 | 0 | 0
F3_Commercial_Retail (WA)_New_Food Preparation_Natural Gas_Fryer_E8 | F3 | Commercial | Retail (WA) | New | Food Preparation | Natural Gas | Fryer | E8 | System - kBTUs of Consumption | 0 | 0 | 0 | 0 | 0 | 0 | 0 | 0 | 0 | 0 | 0 | 0 | 0 | 0 | 0 | 0 | 0 | 0 | 0 | 0 | 0 | 0 | 0 | 0 | 0 | 0 | 0
F3_Commercial_Retail (WA)_New_Food Preparation_Natural Gas_Fryer_E9 | F3 | Commercial | Retail (WA) | New | Food Preparation | Natural Gas | Fryer | E9 | System - kBTUs of Consumption | 0 | 0 | 0 | 0 | 0 | 0 | 0 | 0 | 0 | 0 | 0 | 0 | 0 | 0 | 0 | 0 | 0 | 0 | 0 | 0 | 0 | 0 | 0 | 0 | 0 | 0 | 0
F3_Commercial_Retail (WA)_New_Food Preparation_Natural Gas_Fryer_E10 | F3 | Commercial | Retail (WA) | New | Food Preparation | Natural Gas | Fryer | E10 | System - kBTUs of Consumption | 0 | 0 | 0 | 0 | 0 | 0 | 0 | 0 | 0 | 0 | 0 | 0 | 0 | 0 | 0 | 0 | 0 | 0 | 0 | 0 | 0 | 0 | 0 | 0 | 0 | 0 | 0
F4_Commercial_Retail (WA)_New_Food Preparation_Natural Gas_Fryer_E1 | F4 | Commercial | Retail (WA) | New | Food Preparation | Natural Gas | Fryer | E1 | Utility - Cost of Equipment | 0.016261 | 0.016261 | 0.016261 | 0.016261 | 0.016261 | 0.016261 | 0.016261 | 0.016261 | 0.016261 | 0.016261 | 0.016261 | 0.016261 | 0.016261 | 0.016261 | 0.016261 | 0.016261 | 0.016261 | 0.016261 | 0.016261 | 0.016261 | 0.016261 | 0.016261 | 0.016261 | 0.016261 | 0.016261 | 0.016261 | 0.016261
F4_Commercial_Retail (WA)_New_Food Preparation_Natural Gas_Fryer_E2 | F4 | Commercial | Retail (WA) | New | Food Preparation | Natural Gas | Fryer | E2 | Utility - Cost of Equipment | 0.024066 | 0.024066 | 0.024066 | 0.024066 | 0.024066 | 0.024066 | 0.024066 | 0.024066 | 0.024066 | 0.024066 | 0.024066 | 0.024066 | 0.024066 | 0.024066 | 0.024066 | 0.024066 | 0.024066 | 0.024066 | 0.024066 | 0.024066 | 0.024066 | 0.024066 | 0.024066 | 0.024066 | 0.024066 | 0.024066 | 0.024066
F4_Commercial_Retail (WA)_New_Food Preparation_Natural Gas_Fryer_E3 | F4 | Commercial | Retail (WA) | New | Food Preparation | Natural Gas | Fryer | E3 | Utility - Cost of Equipment | 0 | 0 | 0 | 0 | 0 | 0 | 0 | 0 | 0 | 0 | 0 | 0 | 0 | 0 | 0 | 0 | 0 | 0 | 0 | 0 | 0 | 0 | 0 | 0 | 0 | 0 | 0
F4_Commercial_Retail (WA)_New_Food Preparation_Natural Gas_Fryer_E4 | F4 | Commercial | Retail (WA) | New | Food Preparation | Natural Gas | Fryer | E4 | Utility - Cost of Equipment | 0 | 0 | 0 | 0 | 0 | 0 | 0 | 0 | 0 | 0 | 0 | 0 | 0 | 0 | 0 | 0 | 0 | 0 | 0 | 0 | 0 | 0 | 0 | 0 | 0 | 0 | 0
F4_Commercial_Retail (WA)_New_Food Preparation_Natural Gas_Fryer_E5 | F4 | Commercial | Retail (WA) | New | Food Preparation | Natural Gas | Fryer | E5 | Utility - Cost of Equipment | 0 | 0 | 0 | 0 | 0 | 0 | 0 | 0 | 0 | 0 | 0 | 0 | 0 | 0 | 0 | 0 | 0 | 0 | 0 | 0 | 0 | 0 | 0 | 0 | 0 | 0 | 0
F4_Commercial_Retail (WA)_New_Food Preparation_Natural Gas_Fryer_E6 | F4 | Commercial | Retail (WA) | New | Food Preparation | Natural Gas | Fryer | E6 | Utility - Cost of Equipment | 0 | 0 | 0 | 0 | 0 | 0 | 0 | 0 | 0 | 0 | 0 | 0 | 0 | 0 | 0 | 0 | 0 | 0 | 0 | 0 | 0 | 0 | 0 | 0 | 0 | 0 | 0
F4_Commercial_Retail (WA)_New_Food Preparation_Natural Gas_Fryer_E7 | F4 | Commercial | Retail (WA) | New | Food Preparation | Natural Gas | Fryer | E7 | Utility - Cost of Equipment | 0 | 0 | 0 | 0 | 0 | 0 | 0 | 0 | 0 | 0 | 0 | 0 | 0 | 0 | 0 | 0 | 0 | 0 | 0 | 0 | 0 | 0 | 0 | 0 | 0 | 0 | 0
F4_Commercial_Retail (WA)_New_Food Preparation_Natural Gas_Fryer_E8 | F4 | Commercial | Retail (WA) | New | Food Preparation | Natural Gas | Fryer | E8 | Utility - Cost of Equipment | 0 | 0 | 0 | 0 | 0 | 0 | 0 | 0 | 0 | 0 | 0 | 0 | 0 | 0 | 0 | 0 | 0 | 0 | 0 | 0 | 0 | 0 | 0 | 0 | 0 | 0 | 0
F4_Commercial_Retail (WA)_New_Food Preparation_Natural Gas_Fryer_E9 | F4 | Commercial | Retail (WA) | New | Food Preparation | Natural Gas | Fryer | E9 | Utility - Cost of Equipment | 0 | 0 | 0 | 0 | 0 | 0 | 0 | 0 | 0 | 0 | 0 | 0 | 0 | 0 | 0 | 0 | 0 | 0 | 0 | 0 | 0 | 0 | 0 | 0 | 0 | 0 | 0
F4_Commercial_Retail (WA)_New_Food Preparation_Natural Gas_Fryer_E10 | F4 | Commercial | Retail (WA) | New | Food Preparation | Natural Gas | Fryer | E10 | Utility - Cost of Equipment | 0 | 0 | 0 | 0 | 0 | 0 | 0 | 0 | 0 | 0 | 0 | 0 | 0 | 0 | 0 | 0 | 0 | 0 | 0 | 0 | 0 | 0 | 0 | 0 | 0 | 0 | 0
F5_Commercial_Retail (WA)_New_Food Preparation_Natural Gas_Fryer_E1 | F5 | Commercial | Retail (WA) | New | Food Preparation | Natural Gas | Fryer | E1 | Utility - Cost of Operation | 0.97509 | 1.0007 | 1.0294 | 1.0616 | 1.0975 | 1.1399 | 1.1831 | 1.2257 | 1.2666 | 1.3081 | 1.3419 | 1.3738 | 1.408 | 1.4415 | 1.472 | 1.5009 | 1.5272 | 1.5533 | 1.581 | 1.6082 | 1.636 | 1.6649 | 1.6942 | 1.7243 | 1.7549 | 1.7861 | 1.8178
F5_Commercial_Retail (WA)_New_Food Preparation_Natural Gas_Fryer_E2 | F5 | Commercial | Retail (WA) | New | Food Preparation | Natural Gas | Fryer | E2 | Utility - Cost of Operation | 0.67252 | 0.69019 | 0.71001 | 0.73222 | 0.75695 | 0.78621 | 0.816 | 0.84535 | 0.87358 | 0.90222 | 0.92554 | 0.94754 | 0.97108 | 0.99423 | 1.0153 | 1.0351 | 1.0533 | 1.0713 | 1.0904 | 1.1092 | 1.1284 | 1.1483 | 1.1685 | 1.1892 | 1.2104 | 1.2319 | 1.2538
F5_Commercial_Retail (WA)_New_Food Preparation_Natural Gas_Fryer_E3 | F5 | Commercial | Retail (WA) | New | Food Preparation | Natural Gas | Fryer | E3 | Utility - Cost of Operation | 0 | 0 | 0 | 0 | 0 | 0 | 0 | 0 | 0 | 0 | 0 | 0 | 0 | 0 | 0 | 0 | 0 | 0 | 0 | 0 | 0 | 0 | 0 | 0 | 0 | 0 | 0
F5_Commercial_Retail (WA)_New_Food Preparation_Natural Gas_Fryer_E4 | F5 | Commercial | Retail (WA) | New | Food Preparation | Natural Gas | Fryer | E4 | Utility - Cost of Operation | 0 | 0 | 0 | 0 | 0 | 0 | 0 | 0 | 0 | 0 | 0 | 0 | 0 | 0 | 0 | 0 | 0 | 0 | 0 | 0 | 0 | 0 | 0 | 0 | 0 | 0 | 0
F5_Commercial_Retail (WA)_New_Food Preparation_Natural Gas_Fryer_E5 | F5 | Commercial | Retail (WA) | New | Food Preparation | Natural Gas | Fryer | E5 | Utility - Cost of Operation | 0 | 0 | 0 | 0 | 0 | 0 | 0 | 0 | 0 | 0 | 0 | 0 | 0 | 0 | 0 | 0 | 0 | 0 | 0 | 0 | 0 | 0 | 0 | 0 | 0 | 0 | 0
F5_Commercial_Retail (WA)_New_Food Preparation_Natural Gas_Fryer_E6 | F5 | Commercial | Retail (WA) | New | Food Preparation | Natural Gas | Fryer | E6 | Utility - Cost of Operation | 0 | 0 | 0 | 0 | 0 | 0 | 0 | 0 | 0 | 0 | 0 | 0 | 0 | 0 | 0 | 0 | 0 | 0 | 0 | 0 | 0 | 0 | 0 | 0 | 0 | 0 | 0
F5_Commercial_Retail (WA)_New_Food Preparation_Natural Gas_Fryer_E7 | F5 | Commercial | Retail (WA) | New | Food Preparation | Natural Gas | Fryer | E7 | Utility - Cost of Operation | 0 | 0 | 0 | 0 | 0 | 0 | 0 | 0 | 0 | 0 | 0 | 0 | 0 | 0 | 0 | 0 | 0 | 0 | 0 | 0 | 0 | 0 | 0 | 0 | 0 | 0 | 0
F5_Commercial_Retail (WA)_New_Food Preparation_Natural Gas_Fryer_E8 | F5 | Commercial | Retail (WA) | New | Food Preparation | Natural Gas | Fryer | E8 | Utility - Cost of Operation | 0 | 0 | 0 | 0 | 0 | 0 | 0 | 0 | 0 | 0 | 0 | 0 | 0 | 0 | 0 | 0 | 0 | 0 | 0 | 0 | 0 | 0 | 0 | 0 | 0 | 0 | 0
F5_Commercial_Retail (WA)_New_Food Preparation_Natural Gas_Fryer_E9 | F5 | Commercial | Retail (WA) | New | Food Preparation | Natural Gas | Fryer | E9 | Utility - Cost of Operation | 0 | 0 | 0 | 0 | 0 | 0 | 0 | 0 | 0 | 0 | 0 | 0 | 0 | 0 | 0 | 0 | 0 | 0 | 0 | 0 | 0 | 0 | 0 | 0 | 0 | 0 | 0
F5_Commercial_Retail (WA)_New_Food Preparation_Natural Gas_Fryer_E10 | F5 | Commercial | Retail (WA) | New | Food Preparation | Natural Gas | Fryer | E10 | Utility - Cost of Operation | 0 | 0 | 0 | 0 | 0 | 0 | 0 | 0 | 0 | 0 | 0 | 0 | 0 | 0 | 0 | 0 | 0 | 0 | 0 | 0 | 0 | 0 | 0 | 0 | 0 | 0 | 0
F6_Commercial_Retail (WA)_New_Food Preparation_Natural Gas_Fryer_E1 | F6 | Commercial | Retail (WA) | New | Food Preparation | Natural Gas | Fryer | E1 | Utility - Value of Sales | 1.1367 | 1.1596 | 1.1853 | 1.2141 | 1.2463 | 1.2853 | 1.3239 | 1.3604 | 1.3935 | 1.4258 | 1.4592 | 1.4898 | 1.5225 | 1.5542 | 1.5821 | 1.6077 | 1.63 | 1.6517 | 1.6744 | 1.6961 | 1.7178 | 1.7482 | 1.7789 | 1.8105 | 1.8426 | 1.8754 | 1.9087
F6_Commercial_Retail (WA)_New_Food Preparation_Natural Gas_Fryer_E2 | F6 | Commercial | Retail (WA) | New | Food Preparation | Natural Gas | Fryer | E2 | Utility - Value of Sales | 0.78399 | 0.79975 | 0.81749 | 0.8374 | 0.85961 | 0.88645 | 0.91309 | 0.93828 | 0.96112 | 0.98336 | 1.0064 | 1.0275 | 1.0501 | 1.0719 | 1.0912 | 1.1088 | 1.1242 | 1.1391 | 1.1549 | 1.1698 | 1.1848 | 1.2057 | 1.2269 | 1.2487 | 1.2709 | 1.2935 | 1.3164
F6_Commercial_Retail (WA)_New_Food Preparation_Natural Gas_Fryer_E3 | F6 | Commercial | Retail (WA) | New | Food Preparation | Natural Gas | Fryer | E3 | Utility - Value of Sales | 0 | 0 | 0 | 0 | 0 | 0 | 0 | 0 | 0 | 0 | 0 | 0 | 0 | 0 | 0 | 0 | 0 | 0 | 0 | 0 | 0 | 0 | 0 | 0 | 0 | 0 | 0
F6_Commercial_Retail (WA)_New_Food Preparation_Natural Gas_Fryer_E4 | F6 | Commercial | Retail (WA) | New | Food Preparation | Natural Gas | Fryer | E4 | Utility - Value of Sales | 0 | 0 | 0 | 0 | 0 | 0 | 0 | 0 | 0 | 0 | 0 | 0 | 0 | 0 | 0 | 0 | 0 | 0 | 0 | 0 | 0 | 0 | 0 | 0 | 0 | 0 | 0
F6_Commercial_Retail (WA)_New_Food Preparation_Natural Gas_Fryer_E5 | F6 | Commercial | Retail (WA) | New | Food Preparation | Natural Gas | Fryer | E5 | Utility - Value of Sales | 0 | 0 | 0 | 0 | 0 | 0 | 0 | 0 | 0 | 0 | 0 | 0 | 0 | 0 | 0 | 0 | 0 | 0 | 0 | 0 | 0 | 0 | 0 | 0 | 0 | 0 | 0
F6_Commercial_Retail (WA)_New_Food Preparation_Natural Gas_Fryer_E6 | F6 | Commercial | Retail (WA) | New | Food Preparation | Natural Gas | Fryer | E6 | Utility - Value of Sales | 0 | 0 | 0 | 0 | 0 | 0 | 0 | 0 | 0 | 0 | 0 | 0 | 0 | 0 | 0 | 0 | 0 | 0 | 0 | 0 | 0 | 0 | 0 | 0 | 0 | 0 | 0
F6_Commercial_Retail (WA)_New_Food Preparation_Natural Gas_Fryer_E7 | F6 | Commercial | Retail (WA) | New | Food Preparation | Natural Gas | Fryer | E7 | Utility - Value of Sales | 0 | 0 | 0 | 0 | 0 | 0 | 0 | 0 | 0 | 0 | 0 | 0 | 0 | 0 | 0 | 0 | 0 | 0 | 0 | 0 | 0 | 0 | 0 | 0 | 0 | 0 | 0
F6_Commercial_Retail (WA)_New_Food Preparation_Natural Gas_Fryer_E8 | F6 | Commercial | Retail (WA) | New | Food Preparation | Natural Gas | Fryer | E8 | Utility - Value of Sales | 0 | 0 | 0 | 0 | 0 | 0 | 0 | 0 | 0 | 0 | 0 | 0 | 0 | 0 | 0 | 0 | 0 | 0 | 0 | 0 | 0 | 0 | 0 | 0 | 0 | 0 | 0
F6_Commercial_Retail (WA)_New_Food Preparation_Natural Gas_Fryer_E9 | F6 | Commercial | Retail (WA) | New | Food Preparation | Natural Gas | Fryer | E9 | Utility - Value of Sales | 0 | 0 | 0 | 0 | 0 | 0 | 0 | 0 | 0 | 0 | 0 | 0 | 0 | 0 | 0 | 0 | 0 | 0 | 0 | 0 | 0 | 0 | 0 | 0 | 0 | 0 | 0
F6_Commercial_Retail (WA)_New_Food Preparation_Natural Gas_Fryer_E10 | F6 | Commercial | Retail (WA) | New | Food Preparation | Natural Gas | Fryer | E10 | Utility - Value of Sales | 0 | 0 | 0 | 0 | 0 | 0 | 0 | 0 | 0 | 0 | 0 | 0 | 0 | 0 | 0 | 0 | 0 | 0 | 0 | 0 | 0 | 0 | 0 | 0 | 0 | 0 | 0
F1_Commercial_Retail (WA)_New_Food Preparation_Natural Gas_Broiler_E1 | F1 | Commercial | Retail (WA) | New | Food Preparation | Natural Gas | Broiler | E1 | RVT - Cost of Equipment | 0.56833 | 0.56833 | 0.56833 | 0.56833 | 0.56833 | 0.56833 | 0.56833 | 0.56833 | 0.56833 | 0.56833 | 0.56833 | 0.56833 | 0.56833 | 0.56833 | 0.56833 | 0.56833 | 0.56833 | 0.56833 | 0.56833 | 0.56833 | 0.56833 | 0.56833 | 0.56833 | 0.56833 | 0.56833 | 0.56833 | 0.56833
F1_Commercial_Retail (WA)_New_Food Preparation_Natural Gas_Broiler_E2 | F1 | Commercial | Retail (WA) | New | Food Preparation | Natural Gas | Broiler | E2 | RVT - Cost of Equipment | 0.79566 | 0.79566 | 0.79566 | 0.79566 | 0.79566 | 0.79566 | 0.79566 | 0.79566 | 0.79566 | 0.79566 | 0.79566 | 0.79566 | 0.79566 | 0.79566 | 0.79566 | 0.79566 | 0.79566 | 0.79566 | 0.79566 | 0.79566 | 0.79566 | 0.79566 | 0.79566 | 0.79566 | 0.79566 | 0.79566 | 0.79566
F1_Commercial_Retail (WA)_New_Food Preparation_Natural Gas_Broiler_E3 | F1 | Commercial | Retail (WA) | New | Food Preparation | Natural Gas | Broiler | E3 | RVT - Cost of Equipment | 0 | 0 | 0 | 0 | 0 | 0 | 0 | 0 | 0 | 0 | 0 | 0 | 0 | 0 | 0 | 0 | 0 | 0 | 0 | 0 | 0 | 0 | 0 | 0 | 0 | 0 | 0
F1_Commercial_Retail (WA)_New_Food Preparation_Natural Gas_Broiler_E4 | F1 | Commercial | Retail (WA) | New | Food Preparation | Natural Gas | Broiler | E4 | RVT - Cost of Equipment | 0 | 0 | 0 | 0 | 0 | 0 | 0 | 0 | 0 | 0 | 0 | 0 | 0 | 0 | 0 | 0 | 0 | 0 | 0 | 0 | 0 | 0 | 0 | 0 | 0 | 0 | 0
F1_Commercial_Retail (WA)_New_Food Preparation_Natural Gas_Broiler_E5 | F1 | Commercial | Retail (WA) | New | Food Preparation | Natural Gas | Broiler | E5 | RVT - Cost of Equipment | 0 | 0 | 0 | 0 | 0 | 0 | 0 | 0 | 0 | 0 | 0 | 0 | 0 | 0 | 0 | 0 | 0 | 0 | 0 | 0 | 0 | 0 | 0 | 0 | 0 | 0 | 0
F1_Commercial_Retail (WA)_New_Food Preparation_Natural Gas_Broiler_E6 | F1 | Commercial | Retail (WA) | New | Food Preparation | Natural Gas | Broiler | E6 | RVT - Cost of Equipment | 0 | 0 | 0 | 0 | 0 | 0 | 0 | 0 | 0 | 0 | 0 | 0 | 0 | 0 | 0 | 0 | 0 | 0 | 0 | 0 | 0 | 0 | 0 | 0 | 0 | 0 | 0
F1_Commercial_Retail (WA)_New_Food Preparation_Natural Gas_Broiler_E7 | F1 | Commercial | Retail (WA) | New | Food Preparation | Natural Gas | Broiler | E7 | RVT - Cost of Equipment | 0 | 0 | 0 | 0 | 0 | 0 | 0 | 0 | 0 | 0 | 0 | 0 | 0 | 0 | 0 | 0 | 0 | 0 | 0 | 0 | 0 | 0 | 0 | 0 | 0 | 0 | 0
F1_Commercial_Retail (WA)_New_Food Preparation_Natural Gas_Broiler_E8 | F1 | Commercial | Retail (WA) | New | Food Preparation | Natural Gas | Broiler | E8 | RVT - Cost of Equipment | 0 | 0 | 0 | 0 | 0 | 0 | 0 | 0 | 0 | 0 | 0 | 0 | 0 | 0 | 0 | 0 | 0 | 0 | 0 | 0 | 0 | 0 | 0 | 0 | 0 | 0 | 0
F1_Commercial_Retail (WA)_New_Food Preparation_Natural Gas_Broiler_E9 | F1 | Commercial | Retail (WA) | New | Food Preparation | Natural Gas | Broiler | E9 | RVT - Cost of Equipment | 0 | 0 | 0 | 0 | 0 | 0 | 0 | 0 | 0 | 0 | 0 | 0 | 0 | 0 | 0 | 0 | 0 | 0 | 0 | 0 | 0 | 0 | 0 | 0 | 0 | 0 | 0
F1_Commercial_Retail (WA)_New_Food Preparation_Natural Gas_Broiler_E10 | F1 | Commercial | Retail (WA) | New | Food Preparation | Natural Gas | Broiler | E10 | RVT - Cost of Equipment | 0 | 0 | 0 | 0 | 0 | 0 | 0 | 0 | 0 | 0 | 0 | 0 | 0 | 0 | 0 | 0 | 0 | 0 | 0 | 0 | 0 | 0 | 0 | 0 | 0 | 0 | 0
F2_Commercial_Retail (WA)_New_Food Preparation_Natural Gas_Broiler_E1 | F2 | Commercial | Retail (WA) | New | Food Preparation | Natural Gas | Broiler | E1 | RVT - Cost of Operation | 1.1261 | 1.1474 | 1.1723 | 1.2015 | 1.2348 | 1.2764 | 1.3182 | 1.3578 | 1.3936 | 1.4284 | 1.4645 | 1.4972 | 1.5318 | 1.5645 | 1.5926 | 1.618 | 1.6394 | 1.6599 | 1.6818 | 1.7021 | 1.7226 | 1.7529 | 1.7837 | 1.8154 | 1.8476 | 1.8804 | 1.9138
F2_Commercial_Retail (WA)_New_Food Preparation_Natural Gas_Broiler_E2 | F2 | Commercial | Retail (WA) | New | Food Preparation | Natural Gas | Broiler | E2 | RVT - Cost of Operation | 0.96048 | 0.97862 | 0.99992 | 1.0247 | 1.0532 | 1.0887 | 1.1243 | 1.1581 | 1.1887 | 1.2183 | 1.2491 | 1.277 | 1.3065 | 1.3344 | 1.3584 | 1.38 | 1.3983 | 1.4158 | 1.4344 | 1.4518 | 1.4692 | 1.4951 | 1.5213 | 1.5484 | 1.5759 | 1.6039 | 1.6324
F2_Commercial_Retail (WA)_New_Food Preparation_Natural Gas_Broiler_E3 | F2 | Commercial | Retail (WA) | New | Food Preparation | Natural Gas | Broiler | E3 | RVT - Cost of Operation | 0 | 0 | 0 | 0 | 0 | 0 | 0 | 0 | 0 | 0 | 0 | 0 | 0 | 0 | 0 | 0 | 0 | 0 | 0 | 0 | 0 | 0 | 0 | 0 | 0 | 0 | 0
F2_Commercial_Retail (WA)_New_Food Preparation_Natural Gas_Broiler_E4 | F2 | Commercial | Retail (WA) | New | Food Preparation | Natural Gas | Broiler | E4 | RVT - Cost of Operation | 0 | 0 | 0 | 0 | 0 | 0 | 0 | 0 | 0 | 0 | 0 | 0 | 0 | 0 | 0 | 0 | 0 | 0 | 0 | 0 | 0 | 0 | 0 | 0 | 0 | 0 | 0
F2_Commercial_Retail (WA)_New_Food Preparation_Natural Gas_Broiler_E5 | F2 | Commercial | Retail (WA) | New | Food Preparation | Natural Gas | Broiler | E5 | RVT - Cost of Operation | 0 | 0 | 0 | 0 | 0 | 0 | 0 | 0 | 0 | 0 | 0 | 0 | 0 | 0 | 0 | 0 | 0 | 0 | 0 | 0 | 0 | 0 | 0 | 0 | 0 | 0 | 0
F2_Commercial_Retail (WA)_New_Food Preparation_Natural Gas_Broiler_E6 | F2 | Commercial | Retail (WA) | New | Food Preparation | Natural Gas | Broiler | E6 | RVT - Cost of Operation | 0 | 0 | 0 | 0 | 0 | 0 | 0 | 0 | 0 | 0 | 0 | 0 | 0 | 0 | 0 | 0 | 0 | 0 | 0 | 0 | 0 | 0 | 0 | 0 | 0 | 0 | 0
F2_Commercial_Retail (WA)_New_Food Preparation_Natural Gas_Broiler_E7 | F2 | Commercial | Retail (WA) | New | Food Preparation | Natural Gas | Broiler | E7 | RVT - Cost of Operation | 0 | 0 | 0 | 0 | 0 | 0 | 0 | 0 | 0 | 0 | 0 | 0 | 0 | 0 | 0 | 0 | 0 | 0 | 0 | 0 | 0 | 0 | 0 | 0 | 0 | 0 | 0
F2_Commercial_Retail (WA)_New_Food Preparation_Natural Gas_Broiler_E8 | F2 | Commercial | Retail (WA) | New | Food Preparation | Natural Gas | Broiler | E8 | RVT - Cost of Operation | 0 | 0 | 0 | 0 | 0 | 0 | 0 | 0 | 0 | 0 | 0 | 0 | 0 | 0 | 0 | 0 | 0 | 0 | 0 | 0 | 0 | 0 | 0 | 0 | 0 | 0 | 0
F2_Commercial_Retail (WA)_New_Food Preparation_Natural Gas_Broiler_E9 | F2 | Commercial | Retail (WA) | New | Food Preparation | Natural Gas | Broiler | E9 | RVT - Cost of Operation | 0 | 0 | 0 | 0 | 0 | 0 | 0 | 0 | 0 | 0 | 0 | 0 | 0 | 0 | 0 | 0 | 0 | 0 | 0 | 0 | 0 | 0 | 0 | 0 | 0 | 0 | 0
F2_Commercial_Retail (WA)_New_Food Preparation_Natural Gas_Broiler_E10 | F2 | Commercial | Retail (WA) | New | Food Preparation | Natural Gas | Broiler | E10 | RVT - Cost of Operation | 0 | 0 | 0 | 0 | 0 | 0 | 0 | 0 | 0 | 0 | 0 | 0 | 0 | 0 | 0 | 0 | 0 | 0 | 0 | 0 | 0 | 0 | 0 | 0 | 0 | 0 | 0
F3_Commercial_Retail (WA)_New_Food Preparation_Natural Gas_Broiler_E1 | F3 | Commercial | Retail (WA) | New | Food Preparation | Natural Gas | Broiler | E1 | System - kBTUs of Consumption | 268.6446 | 268.6446 | 268.6446 | 268.6446 | 268.6446 | 268.6446 | 268.6446 | 268.6446 | 268.6446 | 268.6446 | 268.6446 | 268.6446 | 268.6446 | 268.6446 | 268.6446 | 268.6446 | 268.6446 | 268.6446 | 268.6446 | 268.6446 | 268.6446 | 268.6446 | 268.6446 | 268.6446 | 268.6446 | 268.6446 | 268.6446
F3_Commercial_Retail (WA)_New_Food Preparation_Natural Gas_Broiler_E2 | F3 | Commercial | Retail (WA) | New | Food Preparation | Natural Gas | Broiler | E2 | System - kBTUs of Consumption | 229.1332 | 229.1332 | 229.1332 | 229.1332 | 229.1332 | 229.1332 | 229.1332 | 229.1332 | 229.1332 | 229.1332 | 229.1332 | 229.1332 | 229.1332 | 229.1332 | 229.1332 | 229.1332 | 229.1332 | 229.1332 | 229.1332 | 229.1332 | 229.1332 | 229.1332 | 229.1332 | 229.1332 | 229.1332 | 229.1332 | 229.1332
F3_Commercial_Retail (WA)_New_Food Preparation_Natural Gas_Broiler_E3 | F3 | Commercial | Retail (WA) | New | Food Preparation | Natural Gas | Broiler | E3 | System - kBTUs of Consumption | 0 | 0 | 0 | 0 | 0 | 0 | 0 | 0 | 0 | 0 | 0 | 0 | 0 | 0 | 0 | 0 | 0 | 0 | 0 | 0 | 0 | 0 | 0 | 0 | 0 | 0 | 0
F3_Commercial_Retail (WA)_New_Food Preparation_Natural Gas_Broiler_E4 | F3 | Commercial | Retail (WA) | New | Food Preparation | Natural Gas | Broiler | E4 | System - kBTUs of Consumption | 0 | 0 | 0 | 0 | 0 | 0 | 0 | 0 | 0 | 0 | 0 | 0 | 0 | 0 | 0 | 0 | 0 | 0 | 0 | 0 | 0 | 0 | 0 | 0 | 0 | 0 | 0
F3_Commercial_Retail (WA)_New_Food Preparation_Natural Gas_Broiler_E5 | F3 | Commercial | Retail (WA) | New | Food Preparation | Natural Gas | Broiler | E5 | System - kBTUs of Consumption | 0 | 0 | 0 | 0 | 0 | 0 | 0 | 0 | 0 | 0 | 0 | 0 | 0 | 0 | 0 | 0 | 0 | 0 | 0 | 0 | 0 | 0 | 0 | 0 | 0 | 0 | 0
F3_Commercial_Retail (WA)_New_Food Preparation_Natural Gas_Broiler_E6 | F3 | Commercial | Retail (WA) | New | Food Preparation | Natural Gas | Broiler | E6 | System - kBTUs of Consumption | 0 | 0 | 0 | 0 | 0 | 0 | 0 | 0 | 0 | 0 | 0 | 0 | 0 | 0 | 0 | 0 | 0 | 0 | 0 | 0 | 0 | 0 | 0 | 0 | 0 | 0 | 0
F3_Commercial_Retail (WA)_New_Food Preparation_Natural Gas_Broiler_E7 | F3 | Commercial | Retail (WA) | New | Food Preparation | Natural Gas | Broiler | E7 | System - kBTUs of Consumption | 0 | 0 | 0 | 0 | 0 | 0 | 0 | 0 | 0 | 0 | 0 | 0 | 0 | 0 | 0 | 0 | 0 | 0 | 0 | 0 | 0 | 0 | 0 | 0 | 0 | 0 | 0
F3_Commercial_Retail (WA)_New_Food Preparation_Natural Gas_Broiler_E8 | F3 | Commercial | Retail (WA) | New | Food Preparation | Natural Gas | Broiler | E8 | System - kBTUs of Consumption | 0 | 0 | 0 | 0 | 0 | 0 | 0 | 0 | 0 | 0 | 0 | 0 | 0 | 0 | 0 | 0 | 0 | 0 | 0 | 0 | 0 | 0 | 0 | 0 | 0 | 0 | 0
F3_Commercial_Retail (WA)_New_Food Preparation_Natural Gas_Broiler_E9 | F3 | Commercial | Retail (WA) | New | Food Preparation | Natural Gas | Broiler | E9 | System - kBTUs of Consumption | 0 | 0 | 0 | 0 | 0 | 0 | 0 | 0 | 0 | 0 | 0 | 0 | 0 | 0 | 0 | 0 | 0 | 0 | 0 | 0 | 0 | 0 | 0 | 0 | 0 | 0 | 0
F3_Commercial_Retail (WA)_New_Food Preparation_Natural Gas_Broiler_E10 | F3 | Commercial | Retail (WA) | New | Food Preparation | Natural Gas | Broiler | E10 | System - kBTUs of Consumption | 0 | 0 | 0 | 0 | 0 | 0 | 0 | 0 | 0 | 0 | 0 | 0 | 0 | 0 | 0 | 0 | 0 | 0 | 0 | 0 | 0 | 0 | 0 | 0 | 0 | 0 | 0
F4_Commercial_Retail (WA)_New_Food Preparation_Natural Gas_Broiler_E1 | F4 | Commercial | Retail (WA) | New | Food Preparation | Natural Gas | Broiler | E1 | Utility - Cost of Equipment | 0.56833 | 0.56833 | 0.56833 | 0.56833 | 0.56833 | 0.56833 | 0.56833 | 0.56833 | 0.56833 | 0.56833 | 0.56833 | 0.56833 | 0.56833 | 0.56833 | 0.56833 | 0.56833 | 0.56833 | 0.56833 | 0.56833 | 0.56833 | 0.56833 | 0.56833 | 0.56833 | 0.56833 | 0.56833 | 0.56833 | 0.56833
F4_Commercial_Retail (WA)_New_Food Preparation_Natural Gas_Broiler_E2 | F4 | Commercial | Retail (WA) | New | Food Preparation | Natural Gas | Broiler | E2 | Utility - Cost of Equipment | 0.79566 | 0.79566 | 0.79566 | 0.79566 | 0.79566 | 0.79566 | 0.79566 | 0.79566 | 0.79566 | 0.79566 | 0.79566 | 0.79566 | 0.79566 | 0.79566 | 0.79566 | 0.79566 | 0.79566 | 0.79566 | 0.79566 | 0.79566 | 0.79566 | 0.79566 | 0.79566 | 0.79566 | 0.79566 | 0.79566 | 0.79566
F4_Commercial_Retail (WA)_New_Food Preparation_Natural Gas_Broiler_E3 | F4 | Commercial | Retail (WA) | New | Food Preparation | Natural Gas | Broiler | E3 | Utility - Cost of Equipment | 0 | 0 | 0 | 0 | 0 | 0 | 0 | 0 | 0 | 0 | 0 | 0 | 0 | 0 | 0 | 0 | 0 | 0 | 0 | 0 | 0 | 0 | 0 | 0 | 0 | 0 | 0
F4_Commercial_Retail (WA)_New_Food Preparation_Natural Gas_Broiler_E4 | F4 | Commercial | Retail (WA) | New | Food Preparation | Natural Gas | Broiler | E4 | Utility - Cost of Equipment | 0 | 0 | 0 | 0 | 0 | 0 | 0 | 0 | 0 | 0 | 0 | 0 | 0 | 0 | 0 | 0 | 0 | 0 | 0 | 0 | 0 | 0 | 0 | 0 | 0 | 0 | 0
F4_Commercial_Retail (WA)_New_Food Preparation_Natural Gas_Broiler_E5 | F4 | Commercial | Retail (WA) | New | Food Preparation | Natural Gas | Broiler | E5 | Utility - Cost of Equipment | 0 | 0 | 0 | 0 | 0 | 0 | 0 | 0 | 0 | 0 | 0 | 0 | 0 | 0 | 0 | 0 | 0 | 0 | 0 | 0 | 0 | 0 | 0 | 0 | 0 | 0 | 0
F4_Commercial_Retail (WA)_New_Food Preparation_Natural Gas_Broiler_E6 | F4 | Commercial | Retail (WA) | New | Food Preparation | Natural Gas | Broiler | E6 | Utility - Cost of Equipment | 0 | 0 | 0 | 0 | 0 | 0 | 0 | 0 | 0 | 0 | 0 | 0 | 0 | 0 | 0 | 0 | 0 | 0 | 0 | 0 | 0 | 0 | 0 | 0 | 0 | 0 | 0
F4_Commercial_Retail (WA)_New_Food Preparation_Natural Gas_Broiler_E7 | F4 | Commercial | Retail (WA) | New | Food Preparation | Natural Gas | Broiler | E7 | Utility - Cost of Equipment | 0 | 0 | 0 | 0 | 0 | 0 | 0 | 0 | 0 | 0 | 0 | 0 | 0 | 0 | 0 | 0 | 0 | 0 | 0 | 0 | 0 | 0 | 0 | 0 | 0 | 0 | 0
F4_Commercial_Retail (WA)_New_Food Preparation_Natural Gas_Broiler_E8 | F4 | Commercial | Retail (WA) | New | Food Preparation | Natural Gas | Broiler | E8 | Utility - Cost of Equipment | 0 | 0 | 0 | 0 | 0 | 0 | 0 | 0 | 0 | 0 | 0 | 0 | 0 | 0 | 0 | 0 | 0 | 0 | 0 | 0 | 0 | 0 | 0 | 0 | 0 | 0 | 0
F4_Commercial_Retail (WA)_New_Food Preparation_Natural Gas_Broiler_E9 | F4 | Commercial | Retail (WA) | New | Food Preparation | Natural Gas | Broiler | E9 | Utility - Cost of Equipment | 0 | 0 | 0 | 0 | 0 | 0 | 0 | 0 | 0 | 0 | 0 | 0 | 0 | 0 | 0 | 0 | 0 | 0 | 0 | 0 | 0 | 0 | 0 | 0 | 0 | 0 | 0
F4_Commercial_Retail (WA)_New_Food Preparation_Natural Gas_Broiler_E10 | F4 | Commercial | Retail (WA) | New | Food Preparation | Natural Gas | Broiler | E10 | Utility - Cost of Equipment | 0 | 0 | 0 | 0 | 0 | 0 | 0 | 0 | 0 | 0 | 0 | 0 | 0 | 0 | 0 | 0 | 0 | 0 | 0 | 0 | 0 | 0 | 0 | 0 | 0 | 0 | 0
F5_Commercial_Retail (WA)_New_Food Preparation_Natural Gas_Broiler_E1 | F5 | Commercial | Retail (WA) | New | Food Preparation | Natural Gas | Broiler | E1 | Utility - Cost of Operation | 0.95611 | 0.9802 | 1.0088 | 1.0415 | 1.0785 | 1.1235 | 1.1698 | 1.2157 | 1.2599 | 1.3047 | 1.3403 | 1.3737 | 1.4095 | 1.4447 | 1.476 | 1.5054 | 1.5318 | 1.5578 | 1.5856 | 1.6127 | 1.6405 | 1.6695 | 1.6987 | 1.7289 | 1.7596 | 1.7909 | 1.8227
F5_Commercial_Retail (WA)_New_Food Preparation_Natural Gas_Broiler_E2 | F5 | Commercial | Retail (WA) | New | Food Preparation | Natural Gas | Broiler | E2 | Utility - Cost of Operation | 0.81549 | 0.83604 | 0.86039 | 0.88829 | 0.91985 | 0.95824 | 0.99776 | 1.0369 | 1.0746 | 1.1128 | 1.1432 | 1.1716 | 1.2022 | 1.2322 | 1.259 | 1.284 | 1.3065 | 1.3287 | 1.3524 | 1.3755 | 1.3992 | 1.4239 | 1.4489 | 1.4746 | 1.5008 | 1.5275 | 1.5546
F5_Commercial_Retail (WA)_New_Food Preparation_Natural Gas_Broiler_E3 | F5 | Commercial | Retail (WA) | New | Food Preparation | Natural Gas | Broiler | E3 | Utility - Cost of Operation | 0 | 0 | 0 | 0 | 0 | 0 | 0 | 0 | 0 | 0 | 0 | 0 | 0 | 0 | 0 | 0 | 0 | 0 | 0 | 0 | 0 | 0 | 0 | 0 | 0 | 0 | 0
F5_Commercial_Retail (WA)_New_Food Preparation_Natural Gas_Broiler_E4 | F5 | Commercial | Retail (WA) | New | Food Preparation | Natural Gas | Broiler | E4 | Utility - Cost of Operation | 0 | 0 | 0 | 0 | 0 | 0 | 0 | 0 | 0 | 0 | 0 | 0 | 0 | 0 | 0 | 0 | 0 | 0 | 0 | 0 | 0 | 0 | 0 | 0 | 0 | 0 | 0
F5_Commercial_Retail (WA)_New_Food Preparation_Natural Gas_Broiler_E5 | F5 | Commercial | Retail (WA) | New | Food Preparation | Natural Gas | Broiler | E5 | Utility - Cost of Operation | 0 | 0 | 0 | 0 | 0 | 0 | 0 | 0 | 0 | 0 | 0 | 0 | 0 | 0 | 0 | 0 | 0 | 0 | 0 | 0 | 0 | 0 | 0 | 0 | 0 | 0 | 0
F5_Commercial_Retail (WA)_New_Food Preparation_Natural Gas_Broiler_E6 | F5 | Commercial | Retail (WA) | New | Food Preparation | Natural Gas | Broiler | E6 | Utility - Cost of Operation | 0 | 0 | 0 | 0 | 0 | 0 | 0 | 0 | 0 | 0 | 0 | 0 | 0 | 0 | 0 | 0 | 0 | 0 | 0 | 0 | 0 | 0 | 0 | 0 | 0 | 0 | 0
F5_Commercial_Retail (WA)_New_Food Preparation_Natural Gas_Broiler_E7 | F5 | Commercial | Retail (WA) | New | Food Preparation | Natural Gas | Broiler | E7 | Utility - Cost of Operation | 0 | 0 | 0 | 0 | 0 | 0 | 0 | 0 | 0 | 0 | 0 | 0 | 0 | 0 | 0 | 0 | 0 | 0 | 0 | 0 | 0 | 0 | 0 | 0 | 0 | 0 | 0
F5_Commercial_Retail (WA)_New_Food Preparation_Natural Gas_Broiler_E8 | F5 | Commercial | Retail (WA) | New | Food Preparation | Natural Gas | Broiler | E8 | Utility - Cost of Operation | 0 | 0 | 0 | 0 | 0 | 0 | 0 | 0 | 0 | 0 | 0 | 0 | 0 | 0 | 0 | 0 | 0 | 0 | 0 | 0 | 0 | 0 | 0 | 0 | 0 | 0 | 0
F5_Commercial_Retail (WA)_New_Food Preparation_Natural Gas_Broiler_E9 | F5 | Commercial | Retail (WA) | New | Food Preparation | Natural Gas | Broiler | E9 | Utility - Cost of Operation | 0 | 0 | 0 | 0 | 0 | 0 | 0 | 0 | 0 | 0 | 0 | 0 | 0 | 0 | 0 | 0 | 0 | 0 | 0 | 0 | 0 | 0 | 0 | 0 | 0 | 0 | 0
F5_Commercial_Retail (WA)_New_Food Preparation_Natural Gas_Broiler_E10 | F5 | Commercial | Retail (WA) | New | Food Preparation | Natural Gas | Broiler | E10 | Utility - Cost of Operation | 0 | 0 | 0 | 0 | 0 | 0 | 0 | 0 | 0 | 0 | 0 | 0 | 0 | 0 | 0 | 0 | 0 | 0 | 0 | 0 | 0 | 0 | 0 | 0 | 0 | 0 | 0
F6_Commercial_Retail (WA)_New_Food Preparation_Natural Gas_Broiler_E1 | F6 | Commercial | Retail (WA) | New | Food Preparation | Natural Gas | Broiler | E1 | Utility - Value of Sales | 1.1261 | 1.1474 | 1.1723 | 1.2015 | 1.2348 | 1.2764 | 1.3182 | 1.3578 | 1.3936 | 1.4284 | 1.4645 | 1.4972 | 1.5318 | 1.5645 | 1.5926 | 1.618 | 1.6394 | 1.6599 | 1.6818 | 1.7021 | 1.7226 | 1.7529 | 1.7837 | 1.8154 | 1.8476 | 1.8804 | 1.9138
F6_Commercial_Retail (WA)_New_Food Preparation_Natural Gas_Broiler_E2 | F6 | Commercial | Retail (WA) | New | Food Preparation | Natural Gas | Broiler | E2 | Utility - Value of Sales | 0.96048 | 0.97862 | 0.99992 | 1.0247 | 1.0532 | 1.0887 | 1.1243 | 1.1581 | 1.1887 | 1.2183 | 1.2491 | 1.277 | 1.3065 | 1.3344 | 1.3584 | 1.38 | 1.3983 | 1.4158 | 1.4344 | 1.4518 | 1.4692 | 1.4951 | 1.5213 | 1.5484 | 1.5759 | 1.6039 | 1.6324
F6_Commercial_Retail (WA)_New_Food Preparation_Natural Gas_Broiler_E3 | F6 | Commercial | Retail (WA) | New | Food Preparation | Natural Gas | Broiler | E3 | Utility - Value of Sales | 0 | 0 | 0 | 0 | 0 | 0 | 0 | 0 | 0 | 0 | 0 | 0 | 0 | 0 | 0 | 0 | 0 | 0 | 0 | 0 | 0 | 0 | 0 | 0 | 0 | 0 | 0
F6_Commercial_Retail (WA)_New_Food Preparation_Natural Gas_Broiler_E4 | F6 | Commercial | Retail (WA) | New | Food Preparation | Natural Gas | Broiler | E4 | Utility - Value of Sales | 0 | 0 | 0 | 0 | 0 | 0 | 0 | 0 | 0 | 0 | 0 | 0 | 0 | 0 | 0 | 0 | 0 | 0 | 0 | 0 | 0 | 0 | 0 | 0 | 0 | 0 | 0
F6_Commercial_Retail (WA)_New_Food Preparation_Natural Gas_Broiler_E5 | F6 | Commercial | Retail (WA) | New | Food Preparation | Natural Gas | Broiler | E5 | Utility - Value of Sales | 0 | 0 | 0 | 0 | 0 | 0 | 0 | 0 | 0 | 0 | 0 | 0 | 0 | 0 | 0 | 0 | 0 | 0 | 0 | 0 | 0 | 0 | 0 | 0 | 0 | 0 | 0
F6_Commercial_Retail (WA)_New_Food Preparation_Natural Gas_Broiler_E6 | F6 | Commercial | Retail (WA) | New | Food Preparation | Natural Gas | Broiler | E6 | Utility - Value of Sales | 0 | 0 | 0 | 0 | 0 | 0 | 0 | 0 | 0 | 0 | 0 | 0 | 0 | 0 | 0 | 0 | 0 | 0 | 0 | 0 | 0 | 0 | 0 | 0 | 0 | 0 | 0
F6_Commercial_Retail (WA)_New_Food Preparation_Natural Gas_Broiler_E7 | F6 | Commercial | Retail (WA) | New | Food Preparation | Natural Gas | Broiler | E7 | Utility - Value of Sales | 0 | 0 | 0 | 0 | 0 | 0 | 0 | 0 | 0 | 0 | 0 | 0 | 0 | 0 | 0 | 0 | 0 | 0 | 0 | 0 | 0 | 0 | 0 | 0 | 0 | 0 | 0
F6_Commercial_Retail (WA)_New_Food Preparation_Natural Gas_Broiler_E8 | F6 | Commercial | Retail (WA) | New | Food Preparation | Natural Gas | Broiler | E8 | Utility - Value of Sales | 0 | 0 | 0 | 0 | 0 | 0 | 0 | 0 | 0 | 0 | 0 | 0 | 0 | 0 | 0 | 0 | 0 | 0 | 0 | 0 | 0 | 0 | 0 | 0 | 0 | 0 | 0
F6_Commercial_Retail (WA)_New_Food Preparation_Natural Gas_Broiler_E9 | F6 | Commercial | Retail (WA) | New | Food Preparation | Natural Gas | Broiler | E9 | Utility - Value of Sales | 0 | 0 | 0 | 0 | 0 | 0 | 0 | 0 | 0 | 0 | 0 | 0 | 0 | 0 | 0 | 0 | 0 | 0 | 0 | 0 | 0 | 0 | 0 | 0 | 0 | 0 | 0
F6_Commercial_Retail (WA)_New_Food Preparation_Natural Gas_Broiler_E10 | F6 | Commercial | Retail (WA) | New | Food Preparation | Natural Gas | Broiler | E10 | Utility - Value of Sales | 0 | 0 | 0 | 0 | 0 | 0 | 0 | 0 | 0 | 0 | 0 | 0 | 0 | 0 | 0 | 0 | 0 | 0 | 0 | 0 | 0 | 0 | 0 | 0 | 0 | 0 | 0
F1_Commercial_Retail (WA)_New_Food Preparation_Natural Gas_Griddle_E1 | F1 | Commercial | Retail (WA) | New | Food Preparation | Natural Gas | Griddle | E1 | RVT - Cost of Equipment | 1.0528 | 1.0528 | 1.0528 | 1.0528 | 1.0528 | 1.0528 | 1.0528 | 1.0528 | 1.0528 | 1.0528 | 1.0528 | 1.0528 | 1.0528 | 1.0528 | 1.0528 | 1.0528 | 1.0528 | 1.0528 | 1.0528 | 1.0528 | 1.0528 | 1.0528 | 1.0528 | 1.0528 | 1.0528 | 1.0528 | 1.0528
F1_Commercial_Retail (WA)_New_Food Preparation_Natural Gas_Griddle_E2 | F1 | Commercial | Retail (WA) | New | Food Preparation | Natural Gas | Griddle | E2 | RVT - Cost of Equipment | 1.1264 | 1.1264 | 1.1264 | 1.1264 | 1.1264 | 1.1264 | 1.1264 | 1.1264 | 1.1264 | 1.1264 | 1.1264 | 1.1264 | 1.1264 | 1.1264 | 1.1264 | 1.1264 | 1.1264 | 1.1264 | 1.1264 | 1.1264 | 1.1264 | 1.1264 | 1.1264 | 1.1264 | 1.1264 | 1.1264 | 1.1264
F1_Commercial_Retail (WA)_New_Food Preparation_Natural Gas_Griddle_E3 | F1 | Commercial | Retail (WA) | New | Food Preparation | Natural Gas | Griddle | E3 | RVT - Cost of Equipment | 0 | 0 | 0 | 0 | 0 | 0 | 0 | 0 | 0 | 0 | 0 | 0 | 0 | 0 | 0 | 0 | 0 | 0 | 0 | 0 | 0 | 0 | 0 | 0 | 0 | 0 | 0
F1_Commercial_Retail (WA)_New_Food Preparation_Natural Gas_Griddle_E4 | F1 | Commercial | Retail (WA) | New | Food Preparation | Natural Gas | Griddle | E4 | RVT - Cost of Equipment | 0 | 0 | 0 | 0 | 0 | 0 | 0 | 0 | 0 | 0 | 0 | 0 | 0 | 0 | 0 | 0 | 0 | 0 | 0 | 0 | 0 | 0 | 0 | 0 | 0 | 0 | 0
F1_Commercial_Retail (WA)_New_Food Preparation_Natural Gas_Griddle_E5 | F1 | Commercial | Retail (WA) | New | Food Preparation | Natural Gas | Griddle | E5 | RVT - Cost of Equipment | 0 | 0 | 0 | 0 | 0 | 0 | 0 | 0 | 0 | 0 | 0 | 0 | 0 | 0 | 0 | 0 | 0 | 0 | 0 | 0 | 0 | 0 | 0 | 0 | 0 | 0 | 0
F1_Commercial_Retail (WA)_New_Food Preparation_Natural Gas_Griddle_E6 | F1 | Commercial | Retail (WA) | New | Food Preparation | Natural Gas | Griddle | E6 | RVT - Cost of Equipment | 0 | 0 | 0 | 0 | 0 | 0 | 0 | 0 | 0 | 0 | 0 | 0 | 0 | 0 | 0 | 0 | 0 | 0 | 0 | 0 | 0 | 0 | 0 | 0 | 0 | 0 | 0
F1_Commercial_Retail (WA)_New_Food Preparation_Natural Gas_Griddle_E7 | F1 | Commercial | Retail (WA) | New | Food Preparation | Natural Gas | Griddle | E7 | RVT - Cost of Equipment | 0 | 0 | 0 | 0 | 0 | 0 | 0 | 0 | 0 | 0 | 0 | 0 | 0 | 0 | 0 | 0 | 0 | 0 | 0 | 0 | 0 | 0 | 0 | 0 | 0 | 0 | 0
F1_Commercial_Retail (WA)_New_Food Preparation_Natural Gas_Griddle_E8 | F1 | Commercial | Retail (WA) | New | Food Preparation | Natural Gas | Griddle | E8 | RVT - Cost of Equipment | 0 | 0 | 0 | 0 | 0 | 0 | 0 | 0 | 0 | 0 | 0 | 0 | 0 | 0 | 0 | 0 | 0 | 0 | 0 | 0 | 0 | 0 | 0 | 0 | 0 | 0 | 0
F1_Commercial_Retail (WA)_New_Food Preparation_Natural Gas_Griddle_E9 | F1 | Commercial | Retail (WA) | New | Food Preparation | Natural Gas | Griddle | E9 | RVT - Cost of Equipment | 0 | 0 | 0 | 0 | 0 | 0 | 0 | 0 | 0 | 0 | 0 | 0 | 0 | 0 | 0 | 0 | 0 | 0 | 0 | 0 | 0 | 0 | 0 | 0 | 0 | 0 | 0
F1_Commercial_Retail (WA)_New_Food Preparation_Natural Gas_Griddle_E10 | F1 | Commercial | Retail (WA) | New | Food Preparation | Natural Gas | Griddle | E10 | RVT - Cost of Equipment | 0 | 0 | 0 | 0 | 0 | 0 | 0 | 0 | 0 | 0 | 0 | 0 | 0 | 0 | 0 | 0 | 0 | 0 | 0 | 0 | 0 | 0 | 0 | 0 | 0 | 0 | 0
F2_Commercial_Retail (WA)_New_Food Preparation_Natural Gas_Griddle_E1 | F2 | Commercial | Retail (WA) | New | Food Preparation | Natural Gas | Griddle | E1 | RVT - Cost of Operation | 0.7826 | 0.79739 | 0.81474 | 0.83497 | 0.85814 | 0.88707 | 0.91607 | 0.94361 | 0.96854 | 0.9927 | 1.0177 | 1.0405 | 1.0645 | 1.0872 | 1.1068 | 1.1244 | 1.1394 | 1.1536 | 1.1688 | 1.1829 | 1.1971 | 1.2182 | 1.2396 | 1.2616 | 1.284 | 1.3068 | 1.3301
F2_Commercial_Retail (WA)_New_Food Preparation_Natural Gas_Griddle_E2 | F2 | Commercial | Retail (WA) | New | Food Preparation | Natural Gas | Griddle | E2 | RVT - Cost of Operation | 0.6869 | 0.69987 | 0.7151 | 0.73286 | 0.7532 | 0.77858 | 0.80404 | 0.82821 | 0.85009 | 0.8713 | 0.89328 | 0.91325 | 0.93434 | 0.95428 | 0.97144 | 0.98692 | 1 | 1.0125 | 1.0258 | 1.0383 | 1.0507 | 1.0693 | 1.088 | 1.1073 | 1.127 | 1.147 | 1.1674
F2_Commercial_Retail (WA)_New_Food Preparation_Natural Gas_Griddle_E3 | F2 | Commercial | Retail (WA) | New | Food Preparation | Natural Gas | Griddle | E3 | RVT - Cost of Operation | 0 | 0 | 0 | 0 | 0 | 0 | 0 | 0 | 0 | 0 | 0 | 0 | 0 | 0 | 0 | 0 | 0 | 0 | 0 | 0 | 0 | 0 | 0 | 0 | 0 | 0 | 0
F2_Commercial_Retail (WA)_New_Food Preparation_Natural Gas_Griddle_E4 | F2 | Commercial | Retail (WA) | New | Food Preparation | Natural Gas | Griddle | E4 | RVT - Cost of Operation | 0 | 0 | 0 | 0 | 0 | 0 | 0 | 0 | 0 | 0 | 0 | 0 | 0 | 0 | 0 | 0 | 0 | 0 | 0 | 0 | 0 | 0 | 0 | 0 | 0 | 0 | 0
F2_Commercial_Retail (WA)_New_Food Preparation_Natural Gas_Griddle_E5 | F2 | Commercial | Retail (WA) | New | Food Preparation | Natural Gas | Griddle | E5 | RVT - Cost of Operation | 0 | 0 | 0 | 0 | 0 | 0 | 0 | 0 | 0 | 0 | 0 | 0 | 0 | 0 | 0 | 0 | 0 | 0 | 0 | 0 | 0 | 0 | 0 | 0 | 0 | 0 | 0
F2_Commercial_Retail (WA)_New_Food Preparation_Natural Gas_Griddle_E6 | F2 | Commercial | Retail (WA) | New | Food Preparation | Natural Gas | Griddle | E6 | RVT - Cost of Operation | 0 | 0 | 0 | 0 | 0 | 0 | 0 | 0 | 0 | 0 | 0 | 0 | 0 | 0 | 0 | 0 | 0 | 0 | 0 | 0 | 0 | 0 | 0 | 0 | 0 | 0 | 0
F2_Commercial_Retail (WA)_New_Food Preparation_Natural Gas_Griddle_E7 | F2 | Commercial | Retail (WA) | New | Food Preparation | Natural Gas | Griddle | E7 | RVT - Cost of Operation | 0 | 0 | 0 | 0 | 0 | 0 | 0 | 0 | 0 | 0 | 0 | 0 | 0 | 0 | 0 | 0 | 0 | 0 | 0 | 0 | 0 | 0 | 0 | 0 | 0 | 0 | 0
F2_Commercial_Retail (WA)_New_Food Preparation_Natural Gas_Griddle_E8 | F2 | Commercial | Retail (WA) | New | Food Preparation | Natural Gas | Griddle | E8 | RVT - Cost of Operation | 0 | 0 | 0 | 0 | 0 | 0 | 0 | 0 | 0 | 0 | 0 | 0 | 0 | 0 | 0 | 0 | 0 | 0 | 0 | 0 | 0 | 0 | 0 | 0 | 0 | 0 | 0
F2_Commercial_Retail (WA)_New_Food Preparation_Natural Gas_Griddle_E9 | F2 | Commercial | Retail (WA) | New | Food Preparation | Natural Gas | Griddle | E9 | RVT - Cost of Operation | 0 | 0 | 0 | 0 | 0 | 0 | 0 | 0 | 0 | 0 | 0 | 0 | 0 | 0 | 0 | 0 | 0 | 0 | 0 | 0 | 0 | 0 | 0 | 0 | 0 | 0 | 0
F2_Commercial_Retail (WA)_New_Food Preparation_Natural Gas_Griddle_E10 | F2 | Commercial | Retail (WA) | New | Food Preparation | Natural Gas | Griddle | E10 | RVT - Cost of Operation | 0 | 0 | 0 | 0 | 0 | 0 | 0 | 0 | 0 | 0 | 0 | 0 | 0 | 0 | 0 | 0 | 0 | 0 | 0 | 0 | 0 | 0 | 0 | 0 | 0 | 0 | 0
F3_Commercial_Retail (WA)_New_Food Preparation_Natural Gas_Griddle_E1 | F3 | Commercial | Retail (WA) | New | Food Preparation | Natural Gas | Griddle | E1 | System - kBTUs of Consumption | 186.6988 | 186.6988 | 186.6988 | 186.6988 | 186.6988 | 186.6988 | 186.6988 | 186.6988 | 186.6988 | 186.6988 | 186.6988 | 186.6988 | 186.6988 | 186.6988 | 186.6988 | 186.6988 | 186.6988 | 186.6988 | 186.6988 | 186.6988 | 186.6988 | 186.6988 | 186.6988 | 186.6988 | 186.6988 | 186.6988 | 186.6988
F3_Commercial_Retail (WA)_New_Food Preparation_Natural Gas_Griddle_E2 | F3 | Commercial | Retail (WA) | New | Food Preparation | Natural Gas | Griddle | E2 | System - kBTUs of Consumption | 163.8669 | 163.8669 | 163.8669 | 163.8669 | 163.8669 | 163.8669 | 163.8669 | 163.8669 | 163.8669 | 163.8669 | 163.8669 | 163.8669 | 163.8669 | 163.8669 | 163.8669 | 163.8669 | 163.8669 | 163.8669 | 163.8669 | 163.8669 | 163.8669 | 163.8669 | 163.8669 | 163.8669 | 163.8669 | 163.8669 | 163.8669
F3_Commercial_Retail (WA)_New_Food Preparation_Natural Gas_Griddle_E3 | F3 | Commercial | Retail (WA) | New | Food Preparation | Natural Gas | Griddle | E3 | System - kBTUs of Consumption | 0 | 0 | 0 | 0 | 0 | 0 | 0 | 0 | 0 | 0 | 0 | 0 | 0 | 0 | 0 | 0 | 0 | 0 | 0 | 0 | 0 | 0 | 0 | 0 | 0 | 0 | 0
F3_Commercial_Retail (WA)_New_Food Preparation_Natural Gas_Griddle_E4 | F3 | Commercial | Retail (WA) | New | Food Preparation | Natural Gas | Griddle | E4 | System - kBTUs of Consumption | 0 | 0 | 0 | 0 | 0 | 0 | 0 | 0 | 0 | 0 | 0 | 0 | 0 | 0 | 0 | 0 | 0 | 0 | 0 | 0 | 0 | 0 | 0 | 0 | 0 | 0 | 0
F3_Commercial_Retail (WA)_New_Food Preparation_Natural Gas_Griddle_E5 | F3 | Commercial | Retail (WA) | New | Food Preparation | Natural Gas | Griddle | E5 | System - kBTUs of Consumption | 0 | 0 | 0 | 0 | 0 | 0 | 0 | 0 | 0 | 0 | 0 | 0 | 0 | 0 | 0 | 0 | 0 | 0 | 0 | 0 | 0 | 0 | 0 | 0 | 0 | 0 | 0
F3_Commercial_Retail (WA)_New_Food Preparation_Natural Gas_Griddle_E6 | F3 | Commercial | Retail (WA) | New | Food Preparation | Natural Gas | Griddle | E6 | System - kBTUs of Consumption | 0 | 0 | 0 | 0 | 0 | 0 | 0 | 0 | 0 | 0 | 0 | 0 | 0 | 0 | 0 | 0 | 0 | 0 | 0 | 0 | 0 | 0 | 0 | 0 | 0 | 0 | 0
F3_Commercial_Retail (WA)_New_Food Preparation_Natural Gas_Griddle_E7 | F3 | Commercial | Retail (WA) | New | Food Preparation | Natural Gas | Griddle | E7 | System - kBTUs of Consumption | 0 | 0 | 0 | 0 | 0 | 0 | 0 | 0 | 0 | 0 | 0 | 0 | 0 | 0 | 0 | 0 | 0 | 0 | 0 | 0 | 0 | 0 | 0 | 0 | 0 | 0 | 0
F3_Commercial_Retail (WA)_New_Food Preparation_Natural Gas_Griddle_E8 | F3 | Commercial | Retail (WA) | New | Food Preparation | Natural Gas | Griddle | E8 | System - kBTUs of Consumption | 0 | 0 | 0 | 0 | 0 | 0 | 0 | 0 | 0 | 0 | 0 | 0 | 0 | 0 | 0 | 0 | 0 | 0 | 0 | 0 | 0 | 0 | 0 | 0 | 0 | 0 | 0
F3_Commercial_Retail (WA)_New_Food Preparation_Natural Gas_Griddle_E9 | F3 | Commercial | Retail (WA) | New | Food Preparation | Natural Gas | Griddle | E9 | System - kBTUs of Consumption | 0 | 0 | 0 | 0 | 0 | 0 | 0 | 0 | 0 | 0 | 0 | 0 | 0 | 0 | 0 | 0 | 0 | 0 | 0 | 0 | 0 | 0 | 0 | 0 | 0 | 0 | 0
F3_Commercial_Retail (WA)_New_Food Preparation_Natural Gas_Griddle_E10 | F3 | Commercial | Retail (WA) | New | Food Preparation | Natural Gas | Griddle | E10 | System - kBTUs of Consumption | 0 | 0 | 0 | 0 | 0 | 0 | 0 | 0 | 0 | 0 | 0 | 0 | 0 | 0 | 0 | 0 | 0 | 0 | 0 | 0 | 0 | 0 | 0 | 0 | 0 | 0 | 0
F4_Commercial_Retail (WA)_New_Food Preparation_Natural Gas_Griddle_E1 | F4 | Commercial | Retail (WA) | New | Food Preparation | Natural Gas | Griddle | E1 | Utility - Cost of Equipment | 1.0528 | 1.0528 | 1.0528 | 1.0528 | 1.0528 | 1.0528 | 1.0528 | 1.0528 | 1.0528 | 1.0528 | 1.0528 | 1.0528 | 1.0528 | 1.0528 | 1.0528 | 1.0528 | 1.0528 | 1.0528 | 1.0528 | 1.0528 | 1.0528 | 1.0528 | 1.0528 | 1.0528 | 1.0528 | 1.0528 | 1.0528
F4_Commercial_Retail (WA)_New_Food Preparation_Natural Gas_Griddle_E2 | F4 | Commercial | Retail (WA) | New | Food Preparation | Natural Gas | Griddle | E2 | Utility - Cost of Equipment | 1.1264 | 1.1264 | 1.1264 | 1.1264 | 1.1264 | 1.1264 | 1.1264 | 1.1264 | 1.1264 | 1.1264 | 1.1264 | 1.1264 | 1.1264 | 1.1264 | 1.1264 | 1.1264 | 1.1264 | 1.1264 | 1.1264 | 1.1264 | 1.1264 | 1.1264 | 1.1264 | 1.1264 | 1.1264 | 1.1264 | 1.1264
F4_Commercial_Retail (WA)_New_Food Preparation_Natural Gas_Griddle_E3 | F4 | Commercial | Retail (WA) | New | Food Preparation | Natural Gas | Griddle | E3 | Utility - Cost of Equipment | 0 | 0 | 0 | 0 | 0 | 0 | 0 | 0 | 0 | 0 | 0 | 0 | 0 | 0 | 0 | 0 | 0 | 0 | 0 | 0 | 0 | 0 | 0 | 0 | 0 | 0 | 0
F4_Commercial_Retail (WA)_New_Food Preparation_Natural Gas_Griddle_E4 | F4 | Commercial | Retail (WA) | New | Food Preparation | Natural Gas | Griddle | E4 | Utility - Cost of Equipment | 0 | 0 | 0 | 0 | 0 | 0 | 0 | 0 | 0 | 0 | 0 | 0 | 0 | 0 | 0 | 0 | 0 | 0 | 0 | 0 | 0 | 0 | 0 | 0 | 0 | 0 | 0
F4_Commercial_Retail (WA)_New_Food Preparation_Natural Gas_Griddle_E5 | F4 | Commercial | Retail (WA) | New | Food Preparation | Natural Gas | Griddle | E5 | Utility - Cost of Equipment | 0 | 0 | 0 | 0 | 0 | 0 | 0 | 0 | 0 | 0 | 0 | 0 | 0 | 0 | 0 | 0 | 0 | 0 | 0 | 0 | 0 | 0 | 0 | 0 | 0 | 0 | 0
F4_Commercial_Retail (WA)_New_Food Preparation_Natural Gas_Griddle_E6 | F4 | Commercial | Retail (WA) | New | Food Preparation | Natural Gas | Griddle | E6 | Utility - Cost of Equipment | 0 | 0 | 0 | 0 | 0 | 0 | 0 | 0 | 0 | 0 | 0 | 0 | 0 | 0 | 0 | 0 | 0 | 0 | 0 | 0 | 0 | 0 | 0 | 0 | 0 | 0 | 0
F4_Commercial_Retail (WA)_New_Food Preparation_Natural Gas_Griddle_E7 | F4 | Commercial | Retail (WA) | New | Food Preparation | Natural Gas | Griddle | E7 | Utility - Cost of Equipment | 0 | 0 | 0 | 0 | 0 | 0 | 0 | 0 | 0 | 0 | 0 | 0 | 0 | 0 | 0 | 0 | 0 | 0 | 0 | 0 | 0 | 0 | 0 | 0 | 0 | 0 | 0
F4_Commercial_Retail (WA)_New_Food Preparation_Natural Gas_Griddle_E8 | F4 | Commercial | Retail (WA) | New | Food Preparation | Natural Gas | Griddle | E8 | Utility - Cost of Equipment | 0 | 0 | 0 | 0 | 0 | 0 | 0 | 0 | 0 | 0 | 0 | 0 | 0 | 0 | 0 | 0 | 0 | 0 | 0 | 0 | 0 | 0 | 0 | 0 | 0 | 0 | 0
F4_Commercial_Retail (WA)_New_Food Preparation_Natural Gas_Griddle_E9 | F4 | Commercial | Retail (WA) | New | Food Preparation | Natural Gas | Griddle | E9 | Utility - Cost of Equipment | 0 | 0 | 0 | 0 | 0 | 0 | 0 | 0 | 0 | 0 | 0 | 0 | 0 | 0 | 0 | 0 | 0 | 0 | 0 | 0 | 0 | 0 | 0 | 0 | 0 | 0 | 0
F4_Commercial_Retail (WA)_New_Food Preparation_Natural Gas_Griddle_E10 | F4 | Commercial | Retail (WA) | New | Food Preparation | Natural Gas | Griddle | E10 | Utility - Cost of Equipment | 0 | 0 | 0 | 0 | 0 | 0 | 0 | 0 | 0 | 0 | 0 | 0 | 0 | 0 | 0 | 0 | 0 | 0 | 0 | 0 | 0 | 0 | 0 | 0 | 0 | 0 | 0
F5_Commercial_Retail (WA)_New_Food Preparation_Natural Gas_Griddle_E1 | F5 | Commercial | Retail (WA) | New | Food Preparation | Natural Gas | Griddle | E1 | Utility - Cost of Operation | 0.66446 | 0.68121 | 0.70105 | 0.72378 | 0.74949 | 0.78078 | 0.81298 | 0.84486 | 0.87556 | 0.90669 | 0.93145 | 0.95465 | 0.97958 | 1.004 | 1.0258 | 1.0462 | 1.0645 | 1.0826 | 1.1019 | 1.1208 | 1.1401 | 1.1602 | 1.1806 | 1.2015 | 1.2229 | 1.2446 | 1.2667
F5_Commercial_Retail (WA)_New_Food Preparation_Natural Gas_Griddle_E2 | F5 | Commercial | Retail (WA) | New | Food Preparation | Natural Gas | Griddle | E2 | Utility - Cost of Operation | 0.5832 | 0.5979 | 0.61531 | 0.63527 | 0.65784 | 0.68529 | 0.71356 | 0.74154 | 0.76849 | 0.79581 | 0.81754 | 0.83791 | 0.85979 | 0.88121 | 0.90036 | 0.91828 | 0.93435 | 0.95022 | 0.96716 | 0.9837 | 1.0007 | 1.0183 | 1.0362 | 1.0546 | 1.0733 | 1.0924 | 1.1118
F5_Commercial_Retail (WA)_New_Food Preparation_Natural Gas_Griddle_E3 | F5 | Commercial | Retail (WA) | New | Food Preparation | Natural Gas | Griddle | E3 | Utility - Cost of Operation | 0 | 0 | 0 | 0 | 0 | 0 | 0 | 0 | 0 | 0 | 0 | 0 | 0 | 0 | 0 | 0 | 0 | 0 | 0 | 0 | 0 | 0 | 0 | 0 | 0 | 0 | 0
F5_Commercial_Retail (WA)_New_Food Preparation_Natural Gas_Griddle_E4 | F5 | Commercial | Retail (WA) | New | Food Preparation | Natural Gas | Griddle | E4 | Utility - Cost of Operation | 0 | 0 | 0 | 0 | 0 | 0 | 0 | 0 | 0 | 0 | 0 | 0 | 0 | 0 | 0 | 0 | 0 | 0 | 0 | 0 | 0 | 0 | 0 | 0 | 0 | 0 | 0
F5_Commercial_Retail (WA)_New_Food Preparation_Natural Gas_Griddle_E5 | F5 | Commercial | Retail (WA) | New | Food Preparation | Natural Gas | Griddle | E5 | Utility - Cost of Operation | 0 | 0 | 0 | 0 | 0 | 0 | 0 | 0 | 0 | 0 | 0 | 0 | 0 | 0 | 0 | 0 | 0 | 0 | 0 | 0 | 0 | 0 | 0 | 0 | 0 | 0 | 0
F5_Commercial_Retail (WA)_New_Food Preparation_Natural Gas_Griddle_E6 | F5 | Commercial | Retail (WA) | New | Food Preparation | Natural Gas | Griddle | E6 | Utility - Cost of Operation | 0 | 0 | 0 | 0 | 0 | 0 | 0 | 0 | 0 | 0 | 0 | 0 | 0 | 0 | 0 | 0 | 0 | 0 | 0 | 0 | 0 | 0 | 0 | 0 | 0 | 0 | 0
F5_Commercial_Retail (WA)_New_Food Preparation_Natural Gas_Griddle_E7 | F5 | Commercial | Retail (WA) | New | Food Preparation | Natural Gas | Griddle | E7 | Utility - Cost of Operation | 0 | 0 | 0 | 0 | 0 | 0 | 0 | 0 | 0 | 0 | 0 | 0 | 0 | 0 | 0 | 0 | 0 | 0 | 0 | 0 | 0 | 0 | 0 | 0 | 0 | 0 | 0
F5_Commercial_Retail (WA)_New_Food Preparation_Natural Gas_Griddle_E8 | F5 | Commercial | Retail (WA) | New | Food Preparation | Natural Gas | Griddle | E8 | Utility - Cost of Operation | 0 | 0 | 0 | 0 | 0 | 0 | 0 | 0 | 0 | 0 | 0 | 0 | 0 | 0 | 0 | 0 | 0 | 0 | 0 | 0 | 0 | 0 | 0 | 0 | 0 | 0 | 0
F5_Commercial_Retail (WA)_New_Food Preparation_Natural Gas_Griddle_E9 | F5 | Commercial | Retail (WA) | New | Food Preparation | Natural Gas | Griddle | E9 | Utility - Cost of Operation | 0 | 0 | 0 | 0 | 0 | 0 | 0 | 0 | 0 | 0 | 0 | 0 | 0 | 0 | 0 | 0 | 0 | 0 | 0 | 0 | 0 | 0 | 0 | 0 | 0 | 0 | 0
F5_Commercial_Retail (WA)_New_Food Preparation_Natural Gas_Griddle_E10 | F5 | Commercial | Retail (WA) | New | Food Preparation | Natural Gas | Griddle | E10 | Utility - Cost of Operation | 0 | 0 | 0 | 0 | 0 | 0 | 0 | 0 | 0 | 0 | 0 | 0 | 0 | 0 | 0 | 0 | 0 | 0 | 0 | 0 | 0 | 0 | 0 | 0 | 0 | 0 | 0
F6_Commercial_Retail (WA)_New_Food Preparation_Natural Gas_Griddle_E1 | F6 | Commercial | Retail (WA) | New | Food Preparation | Natural Gas | Griddle | E1 | Utility - Value of Sales | 0.7826 | 0.79739 | 0.81474 | 0.83497 | 0.85814 | 0.88707 | 0.91607 | 0.94361 | 0.96854 | 0.9927 | 1.0177 | 1.0405 | 1.0645 | 1.0872 | 1.1068 | 1.1244 | 1.1394 | 1.1536 | 1.1688 | 1.1829 | 1.1971 | 1.2182 | 1.2396 | 1.2616 | 1.284 | 1.3068 | 1.3301
F6_Commercial_Retail (WA)_New_Food Preparation_Natural Gas_Griddle_E2 | F6 | Commercial | Retail (WA) | New | Food Preparation | Natural Gas | Griddle | E2 | Utility - Value of Sales | 0.6869 | 0.69987 | 0.7151 | 0.73286 | 0.7532 | 0.77858 | 0.80404 | 0.82821 | 0.85009 | 0.8713 | 0.89328 | 0.91325 | 0.93434 | 0.95428 | 0.97144 | 0.98692 | 1 | 1.0125 | 1.0258 | 1.0383 | 1.0507 | 1.0693 | 1.088 | 1.1073 | 1.127 | 1.147 | 1.1674
F6_Commercial_Retail (WA)_New_Food Preparation_Natural Gas_Griddle_E3 | F6 | Commercial | Retail (WA) | New | Food Preparation | Natural Gas | Griddle | E3 | Utility - Value of Sales | 0 | 0 | 0 | 0 | 0 | 0 | 0 | 0 | 0 | 0 | 0 | 0 | 0 | 0 | 0 | 0 | 0 | 0 | 0 | 0 | 0 | 0 | 0 | 0 | 0 | 0 | 0
F6_Commercial_Retail (WA)_New_Food Preparation_Natural Gas_Griddle_E4 | F6 | Commercial | Retail (WA) | New | Food Preparation | Natural Gas | Griddle | E4 | Utility - Value of Sales | 0 | 0 | 0 | 0 | 0 | 0 | 0 | 0 | 0 | 0 | 0 | 0 | 0 | 0 | 0 | 0 | 0 | 0 | 0 | 0 | 0 | 0 | 0 | 0 | 0 | 0 | 0
F6_Commercial_Retail (WA)_New_Food Preparation_Natural Gas_Griddle_E5 | F6 | Commercial | Retail (WA) | New | Food Preparation | Natural Gas | Griddle | E5 | Utility - Value of Sales | 0 | 0 | 0 | 0 | 0 | 0 | 0 | 0 | 0 | 0 | 0 | 0 | 0 | 0 | 0 | 0 | 0 | 0 | 0 | 0 | 0 | 0 | 0 | 0 | 0 | 0 | 0
F6_Commercial_Retail (WA)_New_Food Preparation_Natural Gas_Griddle_E6 | F6 | Commercial | Retail (WA) | New | Food Preparation | Natural Gas | Griddle | E6 | Utility - Value of Sales | 0 | 0 | 0 | 0 | 0 | 0 | 0 | 0 | 0 | 0 | 0 | 0 | 0 | 0 | 0 | 0 | 0 | 0 | 0 | 0 | 0 | 0 | 0 | 0 | 0 | 0 | 0
F6_Commercial_Retail (WA)_New_Food Preparation_Natural Gas_Griddle_E7 | F6 | Commercial | Retail (WA) | New | Food Preparation | Natural Gas | Griddle | E7 | Utility - Value of Sales | 0 | 0 | 0 | 0 | 0 | 0 | 0 | 0 | 0 | 0 | 0 | 0 | 0 | 0 | 0 | 0 | 0 | 0 | 0 | 0 | 0 | 0 | 0 | 0 | 0 | 0 | 0
F6_Commercial_Retail (WA)_New_Food Preparation_Natural Gas_Griddle_E8 | F6 | Commercial | Retail (WA) | New | Food Preparation | Natural Gas | Griddle | E8 | Utility - Value of Sales | 0 | 0 | 0 | 0 | 0 | 0 | 0 | 0 | 0 | 0 | 0 | 0 | 0 | 0 | 0 | 0 | 0 | 0 | 0 | 0 | 0 | 0 | 0 | 0 | 0 | 0 | 0
F6_Commercial_Retail (WA)_New_Food Preparation_Natural Gas_Griddle_E9 | F6 | Commercial | Retail (WA) | New | Food Preparation | Natural Gas | Griddle | E9 | Utility - Value of Sales | 0 | 0 | 0 | 0 | 0 | 0 | 0 | 0 | 0 | 0 | 0 | 0 | 0 | 0 | 0 | 0 | 0 | 0 | 0 | 0 | 0 | 0 | 0 | 0 | 0 | 0 | 0
F6_Commercial_Retail (WA)_New_Food Preparation_Natural Gas_Griddle_E10 | F6 | Commercial | Retail (WA) | New | Food Preparation | Natural Gas | Griddle | E10 | Utility - Value of Sales | 0 | 0 | 0 | 0 | 0 | 0 | 0 | 0 | 0 | 0 | 0 | 0 | 0 | 0 | 0 | 0 | 0 | 0 | 0 | 0 | 0 | 0 | 0 | 0 | 0 | 0 | 0
F1_Commercial_Retail (WA)_New_Food Preparation_Natural Gas_Range_E1 | F1 | Commercial | Retail (WA) | New | Food Preparation | Natural Gas | Range | E1 | RVT - Cost of Equipment | 1.2268 | 1.2268 | 1.2268 | 1.2268 | 1.2268 | 1.2268 | 1.2268 | 1.2268 | 1.2268 | 1.2268 | 1.2268 | 1.2268 | 1.2268 | 1.2268 | 1.2268 | 1.2268 | 1.2268 | 1.2268 | 1.2268 | 1.2268 | 1.2268 | 1.2268 | 1.2268 | 1.2268 | 1.2268 | 1.2268 | 1.2268
F1_Commercial_Retail (WA)_New_Food Preparation_Natural Gas_Range_E2 | F1 | Commercial | Retail (WA) | New | Food Preparation | Natural Gas | Range | E2 | RVT - Cost of Equipment | 1.3359 | 1.3359 | 1.3359 | 1.3359 | 1.3359 | 1.3359 | 1.3359 | 1.3359 | 1.3359 | 1.3359 | 1.3359 | 1.3359 | 1.3359 | 1.3359 | 1.3359 | 1.3359 | 1.3359 | 1.3359 | 1.3359 | 1.3359 | 1.3359 | 1.3359 | 1.3359 | 1.3359 | 1.3359 | 1.3359 | 1.3359
F1_Commercial_Retail (WA)_New_Food Preparation_Natural Gas_Range_E3 | F1 | Commercial | Retail (WA) | New | Food Preparation | Natural Gas | Range | E3 | RVT - Cost of Equipment | 0 | 0 | 0 | 0 | 0 | 0 | 0 | 0 | 0 | 0 | 0 | 0 | 0 | 0 | 0 | 0 | 0 | 0 | 0 | 0 | 0 | 0 | 0 | 0 | 0 | 0 | 0
F1_Commercial_Retail (WA)_New_Food Preparation_Natural Gas_Range_E4 | F1 | Commercial | Retail (WA) | New | Food Preparation | Natural Gas | Range | E4 | RVT - Cost of Equipment | 0 | 0 | 0 | 0 | 0 | 0 | 0 | 0 | 0 | 0 | 0 | 0 | 0 | 0 | 0 | 0 | 0 | 0 | 0 | 0 | 0 | 0 | 0 | 0 | 0 | 0 | 0
F1_Commercial_Retail (WA)_New_Food Preparation_Natural Gas_Range_E5 | F1 | Commercial | Retail (WA) | New | Food Preparation | Natural Gas | Range | E5 | RVT - Cost of Equipment | 0 | 0 | 0 | 0 | 0 | 0 | 0 | 0 | 0 | 0 | 0 | 0 | 0 | 0 | 0 | 0 | 0 | 0 | 0 | 0 | 0 | 0 | 0 | 0 | 0 | 0 | 0
F1_Commercial_Retail (WA)_New_Food Preparation_Natural Gas_Range_E6 | F1 | Commercial | Retail (WA) | New | Food Preparation | Natural Gas | Range | E6 | RVT - Cost of Equipment | 0 | 0 | 0 | 0 | 0 | 0 | 0 | 0 | 0 | 0 | 0 | 0 | 0 | 0 | 0 | 0 | 0 | 0 | 0 | 0 | 0 | 0 | 0 | 0 | 0 | 0 | 0
F1_Commercial_Retail (WA)_New_Food Preparation_Natural Gas_Range_E7 | F1 | Commercial | Retail (WA) | New | Food Preparation | Natural Gas | Range | E7 | RVT - Cost of Equipment | 0 | 0 | 0 | 0 | 0 | 0 | 0 | 0 | 0 | 0 | 0 | 0 | 0 | 0 | 0 | 0 | 0 | 0 | 0 | 0 | 0 | 0 | 0 | 0 | 0 | 0 | 0
F1_Commercial_Retail (WA)_New_Food Preparation_Natural Gas_Range_E8 | F1 | Commercial | Retail (WA) | New | Food Preparation | Natural Gas | Range | E8 | RVT - Cost of Equipment | 0 | 0 | 0 | 0 | 0 | 0 | 0 | 0 | 0 | 0 | 0 | 0 | 0 | 0 | 0 | 0 | 0 | 0 | 0 | 0 | 0 | 0 | 0 | 0 | 0 | 0 | 0
F1_Commercial_Retail (WA)_New_Food Preparation_Natural Gas_Range_E9 | F1 | Commercial | Retail (WA) | New | Food Preparation | Natural Gas | Range | E9 | RVT - Cost of Equipment | 0 | 0 | 0 | 0 | 0 | 0 | 0 | 0 | 0 | 0 | 0 | 0 | 0 | 0 | 0 | 0 | 0 | 0 | 0 | 0 | 0 | 0 | 0 | 0 | 0 | 0 | 0
F1_Commercial_Retail (WA)_New_Food Preparation_Natural Gas_Range_E10 | F1 | Commercial | Retail (WA) | New | Food Preparation | Natural Gas | Range | E10 | RVT - Cost of Equipment | 0 | 0 | 0 | 0 | 0 | 0 | 0 | 0 | 0 | 0 | 0 | 0 | 0 | 0 | 0 | 0 | 0 | 0 | 0 | 0 | 0 | 0 | 0 | 0 | 0 | 0 | 0
F2_Commercial_Retail (WA)_New_Food Preparation_Natural Gas_Range_E1 | F2 | Commercial | Retail (WA) | New | Food Preparation | Natural Gas | Range | E1 | RVT - Cost of Operation | 1.0411 | 1.0584 | 1.0795 | 1.1052 | 1.1357 | 1.1761 | 1.2175 | 1.2575 | 1.2944 | 1.3298 | 1.3662 | 1.3987 | 1.4325 | 1.4639 | 1.4902 | 1.5136 | 1.5328 | 1.5509 | 1.5702 | 1.588 | 1.6058 | 1.6341 | 1.6627 | 1.6922 | 1.7223 | 1.7529 | 1.784
F2_Commercial_Retail (WA)_New_Food Preparation_Natural Gas_Range_E2 | F2 | Commercial | Retail (WA) | New | Food Preparation | Natural Gas | Range | E2 | RVT - Cost of Operation | 0.52053 | 0.52919 | 0.53975 | 0.55259 | 0.56786 | 0.58804 | 0.60874 | 0.62876 | 0.6472 | 0.6649 | 0.68308 | 0.69933 | 0.71627 | 0.73193 | 0.74512 | 0.75681 | 0.76639 | 0.77543 | 0.78512 | 0.79401 | 0.8029 | 0.81706 | 0.83135 | 0.84612 | 0.86115 | 0.87645 | 0.89202
F2_Commercial_Retail (WA)_New_Food Preparation_Natural Gas_Range_E3 | F2 | Commercial | Retail (WA) | New | Food Preparation | Natural Gas | Range | E3 | RVT - Cost of Operation | 0 | 0 | 0 | 0 | 0 | 0 | 0 | 0 | 0 | 0 | 0 | 0 | 0 | 0 | 0 | 0 | 0 | 0 | 0 | 0 | 0 | 0 | 0 | 0 | 0 | 0 | 0
F2_Commercial_Retail (WA)_New_Food Preparation_Natural Gas_Range_E4 | F2 | Commercial | Retail (WA) | New | Food Preparation | Natural Gas | Range | E4 | RVT - Cost of Operation | 0 | 0 | 0 | 0 | 0 | 0 | 0 | 0 | 0 | 0 | 0 | 0 | 0 | 0 | 0 | 0 | 0 | 0 | 0 | 0 | 0 | 0 | 0 | 0 | 0 | 0 | 0
F2_Commercial_Retail (WA)_New_Food Preparation_Natural Gas_Range_E5 | F2 | Commercial | Retail (WA) | New | Food Preparation | Natural Gas | Range | E5 | RVT - Cost of Operation | 0 | 0 | 0 | 0 | 0 | 0 | 0 | 0 | 0 | 0 | 0 | 0 | 0 | 0 | 0 | 0 | 0 | 0 | 0 | 0 | 0 | 0 | 0 | 0 | 0 | 0 | 0
F2_Commercial_Retail (WA)_New_Food Preparation_Natural Gas_Range_E6 | F2 | Commercial | Retail (WA) | New | Food Preparation | Natural Gas | Range | E6 | RVT - Cost of Operation | 0 | 0 | 0 | 0 | 0 | 0 | 0 | 0 | 0 | 0 | 0 | 0 | 0 | 0 | 0 | 0 | 0 | 0 | 0 | 0 | 0 | 0 | 0 | 0 | 0 | 0 | 0
F2_Commercial_Retail (WA)_New_Food Preparation_Natural Gas_Range_E7 | F2 | Commercial | Retail (WA) | New | Food Preparation | Natural Gas | Range | E7 | RVT - Cost of Operation | 0 | 0 | 0 | 0 | 0 | 0 | 0 | 0 | 0 | 0 | 0 | 0 | 0 | 0 | 0 | 0 | 0 | 0 | 0 | 0 | 0 | 0 | 0 | 0 | 0 | 0 | 0
F2_Commercial_Retail (WA)_New_Food Preparation_Natural Gas_Range_E8 | F2 | Commercial | Retail (WA) | New | Food Preparation | Natural Gas | Range | E8 | RVT - Cost of Operation | 0 | 0 | 0 | 0 | 0 | 0 | 0 | 0 | 0 | 0 | 0 | 0 | 0 | 0 | 0 | 0 | 0 | 0 | 0 | 0 | 0 | 0 | 0 | 0 | 0 | 0 | 0
F2_Commercial_Retail (WA)_New_Food Preparation_Natural Gas_Range_E9 | F2 | Commercial | Retail (WA) | New | Food Preparation | Natural Gas | Range | E9 | RVT - Cost of Operation | 0 | 0 | 0 | 0 | 0 | 0 | 0 | 0 | 0 | 0 | 0 | 0 | 0 | 0 | 0 | 0 | 0 | 0 | 0 | 0 | 0 | 0 | 0 | 0 | 0 | 0 | 0
F2_Commercial_Retail (WA)_New_Food Preparation_Natural Gas_Range_E10 | F2 | Commercial | Retail (WA) | New | Food Preparation | Natural Gas | Range | E10 | RVT - Cost of Operation | 0 | 0 | 0 | 0 | 0 | 0 | 0 | 0 | 0 | 0 | 0 | 0 | 0 | 0 | 0 | 0 | 0 | 0 | 0 | 0 | 0 | 0 | 0 | 0 | 0 | 0 | 0
F3_Commercial_Retail (WA)_New_Food Preparation_Natural Gas_Range_E1 | F3 | Commercial | Retail (WA) | New | Food Preparation | Natural Gas | Range | E1 | System - kBTUs of Consumption | 252.3436 | 252.3436 | 252.3436 | 252.3436 | 252.3436 | 252.3436 | 252.3436 | 252.3436 | 252.3436 | 252.3436 | 252.3436 | 252.3436 | 252.3436 | 252.3436 | 252.3436 | 252.3436 | 252.3436 | 252.3436 | 252.3436 | 252.3436 | 252.3436 | 252.3436 | 252.3436 | 252.3436 | 252.3436 | 252.3436 | 252.3436
F3_Commercial_Retail (WA)_New_Food Preparation_Natural Gas_Range_E2 | F3 | Commercial | Retail (WA) | New | Food Preparation | Natural Gas | Range | E2 | System - kBTUs of Consumption | 126.1718 | 126.1718 | 126.1718 | 126.1718 | 126.1718 | 126.1718 | 126.1718 | 126.1718 | 126.1718 | 126.1718 | 126.1718 | 126.1718 | 126.1718 | 126.1718 | 126.1718 | 126.1718 | 126.1718 | 126.1718 | 126.1718 | 126.1718 | 126.1718 | 126.1718 | 126.1718 | 126.1718 | 126.1718 | 126.1718 | 126.1718
F3_Commercial_Retail (WA)_New_Food Preparation_Natural Gas_Range_E3 | F3 | Commercial | Retail (WA) | New | Food Preparation | Natural Gas | Range | E3 | System - kBTUs of Consumption | 0 | 0 | 0 | 0 | 0 | 0 | 0 | 0 | 0 | 0 | 0 | 0 | 0 | 0 | 0 | 0 | 0 | 0 | 0 | 0 | 0 | 0 | 0 | 0 | 0 | 0 | 0
F3_Commercial_Retail (WA)_New_Food Preparation_Natural Gas_Range_E4 | F3 | Commercial | Retail (WA) | New | Food Preparation | Natural Gas | Range | E4 | System - kBTUs of Consumption | 0 | 0 | 0 | 0 | 0 | 0 | 0 | 0 | 0 | 0 | 0 | 0 | 0 | 0 | 0 | 0 | 0 | 0 | 0 | 0 | 0 | 0 | 0 | 0 | 0 | 0 | 0
F3_Commercial_Retail (WA)_New_Food Preparation_Natural Gas_Range_E5 | F3 | Commercial | Retail (WA) | New | Food Preparation | Natural Gas | Range | E5 | System - kBTUs of Consumption | 0 | 0 | 0 | 0 | 0 | 0 | 0 | 0 | 0 | 0 | 0 | 0 | 0 | 0 | 0 | 0 | 0 | 0 | 0 | 0 | 0 | 0 | 0 | 0 | 0 | 0 | 0
F3_Commercial_Retail (WA)_New_Food Preparation_Natural Gas_Range_E6 | F3 | Commercial | Retail (WA) | New | Food Preparation | Natural Gas | Range | E6 | System - kBTUs of Consumption | 0 | 0 | 0 | 0 | 0 | 0 | 0 | 0 | 0 | 0 | 0 | 0 | 0 | 0 | 0 | 0 | 0 | 0 | 0 | 0 | 0 | 0 | 0 | 0 | 0 | 0 | 0
F3_Commercial_Retail (WA)_New_Food Preparation_Natural Gas_Range_E7 | F3 | Commercial | Retail (WA) | New | Food Preparation | Natural Gas | Range | E7 | System - kBTUs of Consumption | 0 | 0 | 0 | 0 | 0 | 0 | 0 | 0 | 0 | 0 | 0 | 0 | 0 | 0 | 0 | 0 | 0 | 0 | 0 | 0 | 0 | 0 | 0 | 0 | 0 | 0 | 0
F3_Commercial_Retail (WA)_New_Food Preparation_Natural Gas_Range_E8 | F3 | Commercial | Retail (WA) | New | Food Preparation | Natural Gas | Range | E8 | System - kBTUs of Consumption | 0 | 0 | 0 | 0 | 0 | 0 | 0 | 0 | 0 | 0 | 0 | 0 | 0 | 0 | 0 | 0 | 0 | 0 | 0 | 0 | 0 | 0 | 0 | 0 | 0 | 0 | 0
F3_Commercial_Retail (WA)_New_Food Preparation_Natural Gas_Range_E9 | F3 | Commercial | Retail (WA) | New | Food Preparation | Natural Gas | Range | E9 | System - kBTUs of Consumption | 0 | 0 | 0 | 0 | 0 | 0 | 0 | 0 | 0 | 0 | 0 | 0 | 0 | 0 | 0 | 0 | 0 | 0 | 0 | 0 | 0 | 0 | 0 | 0 | 0 | 0 | 0
F3_Commercial_Retail (WA)_New_Food Preparation_Natural Gas_Range_E10 | F3 | Commercial | Retail (WA) | New | Food Preparation | Natural Gas | Range | E10 | System - kBTUs of Consumption | 0 | 0 | 0 | 0 | 0 | 0 | 0 | 0 | 0 | 0 | 0 | 0 | 0 | 0 | 0 | 0 | 0 | 0 | 0 | 0 | 0 | 0 | 0 | 0 | 0 | 0 | 0
F4_Commercial_Retail (WA)_New_Food Preparation_Natural Gas_Range_E1 | F4 | Commercial | Retail (WA) | New | Food Preparation | Natural Gas | Range | E1 | Utility - Cost of Equipment | 1.2268 | 1.2268 | 1.2268 | 1.2268 | 1.2268 | 1.2268 | 1.2268 | 1.2268 | 1.2268 | 1.2268 | 1.2268 | 1.2268 | 1.2268 | 1.2268 | 1.2268 | 1.2268 | 1.2268 | 1.2268 | 1.2268 | 1.2268 | 1.2268 | 1.2268 | 1.2268 | 1.2268 | 1.2268 | 1.2268 | 1.2268
F4_Commercial_Retail (WA)_New_Food Preparation_Natural Gas_Range_E2 | F4 | Commercial | Retail (WA) | New | Food Preparation | Natural Gas | Range | E2 | Utility - Cost of Equipment | 1.3359 | 1.3359 | 1.3359 | 1.3359 | 1.3359 | 1.3359 | 1.3359 | 1.3359 | 1.3359 | 1.3359 | 1.3359 | 1.3359 | 1.3359 | 1.3359 | 1.3359 | 1.3359 | 1.3359 | 1.3359 | 1.3359 | 1.3359 | 1.3359 | 1.3359 | 1.3359 | 1.3359 | 1.3359 | 1.3359 | 1.3359
F4_Commercial_Retail (WA)_New_Food Preparation_Natural Gas_Range_E3 | F4 | Commercial | Retail (WA) | New | Food Preparation | Natural Gas | Range | E3 | Utility - Cost of Equipment | 0 | 0 | 0 | 0 | 0 | 0 | 0 | 0 | 0 | 0 | 0 | 0 | 0 | 0 | 0 | 0 | 0 | 0 | 0 | 0 | 0 | 0 | 0 | 0 | 0 | 0 | 0
F4_Commercial_Retail (WA)_New_Food Preparation_Natural Gas_Range_E4 | F4 | Commercial | Retail (WA) | New | Food Preparation | Natural Gas | Range | E4 | Utility - Cost of Equipment | 0 | 0 | 0 | 0 | 0 | 0 | 0 | 0 | 0 | 0 | 0 | 0 | 0 | 0 | 0 | 0 | 0 | 0 | 0 | 0 | 0 | 0 | 0 | 0 | 0 | 0 | 0
F4_Commercial_Retail (WA)_New_Food Preparation_Natural Gas_Range_E5 | F4 | Commercial | Retail (WA) | New | Food Preparation | Natural Gas | Range | E5 | Utility - Cost of Equipment | 0 | 0 | 0 | 0 | 0 | 0 | 0 | 0 | 0 | 0 | 0 | 0 | 0 | 0 | 0 | 0 | 0 | 0 | 0 | 0 | 0 | 0 | 0 | 0 | 0 | 0 | 0
F4_Commercial_Retail (WA)_New_Food Preparation_Natural Gas_Range_E6 | F4 | Commercial | Retail (WA) | New | Food Preparation | Natural Gas | Range | E6 | Utility - Cost of Equipment | 0 | 0 | 0 | 0 | 0 | 0 | 0 | 0 | 0 | 0 | 0 | 0 | 0 | 0 | 0 | 0 | 0 | 0 | 0 | 0 | 0 | 0 | 0 | 0 | 0 | 0 | 0
F4_Commercial_Retail (WA)_New_Food Preparation_Natural Gas_Range_E7 | F4 | Commercial | Retail (WA) | New | Food Preparation | Natural Gas | Range | E7 | Utility - Cost of Equipment | 0 | 0 | 0 | 0 | 0 | 0 | 0 | 0 | 0 | 0 | 0 | 0 | 0 | 0 | 0 | 0 | 0 | 0 | 0 | 0 | 0 | 0 | 0 | 0 | 0 | 0 | 0
F4_Commercial_Retail (WA)_New_Food Preparation_Natural Gas_Range_E8 | F4 | Commercial | Retail (WA) | New | Food Preparation | Natural Gas | Range | E8 | Utility - Cost of Equipment | 0 | 0 | 0 | 0 | 0 | 0 | 0 | 0 | 0 | 0 | 0 | 0 | 0 | 0 | 0 | 0 | 0 | 0 | 0 | 0 | 0 | 0 | 0 | 0 | 0 | 0 | 0
F4_Commercial_Retail (WA)_New_Food Preparation_Natural Gas_Range_E9 | F4 | Commercial | Retail (WA) | New | Food Preparation | Natural Gas | Range | E9 | Utility - Cost of Equipment | 0 | 0 | 0 | 0 | 0 | 0 | 0 | 0 | 0 | 0 | 0 | 0 | 0 | 0 | 0 | 0 | 0 | 0 | 0 | 0 | 0 | 0 | 0 | 0 | 0 | 0 | 0
F4_Commercial_Retail (WA)_New_Food Preparation_Natural Gas_Range_E10 | F4 | Commercial | Retail (WA) | New | Food Preparation | Natural Gas | Range | E10 | Utility - Cost of Equipment | 0 | 0 | 0 | 0 | 0 | 0 | 0 | 0 | 0 | 0 | 0 | 0 | 0 | 0 | 0 | 0 | 0 | 0 | 0 | 0 | 0 | 0 | 0 | 0 | 0 | 0 | 0
F5_Commercial_Retail (WA)_New_Food Preparation_Natural Gas_Range_E1 | F5 | Commercial | Retail (WA) | New | Food Preparation | Natural Gas | Range | E1 | Utility - Cost of Operation | 0.87515 | 0.89535 | 0.92077 | 0.95075 | 0.98561 | 1.0296 | 1.0754 | 1.121 | 1.1651 | 1.2097 | 1.2446 | 1.277 | 1.3119 | 1.346 | 1.376 | 1.4038 | 1.4283 | 1.4524 | 1.4784 | 1.5035 | 1.5293 | 1.5563 | 1.5835 | 1.6117 | 1.6403 | 1.6694 | 1.6991
F5_Commercial_Retail (WA)_New_Food Preparation_Natural Gas_Range_E2 | F5 | Commercial | Retail (WA) | New | Food Preparation | Natural Gas | Range | E2 | Utility - Cost of Operation | 0.43758 | 0.44768 | 0.46038 | 0.47537 | 0.49281 | 0.51479 | 0.53769 | 0.56052 | 0.58254 | 0.60487 | 0.62229 | 0.6385 | 0.65597 | 0.67299 | 0.68801 | 0.70191 | 0.71417 | 0.72622 | 0.73918 | 0.75174 | 0.76467 | 0.77815 | 0.79176 | 0.80583 | 0.82014 | 0.83471 | 0.84954
F5_Commercial_Retail (WA)_New_Food Preparation_Natural Gas_Range_E3 | F5 | Commercial | Retail (WA) | New | Food Preparation | Natural Gas | Range | E3 | Utility - Cost of Operation | 0 | 0 | 0 | 0 | 0 | 0 | 0 | 0 | 0 | 0 | 0 | 0 | 0 | 0 | 0 | 0 | 0 | 0 | 0 | 0 | 0 | 0 | 0 | 0 | 0 | 0 | 0
F5_Commercial_Retail (WA)_New_Food Preparation_Natural Gas_Range_E4 | F5 | Commercial | Retail (WA) | New | Food Preparation | Natural Gas | Range | E4 | Utility - Cost of Operation | 0 | 0 | 0 | 0 | 0 | 0 | 0 | 0 | 0 | 0 | 0 | 0 | 0 | 0 | 0 | 0 | 0 | 0 | 0 | 0 | 0 | 0 | 0 | 0 | 0 | 0 | 0
F5_Commercial_Retail (WA)_New_Food Preparation_Natural Gas_Range_E5 | F5 | Commercial | Retail (WA) | New | Food Preparation | Natural Gas | Range | E5 | Utility - Cost of Operation | 0 | 0 | 0 | 0 | 0 | 0 | 0 | 0 | 0 | 0 | 0 | 0 | 0 | 0 | 0 | 0 | 0 | 0 | 0 | 0 | 0 | 0 | 0 | 0 | 0 | 0 | 0
F5_Commercial_Retail (WA)_New_Food Preparation_Natural Gas_Range_E6 | F5 | Commercial | Retail (WA) | New | Food Preparation | Natural Gas | Range | E6 | Utility - Cost of Operation | 0 | 0 | 0 | 0 | 0 | 0 | 0 | 0 | 0 | 0 | 0 | 0 | 0 | 0 | 0 | 0 | 0 | 0 | 0 | 0 | 0 | 0 | 0 | 0 | 0 | 0 | 0
F5_Commercial_Retail (WA)_New_Food Preparation_Natural Gas_Range_E7 | F5 | Commercial | Retail (WA) | New | Food Preparation | Natural Gas | Range | E7 | Utility - Cost of Operation | 0 | 0 | 0 | 0 | 0 | 0 | 0 | 0 | 0 | 0 | 0 | 0 | 0 | 0 | 0 | 0 | 0 | 0 | 0 | 0 | 0 | 0 | 0 | 0 | 0 | 0 | 0
F5_Commercial_Retail (WA)_New_Food Preparation_Natural Gas_Range_E8 | F5 | Commercial | Retail (WA) | New | Food Preparation | Natural Gas | Range | E8 | Utility - Cost of Operation | 0 | 0 | 0 | 0 | 0 | 0 | 0 | 0 | 0 | 0 | 0 | 0 | 0 | 0 | 0 | 0 | 0 | 0 | 0 | 0 | 0 | 0 | 0 | 0 | 0 | 0 | 0
F5_Commercial_Retail (WA)_New_Food Preparation_Natural Gas_Range_E9 | F5 | Commercial | Retail (WA) | New | Food Preparation | Natural Gas | Range | E9 | Utility - Cost of Operation | 0 | 0 | 0 | 0 | 0 | 0 | 0 | 0 | 0 | 0 | 0 | 0 | 0 | 0 | 0 | 0 | 0 | 0 | 0 | 0 | 0 | 0 | 0 | 0 | 0 | 0 | 0
F5_Commercial_Retail (WA)_New_Food Preparation_Natural Gas_Range_E10 | F5 | Commercial | Retail (WA) | New | Food Preparation | Natural Gas | Range | E10 | Utility - Cost of Operation | 0 | 0 | 0 | 0 | 0 | 0 | 0 | 0 | 0 | 0 | 0 | 0 | 0 | 0 | 0 | 0 | 0 | 0 | 0 | 0 | 0 | 0 | 0 | 0 | 0 | 0 | 0
F6_Commercial_Retail (WA)_New_Food Preparation_Natural Gas_Range_E1 | F6 | Commercial | Retail (WA) | New | Food Preparation | Natural Gas | Range | E1 | Utility - Value of Sales | 1.0411 | 1.0584 | 1.0795 | 1.1052 | 1.1357 | 1.1761 | 1.2175 | 1.2575 | 1.2944 | 1.3298 | 1.3662 | 1.3987 | 1.4325 | 1.4639 | 1.4902 | 1.5136 | 1.5328 | 1.5509 | 1.5702 | 1.588 | 1.6058 | 1.6341 | 1.6627 | 1.6922 | 1.7223 | 1.7529 | 1.784
F6_Commercial_Retail (WA)_New_Food Preparation_Natural Gas_Range_E2 | F6 | Commercial | Retail (WA) | New | Food Preparation | Natural Gas | Range | E2 | Utility - Value of Sales | 0.52053 | 0.52919 | 0.53975 | 0.55259 | 0.56786 | 0.58804 | 0.60874 | 0.62876 | 0.6472 | 0.6649 | 0.68308 | 0.69933 | 0.71627 | 0.73193 | 0.74512 | 0.75681 | 0.76639 | 0.77543 | 0.78512 | 0.79401 | 0.8029 | 0.81706 | 0.83135 | 0.84612 | 0.86115 | 0.87645 | 0.89202
F6_Commercial_Retail (WA)_New_Food Preparation_Natural Gas_Range_E3 | F6 | Commercial | Retail (WA) | New | Food Preparation | Natural Gas | Range | E3 | Utility - Value of Sales | 0 | 0 | 0 | 0 | 0 | 0 | 0 | 0 | 0 | 0 | 0 | 0 | 0 | 0 | 0 | 0 | 0 | 0 | 0 | 0 | 0 | 0 | 0 | 0 | 0 | 0 | 0
F6_Commercial_Retail (WA)_New_Food Preparation_Natural Gas_Range_E4 | F6 | Commercial | Retail (WA) | New | Food Preparation | Natural Gas | Range | E4 | Utility - Value of Sales | 0 | 0 | 0 | 0 | 0 | 0 | 0 | 0 | 0 | 0 | 0 | 0 | 0 | 0 | 0 | 0 | 0 | 0 | 0 | 0 | 0 | 0 | 0 | 0 | 0 | 0 | 0
F6_Commercial_Retail (WA)_New_Food Preparation_Natural Gas_Range_E5 | F6 | Commercial | Retail (WA) | New | Food Preparation | Natural Gas | Range | E5 | Utility - Value of Sales | 0 | 0 | 0 | 0 | 0 | 0 | 0 | 0 | 0 | 0 | 0 | 0 | 0 | 0 | 0 | 0 | 0 | 0 | 0 | 0 | 0 | 0 | 0 | 0 | 0 | 0 | 0
F6_Commercial_Retail (WA)_New_Food Preparation_Natural Gas_Range_E6 | F6 | Commercial | Retail (WA) | New | Food Preparation | Natural Gas | Range | E6 | Utility - Value of Sales | 0 | 0 | 0 | 0 | 0 | 0 | 0 | 0 | 0 | 0 | 0 | 0 | 0 | 0 | 0 | 0 | 0 | 0 | 0 | 0 | 0 | 0 | 0 | 0 | 0 | 0 | 0
F6_Commercial_Retail (WA)_New_Food Preparation_Natural Gas_Range_E7 | F6 | Commercial | Retail (WA) | New | Food Preparation | Natural Gas | Range | E7 | Utility - Value of Sales | 0 | 0 | 0 | 0 | 0 | 0 | 0 | 0 | 0 | 0 | 0 | 0 | 0 | 0 | 0 | 0 | 0 | 0 | 0 | 0 | 0 | 0 | 0 | 0 | 0 | 0 | 0
F6_Commercial_Retail (WA)_New_Food Preparation_Natural Gas_Range_E8 | F6 | Commercial | Retail (WA) | New | Food Preparation | Natural Gas | Range | E8 | Utility - Value of Sales | 0 | 0 | 0 | 0 | 0 | 0 | 0 | 0 | 0 | 0 | 0 | 0 | 0 | 0 | 0 | 0 | 0 | 0 | 0 | 0 | 0 | 0 | 0 | 0 | 0 | 0 | 0
F6_Commercial_Retail (WA)_New_Food Preparation_Natural Gas_Range_E9 | F6 | Commercial | Retail (WA) | New | Food Preparation | Natural Gas | Range | E9 | Utility - Value of Sales | 0 | 0 | 0 | 0 | 0 | 0 | 0 | 0 | 0 | 0 | 0 | 0 | 0 | 0 | 0 | 0 | 0 | 0 | 0 | 0 | 0 | 0 | 0 | 0 | 0 | 0 | 0
F6_Commercial_Retail (WA)_New_Food Preparation_Natural Gas_Range_E10 | F6 | Commercial | Retail (WA) | New | Food Preparation | Natural Gas | Range | E10 | Utility - Value of Sales | 0 | 0 | 0 | 0 | 0 | 0 | 0 | 0 | 0 | 0 | 0 | 0 | 0 | 0 | 0 | 0 | 0 | 0 | 0 | 0 | 0 | 0 | 0 | 0 | 0 | 0 | 0
F1_Commercial_Retail (WA)_New_Food Preparation_Natural Gas_Steamer_E1 | F1 | Commercial | Retail (WA) | New | Food Preparation | Natural Gas | Steamer | E1 | RVT - Cost of Equipment | 4.9281 | 4.9281 | 4.9281 | 4.9281 | 4.9281 | 4.9281 | 4.9281 | 4.9281 | 4.9281 | 4.9281 | 4.9281 | 4.9281 | 4.9281 | 4.9281 | 4.9281 | 4.9281 | 4.9281 | 4.9281 | 4.9281 | 4.9281 | 4.9281 | 4.9281 | 4.9281 | 4.9281 | 4.9281 | 4.9281 | 4.9281
F1_Commercial_Retail (WA)_New_Food Preparation_Natural Gas_Steamer_E2 | F1 | Commercial | Retail (WA) | New | Food Preparation | Natural Gas | Steamer | E2 | RVT - Cost of Equipment | 5.2952 | 5.2952 | 5.2952 | 5.2952 | 5.2952 | 5.2952 | 5.2952 | 5.2952 | 5.2952 | 5.2952 | 5.2952 | 5.2952 | 5.2952 | 5.2952 | 5.2952 | 5.2952 | 5.2952 | 5.2952 | 5.2952 | 5.2952 | 5.2952 | 5.2952 | 5.2952 | 5.2952 | 5.2952 | 5.2952 | 5.2952
F1_Commercial_Retail (WA)_New_Food Preparation_Natural Gas_Steamer_E3 | F1 | Commercial | Retail (WA) | New | Food Preparation | Natural Gas | Steamer | E3 | RVT - Cost of Equipment | 0 | 0 | 0 | 0 | 0 | 0 | 0 | 0 | 0 | 0 | 0 | 0 | 0 | 0 | 0 | 0 | 0 | 0 | 0 | 0 | 0 | 0 | 0 | 0 | 0 | 0 | 0
F1_Commercial_Retail (WA)_New_Food Preparation_Natural Gas_Steamer_E4 | F1 | Commercial | Retail (WA) | New | Food Preparation | Natural Gas | Steamer | E4 | RVT - Cost of Equipment | 0 | 0 | 0 | 0 | 0 | 0 | 0 | 0 | 0 | 0 | 0 | 0 | 0 | 0 | 0 | 0 | 0 | 0 | 0 | 0 | 0 | 0 | 0 | 0 | 0 | 0 | 0
F1_Commercial_Retail (WA)_New_Food Preparation_Natural Gas_Steamer_E5 | F1 | Commercial | Retail (WA) | New | Food Preparation | Natural Gas | Steamer | E5 | RVT - Cost of Equipment | 0 | 0 | 0 | 0 | 0 | 0 | 0 | 0 | 0 | 0 | 0 | 0 | 0 | 0 | 0 | 0 | 0 | 0 | 0 | 0 | 0 | 0 | 0 | 0 | 0 | 0 | 0
F1_Commercial_Retail (WA)_New_Food Preparation_Natural Gas_Steamer_E6 | F1 | Commercial | Retail (WA) | New | Food Preparation | Natural Gas | Steamer | E6 | RVT - Cost of Equipment | 0 | 0 | 0 | 0 | 0 | 0 | 0 | 0 | 0 | 0 | 0 | 0 | 0 | 0 | 0 | 0 | 0 | 0 | 0 | 0 | 0 | 0 | 0 | 0 | 0 | 0 | 0
F1_Commercial_Retail (WA)_New_Food Preparation_Natural Gas_Steamer_E7 | F1 | Commercial | Retail (WA) | New | Food Preparation | Natural Gas | Steamer | E7 | RVT - Cost of Equipment | 0 | 0 | 0 | 0 | 0 | 0 | 0 | 0 | 0 | 0 | 0 | 0 | 0 | 0 | 0 | 0 | 0 | 0 | 0 | 0 | 0 | 0 | 0 | 0 | 0 | 0 | 0
F1_Commercial_Retail (WA)_New_Food Preparation_Natural Gas_Steamer_E8 | F1 | Commercial | Retail (WA) | New | Food Preparation | Natural Gas | Steamer | E8 | RVT - Cost of Equipment | 0 | 0 | 0 | 0 | 0 | 0 | 0 | 0 | 0 | 0 | 0 | 0 | 0 | 0 | 0 | 0 | 0 | 0 | 0 | 0 | 0 | 0 | 0 | 0 | 0 | 0 | 0
F1_Commercial_Retail (WA)_New_Food Preparation_Natural Gas_Steamer_E9 | F1 | Commercial | Retail (WA) | New | Food Preparation | Natural Gas | Steamer | E9 | RVT - Cost of Equipment | 0 | 0 | 0 | 0 | 0 | 0 | 0 | 0 | 0 | 0 | 0 | 0 | 0 | 0 | 0 | 0 | 0 | 0 | 0 | 0 | 0 | 0 | 0 | 0 | 0 | 0 | 0
F1_Commercial_Retail (WA)_New_Food Preparation_Natural Gas_Steamer_E10 | F1 | Commercial | Retail (WA) | New | Food Preparation | Natural Gas | Steamer | E10 | RVT - Cost of Equipment | 0 | 0 | 0 | 0 | 0 | 0 | 0 | 0 | 0 | 0 | 0 | 0 | 0 | 0 | 0 | 0 | 0 | 0 | 0 | 0 | 0 | 0 | 0 | 0 | 0 | 0 | 0
F2_Commercial_Retail (WA)_New_Food Preparation_Natural Gas_Steamer_E1 | F2 | Commercial | Retail (WA) | New | Food Preparation | Natural Gas | Steamer | E1 | RVT - Cost of Operation | 1.45 | 1.4773 | 1.5095 | 1.547 | 1.5899 | 1.6435 | 1.6972 | 1.7483 | 1.7944 | 1.8392 | 1.8856 | 1.9278 | 1.9723 | 2.0144 | 2.0506 | 2.0833 | 2.1109 | 2.1373 | 2.1654 | 2.1916 | 2.2179 | 2.2571 | 2.2966 | 2.3374 | 2.379 | 2.4212 | 2.4642
F2_Commercial_Retail (WA)_New_Food Preparation_Natural Gas_Steamer_E2 | F2 | Commercial | Retail (WA) | New | Food Preparation | Natural Gas | Steamer | E2 | RVT - Cost of Operation | 0.27357 | 0.27874 | 0.2848 | 0.29187 | 0.29998 | 0.31009 | 0.32022 | 0.32985 | 0.33857 | 0.34701 | 0.35577 | 0.36372 | 0.37212 | 0.38006 | 0.38689 | 0.39306 | 0.39828 | 0.40326 | 0.40856 | 0.4135 | 0.41847 | 0.42585 | 0.43331 | 0.44101 | 0.44885 | 0.45682 | 0.46494
F2_Commercial_Retail (WA)_New_Food Preparation_Natural Gas_Steamer_E3 | F2 | Commercial | Retail (WA) | New | Food Preparation | Natural Gas | Steamer | E3 | RVT - Cost of Operation | 0 | 0 | 0 | 0 | 0 | 0 | 0 | 0 | 0 | 0 | 0 | 0 | 0 | 0 | 0 | 0 | 0 | 0 | 0 | 0 | 0 | 0 | 0 | 0 | 0 | 0 | 0
F2_Commercial_Retail (WA)_New_Food Preparation_Natural Gas_Steamer_E4 | F2 | Commercial | Retail (WA) | New | Food Preparation | Natural Gas | Steamer | E4 | RVT - Cost of Operation | 0 | 0 | 0 | 0 | 0 | 0 | 0 | 0 | 0 | 0 | 0 | 0 | 0 | 0 | 0 | 0 | 0 | 0 | 0 | 0 | 0 | 0 | 0 | 0 | 0 | 0 | 0
F2_Commercial_Retail (WA)_New_Food Preparation_Natural Gas_Steamer_E5 | F2 | Commercial | Retail (WA) | New | Food Preparation | Natural Gas | Steamer | E5 | RVT - Cost of Operation | 0 | 0 | 0 | 0 | 0 | 0 | 0 | 0 | 0 | 0 | 0 | 0 | 0 | 0 | 0 | 0 | 0 | 0 | 0 | 0 | 0 | 0 | 0 | 0 | 0 | 0 | 0
F2_Commercial_Retail (WA)_New_Food Preparation_Natural Gas_Steamer_E6 | F2 | Commercial | Retail (WA) | New | Food Preparation | Natural Gas | Steamer | E6 | RVT - Cost of Operation | 0 | 0 | 0 | 0 | 0 | 0 | 0 | 0 | 0 | 0 | 0 | 0 | 0 | 0 | 0 | 0 | 0 | 0 | 0 | 0 | 0 | 0 | 0 | 0 | 0 | 0 | 0
F2_Commercial_Retail (WA)_New_Food Preparation_Natural Gas_Steamer_E7 | F2 | Commercial | Retail (WA) | New | Food Preparation | Natural Gas | Steamer | E7 | RVT - Cost of Operation | 0 | 0 | 0 | 0 | 0 | 0 | 0 | 0 | 0 | 0 | 0 | 0 | 0 | 0 | 0 | 0 | 0 | 0 | 0 | 0 | 0 | 0 | 0 | 0 | 0 | 0 | 0
F2_Commercial_Retail (WA)_New_Food Preparation_Natural Gas_Steamer_E8 | F2 | Commercial | Retail (WA) | New | Food Preparation | Natural Gas | Steamer | E8 | RVT - Cost of Operation | 0 | 0 | 0 | 0 | 0 | 0 | 0 | 0 | 0 | 0 | 0 | 0 | 0 | 0 | 0 | 0 | 0 | 0 | 0 | 0 | 0 | 0 | 0 | 0 | 0 | 0 | 0
F2_Commercial_Retail (WA)_New_Food Preparation_Natural Gas_Steamer_E9 | F2 | Commercial | Retail (WA) | New | Food Preparation | Natural Gas | Steamer | E9 | RVT - Cost of Operation | 0 | 0 | 0 | 0 | 0 | 0 | 0 | 0 | 0 | 0 | 0 | 0 | 0 | 0 | 0 | 0 | 0 | 0 | 0 | 0 | 0 | 0 | 0 | 0 | 0 | 0 | 0
F2_Commercial_Retail (WA)_New_Food Preparation_Natural Gas_Steamer_E10 | F2 | Commercial | Retail (WA) | New | Food Preparation | Natural Gas | Steamer | E10 | RVT - Cost of Operation | 0 | 0 | 0 | 0 | 0 | 0 | 0 | 0 | 0 | 0 | 0 | 0 | 0 | 0 | 0 | 0 | 0 | 0 | 0 | 0 | 0 | 0 | 0 | 0 | 0 | 0 | 0
F3_Commercial_Retail (WA)_New_Food Preparation_Natural Gas_Steamer_E1 | F3 | Commercial | Retail (WA) | New | Food Preparation | Natural Gas | Steamer | E1 | System - kBTUs of Consumption | 345.9042 | 345.9042 | 345.9042 | 345.9042 | 345.9042 | 345.9042 | 345.9042 | 345.9042 | 345.9042 | 345.9042 | 345.9042 | 345.9042 | 345.9042 | 345.9042 | 345.9042 | 345.9042 | 345.9042 | 345.9042 | 345.9042 | 345.9042 | 345.9042 | 345.9042 | 345.9042 | 345.9042 | 345.9042 | 345.9042 | 345.9042
F3_Commercial_Retail (WA)_New_Food Preparation_Natural Gas_Steamer_E2 | F3 | Commercial | Retail (WA) | New | Food Preparation | Natural Gas | Steamer | E2 | System - kBTUs of Consumption | 65.2631 | 65.2631 | 65.2631 | 65.2631 | 65.2631 | 65.2631 | 65.2631 | 65.2631 | 65.2631 | 65.2631 | 65.2631 | 65.2631 | 65.2631 | 65.2631 | 65.2631 | 65.2631 | 65.2631 | 65.2631 | 65.2631 | 65.2631 | 65.2631 | 65.2631 | 65.2631 | 65.2631 | 65.2631 | 65.2631 | 65.2631
F3_Commercial_Retail (WA)_New_Food Preparation_Natural Gas_Steamer_E3 | F3 | Commercial | Retail (WA) | New | Food Preparation | Natural Gas | Steamer | E3 | System - kBTUs of Consumption | 0 | 0 | 0 | 0 | 0 | 0 | 0 | 0 | 0 | 0 | 0 | 0 | 0 | 0 | 0 | 0 | 0 | 0 | 0 | 0 | 0 | 0 | 0 | 0 | 0 | 0 | 0
F3_Commercial_Retail (WA)_New_Food Preparation_Natural Gas_Steamer_E4 | F3 | Commercial | Retail (WA) | New | Food Preparation | Natural Gas | Steamer | E4 | System - kBTUs of Consumption | 0 | 0 | 0 | 0 | 0 | 0 | 0 | 0 | 0 | 0 | 0 | 0 | 0 | 0 | 0 | 0 | 0 | 0 | 0 | 0 | 0 | 0 | 0 | 0 | 0 | 0 | 0
F3_Commercial_Retail (WA)_New_Food Preparation_Natural Gas_Steamer_E5 | F3 | Commercial | Retail (WA) | New | Food Preparation | Natural Gas | Steamer | E5 | System - kBTUs of Consumption | 0 | 0 | 0 | 0 | 0 | 0 | 0 | 0 | 0 | 0 | 0 | 0 | 0 | 0 | 0 | 0 | 0 | 0 | 0 | 0 | 0 | 0 | 0 | 0 | 0 | 0 | 0
F3_Commercial_Retail (WA)_New_Food Preparation_Natural Gas_Steamer_E6 | F3 | Commercial | Retail (WA) | New | Food Preparation | Natural Gas | Steamer | E6 | System - kBTUs of Consumption | 0 | 0 | 0 | 0 | 0 | 0 | 0 | 0 | 0 | 0 | 0 | 0 | 0 | 0 | 0 | 0 | 0 | 0 | 0 | 0 | 0 | 0 | 0 | 0 | 0 | 0 | 0
F3_Commercial_Retail (WA)_New_Food Preparation_Natural Gas_Steamer_E7 | F3 | Commercial | Retail (WA) | New | Food Preparation | Natural Gas | Steamer | E7 | System - kBTUs of Consumption | 0 | 0 | 0 | 0 | 0 | 0 | 0 | 0 | 0 | 0 | 0 | 0 | 0 | 0 | 0 | 0 | 0 | 0 | 0 | 0 | 0 | 0 | 0 | 0 | 0 | 0 | 0
F3_Commercial_Retail (WA)_New_Food Preparation_Natural Gas_Steamer_E8 | F3 | Commercial | Retail (WA) | New | Food Preparation | Natural Gas | Steamer | E8 | System - kBTUs of Consumption | 0 | 0 | 0 | 0 | 0 | 0 | 0 | 0 | 0 | 0 | 0 | 0 | 0 | 0 | 0 | 0 | 0 | 0 | 0 | 0 | 0 | 0 | 0 | 0 | 0 | 0 | 0
F3_Commercial_Retail (WA)_New_Food Preparation_Natural Gas_Steamer_E9 | F3 | Commercial | Retail (WA) | New | Food Preparation | Natural Gas | Steamer | E9 | System - kBTUs of Consumption | 0 | 0 | 0 | 0 | 0 | 0 | 0 | 0 | 0 | 0 | 0 | 0 | 0 | 0 | 0 | 0 | 0 | 0 | 0 | 0 | 0 | 0 | 0 | 0 | 0 | 0 | 0
F3_Commercial_Retail (WA)_New_Food Preparation_Natural Gas_Steamer_E10 | F3 | Commercial | Retail (WA) | New | Food Preparation | Natural Gas | Steamer | E10 | System - kBTUs of Consumption | 0 | 0 | 0 | 0 | 0 | 0 | 0 | 0 | 0 | 0 | 0 | 0 | 0 | 0 | 0 | 0 | 0 | 0 | 0 | 0 | 0 | 0 | 0 | 0 | 0 | 0 | 0
F4_Commercial_Retail (WA)_New_Food Preparation_Natural Gas_Steamer_E1 | F4 | Commercial | Retail (WA) | New | Food Preparation | Natural Gas | Steamer | E1 | Utility - Cost of Equipment | 4.9281 | 4.9281 | 4.9281 | 4.9281 | 4.9281 | 4.9281 | 4.9281 | 4.9281 | 4.9281 | 4.9281 | 4.9281 | 4.9281 | 4.9281 | 4.9281 | 4.9281 | 4.9281 | 4.9281 | 4.9281 | 4.9281 | 4.9281 | 4.9281 | 4.9281 | 4.9281 | 4.9281 | 4.9281 | 4.9281 | 4.9281
F4_Commercial_Retail (WA)_New_Food Preparation_Natural Gas_Steamer_E2 | F4 | Commercial | Retail (WA) | New | Food Preparation | Natural Gas | Steamer | E2 | Utility - Cost of Equipment | 5.2952 | 5.2952 | 5.2952 | 5.2952 | 5.2952 | 5.2952 | 5.2952 | 5.2952 | 5.2952 | 5.2952 | 5.2952 | 5.2952 | 5.2952 | 5.2952 | 5.2952 | 5.2952 | 5.2952 | 5.2952 | 5.2952 | 5.2952 | 5.2952 | 5.2952 | 5.2952 | 5.2952 | 5.2952 | 5.2952 | 5.2952
F4_Commercial_Retail (WA)_New_Food Preparation_Natural Gas_Steamer_E3 | F4 | Commercial | Retail (WA) | New | Food Preparation | Natural Gas | Steamer | E3 | Utility - Cost of Equipment | 0 | 0 | 0 | 0 | 0 | 0 | 0 | 0 | 0 | 0 | 0 | 0 | 0 | 0 | 0 | 0 | 0 | 0 | 0 | 0 | 0 | 0 | 0 | 0 | 0 | 0 | 0
F4_Commercial_Retail (WA)_New_Food Preparation_Natural Gas_Steamer_E4 | F4 | Commercial | Retail (WA) | New | Food Preparation | Natural Gas | Steamer | E4 | Utility - Cost of Equipment | 0 | 0 | 0 | 0 | 0 | 0 | 0 | 0 | 0 | 0 | 0 | 0 | 0 | 0 | 0 | 0 | 0 | 0 | 0 | 0 | 0 | 0 | 0 | 0 | 0 | 0 | 0
F4_Commercial_Retail (WA)_New_Food Preparation_Natural Gas_Steamer_E5 | F4 | Commercial | Retail (WA) | New | Food Preparation | Natural Gas | Steamer | E5 | Utility - Cost of Equipment | 0 | 0 | 0 | 0 | 0 | 0 | 0 | 0 | 0 | 0 | 0 | 0 | 0 | 0 | 0 | 0 | 0 | 0 | 0 | 0 | 0 | 0 | 0 | 0 | 0 | 0 | 0
F4_Commercial_Retail (WA)_New_Food Preparation_Natural Gas_Steamer_E6 | F4 | Commercial | Retail (WA) | New | Food Preparation | Natural Gas | Steamer | E6 | Utility - Cost of Equipment | 0 | 0 | 0 | 0 | 0 | 0 | 0 | 0 | 0 | 0 | 0 | 0 | 0 | 0 | 0 | 0 | 0 | 0 | 0 | 0 | 0 | 0 | 0 | 0 | 0 | 0 | 0
F4_Commercial_Retail (WA)_New_Food Preparation_Natural Gas_Steamer_E7 | F4 | Commercial | Retail (WA) | New | Food Preparation | Natural Gas | Steamer | E7 | Utility - Cost of Equipment | 0 | 0 | 0 | 0 | 0 | 0 | 0 | 0 | 0 | 0 | 0 | 0 | 0 | 0 | 0 | 0 | 0 | 0 | 0 | 0 | 0 | 0 | 0 | 0 | 0 | 0 | 0
F4_Commercial_Retail (WA)_New_Food Preparation_Natural Gas_Steamer_E8 | F4 | Commercial | Retail (WA) | New | Food Preparation | Natural Gas | Steamer | E8 | Utility - Cost of Equipment | 0 | 0 | 0 | 0 | 0 | 0 | 0 | 0 | 0 | 0 | 0 | 0 | 0 | 0 | 0 | 0 | 0 | 0 | 0 | 0 | 0 | 0 | 0 | 0 | 0 | 0 | 0
F4_Commercial_Retail (WA)_New_Food Preparation_Natural Gas_Steamer_E9 | F4 | Commercial | Retail (WA) | New | Food Preparation | Natural Gas | Steamer | E9 | Utility - Cost of Equipment | 0 | 0 | 0 | 0 | 0 | 0 | 0 | 0 | 0 | 0 | 0 | 0 | 0 | 0 | 0 | 0 | 0 | 0 | 0 | 0 | 0 | 0 | 0 | 0 | 0 | 0 | 0
F4_Commercial_Retail (WA)_New_Food Preparation_Natural Gas_Steamer_E10 | F4 | Commercial | Retail (WA) | New | Food Preparation | Natural Gas | Steamer | E10 | Utility - Cost of Equipment | 0 | 0 | 0 | 0 | 0 | 0 | 0 | 0 | 0 | 0 | 0 | 0 | 0 | 0 | 0 | 0 | 0 | 0 | 0 | 0 | 0 | 0 | 0 | 0 | 0 | 0 | 0
F5_Commercial_Retail (WA)_New_Food Preparation_Natural Gas_Steamer_E1 | F5 | Commercial | Retail (WA) | New | Food Preparation | Natural Gas | Steamer | E1 | Utility - Cost of Operation | 1.2311 | 1.2621 | 1.2989 | 1.341 | 1.3886 | 1.4466 | 1.5062 | 1.5653 | 1.6222 | 1.6799 | 1.7257 | 1.7687 | 1.8149 | 1.8601 | 1.9005 | 1.9384 | 1.9723 | 2.0058 | 2.0416 | 2.0765 | 2.1123 | 2.1496 | 2.1873 | 2.2261 | 2.2657 | 2.3059 | 2.3469
F5_Commercial_Retail (WA)_New_Food Preparation_Natural Gas_Steamer_E2 | F5 | Commercial | Retail (WA) | New | Food Preparation | Natural Gas | Steamer | E2 | Utility - Cost of Operation | 0.23227 | 0.23813 | 0.24506 | 0.25301 | 0.262 | 0.27293 | 0.28419 | 0.29533 | 0.30606 | 0.31694 | 0.3256 | 0.33371 | 0.34243 | 0.35096 | 0.35858 | 0.36572 | 0.37212 | 0.37844 | 0.38519 | 0.39178 | 0.39854 | 0.40557 | 0.41268 | 0.42001 | 0.42747 | 0.43507 | 0.4428
F5_Commercial_Retail (WA)_New_Food Preparation_Natural Gas_Steamer_E3 | F5 | Commercial | Retail (WA) | New | Food Preparation | Natural Gas | Steamer | E3 | Utility - Cost of Operation | 0 | 0 | 0 | 0 | 0 | 0 | 0 | 0 | 0 | 0 | 0 | 0 | 0 | 0 | 0 | 0 | 0 | 0 | 0 | 0 | 0 | 0 | 0 | 0 | 0 | 0 | 0
F5_Commercial_Retail (WA)_New_Food Preparation_Natural Gas_Steamer_E4 | F5 | Commercial | Retail (WA) | New | Food Preparation | Natural Gas | Steamer | E4 | Utility - Cost of Operation | 0 | 0 | 0 | 0 | 0 | 0 | 0 | 0 | 0 | 0 | 0 | 0 | 0 | 0 | 0 | 0 | 0 | 0 | 0 | 0 | 0 | 0 | 0 | 0 | 0 | 0 | 0
F5_Commercial_Retail (WA)_New_Food Preparation_Natural Gas_Steamer_E5 | F5 | Commercial | Retail (WA) | New | Food Preparation | Natural Gas | Steamer | E5 | Utility - Cost of Operation | 0 | 0 | 0 | 0 | 0 | 0 | 0 | 0 | 0 | 0 | 0 | 0 | 0 | 0 | 0 | 0 | 0 | 0 | 0 | 0 | 0 | 0 | 0 | 0 | 0 | 0 | 0
F5_Commercial_Retail (WA)_New_Food Preparation_Natural Gas_Steamer_E6 | F5 | Commercial | Retail (WA) | New | Food Preparation | Natural Gas | Steamer | E6 | Utility - Cost of Operation | 0 | 0 | 0 | 0 | 0 | 0 | 0 | 0 | 0 | 0 | 0 | 0 | 0 | 0 | 0 | 0 | 0 | 0 | 0 | 0 | 0 | 0 | 0 | 0 | 0 | 0 | 0
F5_Commercial_Retail (WA)_New_Food Preparation_Natural Gas_Steamer_E7 | F5 | Commercial | Retail (WA) | New | Food Preparation | Natural Gas | Steamer | E7 | Utility - Cost of Operation | 0 | 0 | 0 | 0 | 0 | 0 | 0 | 0 | 0 | 0 | 0 | 0 | 0 | 0 | 0 | 0 | 0 | 0 | 0 | 0 | 0 | 0 | 0 | 0 | 0 | 0 | 0
F5_Commercial_Retail (WA)_New_Food Preparation_Natural Gas_Steamer_E8 | F5 | Commercial | Retail (WA) | New | Food Preparation | Natural Gas | Steamer | E8 | Utility - Cost of Operation | 0 | 0 | 0 | 0 | 0 | 0 | 0 | 0 | 0 | 0 | 0 | 0 | 0 | 0 | 0 | 0 | 0 | 0 | 0 | 0 | 0 | 0 | 0 | 0 | 0 | 0 | 0
F5_Commercial_Retail (WA)_New_Food Preparation_Natural Gas_Steamer_E9 | F5 | Commercial | Retail (WA) | New | Food Preparation | Natural Gas | Steamer | E9 | Utility - Cost of Operation | 0 | 0 | 0 | 0 | 0 | 0 | 0 | 0 | 0 | 0 | 0 | 0 | 0 | 0 | 0 | 0 | 0 | 0 | 0 | 0 | 0 | 0 | 0 | 0 | 0 | 0 | 0
F5_Commercial_Retail (WA)_New_Food Preparation_Natural Gas_Steamer_E10 | F5 | Commercial | Retail (WA) | New | Food Preparation | Natural Gas | Steamer | E10 | Utility - Cost of Operation | 0 | 0 | 0 | 0 | 0 | 0 | 0 | 0 | 0 | 0 | 0 | 0 | 0 | 0 | 0 | 0 | 0 | 0 | 0 | 0 | 0 | 0 | 0 | 0 | 0 | 0 | 0
F6_Commercial_Retail (WA)_New_Food Preparation_Natural Gas_Steamer_E1 | F6 | Commercial | Retail (WA) | New | Food Preparation | Natural Gas | Steamer | E1 | Utility - Value of Sales | 1.45 | 1.4773 | 1.5095 | 1.547 | 1.5899 | 1.6435 | 1.6972 | 1.7483 | 1.7944 | 1.8392 | 1.8856 | 1.9278 | 1.9723 | 2.0144 | 2.0506 | 2.0833 | 2.1109 | 2.1373 | 2.1654 | 2.1916 | 2.2179 | 2.2571 | 2.2966 | 2.3374 | 2.379 | 2.4212 | 2.4642
F6_Commercial_Retail (WA)_New_Food Preparation_Natural Gas_Steamer_E2 | F6 | Commercial | Retail (WA) | New | Food Preparation | Natural Gas | Steamer | E2 | Utility - Value of Sales | 0.27357 | 0.27874 | 0.2848 | 0.29187 | 0.29998 | 0.31009 | 0.32022 | 0.32985 | 0.33857 | 0.34701 | 0.35577 | 0.36372 | 0.37212 | 0.38006 | 0.38689 | 0.39306 | 0.39828 | 0.40326 | 0.40856 | 0.4135 | 0.41847 | 0.42585 | 0.43331 | 0.44101 | 0.44885 | 0.45682 | 0.46494
F6_Commercial_Retail (WA)_New_Food Preparation_Natural Gas_Steamer_E3 | F6 | Commercial | Retail (WA) | New | Food Preparation | Natural Gas | Steamer | E3 | Utility - Value of Sales | 0 | 0 | 0 | 0 | 0 | 0 | 0 | 0 | 0 | 0 | 0 | 0 | 0 | 0 | 0 | 0 | 0 | 0 | 0 | 0 | 0 | 0 | 0 | 0 | 0 | 0 | 0
F6_Commercial_Retail (WA)_New_Food Preparation_Natural Gas_Steamer_E4 | F6 | Commercial | Retail (WA) | New | Food Preparation | Natural Gas | Steamer | E4 | Utility - Value of Sales | 0 | 0 | 0 | 0 | 0 | 0 | 0 | 0 | 0 | 0 | 0 | 0 | 0 | 0 | 0 | 0 | 0 | 0 | 0 | 0 | 0 | 0 | 0 | 0 | 0 | 0 | 0
F6_Commercial_Retail (WA)_New_Food Preparation_Natural Gas_Steamer_E5 | F6 | Commercial | Retail (WA) | New | Food Preparation | Natural Gas | Steamer | E5 | Utility - Value of Sales | 0 | 0 | 0 | 0 | 0 | 0 | 0 | 0 | 0 | 0 | 0 | 0 | 0 | 0 | 0 | 0 | 0 | 0 | 0 | 0 | 0 | 0 | 0 | 0 | 0 | 0 | 0
F6_Commercial_Retail (WA)_New_Food Preparation_Natural Gas_Steamer_E6 | F6 | Commercial | Retail (WA) | New | Food Preparation | Natural Gas | Steamer | E6 | Utility - Value of Sales | 0 | 0 | 0 | 0 | 0 | 0 | 0 | 0 | 0 | 0 | 0 | 0 | 0 | 0 | 0 | 0 | 0 | 0 | 0 | 0 | 0 | 0 | 0 | 0 | 0 | 0 | 0
F6_Commercial_Retail (WA)_New_Food Preparation_Natural Gas_Steamer_E7 | F6 | Commercial | Retail (WA) | New | Food Preparation | Natural Gas | Steamer | E7 | Utility - Value of Sales | 0 | 0 | 0 | 0 | 0 | 0 | 0 | 0 | 0 | 0 | 0 | 0 | 0 | 0 | 0 | 0 | 0 | 0 | 0 | 0 | 0 | 0 | 0 | 0 | 0 | 0 | 0
F6_Commercial_Retail (WA)_New_Food Preparation_Natural Gas_Steamer_E8 | F6 | Commercial | Retail (WA) | New | Food Preparation | Natural Gas | Steamer | E8 | Utility - Value of Sales | 0 | 0 | 0 | 0 | 0 | 0 | 0 | 0 | 0 | 0 | 0 | 0 | 0 | 0 | 0 | 0 | 0 | 0 | 0 | 0 | 0 | 0 | 0 | 0 | 0 | 0 | 0
F6_Commercial_Retail (WA)_New_Food Preparation_Natural Gas_Steamer_E9 | F6 | Commercial | Retail (WA) | New | Food Preparation | Natural Gas | Steamer | E9 | Utility - Value of Sales | 0 | 0 | 0 | 0 | 0 | 0 | 0 | 0 | 0 | 0 | 0 | 0 | 0 | 0 | 0 | 0 | 0 | 0 | 0 | 0 | 0 | 0 | 0 | 0 | 0 | 0 | 0
F6_Commercial_Retail (WA)_New_Food Preparation_Natural Gas_Steamer_E10 | F6 | Commercial | Retail (WA) | New | Food Preparation | Natural Gas | Steamer | E10 | Utility - Value of Sales | 0 | 0 | 0 | 0 | 0 | 0 | 0 | 0 | 0 | 0 | 0 | 0 | 0 | 0 | 0 | 0 | 0 | 0 | 0 | 0 | 0 | 0 | 0 | 0 | 0 | 0 | 0
F1_Commercial_Retail (WA)_New_Food Preparation_Natural Gas_Food Prep Other_E1 | F1 | Commercial | Retail (WA) | New | Food Preparation | Natural Gas | Food Prep Other | E1 | RVT - Cost of Equipment | 0.082852 | 0.082852 | 0.082852 | 0.082852 | 0.082852 | 0.082852 | 0.082852 | 0.082852 | 0.082852 | 0.082852 | 0.082852 | 0.082852 | 0.082852 | 0.082852 | 0.082852 | 0.082852 | 0.082852 | 0.082852 | 0.082852 | 0.082852 | 0.082852 | 0.082852 | 0.082852 | 0.082852 | 0.082852 | 0.082852 | 0.082852
F1_Commercial_Retail (WA)_New_Food Preparation_Natural Gas_Food Prep Other_E2 | F1 | Commercial | Retail (WA) | New | Food Preparation | Natural Gas | Food Prep Other | E2 | RVT - Cost of Equipment | 0.082935 | 0.082935 | 0.082935 | 0.082935 | 0.082935 | 0.082935 | 0.082935 | 0.082935 | 0.082935 | 0.082935 | 0.082935 | 0.082935 | 0.082935 | 0.082935 | 0.082935 | 0.082935 | 0.082935 | 0.082935 | 0.082935 | 0.082935 | 0.082935 | 0.082935 | 0.082935 | 0.082935 | 0.082935 | 0.082935 | 0.082935
F1_Commercial_Retail (WA)_New_Food Preparation_Natural Gas_Food Prep Other_E3 | F1 | Commercial | Retail (WA) | New | Food Preparation | Natural Gas | Food Prep Other | E3 | RVT - Cost of Equipment | 0 | 0 | 0 | 0 | 0 | 0 | 0 | 0 | 0 | 0 | 0 | 0 | 0 | 0 | 0 | 0 | 0 | 0 | 0 | 0 | 0 | 0 | 0 | 0 | 0 | 0 | 0
F1_Commercial_Retail (WA)_New_Food Preparation_Natural Gas_Food Prep Other_E4 | F1 | Commercial | Retail (WA) | New | Food Preparation | Natural Gas | Food Prep Other | E4 | RVT - Cost of Equipment | 0 | 0 | 0 | 0 | 0 | 0 | 0 | 0 | 0 | 0 | 0 | 0 | 0 | 0 | 0 | 0 | 0 | 0 | 0 | 0 | 0 | 0 | 0 | 0 | 0 | 0 | 0
F1_Commercial_Retail (WA)_New_Food Preparation_Natural Gas_Food Prep Other_E5 | F1 | Commercial | Retail (WA) | New | Food Preparation | Natural Gas | Food Prep Other | E5 | RVT - Cost of Equipment | 0 | 0 | 0 | 0 | 0 | 0 | 0 | 0 | 0 | 0 | 0 | 0 | 0 | 0 | 0 | 0 | 0 | 0 | 0 | 0 | 0 | 0 | 0 | 0 | 0 | 0 | 0
F1_Commercial_Retail (WA)_New_Food Preparation_Natural Gas_Food Prep Other_E6 | F1 | Commercial | Retail (WA) | New | Food Preparation | Natural Gas | Food Prep Other | E6 | RVT - Cost of Equipment | 0 | 0 | 0 | 0 | 0 | 0 | 0 | 0 | 0 | 0 | 0 | 0 | 0 | 0 | 0 | 0 | 0 | 0 | 0 | 0 | 0 | 0 | 0 | 0 | 0 | 0 | 0
F1_Commercial_Retail (WA)_New_Food Preparation_Natural Gas_Food Prep Other_E7 | F1 | Commercial | Retail (WA) | New | Food Preparation | Natural Gas | Food Prep Other | E7 | RVT - Cost of Equipment | 0 | 0 | 0 | 0 | 0 | 0 | 0 | 0 | 0 | 0 | 0 | 0 | 0 | 0 | 0 | 0 | 0 | 0 | 0 | 0 | 0 | 0 | 0 | 0 | 0 | 0 | 0
F1_Commercial_Retail (WA)_New_Food Preparation_Natural Gas_Food Prep Other_E8 | F1 | Commercial | Retail (WA) | New | Food Preparation | Natural Gas | Food Prep Other | E8 | RVT - Cost of Equipment | 0 | 0 | 0 | 0 | 0 | 0 | 0 | 0 | 0 | 0 | 0 | 0 | 0 | 0 | 0 | 0 | 0 | 0 | 0 | 0 | 0 | 0 | 0 | 0 | 0 | 0 | 0
F1_Commercial_Retail (WA)_New_Food Preparation_Natural Gas_Food Prep Other_E9 | F1 | Commercial | Retail (WA) | New | Food Preparation | Natural Gas | Food Prep Other | E9 | RVT - Cost of Equipment | 0 | 0 | 0 | 0 | 0 | 0 | 0 | 0 | 0 | 0 | 0 | 0 | 0 | 0 | 0 | 0 | 0 | 0 | 0 | 0 | 0 | 0 | 0 | 0 | 0 | 0 | 0
F1_Commercial_Retail (WA)_New_Food Preparation_Natural Gas_Food Prep Other_E10 | F1 | Commercial | Retail (WA) | New | Food Preparation | Natural Gas | Food Prep Other | E10 | RVT - Cost of Equipment | 0 | 0 | 0 | 0 | 0 | 0 | 0 | 0 | 0 | 0 | 0 | 0 | 0 | 0 | 0 | 0 | 0 | 0 | 0 | 0 | 0 | 0 | 0 | 0 | 0 | 0 | 0
F2_Commercial_Retail (WA)_New_Food Preparation_Natural Gas_Food Prep Other_E1 | F2 | Commercial | Retail (WA) | New | Food Preparation | Natural Gas | Food Prep Other | E1 | RVT - Cost of Operation | 0.3063 | 0.3114 | 0.31761 | 0.32517 | 0.33415 | 0.34603 | 0.35821 | 0.36999 | 0.38084 | 0.39125 | 0.40196 | 0.41151 | 0.42148 | 0.4307 | 0.43846 | 0.44534 | 0.45098 | 0.45629 | 0.462 | 0.46723 | 0.47246 | 0.48079 | 0.4892 | 0.49789 | 0.50674 | 0.51574 | 0.5249
F2_Commercial_Retail (WA)_New_Food Preparation_Natural Gas_Food Prep Other_E2 | F2 | Commercial | Retail (WA) | New | Food Preparation | Natural Gas | Food Prep Other | E2 | RVT - Cost of Operation | 0.3063 | 0.3114 | 0.31761 | 0.32516 | 0.33415 | 0.34602 | 0.3582 | 0.36999 | 0.38083 | 0.39125 | 0.40195 | 0.41151 | 0.42148 | 0.43069 | 0.43846 | 0.44533 | 0.45097 | 0.45629 | 0.46199 | 0.46723 | 0.47246 | 0.48079 | 0.4892 | 0.49789 | 0.50673 | 0.51574 | 0.5249
F2_Commercial_Retail (WA)_New_Food Preparation_Natural Gas_Food Prep Other_E3 | F2 | Commercial | Retail (WA) | New | Food Preparation | Natural Gas | Food Prep Other | E3 | RVT - Cost of Operation | 0 | 0 | 0 | 0 | 0 | 0 | 0 | 0 | 0 | 0 | 0 | 0 | 0 | 0 | 0 | 0 | 0 | 0 | 0 | 0 | 0 | 0 | 0 | 0 | 0 | 0 | 0
F2_Commercial_Retail (WA)_New_Food Preparation_Natural Gas_Food Prep Other_E4 | F2 | Commercial | Retail (WA) | New | Food Preparation | Natural Gas | Food Prep Other | E4 | RVT - Cost of Operation | 0 | 0 | 0 | 0 | 0 | 0 | 0 | 0 | 0 | 0 | 0 | 0 | 0 | 0 | 0 | 0 | 0 | 0 | 0 | 0 | 0 | 0 | 0 | 0 | 0 | 0 | 0
F2_Commercial_Retail (WA)_New_Food Preparation_Natural Gas_Food Prep Other_E5 | F2 | Commercial | Retail (WA) | New | Food Preparation | Natural Gas | Food Prep Other | E5 | RVT - Cost of Operation | 0 | 0 | 0 | 0 | 0 | 0 | 0 | 0 | 0 | 0 | 0 | 0 | 0 | 0 | 0 | 0 | 0 | 0 | 0 | 0 | 0 | 0 | 0 | 0 | 0 | 0 | 0
F2_Commercial_Retail (WA)_New_Food Preparation_Natural Gas_Food Prep Other_E6 | F2 | Commercial | Retail (WA) | New | Food Preparation | Natural Gas | Food Prep Other | E6 | RVT - Cost of Operation | 0 | 0 | 0 | 0 | 0 | 0 | 0 | 0 | 0 | 0 | 0 | 0 | 0 | 0 | 0 | 0 | 0 | 0 | 0 | 0 | 0 | 0 | 0 | 0 | 0 | 0 | 0
F2_Commercial_Retail (WA)_New_Food Preparation_Natural Gas_Food Prep Other_E7 | F2 | Commercial | Retail (WA) | New | Food Preparation | Natural Gas | Food Prep Other | E7 | RVT - Cost of Operation | 0 | 0 | 0 | 0 | 0 | 0 | 0 | 0 | 0 | 0 | 0 | 0 | 0 | 0 | 0 | 0 | 0 | 0 | 0 | 0 | 0 | 0 | 0 | 0 | 0 | 0 | 0
F2_Commercial_Retail (WA)_New_Food Preparation_Natural Gas_Food Prep Other_E8 | F2 | Commercial | Retail (WA) | New | Food Preparation | Natural Gas | Food Prep Other | E8 | RVT - Cost of Operation | 0 | 0 | 0 | 0 | 0 | 0 | 0 | 0 | 0 | 0 | 0 | 0 | 0 | 0 | 0 | 0 | 0 | 0 | 0 | 0 | 0 | 0 | 0 | 0 | 0 | 0 | 0
F2_Commercial_Retail (WA)_New_Food Preparation_Natural Gas_Food Prep Other_E9 | F2 | Commercial | Retail (WA) | New | Food Preparation | Natural Gas | Food Prep Other | E9 | RVT - Cost of Operation | 0 | 0 | 0 | 0 | 0 | 0 | 0 | 0 | 0 | 0 | 0 | 0 | 0 | 0 | 0 | 0 | 0 | 0 | 0 | 0 | 0 | 0 | 0 | 0 | 0 | 0 | 0
F2_Commercial_Retail (WA)_New_Food Preparation_Natural Gas_Food Prep Other_E10 | F2 | Commercial | Retail (WA) | New | Food Preparation | Natural Gas | Food Prep Other | E10 | RVT - Cost of Operation | 0 | 0 | 0 | 0 | 0 | 0 | 0 | 0 | 0 | 0 | 0 | 0 | 0 | 0 | 0 | 0 | 0 | 0 | 0 | 0 | 0 | 0 | 0 | 0 | 0 | 0 | 0
F3_Commercial_Retail (WA)_New_Food Preparation_Natural Gas_Food Prep Other_E1 | F3 | Commercial | Retail (WA) | New | Food Preparation | Natural Gas | Food Prep Other | E1 | System - kBTUs of Consumption | 74.2449 | 74.2449 | 74.2449 | 74.2449 | 74.2449 | 74.2449 | 74.2449 | 74.2449 | 74.2449 | 74.2449 | 74.2449 | 74.2449 | 74.2449 | 74.2449 | 74.2449 | 74.2449 | 74.2449 | 74.2449 | 74.2449 | 74.2449 | 74.2449 | 74.2449 | 74.2449 | 74.2449 | 74.2449 | 74.2449 | 74.2449
F3_Commercial_Retail (WA)_New_Food Preparation_Natural Gas_Food Prep Other_E2 | F3 | Commercial | Retail (WA) | New | Food Preparation | Natural Gas | Food Prep Other | E2 | System - kBTUs of Consumption | 74.2443 | 74.2443 | 74.2443 | 74.2443 | 74.2443 | 74.2443 | 74.2443 | 74.2443 | 74.2443 | 74.2443 | 74.2443 | 74.2443 | 74.2443 | 74.2443 | 74.2443 | 74.2443 | 74.2443 | 74.2443 | 74.2443 | 74.2443 | 74.2443 | 74.2443 | 74.2443 | 74.2443 | 74.2443 | 74.2443 | 74.2443
F3_Commercial_Retail (WA)_New_Food Preparation_Natural Gas_Food Prep Other_E3 | F3 | Commercial | Retail (WA) | New | Food Preparation | Natural Gas | Food Prep Other | E3 | System - kBTUs of Consumption | 0 | 0 | 0 | 0 | 0 | 0 | 0 | 0 | 0 | 0 | 0 | 0 | 0 | 0 | 0 | 0 | 0 | 0 | 0 | 0 | 0 | 0 | 0 | 0 | 0 | 0 | 0
F3_Commercial_Retail (WA)_New_Food Preparation_Natural Gas_Food Prep Other_E4 | F3 | Commercial | Retail (WA) | New | Food Preparation | Natural Gas | Food Prep Other | E4 | System - kBTUs of Consumption | 0 | 0 | 0 | 0 | 0 | 0 | 0 | 0 | 0 | 0 | 0 | 0 | 0 | 0 | 0 | 0 | 0 | 0 | 0 | 0 | 0 | 0 | 0 | 0 | 0 | 0 | 0
F3_Commercial_Retail (WA)_New_Food Preparation_Natural Gas_Food Prep Other_E5 | F3 | Commercial | Retail (WA) | New | Food Preparation | Natural Gas | Food Prep Other | E5 | System - kBTUs of Consumption | 0 | 0 | 0 | 0 | 0 | 0 | 0 | 0 | 0 | 0 | 0 | 0 | 0 | 0 | 0 | 0 | 0 | 0 | 0 | 0 | 0 | 0 | 0 | 0 | 0 | 0 | 0
F3_Commercial_Retail (WA)_New_Food Preparation_Natural Gas_Food Prep Other_E6 | F3 | Commercial | Retail (WA) | New | Food Preparation | Natural Gas | Food Prep Other | E6 | System - kBTUs of Consumption | 0 | 0 | 0 | 0 | 0 | 0 | 0 | 0 | 0 | 0 | 0 | 0 | 0 | 0 | 0 | 0 | 0 | 0 | 0 | 0 | 0 | 0 | 0 | 0 | 0 | 0 | 0
F3_Commercial_Retail (WA)_New_Food Preparation_Natural Gas_Food Prep Other_E7 | F3 | Commercial | Retail (WA) | New | Food Preparation | Natural Gas | Food Prep Other | E7 | System - kBTUs of Consumption | 0 | 0 | 0 | 0 | 0 | 0 | 0 | 0 | 0 | 0 | 0 | 0 | 0 | 0 | 0 | 0 | 0 | 0 | 0 | 0 | 0 | 0 | 0 | 0 | 0 | 0 | 0
F3_Commercial_Retail (WA)_New_Food Preparation_Natural Gas_Food Prep Other_E8 | F3 | Commercial | Retail (WA) | New | Food Preparation | Natural Gas | Food Prep Other | E8 | System - kBTUs of Consumption | 0 | 0 | 0 | 0 | 0 | 0 | 0 | 0 | 0 | 0 | 0 | 0 | 0 | 0 | 0 | 0 | 0 | 0 | 0 | 0 | 0 | 0 | 0 | 0 | 0 | 0 | 0
F3_Commercial_Retail (WA)_New_Food Preparation_Natural Gas_Food Prep Other_E9 | F3 | Commercial | Retail (WA) | New | Food Preparation | Natural Gas | Food Prep Other | E9 | System - kBTUs of Consumption | 0 | 0 | 0 | 0 | 0 | 0 | 0 | 0 | 0 | 0 | 0 | 0 | 0 | 0 | 0 | 0 | 0 | 0 | 0 | 0 | 0 | 0 | 0 | 0 | 0 | 0 | 0
F3_Commercial_Retail (WA)_New_Food Preparation_Natural Gas_Food Prep Other_E10 | F3 | Commercial | Retail (WA) | New | Food Preparation | Natural Gas | Food Prep Other | E10 | System - kBTUs of Consumption | 0 | 0 | 0 | 0 | 0 | 0 | 0 | 0 | 0 | 0 | 0 | 0 | 0 | 0 | 0 | 0 | 0 | 0 | 0 | 0 | 0 | 0 | 0 | 0 | 0 | 0 | 0
F4_Commercial_Retail (WA)_New_Food Preparation_Natural Gas_Food Prep Other_E1 | F4 | Commercial | Retail (WA) | New | Food Preparation | Natural Gas | Food Prep Other | E1 | Utility - Cost of Equipment | 0.082852 | 0.082852 | 0.082852 | 0.082852 | 0.082852 | 0.082852 | 0.082852 | 0.082852 | 0.082852 | 0.082852 | 0.082852 | 0.082852 | 0.082852 | 0.082852 | 0.082852 | 0.082852 | 0.082852 | 0.082852 | 0.082852 | 0.082852 | 0.082852 | 0.082852 | 0.082852 | 0.082852 | 0.082852 | 0.082852 | 0.082852
F4_Commercial_Retail (WA)_New_Food Preparation_Natural Gas_Food Prep Other_E2 | F4 | Commercial | Retail (WA) | New | Food Preparation | Natural Gas | Food Prep Other | E2 | Utility - Cost of Equipment | 0.082935 | 0.082935 | 0.082935 | 0.082935 | 0.082935 | 0.082935 | 0.082935 | 0.082935 | 0.082935 | 0.082935 | 0.082935 | 0.082935 | 0.082935 | 0.082935 | 0.082935 | 0.082935 | 0.082935 | 0.082935 | 0.082935 | 0.082935 | 0.082935 | 0.082935 | 0.082935 | 0.082935 | 0.082935 | 0.082935 | 0.082935
F4_Commercial_Retail (WA)_New_Food Preparation_Natural Gas_Food Prep Other_E3 | F4 | Commercial | Retail (WA) | New | Food Preparation | Natural Gas | Food Prep Other | E3 | Utility - Cost of Equipment | 0 | 0 | 0 | 0 | 0 | 0 | 0 | 0 | 0 | 0 | 0 | 0 | 0 | 0 | 0 | 0 | 0 | 0 | 0 | 0 | 0 | 0 | 0 | 0 | 0 | 0 | 0
F4_Commercial_Retail (WA)_New_Food Preparation_Natural Gas_Food Prep Other_E4 | F4 | Commercial | Retail (WA) | New | Food Preparation | Natural Gas | Food Prep Other | E4 | Utility - Cost of Equipment | 0 | 0 | 0 | 0 | 0 | 0 | 0 | 0 | 0 | 0 | 0 | 0 | 0 | 0 | 0 | 0 | 0 | 0 | 0 | 0 | 0 | 0 | 0 | 0 | 0 | 0 | 0
F4_Commercial_Retail (WA)_New_Food Preparation_Natural Gas_Food Prep Other_E5 | F4 | Commercial | Retail (WA) | New | Food Preparation | Natural Gas | Food Prep Other | E5 | Utility - Cost of Equipment | 0 | 0 | 0 | 0 | 0 | 0 | 0 | 0 | 0 | 0 | 0 | 0 | 0 | 0 | 0 | 0 | 0 | 0 | 0 | 0 | 0 | 0 | 0 | 0 | 0 | 0 | 0
F4_Commercial_Retail (WA)_New_Food Preparation_Natural Gas_Food Prep Other_E6 | F4 | Commercial | Retail (WA) | New | Food Preparation | Natural Gas | Food Prep Other | E6 | Utility - Cost of Equipment | 0 | 0 | 0 | 0 | 0 | 0 | 0 | 0 | 0 | 0 | 0 | 0 | 0 | 0 | 0 | 0 | 0 | 0 | 0 | 0 | 0 | 0 | 0 | 0 | 0 | 0 | 0
F4_Commercial_Retail (WA)_New_Food Preparation_Natural Gas_Food Prep Other_E7 | F4 | Commercial | Retail (WA) | New | Food Preparation | Natural Gas | Food Prep Other | E7 | Utility - Cost of Equipment | 0 | 0 | 0 | 0 | 0 | 0 | 0 | 0 | 0 | 0 | 0 | 0 | 0 | 0 | 0 | 0 | 0 | 0 | 0 | 0 | 0 | 0 | 0 | 0 | 0 | 0 | 0
F4_Commercial_Retail (WA)_New_Food Preparation_Natural Gas_Food Prep Other_E8 | F4 | Commercial | Retail (WA) | New | Food Preparation | Natural Gas | Food Prep Other | E8 | Utility - Cost of Equipment | 0 | 0 | 0 | 0 | 0 | 0 | 0 | 0 | 0 | 0 | 0 | 0 | 0 | 0 | 0 | 0 | 0 | 0 | 0 | 0 | 0 | 0 | 0 | 0 | 0 | 0 | 0
F4_Commercial_Retail (WA)_New_Food Preparation_Natural Gas_Food Prep Other_E9 | F4 | Commercial | Retail (WA) | New | Food Preparation | Natural Gas | Food Prep Other | E9 | Utility - Cost of Equipment | 0 | 0 | 0 | 0 | 0 | 0 | 0 | 0 | 0 | 0 | 0 | 0 | 0 | 0 | 0 | 0 | 0 | 0 | 0 | 0 | 0 | 0 | 0 | 0 | 0 | 0 | 0
F4_Commercial_Retail (WA)_New_Food Preparation_Natural Gas_Food Prep Other_E10 | F4 | Commercial | Retail (WA) | New | Food Preparation | Natural Gas | Food Prep Other | E10 | Utility - Cost of Equipment | 0 | 0 | 0 | 0 | 0 | 0 | 0 | 0 | 0 | 0 | 0 | 0 | 0 | 0 | 0 | 0 | 0 | 0 | 0 | 0 | 0 | 0 | 0 | 0 | 0 | 0 | 0
F5_Commercial_Retail (WA)_New_Food Preparation_Natural Gas_Food Prep Other_E1 | F5 | Commercial | Retail (WA) | New | Food Preparation | Natural Gas | Food Prep Other | E1 | Utility - Cost of Operation | 0.25749 | 0.26343 | 0.27091 | 0.27973 | 0.28999 | 0.30292 | 0.3164 | 0.32983 | 0.34279 | 0.35593 | 0.36618 | 0.37572 | 0.386 | 0.39602 | 0.40485 | 0.41303 | 0.42025 | 0.42734 | 0.43496 | 0.44236 | 0.44996 | 0.4579 | 0.46591 | 0.47418 | 0.48261 | 0.49118 | 0.49991
F5_Commercial_Retail (WA)_New_Food Preparation_Natural Gas_Food Prep Other_E2 | F5 | Commercial | Retail (WA) | New | Food Preparation | Natural Gas | Food Prep Other | E2 | Utility - Cost of Operation | 0.25749 | 0.26343 | 0.27091 | 0.27973 | 0.28999 | 0.30292 | 0.3164 | 0.32983 | 0.34279 | 0.35593 | 0.36618 | 0.37572 | 0.386 | 0.39602 | 0.40485 | 0.41303 | 0.42024 | 0.42733 | 0.43496 | 0.44235 | 0.44996 | 0.45789 | 0.4659 | 0.47418 | 0.4826 | 0.49118 | 0.4999
F5_Commercial_Retail (WA)_New_Food Preparation_Natural Gas_Food Prep Other_E3 | F5 | Commercial | Retail (WA) | New | Food Preparation | Natural Gas | Food Prep Other | E3 | Utility - Cost of Operation | 0 | 0 | 0 | 0 | 0 | 0 | 0 | 0 | 0 | 0 | 0 | 0 | 0 | 0 | 0 | 0 | 0 | 0 | 0 | 0 | 0 | 0 | 0 | 0 | 0 | 0 | 0
F5_Commercial_Retail (WA)_New_Food Preparation_Natural Gas_Food Prep Other_E4 | F5 | Commercial | Retail (WA) | New | Food Preparation | Natural Gas | Food Prep Other | E4 | Utility - Cost of Operation | 0 | 0 | 0 | 0 | 0 | 0 | 0 | 0 | 0 | 0 | 0 | 0 | 0 | 0 | 0 | 0 | 0 | 0 | 0 | 0 | 0 | 0 | 0 | 0 | 0 | 0 | 0
F5_Commercial_Retail (WA)_New_Food Preparation_Natural Gas_Food Prep Other_E5 | F5 | Commercial | Retail (WA) | New | Food Preparation | Natural Gas | Food Prep Other | E5 | Utility - Cost of Operation | 0 | 0 | 0 | 0 | 0 | 0 | 0 | 0 | 0 | 0 | 0 | 0 | 0 | 0 | 0 | 0 | 0 | 0 | 0 | 0 | 0 | 0 | 0 | 0 | 0 | 0 | 0
F5_Commercial_Retail (WA)_New_Food Preparation_Natural Gas_Food Prep Other_E6 | F5 | Commercial | Retail (WA) | New | Food Preparation | Natural Gas | Food Prep Other | E6 | Utility - Cost of Operation | 0 | 0 | 0 | 0 | 0 | 0 | 0 | 0 | 0 | 0 | 0 | 0 | 0 | 0 | 0 | 0 | 0 | 0 | 0 | 0 | 0 | 0 | 0 | 0 | 0 | 0 | 0
F5_Commercial_Retail (WA)_New_Food Preparation_Natural Gas_Food Prep Other_E7 | F5 | Commercial | Retail (WA) | New | Food Preparation | Natural Gas | Food Prep Other | E7 | Utility - Cost of Operation | 0 | 0 | 0 | 0 | 0 | 0 | 0 | 0 | 0 | 0 | 0 | 0 | 0 | 0 | 0 | 0 | 0 | 0 | 0 | 0 | 0 | 0 | 0 | 0 | 0 | 0 | 0
F5_Commercial_Retail (WA)_New_Food Preparation_Natural Gas_Food Prep Other_E8 | F5 | Commercial | Retail (WA) | New | Food Preparation | Natural Gas | Food Prep Other | E8 | Utility - Cost of Operation | 0 | 0 | 0 | 0 | 0 | 0 | 0 | 0 | 0 | 0 | 0 | 0 | 0 | 0 | 0 | 0 | 0 | 0 | 0 | 0 | 0 | 0 | 0 | 0 | 0 | 0 | 0
F5_Commercial_Retail (WA)_New_Food Preparation_Natural Gas_Food Prep Other_E9 | F5 | Commercial | Retail (WA) | New | Food Preparation | Natural Gas | Food Prep Other | E9 | Utility - Cost of Operation | 0 | 0 | 0 | 0 | 0 | 0 | 0 | 0 | 0 | 0 | 0 | 0 | 0 | 0 | 0 | 0 | 0 | 0 | 0 | 0 | 0 | 0 | 0 | 0 | 0 | 0 | 0
F5_Commercial_Retail (WA)_New_Food Preparation_Natural Gas_Food Prep Other_E10 | F5 | Commercial | Retail (WA) | New | Food Preparation | Natural Gas | Food Prep Other | E10 | Utility - Cost of Operation | 0 | 0 | 0 | 0 | 0 | 0 | 0 | 0 | 0 | 0 | 0 | 0 | 0 | 0 | 0 | 0 | 0 | 0 | 0 | 0 | 0 | 0 | 0 | 0 | 0 | 0 | 0
F6_Commercial_Retail (WA)_New_Food Preparation_Natural Gas_Food Prep Other_E1 | F6 | Commercial | Retail (WA) | New | Food Preparation | Natural Gas | Food Prep Other | E1 | Utility - Value of Sales | 0.3063 | 0.3114 | 0.31761 | 0.32517 | 0.33415 | 0.34603 | 0.35821 | 0.36999 | 0.38084 | 0.39125 | 0.40196 | 0.41151 | 0.42148 | 0.4307 | 0.43846 | 0.44534 | 0.45098 | 0.45629 | 0.462 | 0.46723 | 0.47246 | 0.48079 | 0.4892 | 0.49789 | 0.50674 | 0.51574 | 0.5249
F6_Commercial_Retail (WA)_New_Food Preparation_Natural Gas_Food Prep Other_E2 | F6 | Commercial | Retail (WA) | New | Food Preparation | Natural Gas | Food Prep Other | E2 | Utility - Value of Sales | 0.3063 | 0.3114 | 0.31761 | 0.32516 | 0.33415 | 0.34602 | 0.3582 | 0.36999 | 0.38083 | 0.39125 | 0.40195 | 0.41151 | 0.42148 | 0.43069 | 0.43846 | 0.44533 | 0.45097 | 0.45629 | 0.46199 | 0.46723 | 0.47246 | 0.48079 | 0.4892 | 0.49789 | 0.50673 | 0.51574 | 0.5249
F6_Commercial_Retail (WA)_New_Food Preparation_Natural Gas_Food Prep Other_E3 | F6 | Commercial | Retail (WA) | New | Food Preparation | Natural Gas | Food Prep Other | E3 | Utility - Value of Sales | 0 | 0 | 0 | 0 | 0 | 0 | 0 | 0 | 0 | 0 | 0 | 0 | 0 | 0 | 0 | 0 | 0 | 0 | 0 | 0 | 0 | 0 | 0 | 0 | 0 | 0 | 0
F6_Commercial_Retail (WA)_New_Food Preparation_Natural Gas_Food Prep Other_E4 | F6 | Commercial | Retail (WA) | New | Food Preparation | Natural Gas | Food Prep Other | E4 | Utility - Value of Sales | 0 | 0 | 0 | 0 | 0 | 0 | 0 | 0 | 0 | 0 | 0 | 0 | 0 | 0 | 0 | 0 | 0 | 0 | 0 | 0 | 0 | 0 | 0 | 0 | 0 | 0 | 0
F6_Commercial_Retail (WA)_New_Food Preparation_Natural Gas_Food Prep Other_E5 | F6 | Commercial | Retail (WA) | New | Food Preparation | Natural Gas | Food Prep Other | E5 | Utility - Value of Sales | 0 | 0 | 0 | 0 | 0 | 0 | 0 | 0 | 0 | 0 | 0 | 0 | 0 | 0 | 0 | 0 | 0 | 0 | 0 | 0 | 0 | 0 | 0 | 0 | 0 | 0 | 0
F6_Commercial_Retail (WA)_New_Food Preparation_Natural Gas_Food Prep Other_E6 | F6 | Commercial | Retail (WA) | New | Food Preparation | Natural Gas | Food Prep Other | E6 | Utility - Value of Sales | 0 | 0 | 0 | 0 | 0 | 0 | 0 | 0 | 0 | 0 | 0 | 0 | 0 | 0 | 0 | 0 | 0 | 0 | 0 | 0 | 0 | 0 | 0 | 0 | 0 | 0 | 0
F6_Commercial_Retail (WA)_New_Food Preparation_Natural Gas_Food Prep Other_E7 | F6 | Commercial | Retail (WA) | New | Food Preparation | Natural Gas | Food Prep Other | E7 | Utility - Value of Sales | 0 | 0 | 0 | 0 | 0 | 0 | 0 | 0 | 0 | 0 | 0 | 0 | 0 | 0 | 0 | 0 | 0 | 0 | 0 | 0 | 0 | 0 | 0 | 0 | 0 | 0 | 0
F6_Commercial_Retail (WA)_New_Food Preparation_Natural Gas_Food Prep Other_E8 | F6 | Commercial | Retail (WA) | New | Food Preparation | Natural Gas | Food Prep Other | E8 | Utility - Value of Sales | 0 | 0 | 0 | 0 | 0 | 0 | 0 | 0 | 0 | 0 | 0 | 0 | 0 | 0 | 0 | 0 | 0 | 0 | 0 | 0 | 0 | 0 | 0 | 0 | 0 | 0 | 0
F6_Commercial_Retail (WA)_New_Food Preparation_Natural Gas_Food Prep Other_E9 | F6 | Commercial | Retail (WA) | New | Food Preparation | Natural Gas | Food Prep Other | E9 | Utility - Value of Sales | 0 | 0 | 0 | 0 | 0 | 0 | 0 | 0 | 0 | 0 | 0 | 0 | 0 | 0 | 0 | 0 | 0 | 0 | 0 | 0 | 0 | 0 | 0 | 0 | 0 | 0 | 0
F6_Commercial_Retail (WA)_New_Food Preparation_Natural Gas_Food Prep Other_E10 | F6 | Commercial | Retail (WA) | New | Food Preparation | Natural Gas | Food Prep Other | E10 | Utility - Value of Sales | 0 | 0 | 0 | 0 | 0 | 0 | 0 | 0 | 0 | 0 | 0 | 0 | 0 | 0 | 0 | 0 | 0 | 0 | 0 | 0 | 0 | 0 | 0 | 0 | 0 | 0 | 0
F1_Commercial_Retail (WA)_New_Miscellaneous_Natural Gas_Pool Heater_E1 | F1 | Commercial | Retail (WA) | New | Miscellaneous | Natural Gas | Pool Heater | E1 | RVT - Cost of Equipment | 0.0026828 | 0.0026828 | 0.0026828 | 0.0026828 | 0.0026828 | 0.0026828 | 0.0026828 | 0.0026828 | 0.0026828 | 0.0026828 | 0.0026828 | 0.0026828 | 0.0026828 | 0.0026828 | 0.0026828 | 0.0026828 | 0.0026828 | 0.0026828 | 0.0026828 | 0.0026828 | 0.0026828 | 0.0026828 | 0.0026828 | 0.0026828 | 0.0026828 | 0.0026828 | 0.0026828
F1_Commercial_Retail (WA)_New_Miscellaneous_Natural Gas_Pool Heater_E2 | F1 | Commercial | Retail (WA) | New | Miscellaneous | Natural Gas | Pool Heater | E2 | RVT - Cost of Equipment | 0.0043927 | 0.0043927 | 0.0043927 | 0.0043927 | 0.0043927 | 0.0043927 | 0.0043927 | 0.0043927 | 0.0043927 | 0.0043927 | 0.0043927 | 0.0043927 | 0.0043927 | 0.0043927 | 0.0043927 | 0.0043927 | 0.0043927 | 0.0043927 | 0.0043927 | 0.0043927 | 0.0043927 | 0.0043927 | 0.0043927 | 0.0043927 | 0.0043927 | 0.0043927 | 0.0043927
F1_Commercial_Retail (WA)_New_Miscellaneous_Natural Gas_Pool Heater_E3 | F1 | Commercial | Retail (WA) | New | Miscellaneous | Natural Gas | Pool Heater | E3 | RVT - Cost of Equipment | 0 | 0 | 0 | 0 | 0 | 0 | 0 | 0 | 0 | 0 | 0 | 0 | 0 | 0 | 0 | 0 | 0 | 0 | 0 | 0 | 0 | 0 | 0 | 0 | 0 | 0 | 0
F1_Commercial_Retail (WA)_New_Miscellaneous_Natural Gas_Pool Heater_E4 | F1 | Commercial | Retail (WA) | New | Miscellaneous | Natural Gas | Pool Heater | E4 | RVT - Cost of Equipment | 0 | 0 | 0 | 0 | 0 | 0 | 0 | 0 | 0 | 0 | 0 | 0 | 0 | 0 | 0 | 0 | 0 | 0 | 0 | 0 | 0 | 0 | 0 | 0 | 0 | 0 | 0
F1_Commercial_Retail (WA)_New_Miscellaneous_Natural Gas_Pool Heater_E5 | F1 | Commercial | Retail (WA) | New | Miscellaneous | Natural Gas | Pool Heater | E5 | RVT - Cost of Equipment | 0 | 0 | 0 | 0 | 0 | 0 | 0 | 0 | 0 | 0 | 0 | 0 | 0 | 0 | 0 | 0 | 0 | 0 | 0 | 0 | 0 | 0 | 0 | 0 | 0 | 0 | 0
F1_Commercial_Retail (WA)_New_Miscellaneous_Natural Gas_Pool Heater_E6 | F1 | Commercial | Retail (WA) | New | Miscellaneous | Natural Gas | Pool Heater | E6 | RVT - Cost of Equipment | 0 | 0 | 0 | 0 | 0 | 0 | 0 | 0 | 0 | 0 | 0 | 0 | 0 | 0 | 0 | 0 | 0 | 0 | 0 | 0 | 0 | 0 | 0 | 0 | 0 | 0 | 0
F1_Commercial_Retail (WA)_New_Miscellaneous_Natural Gas_Pool Heater_E7 | F1 | Commercial | Retail (WA) | New | Miscellaneous | Natural Gas | Pool Heater | E7 | RVT - Cost of Equipment | 0 | 0 | 0 | 0 | 0 | 0 | 0 | 0 | 0 | 0 | 0 | 0 | 0 | 0 | 0 | 0 | 0 | 0 | 0 | 0 | 0 | 0 | 0 | 0 | 0 | 0 | 0
F1_Commercial_Retail (WA)_New_Miscellaneous_Natural Gas_Pool Heater_E8 | F1 | Commercial | Retail (WA) | New | Miscellaneous | Natural Gas | Pool Heater | E8 | RVT - Cost of Equipment | 0 | 0 | 0 | 0 | 0 | 0 | 0 | 0 | 0 | 0 | 0 | 0 | 0 | 0 | 0 | 0 | 0 | 0 | 0 | 0 | 0 | 0 | 0 | 0 | 0 | 0 | 0
F1_Commercial_Retail (WA)_New_Miscellaneous_Natural Gas_Pool Heater_E9 | F1 | Commercial | Retail (WA) | New | Miscellaneous | Natural Gas | Pool Heater | E9 | RVT - Cost of Equipment | 0 | 0 | 0 | 0 | 0 | 0 | 0 | 0 | 0 | 0 | 0 | 0 | 0 | 0 | 0 | 0 | 0 | 0 | 0 | 0 | 0 | 0 | 0 | 0 | 0 | 0 | 0
F1_Commercial_Retail (WA)_New_Miscellaneous_Natural Gas_Pool Heater_E10 | F1 | Commercial | Retail (WA) | New | Miscellaneous | Natural Gas | Pool Heater | E10 | RVT - Cost of Equipment | 0 | 0 | 0 | 0 | 0 | 0 | 0 | 0 | 0 | 0 | 0 | 0 | 0 | 0 | 0 | 0 | 0 | 0 | 0 | 0 | 0 | 0 | 0 | 0 | 0 | 0 | 0
F2_Commercial_Retail (WA)_New_Miscellaneous_Natural Gas_Pool Heater_E1 | F2 | Commercial | Retail (WA) | New | Miscellaneous | Natural Gas | Pool Heater | E1 | RVT - Cost of Operation | 0.0040313 | 0.0040618 | 0.0041171 | 0.0042004 | 0.0043098 | 0.0044691 | 0.0046299 | 0.0047841 | 0.0049232 | 0.0050695 | 0.0052372 | 0.0053946 | 0.0055725 | 0.0057371 | 0.0058657 | 0.0059701 | 0.0060403 | 0.0060938 | 0.006154 | 0.0062033 | 0.0062516 | 0.0063614 | 0.0064717 | 0.0065867 | 0.0067037 | 0.0068228 | 0.006944
F2_Commercial_Retail (WA)_New_Miscellaneous_Natural Gas_Pool Heater_E2 | F2 | Commercial | Retail (WA) | New | Miscellaneous | Natural Gas | Pool Heater | E2 | RVT - Cost of Operation | 0.0034266 | 0.0034526 | 0.0034995 | 0.0035703 | 0.0036633 | 0.0037987 | 0.0039354 | 0.0040665 | 0.0041847 | 0.0043091 | 0.0044516 | 0.0045854 | 0.0047366 | 0.0048765 | 0.0049858 | 0.0050746 | 0.0051343 | 0.0051797 | 0.0052309 | 0.0052728 | 0.0053139 | 0.0054072 | 0.005501 | 0.0055987 | 0.0056982 | 0.0057994 | 0.0059024
F2_Commercial_Retail (WA)_New_Miscellaneous_Natural Gas_Pool Heater_E3 | F2 | Commercial | Retail (WA) | New | Miscellaneous | Natural Gas | Pool Heater | E3 | RVT - Cost of Operation | 0 | 0 | 0 | 0 | 0 | 0 | 0 | 0 | 0 | 0 | 0 | 0 | 0 | 0 | 0 | 0 | 0 | 0 | 0 | 0 | 0 | 0 | 0 | 0 | 0 | 0 | 0
F2_Commercial_Retail (WA)_New_Miscellaneous_Natural Gas_Pool Heater_E4 | F2 | Commercial | Retail (WA) | New | Miscellaneous | Natural Gas | Pool Heater | E4 | RVT - Cost of Operation | 0 | 0 | 0 | 0 | 0 | 0 | 0 | 0 | 0 | 0 | 0 | 0 | 0 | 0 | 0 | 0 | 0 | 0 | 0 | 0 | 0 | 0 | 0 | 0 | 0 | 0 | 0
F2_Commercial_Retail (WA)_New_Miscellaneous_Natural Gas_Pool Heater_E5 | F2 | Commercial | Retail (WA) | New | Miscellaneous | Natural Gas | Pool Heater | E5 | RVT - Cost of Operation | 0 | 0 | 0 | 0 | 0 | 0 | 0 | 0 | 0 | 0 | 0 | 0 | 0 | 0 | 0 | 0 | 0 | 0 | 0 | 0 | 0 | 0 | 0 | 0 | 0 | 0 | 0
F2_Commercial_Retail (WA)_New_Miscellaneous_Natural Gas_Pool Heater_E6 | F2 | Commercial | Retail (WA) | New | Miscellaneous | Natural Gas | Pool Heater | E6 | RVT - Cost of Operation | 0 | 0 | 0 | 0 | 0 | 0 | 0 | 0 | 0 | 0 | 0 | 0 | 0 | 0 | 0 | 0 | 0 | 0 | 0 | 0 | 0 | 0 | 0 | 0 | 0 | 0 | 0
F2_Commercial_Retail (WA)_New_Miscellaneous_Natural Gas_Pool Heater_E7 | F2 | Commercial | Retail (WA) | New | Miscellaneous | Natural Gas | Pool Heater | E7 | RVT - Cost of Operation | 0 | 0 | 0 | 0 | 0 | 0 | 0 | 0 | 0 | 0 | 0 | 0 | 0 | 0 | 0 | 0 | 0 | 0 | 0 | 0 | 0 | 0 | 0 | 0 | 0 | 0 | 0
F2_Commercial_Retail (WA)_New_Miscellaneous_Natural Gas_Pool Heater_E8 | F2 | Commercial | Retail (WA) | New | Miscellaneous | Natural Gas | Pool Heater | E8 | RVT - Cost of Operation | 0 | 0 | 0 | 0 | 0 | 0 | 0 | 0 | 0 | 0 | 0 | 0 | 0 | 0 | 0 | 0 | 0 | 0 | 0 | 0 | 0 | 0 | 0 | 0 | 0 | 0 | 0
F2_Commercial_Retail (WA)_New_Miscellaneous_Natural Gas_Pool Heater_E9 | F2 | Commercial | Retail (WA) | New | Miscellaneous | Natural Gas | Pool Heater | E9 | RVT - Cost of Operation | 0 | 0 | 0 | 0 | 0 | 0 | 0 | 0 | 0 | 0 | 0 | 0 | 0 | 0 | 0 | 0 | 0 | 0 | 0 | 0 | 0 | 0 | 0 | 0 | 0 | 0 | 0
F2_Commercial_Retail (WA)_New_Miscellaneous_Natural Gas_Pool Heater_E10 | F2 | Commercial | Retail (WA) | New | Miscellaneous | Natural Gas | Pool Heater | E10 | RVT - Cost of Operation | 0 | 0 | 0 | 0 | 0 | 0 | 0 | 0 | 0 | 0 | 0 | 0 | 0 | 0 | 0 | 0 | 0 | 0 | 0 | 0 | 0 | 0 | 0 | 0 | 0 | 0 | 0
F3_Commercial_Retail (WA)_New_Miscellaneous_Natural Gas_Pool Heater_E1 | F3 | Commercial | Retail (WA) | New | Miscellaneous | Natural Gas | Pool Heater | E1 | System - kBTUs of Consumption | 1.0152 | 1.0152 | 1.0152 | 1.0152 | 1.0152 | 1.0152 | 1.0152 | 1.0152 | 1.0152 | 1.0152 | 1.0152 | 1.0152 | 1.0152 | 1.0152 | 1.0152 | 1.0152 | 1.0152 | 1.0152 | 1.0152 | 1.0152 | 1.0152 | 1.0152 | 1.0152 | 1.0152 | 1.0152 | 1.0152 | 1.0152
F3_Commercial_Retail (WA)_New_Miscellaneous_Natural Gas_Pool Heater_E2 | F3 | Commercial | Retail (WA) | New | Miscellaneous | Natural Gas | Pool Heater | E2 | System - kBTUs of Consumption | 0.86294 | 0.86294 | 0.86294 | 0.86294 | 0.86294 | 0.86294 | 0.86294 | 0.86294 | 0.86294 | 0.86294 | 0.86294 | 0.86294 | 0.86294 | 0.86294 | 0.86294 | 0.86294 | 0.86294 | 0.86294 | 0.86294 | 0.86294 | 0.86294 | 0.86294 | 0.86294 | 0.86294 | 0.86294 | 0.86294 | 0.86294
F3_Commercial_Retail (WA)_New_Miscellaneous_Natural Gas_Pool Heater_E3 | F3 | Commercial | Retail (WA) | New | Miscellaneous | Natural Gas | Pool Heater | E3 | System - kBTUs of Consumption | 0 | 0 | 0 | 0 | 0 | 0 | 0 | 0 | 0 | 0 | 0 | 0 | 0 | 0 | 0 | 0 | 0 | 0 | 0 | 0 | 0 | 0 | 0 | 0 | 0 | 0 | 0
F3_Commercial_Retail (WA)_New_Miscellaneous_Natural Gas_Pool Heater_E4 | F3 | Commercial | Retail (WA) | New | Miscellaneous | Natural Gas | Pool Heater | E4 | System - kBTUs of Consumption | 0 | 0 | 0 | 0 | 0 | 0 | 0 | 0 | 0 | 0 | 0 | 0 | 0 | 0 | 0 | 0 | 0 | 0 | 0 | 0 | 0 | 0 | 0 | 0 | 0 | 0 | 0
F3_Commercial_Retail (WA)_New_Miscellaneous_Natural Gas_Pool Heater_E5 | F3 | Commercial | Retail (WA) | New | Miscellaneous | Natural Gas | Pool Heater | E5 | System - kBTUs of Consumption | 0 | 0 | 0 | 0 | 0 | 0 | 0 | 0 | 0 | 0 | 0 | 0 | 0 | 0 | 0 | 0 | 0 | 0 | 0 | 0 | 0 | 0 | 0 | 0 | 0 | 0 | 0
F3_Commercial_Retail (WA)_New_Miscellaneous_Natural Gas_Pool Heater_E6 | F3 | Commercial | Retail (WA) | New | Miscellaneous | Natural Gas | Pool Heater | E6 | System - kBTUs of Consumption | 0 | 0 | 0 | 0 | 0 | 0 | 0 | 0 | 0 | 0 | 0 | 0 | 0 | 0 | 0 | 0 | 0 | 0 | 0 | 0 | 0 | 0 | 0 | 0 | 0 | 0 | 0
F3_Commercial_Retail (WA)_New_Miscellaneous_Natural Gas_Pool Heater_E7 | F3 | Commercial | Retail (WA) | New | Miscellaneous | Natural Gas | Pool Heater | E7 | System - kBTUs of Consumption | 0 | 0 | 0 | 0 | 0 | 0 | 0 | 0 | 0 | 0 | 0 | 0 | 0 | 0 | 0 | 0 | 0 | 0 | 0 | 0 | 0 | 0 | 0 | 0 | 0 | 0 | 0
F3_Commercial_Retail (WA)_New_Miscellaneous_Natural Gas_Pool Heater_E8 | F3 | Commercial | Retail (WA) | New | Miscellaneous | Natural Gas | Pool Heater | E8 | System - kBTUs of Consumption | 0 | 0 | 0 | 0 | 0 | 0 | 0 | 0 | 0 | 0 | 0 | 0 | 0 | 0 | 0 | 0 | 0 | 0 | 0 | 0 | 0 | 0 | 0 | 0 | 0 | 0 | 0
F3_Commercial_Retail (WA)_New_Miscellaneous_Natural Gas_Pool Heater_E9 | F3 | Commercial | Retail (WA) | New | Miscellaneous | Natural Gas | Pool Heater | E9 | System - kBTUs of Consumption | 0 | 0 | 0 | 0 | 0 | 0 | 0 | 0 | 0 | 0 | 0 | 0 | 0 | 0 | 0 | 0 | 0 | 0 | 0 | 0 | 0 | 0 | 0 | 0 | 0 | 0 | 0
F3_Commercial_Retail (WA)_New_Miscellaneous_Natural Gas_Pool Heater_E10 | F3 | Commercial | Retail (WA) | New | Miscellaneous | Natural Gas | Pool Heater | E10 | System - kBTUs of Consumption | 0 | 0 | 0 | 0 | 0 | 0 | 0 | 0 | 0 | 0 | 0 | 0 | 0 | 0 | 0 | 0 | 0 | 0 | 0 | 0 | 0 | 0 | 0 | 0 | 0 | 0 | 0
F4_Commercial_Retail (WA)_New_Miscellaneous_Natural Gas_Pool Heater_E1 | F4 | Commercial | Retail (WA) | New | Miscellaneous | Natural Gas | Pool Heater | E1 | Utility - Cost of Equipment | 0.0026828 | 0.0026828 | 0.0026828 | 0.0026828 | 0.0026828 | 0.0026828 | 0.0026828 | 0.0026828 | 0.0026828 | 0.0026828 | 0.0026828 | 0.0026828 | 0.0026828 | 0.0026828 | 0.0026828 | 0.0026828 | 0.0026828 | 0.0026828 | 0.0026828 | 0.0026828 | 0.0026828 | 0.0026828 | 0.0026828 | 0.0026828 | 0.0026828 | 0.0026828 | 0.0026828
F4_Commercial_Retail (WA)_New_Miscellaneous_Natural Gas_Pool Heater_E2 | F4 | Commercial | Retail (WA) | New | Miscellaneous | Natural Gas | Pool Heater | E2 | Utility - Cost of Equipment | 0.0043927 | 0.0043927 | 0.0043927 | 0.0043927 | 0.0043927 | 0.0043927 | 0.0043927 | 0.0043927 | 0.0043927 | 0.0043927 | 0.0043927 | 0.0043927 | 0.0043927 | 0.0043927 | 0.0043927 | 0.0043927 | 0.0043927 | 0.0043927 | 0.0043927 | 0.0043927 | 0.0043927 | 0.0043927 | 0.0043927 | 0.0043927 | 0.0043927 | 0.0043927 | 0.0043927
F4_Commercial_Retail (WA)_New_Miscellaneous_Natural Gas_Pool Heater_E3 | F4 | Commercial | Retail (WA) | New | Miscellaneous | Natural Gas | Pool Heater | E3 | Utility - Cost of Equipment | 0 | 0 | 0 | 0 | 0 | 0 | 0 | 0 | 0 | 0 | 0 | 0 | 0 | 0 | 0 | 0 | 0 | 0 | 0 | 0 | 0 | 0 | 0 | 0 | 0 | 0 | 0
F4_Commercial_Retail (WA)_New_Miscellaneous_Natural Gas_Pool Heater_E4 | F4 | Commercial | Retail (WA) | New | Miscellaneous | Natural Gas | Pool Heater | E4 | Utility - Cost of Equipment | 0 | 0 | 0 | 0 | 0 | 0 | 0 | 0 | 0 | 0 | 0 | 0 | 0 | 0 | 0 | 0 | 0 | 0 | 0 | 0 | 0 | 0 | 0 | 0 | 0 | 0 | 0
F4_Commercial_Retail (WA)_New_Miscellaneous_Natural Gas_Pool Heater_E5 | F4 | Commercial | Retail (WA) | New | Miscellaneous | Natural Gas | Pool Heater | E5 | Utility - Cost of Equipment | 0 | 0 | 0 | 0 | 0 | 0 | 0 | 0 | 0 | 0 | 0 | 0 | 0 | 0 | 0 | 0 | 0 | 0 | 0 | 0 | 0 | 0 | 0 | 0 | 0 | 0 | 0
F4_Commercial_Retail (WA)_New_Miscellaneous_Natural Gas_Pool Heater_E6 | F4 | Commercial | Retail (WA) | New | Miscellaneous | Natural Gas | Pool Heater | E6 | Utility - Cost of Equipment | 0 | 0 | 0 | 0 | 0 | 0 | 0 | 0 | 0 | 0 | 0 | 0 | 0 | 0 | 0 | 0 | 0 | 0 | 0 | 0 | 0 | 0 | 0 | 0 | 0 | 0 | 0
F4_Commercial_Retail (WA)_New_Miscellaneous_Natural Gas_Pool Heater_E7 | F4 | Commercial | Retail (WA) | New | Miscellaneous | Natural Gas | Pool Heater | E7 | Utility - Cost of Equipment | 0 | 0 | 0 | 0 | 0 | 0 | 0 | 0 | 0 | 0 | 0 | 0 | 0 | 0 | 0 | 0 | 0 | 0 | 0 | 0 | 0 | 0 | 0 | 0 | 0 | 0 | 0
F4_Commercial_Retail (WA)_New_Miscellaneous_Natural Gas_Pool Heater_E8 | F4 | Commercial | Retail (WA) | New | Miscellaneous | Natural Gas | Pool Heater | E8 | Utility - Cost of Equipment | 0 | 0 | 0 | 0 | 0 | 0 | 0 | 0 | 0 | 0 | 0 | 0 | 0 | 0 | 0 | 0 | 0 | 0 | 0 | 0 | 0 | 0 | 0 | 0 | 0 | 0 | 0
F4_Commercial_Retail (WA)_New_Miscellaneous_Natural Gas_Pool Heater_E9 | F4 | Commercial | Retail (WA) | New | Miscellaneous | Natural Gas | Pool Heater | E9 | Utility - Cost of Equipment | 0 | 0 | 0 | 0 | 0 | 0 | 0 | 0 | 0 | 0 | 0 | 0 | 0 | 0 | 0 | 0 | 0 | 0 | 0 | 0 | 0 | 0 | 0 | 0 | 0 | 0 | 0
F4_Commercial_Retail (WA)_New_Miscellaneous_Natural Gas_Pool Heater_E10 | F4 | Commercial | Retail (WA) | New | Miscellaneous | Natural Gas | Pool Heater | E10 | Utility - Cost of Equipment | 0 | 0 | 0 | 0 | 0 | 0 | 0 | 0 | 0 | 0 | 0 | 0 | 0 | 0 | 0 | 0 | 0 | 0 | 0 | 0 | 0 | 0 | 0 | 0 | 0 | 0 | 0
F5_Commercial_Retail (WA)_New_Miscellaneous_Natural Gas_Pool Heater_E1 | F5 | Commercial | Retail (WA) | New | Miscellaneous | Natural Gas | Pool Heater | E1 | Utility - Cost of Operation | 0.0033594 | 0.0033849 | 0.0034397 | 0.0035283 | 0.0036504 | 0.0038279 | 0.0040225 | 0.0042176 | 0.0044066 | 0.0046086 | 0.0047611 | 0.0049042 | 0.0050659 | 0.005222 | 0.0053527 | 0.00547 | 0.0055659 | 0.0056578 | 0.0057594 | 0.005855 | 0.0059539 | 0.0060585 | 0.0061636 | 0.0062731 | 0.0063845 | 0.0064979 | 0.0066134
F5_Commercial_Retail (WA)_New_Miscellaneous_Natural Gas_Pool Heater_E2 | F5 | Commercial | Retail (WA) | New | Miscellaneous | Natural Gas | Pool Heater | E2 | Utility - Cost of Operation | 0.0028555 | 0.0028771 | 0.0029237 | 0.002999 | 0.0031029 | 0.0032537 | 0.0034191 | 0.003585 | 0.0037456 | 0.0039173 | 0.0040469 | 0.0041685 | 0.004306 | 0.0044387 | 0.0045498 | 0.0046495 | 0.004731 | 0.0048091 | 0.0048955 | 0.0049767 | 0.0050608 | 0.0051497 | 0.005239 | 0.0053321 | 0.0054268 | 0.0055232 | 0.0056214
F5_Commercial_Retail (WA)_New_Miscellaneous_Natural Gas_Pool Heater_E3 | F5 | Commercial | Retail (WA) | New | Miscellaneous | Natural Gas | Pool Heater | E3 | Utility - Cost of Operation | 0 | 0 | 0 | 0 | 0 | 0 | 0 | 0 | 0 | 0 | 0 | 0 | 0 | 0 | 0 | 0 | 0 | 0 | 0 | 0 | 0 | 0 | 0 | 0 | 0 | 0 | 0
F5_Commercial_Retail (WA)_New_Miscellaneous_Natural Gas_Pool Heater_E4 | F5 | Commercial | Retail (WA) | New | Miscellaneous | Natural Gas | Pool Heater | E4 | Utility - Cost of Operation | 0 | 0 | 0 | 0 | 0 | 0 | 0 | 0 | 0 | 0 | 0 | 0 | 0 | 0 | 0 | 0 | 0 | 0 | 0 | 0 | 0 | 0 | 0 | 0 | 0 | 0 | 0
F5_Commercial_Retail (WA)_New_Miscellaneous_Natural Gas_Pool Heater_E5 | F5 | Commercial | Retail (WA) | New | Miscellaneous | Natural Gas | Pool Heater | E5 | Utility - Cost of Operation | 0 | 0 | 0 | 0 | 0 | 0 | 0 | 0 | 0 | 0 | 0 | 0 | 0 | 0 | 0 | 0 | 0 | 0 | 0 | 0 | 0 | 0 | 0 | 0 | 0 | 0 | 0
F5_Commercial_Retail (WA)_New_Miscellaneous_Natural Gas_Pool Heater_E6 | F5 | Commercial | Retail (WA) | New | Miscellaneous | Natural Gas | Pool Heater | E6 | Utility - Cost of Operation | 0 | 0 | 0 | 0 | 0 | 0 | 0 | 0 | 0 | 0 | 0 | 0 | 0 | 0 | 0 | 0 | 0 | 0 | 0 | 0 | 0 | 0 | 0 | 0 | 0 | 0 | 0
F5_Commercial_Retail (WA)_New_Miscellaneous_Natural Gas_Pool Heater_E7 | F5 | Commercial | Retail (WA) | New | Miscellaneous | Natural Gas | Pool Heater | E7 | Utility - Cost of Operation | 0 | 0 | 0 | 0 | 0 | 0 | 0 | 0 | 0 | 0 | 0 | 0 | 0 | 0 | 0 | 0 | 0 | 0 | 0 | 0 | 0 | 0 | 0 | 0 | 0 | 0 | 0
F5_Commercial_Retail (WA)_New_Miscellaneous_Natural Gas_Pool Heater_E8 | F5 | Commercial | Retail (WA) | New | Miscellaneous | Natural Gas | Pool Heater | E8 | Utility - Cost of Operation | 0 | 0 | 0 | 0 | 0 | 0 | 0 | 0 | 0 | 0 | 0 | 0 | 0 | 0 | 0 | 0 | 0 | 0 | 0 | 0 | 0 | 0 | 0 | 0 | 0 | 0 | 0
F5_Commercial_Retail (WA)_New_Miscellaneous_Natural Gas_Pool Heater_E9 | F5 | Commercial | Retail (WA) | New | Miscellaneous | Natural Gas | Pool Heater | E9 | Utility - Cost of Operation | 0 | 0 | 0 | 0 | 0 | 0 | 0 | 0 | 0 | 0 | 0 | 0 | 0 | 0 | 0 | 0 | 0 | 0 | 0 | 0 | 0 | 0 | 0 | 0 | 0 | 0 | 0
F5_Commercial_Retail (WA)_New_Miscellaneous_Natural Gas_Pool Heater_E10 | F5 | Commercial | Retail (WA) | New | Miscellaneous | Natural Gas | Pool Heater | E10 | Utility - Cost of Operation | 0 | 0 | 0 | 0 | 0 | 0 | 0 | 0 | 0 | 0 | 0 | 0 | 0 | 0 | 0 | 0 | 0 | 0 | 0 | 0 | 0 | 0 | 0 | 0 | 0 | 0 | 0
F6_Commercial_Retail (WA)_New_Miscellaneous_Natural Gas_Pool Heater_E1 | F6 | Commercial | Retail (WA) | New | Miscellaneous | Natural Gas | Pool Heater | E1 | Utility - Value of Sales | 0.0040313 | 0.0040618 | 0.0041171 | 0.0042004 | 0.0043098 | 0.0044691 | 0.0046299 | 0.0047841 | 0.0049232 | 0.0050695 | 0.0052372 | 0.0053946 | 0.0055725 | 0.0057371 | 0.0058657 | 0.0059701 | 0.0060403 | 0.0060938 | 0.006154 | 0.0062033 | 0.0062516 | 0.0063614 | 0.0064717 | 0.0065867 | 0.0067037 | 0.0068228 | 0.006944
F6_Commercial_Retail (WA)_New_Miscellaneous_Natural Gas_Pool Heater_E2 | F6 | Commercial | Retail (WA) | New | Miscellaneous | Natural Gas | Pool Heater | E2 | Utility - Value of Sales | 0.0034266 | 0.0034526 | 0.0034995 | 0.0035703 | 0.0036633 | 0.0037987 | 0.0039354 | 0.0040665 | 0.0041847 | 0.0043091 | 0.0044516 | 0.0045854 | 0.0047366 | 0.0048765 | 0.0049858 | 0.0050746 | 0.0051343 | 0.0051797 | 0.0052309 | 0.0052728 | 0.0053139 | 0.0054072 | 0.005501 | 0.0055987 | 0.0056982 | 0.0057994 | 0.0059024
F6_Commercial_Retail (WA)_New_Miscellaneous_Natural Gas_Pool Heater_E3 | F6 | Commercial | Retail (WA) | New | Miscellaneous | Natural Gas | Pool Heater | E3 | Utility - Value of Sales | 0 | 0 | 0 | 0 | 0 | 0 | 0 | 0 | 0 | 0 | 0 | 0 | 0 | 0 | 0 | 0 | 0 | 0 | 0 | 0 | 0 | 0 | 0 | 0 | 0 | 0 | 0
F6_Commercial_Retail (WA)_New_Miscellaneous_Natural Gas_Pool Heater_E4 | F6 | Commercial | Retail (WA) | New | Miscellaneous | Natural Gas | Pool Heater | E4 | Utility - Value of Sales | 0 | 0 | 0 | 0 | 0 | 0 | 0 | 0 | 0 | 0 | 0 | 0 | 0 | 0 | 0 | 0 | 0 | 0 | 0 | 0 | 0 | 0 | 0 | 0 | 0 | 0 | 0
F6_Commercial_Retail (WA)_New_Miscellaneous_Natural Gas_Pool Heater_E5 | F6 | Commercial | Retail (WA) | New | Miscellaneous | Natural Gas | Pool Heater | E5 | Utility - Value of Sales | 0 | 0 | 0 | 0 | 0 | 0 | 0 | 0 | 0 | 0 | 0 | 0 | 0 | 0 | 0 | 0 | 0 | 0 | 0 | 0 | 0 | 0 | 0 | 0 | 0 | 0 | 0
F6_Commercial_Retail (WA)_New_Miscellaneous_Natural Gas_Pool Heater_E6 | F6 | Commercial | Retail (WA) | New | Miscellaneous | Natural Gas | Pool Heater | E6 | Utility - Value of Sales | 0 | 0 | 0 | 0 | 0 | 0 | 0 | 0 | 0 | 0 | 0 | 0 | 0 | 0 | 0 | 0 | 0 | 0 | 0 | 0 | 0 | 0 | 0 | 0 | 0 | 0 | 0
F6_Commercial_Retail (WA)_New_Miscellaneous_Natural Gas_Pool Heater_E7 | F6 | Commercial | Retail (WA) | New | Miscellaneous | Natural Gas | Pool Heater | E7 | Utility - Value of Sales | 0 | 0 | 0 | 0 | 0 | 0 | 0 | 0 | 0 | 0 | 0 | 0 | 0 | 0 | 0 | 0 | 0 | 0 | 0 | 0 | 0 | 0 | 0 | 0 | 0 | 0 | 0
F6_Commercial_Retail (WA)_New_Miscellaneous_Natural Gas_Pool Heater_E8 | F6 | Commercial | Retail (WA) | New | Miscellaneous | Natural Gas | Pool Heater | E8 | Utility - Value of Sales | 0 | 0 | 0 | 0 | 0 | 0 | 0 | 0 | 0 | 0 | 0 | 0 | 0 | 0 | 0 | 0 | 0 | 0 | 0 | 0 | 0 | 0 | 0 | 0 | 0 | 0 | 0
F6_Commercial_Retail (WA)_New_Miscellaneous_Natural Gas_Pool Heater_E9 | F6 | Commercial | Retail (WA) | New | Miscellaneous | Natural Gas | Pool Heater | E9 | Utility - Value of Sales | 0 | 0 | 0 | 0 | 0 | 0 | 0 | 0 | 0 | 0 | 0 | 0 | 0 | 0 | 0 | 0 | 0 | 0 | 0 | 0 | 0 | 0 | 0 | 0 | 0 | 0 | 0
F6_Commercial_Retail (WA)_New_Miscellaneous_Natural Gas_Pool Heater_E10 | F6 | Commercial | Retail (WA) | New | Miscellaneous | Natural Gas | Pool Heater | E10 | Utility - Value of Sales | 0 | 0 | 0 | 0 | 0 | 0 | 0 | 0 | 0 | 0 | 0 | 0 | 0 | 0 | 0 | 0 | 0 | 0 | 0 | 0 | 0 | 0 | 0 | 0 | 0 | 0 | 0
F1_Commercial_Retail (WA)_New_Miscellaneous_Natural Gas_Miscellaneous_E1 | F1 | Commercial | Retail (WA) | New | Miscellaneous | Natural Gas | Miscellaneous | E1 | RVT - Cost of Equipment | 0.24753 | 0.24753 | 0.24753 | 0.24753 | 0.24753 | 0.24753 | 0.24753 | 0.24753 | 0.24753 | 0.24753 | 0.24753 | 0.24753 | 0.24753 | 0.24753 | 0.24753 | 0.24753 | 0.24753 | 0.24753 | 0.24753 | 0.24753 | 0.24753 | 0.24753 | 0.24753 | 0.24753 | 0.24753 | 0.24753 | 0.24753
F1_Commercial_Retail (WA)_New_Miscellaneous_Natural Gas_Miscellaneous_E2 | F1 | Commercial | Retail (WA) | New | Miscellaneous | Natural Gas | Miscellaneous | E2 | RVT - Cost of Equipment | 0 | 0 | 0 | 0 | 0 | 0 | 0 | 0 | 0 | 0 | 0 | 0 | 0 | 0 | 0 | 0 | 0 | 0 | 0 | 0 | 0 | 0 | 0 | 0 | 0 | 0 | 0
F1_Commercial_Retail (WA)_New_Miscellaneous_Natural Gas_Miscellaneous_E3 | F1 | Commercial | Retail (WA) | New | Miscellaneous | Natural Gas | Miscellaneous | E3 | RVT - Cost of Equipment | 0 | 0 | 0 | 0 | 0 | 0 | 0 | 0 | 0 | 0 | 0 | 0 | 0 | 0 | 0 | 0 | 0 | 0 | 0 | 0 | 0 | 0 | 0 | 0 | 0 | 0 | 0
F1_Commercial_Retail (WA)_New_Miscellaneous_Natural Gas_Miscellaneous_E4 | F1 | Commercial | Retail (WA) | New | Miscellaneous | Natural Gas | Miscellaneous | E4 | RVT - Cost of Equipment | 0 | 0 | 0 | 0 | 0 | 0 | 0 | 0 | 0 | 0 | 0 | 0 | 0 | 0 | 0 | 0 | 0 | 0 | 0 | 0 | 0 | 0 | 0 | 0 | 0 | 0 | 0
F1_Commercial_Retail (WA)_New_Miscellaneous_Natural Gas_Miscellaneous_E5 | F1 | Commercial | Retail (WA) | New | Miscellaneous | Natural Gas | Miscellaneous | E5 | RVT - Cost of Equipment | 0 | 0 | 0 | 0 | 0 | 0 | 0 | 0 | 0 | 0 | 0 | 0 | 0 | 0 | 0 | 0 | 0 | 0 | 0 | 0 | 0 | 0 | 0 | 0 | 0 | 0 | 0
F1_Commercial_Retail (WA)_New_Miscellaneous_Natural Gas_Miscellaneous_E6 | F1 | Commercial | Retail (WA) | New | Miscellaneous | Natural Gas | Miscellaneous | E6 | RVT - Cost of Equipment | 0 | 0 | 0 | 0 | 0 | 0 | 0 | 0 | 0 | 0 | 0 | 0 | 0 | 0 | 0 | 0 | 0 | 0 | 0 | 0 | 0 | 0 | 0 | 0 | 0 | 0 | 0
F1_Commercial_Retail (WA)_New_Miscellaneous_Natural Gas_Miscellaneous_E7 | F1 | Commercial | Retail (WA) | New | Miscellaneous | Natural Gas | Miscellaneous | E7 | RVT - Cost of Equipment | 0 | 0 | 0 | 0 | 0 | 0 | 0 | 0 | 0 | 0 | 0 | 0 | 0 | 0 | 0 | 0 | 0 | 0 | 0 | 0 | 0 | 0 | 0 | 0 | 0 | 0 | 0
F1_Commercial_Retail (WA)_New_Miscellaneous_Natural Gas_Miscellaneous_E8 | F1 | Commercial | Retail (WA) | New | Miscellaneous | Natural Gas | Miscellaneous | E8 | RVT - Cost of Equipment | 0 | 0 | 0 | 0 | 0 | 0 | 0 | 0 | 0 | 0 | 0 | 0 | 0 | 0 | 0 | 0 | 0 | 0 | 0 | 0 | 0 | 0 | 0 | 0 | 0 | 0 | 0
F1_Commercial_Retail (WA)_New_Miscellaneous_Natural Gas_Miscellaneous_E9 | F1 | Commercial | Retail (WA) | New | Miscellaneous | Natural Gas | Miscellaneous | E9 | RVT - Cost of Equipment | 0 | 0 | 0 | 0 | 0 | 0 | 0 | 0 | 0 | 0 | 0 | 0 | 0 | 0 | 0 | 0 | 0 | 0 | 0 | 0 | 0 | 0 | 0 | 0 | 0 | 0 | 0
F1_Commercial_Retail (WA)_New_Miscellaneous_Natural Gas_Miscellaneous_E10 | F1 | Commercial | Retail (WA) | New | Miscellaneous | Natural Gas | Miscellaneous | E10 | RVT - Cost of Equipment | 0 | 0 | 0 | 0 | 0 | 0 | 0 | 0 | 0 | 0 | 0 | 0 | 0 | 0 | 0 | 0 | 0 | 0 | 0 | 0 | 0 | 0 | 0 | 0 | 0 | 0 | 0
F2_Commercial_Retail (WA)_New_Miscellaneous_Natural Gas_Miscellaneous_E1 | F2 | Commercial | Retail (WA) | New | Miscellaneous | Natural Gas | Miscellaneous | E1 | RVT - Cost of Operation | 0.010581 | 0.010649 | 0.010762 | 0.010937 | 0.011197 | 0.011624 | 0.012063 | 0.012473 | 0.012832 | 0.013204 | 0.01363 | 0.014031 | 0.014509 | 0.014965 | 0.015329 | 0.015625 | 0.015823 | 0.015982 | 0.016142 | 0.016244 | 0.016342 | 0.016628 | 0.016915 | 0.017216 | 0.017522 | 0.017833 | 0.01815
F2_Commercial_Retail (WA)_New_Miscellaneous_Natural Gas_Miscellaneous_E2 | F2 | Commercial | Retail (WA) | New | Miscellaneous | Natural Gas | Miscellaneous | E2 | RVT - Cost of Operation | 0 | 0 | 0 | 0 | 0 | 0 | 0 | 0 | 0 | 0 | 0 | 0 | 0 | 0 | 0 | 0 | 0 | 0 | 0 | 0 | 0 | 0 | 0 | 0 | 0 | 0 | 0
F2_Commercial_Retail (WA)_New_Miscellaneous_Natural Gas_Miscellaneous_E3 | F2 | Commercial | Retail (WA) | New | Miscellaneous | Natural Gas | Miscellaneous | E3 | RVT - Cost of Operation | 0 | 0 | 0 | 0 | 0 | 0 | 0 | 0 | 0 | 0 | 0 | 0 | 0 | 0 | 0 | 0 | 0 | 0 | 0 | 0 | 0 | 0 | 0 | 0 | 0 | 0 | 0
F2_Commercial_Retail (WA)_New_Miscellaneous_Natural Gas_Miscellaneous_E4 | F2 | Commercial | Retail (WA) | New | Miscellaneous | Natural Gas | Miscellaneous | E4 | RVT - Cost of Operation | 0 | 0 | 0 | 0 | 0 | 0 | 0 | 0 | 0 | 0 | 0 | 0 | 0 | 0 | 0 | 0 | 0 | 0 | 0 | 0 | 0 | 0 | 0 | 0 | 0 | 0 | 0
F2_Commercial_Retail (WA)_New_Miscellaneous_Natural Gas_Miscellaneous_E5 | F2 | Commercial | Retail (WA) | New | Miscellaneous | Natural Gas | Miscellaneous | E5 | RVT - Cost of Operation | 0 | 0 | 0 | 0 | 0 | 0 | 0 | 0 | 0 | 0 | 0 | 0 | 0 | 0 | 0 | 0 | 0 | 0 | 0 | 0 | 0 | 0 | 0 | 0 | 0 | 0 | 0
F2_Commercial_Retail (WA)_New_Miscellaneous_Natural Gas_Miscellaneous_E6 | F2 | Commercial | Retail (WA) | New | Miscellaneous | Natural Gas | Miscellaneous | E6 | RVT - Cost of Operation | 0 | 0 | 0 | 0 | 0 | 0 | 0 | 0 | 0 | 0 | 0 | 0 | 0 | 0 | 0 | 0 | 0 | 0 | 0 | 0 | 0 | 0 | 0 | 0 | 0 | 0 | 0
F2_Commercial_Retail (WA)_New_Miscellaneous_Natural Gas_Miscellaneous_E7 | F2 | Commercial | Retail (WA) | New | Miscellaneous | Natural Gas | Miscellaneous | E7 | RVT - Cost of Operation | 0 | 0 | 0 | 0 | 0 | 0 | 0 | 0 | 0 | 0 | 0 | 0 | 0 | 0 | 0 | 0 | 0 | 0 | 0 | 0 | 0 | 0 | 0 | 0 | 0 | 0 | 0
F2_Commercial_Retail (WA)_New_Miscellaneous_Natural Gas_Miscellaneous_E8 | F2 | Commercial | Retail (WA) | New | Miscellaneous | Natural Gas | Miscellaneous | E8 | RVT - Cost of Operation | 0 | 0 | 0 | 0 | 0 | 0 | 0 | 0 | 0 | 0 | 0 | 0 | 0 | 0 | 0 | 0 | 0 | 0 | 0 | 0 | 0 | 0 | 0 | 0 | 0 | 0 | 0
F2_Commercial_Retail (WA)_New_Miscellaneous_Natural Gas_Miscellaneous_E9 | F2 | Commercial | Retail (WA) | New | Miscellaneous | Natural Gas | Miscellaneous | E9 | RVT - Cost of Operation | 0 | 0 | 0 | 0 | 0 | 0 | 0 | 0 | 0 | 0 | 0 | 0 | 0 | 0 | 0 | 0 | 0 | 0 | 0 | 0 | 0 | 0 | 0 | 0 | 0 | 0 | 0
F2_Commercial_Retail (WA)_New_Miscellaneous_Natural Gas_Miscellaneous_E10 | F2 | Commercial | Retail (WA) | New | Miscellaneous | Natural Gas | Miscellaneous | E10 | RVT - Cost of Operation | 0 | 0 | 0 | 0 | 0 | 0 | 0 | 0 | 0 | 0 | 0 | 0 | 0 | 0 | 0 | 0 | 0 | 0 | 0 | 0 | 0 | 0 | 0 | 0 | 0 | 0 | 0
F3_Commercial_Retail (WA)_New_Miscellaneous_Natural Gas_Miscellaneous_E1 | F3 | Commercial | Retail (WA) | New | Miscellaneous | Natural Gas | Miscellaneous | E1 | System - kBTUs of Consumption | 2.7026 | 2.7026 | 2.7026 | 2.7026 | 2.7026 | 2.7026 | 2.7026 | 2.7026 | 2.7026 | 2.7026 | 2.7026 | 2.7026 | 2.7026 | 2.7026 | 2.7026 | 2.7026 | 2.7026 | 2.7026 | 2.7026 | 2.7026 | 2.7026 | 2.7026 | 2.7026 | 2.7026 | 2.7026 | 2.7026 | 2.7026
F3_Commercial_Retail (WA)_New_Miscellaneous_Natural Gas_Miscellaneous_E2 | F3 | Commercial | Retail (WA) | New | Miscellaneous | Natural Gas | Miscellaneous | E2 | System - kBTUs of Consumption | 0 | 0 | 0 | 0 | 0 | 0 | 0 | 0 | 0 | 0 | 0 | 0 | 0 | 0 | 0 | 0 | 0 | 0 | 0 | 0 | 0 | 0 | 0 | 0 | 0 | 0 | 0
F3_Commercial_Retail (WA)_New_Miscellaneous_Natural Gas_Miscellaneous_E3 | F3 | Commercial | Retail (WA) | New | Miscellaneous | Natural Gas | Miscellaneous | E3 | System - kBTUs of Consumption | 0 | 0 | 0 | 0 | 0 | 0 | 0 | 0 | 0 | 0 | 0 | 0 | 0 | 0 | 0 | 0 | 0 | 0 | 0 | 0 | 0 | 0 | 0 | 0 | 0 | 0 | 0
F3_Commercial_Retail (WA)_New_Miscellaneous_Natural Gas_Miscellaneous_E4 | F3 | Commercial | Retail (WA) | New | Miscellaneous | Natural Gas | Miscellaneous | E4 | System - kBTUs of Consumption | 0 | 0 | 0 | 0 | 0 | 0 | 0 | 0 | 0 | 0 | 0 | 0 | 0 | 0 | 0 | 0 | 0 | 0 | 0 | 0 | 0 | 0 | 0 | 0 | 0 | 0 | 0
F3_Commercial_Retail (WA)_New_Miscellaneous_Natural Gas_Miscellaneous_E5 | F3 | Commercial | Retail (WA) | New | Miscellaneous | Natural Gas | Miscellaneous | E5 | System - kBTUs of Consumption | 0 | 0 | 0 | 0 | 0 | 0 | 0 | 0 | 0 | 0 | 0 | 0 | 0 | 0 | 0 | 0 | 0 | 0 | 0 | 0 | 0 | 0 | 0 | 0 | 0 | 0 | 0
F3_Commercial_Retail (WA)_New_Miscellaneous_Natural Gas_Miscellaneous_E6 | F3 | Commercial | Retail (WA) | New | Miscellaneous | Natural Gas | Miscellaneous | E6 | System - kBTUs of Consumption | 0 | 0 | 0 | 0 | 0 | 0 | 0 | 0 | 0 | 0 | 0 | 0 | 0 | 0 | 0 | 0 | 0 | 0 | 0 | 0 | 0 | 0 | 0 | 0 | 0 | 0 | 0
F3_Commercial_Retail (WA)_New_Miscellaneous_Natural Gas_Miscellaneous_E7 | F3 | Commercial | Retail (WA) | New | Miscellaneous | Natural Gas | Miscellaneous | E7 | System - kBTUs of Consumption | 0 | 0 | 0 | 0 | 0 | 0 | 0 | 0 | 0 | 0 | 0 | 0 | 0 | 0 | 0 | 0 | 0 | 0 | 0 | 0 | 0 | 0 | 0 | 0 | 0 | 0 | 0
F3_Commercial_Retail (WA)_New_Miscellaneous_Natural Gas_Miscellaneous_E8 | F3 | Commercial | Retail (WA) | New | Miscellaneous | Natural Gas | Miscellaneous | E8 | System - kBTUs of Consumption | 0 | 0 | 0 | 0 | 0 | 0 | 0 | 0 | 0 | 0 | 0 | 0 | 0 | 0 | 0 | 0 | 0 | 0 | 0 | 0 | 0 | 0 | 0 | 0 | 0 | 0 | 0
F3_Commercial_Retail (WA)_New_Miscellaneous_Natural Gas_Miscellaneous_E9 | F3 | Commercial | Retail (WA) | New | Miscellaneous | Natural Gas | Miscellaneous | E9 | System - kBTUs of Consumption | 0 | 0 | 0 | 0 | 0 | 0 | 0 | 0 | 0 | 0 | 0 | 0 | 0 | 0 | 0 | 0 | 0 | 0 | 0 | 0 | 0 | 0 | 0 | 0 | 0 | 0 | 0
F3_Commercial_Retail (WA)_New_Miscellaneous_Natural Gas_Miscellaneous_E10 | F3 | Commercial | Retail (WA) | New | Miscellaneous | Natural Gas | Miscellaneous | E10 | System - kBTUs of Consumption | 0 | 0 | 0 | 0 | 0 | 0 | 0 | 0 | 0 | 0 | 0 | 0 | 0 | 0 | 0 | 0 | 0 | 0 | 0 | 0 | 0 | 0 | 0 | 0 | 0 | 0 | 0
F4_Commercial_Retail (WA)_New_Miscellaneous_Natural Gas_Miscellaneous_E1 | F4 | Commercial | Retail (WA) | New | Miscellaneous | Natural Gas | Miscellaneous | E1 | Utility - Cost of Equipment | 0.24753 | 0.24753 | 0.24753 | 0.24753 | 0.24753 | 0.24753 | 0.24753 | 0.24753 | 0.24753 | 0.24753 | 0.24753 | 0.24753 | 0.24753 | 0.24753 | 0.24753 | 0.24753 | 0.24753 | 0.24753 | 0.24753 | 0.24753 | 0.24753 | 0.24753 | 0.24753 | 0.24753 | 0.24753 | 0.24753 | 0.24753
F4_Commercial_Retail (WA)_New_Miscellaneous_Natural Gas_Miscellaneous_E2 | F4 | Commercial | Retail (WA) | New | Miscellaneous | Natural Gas | Miscellaneous | E2 | Utility - Cost of Equipment | 0 | 0 | 0 | 0 | 0 | 0 | 0 | 0 | 0 | 0 | 0 | 0 | 0 | 0 | 0 | 0 | 0 | 0 | 0 | 0 | 0 | 0 | 0 | 0 | 0 | 0 | 0
F4_Commercial_Retail (WA)_New_Miscellaneous_Natural Gas_Miscellaneous_E3 | F4 | Commercial | Retail (WA) | New | Miscellaneous | Natural Gas | Miscellaneous | E3 | Utility - Cost of Equipment | 0 | 0 | 0 | 0 | 0 | 0 | 0 | 0 | 0 | 0 | 0 | 0 | 0 | 0 | 0 | 0 | 0 | 0 | 0 | 0 | 0 | 0 | 0 | 0 | 0 | 0 | 0
F4_Commercial_Retail (WA)_New_Miscellaneous_Natural Gas_Miscellaneous_E4 | F4 | Commercial | Retail (WA) | New | Miscellaneous | Natural Gas | Miscellaneous | E4 | Utility - Cost of Equipment | 0 | 0 | 0 | 0 | 0 | 0 | 0 | 0 | 0 | 0 | 0 | 0 | 0 | 0 | 0 | 0 | 0 | 0 | 0 | 0 | 0 | 0 | 0 | 0 | 0 | 0 | 0
F4_Commercial_Retail (WA)_New_Miscellaneous_Natural Gas_Miscellaneous_E5 | F4 | Commercial | Retail (WA) | New | Miscellaneous | Natural Gas | Miscellaneous | E5 | Utility - Cost of Equipment | 0 | 0 | 0 | 0 | 0 | 0 | 0 | 0 | 0 | 0 | 0 | 0 | 0 | 0 | 0 | 0 | 0 | 0 | 0 | 0 | 0 | 0 | 0 | 0 | 0 | 0 | 0
F4_Commercial_Retail (WA)_New_Miscellaneous_Natural Gas_Miscellaneous_E6 | F4 | Commercial | Retail (WA) | New | Miscellaneous | Natural Gas | Miscellaneous | E6 | Utility - Cost of Equipment | 0 | 0 | 0 | 0 | 0 | 0 | 0 | 0 | 0 | 0 | 0 | 0 | 0 | 0 | 0 | 0 | 0 | 0 | 0 | 0 | 0 | 0 | 0 | 0 | 0 | 0 | 0
F4_Commercial_Retail (WA)_New_Miscellaneous_Natural Gas_Miscellaneous_E7 | F4 | Commercial | Retail (WA) | New | Miscellaneous | Natural Gas | Miscellaneous | E7 | Utility - Cost of Equipment | 0 | 0 | 0 | 0 | 0 | 0 | 0 | 0 | 0 | 0 | 0 | 0 | 0 | 0 | 0 | 0 | 0 | 0 | 0 | 0 | 0 | 0 | 0 | 0 | 0 | 0 | 0
F4_Commercial_Retail (WA)_New_Miscellaneous_Natural Gas_Miscellaneous_E8 | F4 | Commercial | Retail (WA) | New | Miscellaneous | Natural Gas | Miscellaneous | E8 | Utility - Cost of Equipment | 0 | 0 | 0 | 0 | 0 | 0 | 0 | 0 | 0 | 0 | 0 | 0 | 0 | 0 | 0 | 0 | 0 | 0 | 0 | 0 | 0 | 0 | 0 | 0 | 0 | 0 | 0
F4_Commercial_Retail (WA)_New_Miscellaneous_Natural Gas_Miscellaneous_E9 | F4 | Commercial | Retail (WA) | New | Miscellaneous | Natural Gas | Miscellaneous | E9 | Utility - Cost of Equipment | 0 | 0 | 0 | 0 | 0 | 0 | 0 | 0 | 0 | 0 | 0 | 0 | 0 | 0 | 0 | 0 | 0 | 0 | 0 | 0 | 0 | 0 | 0 | 0 | 0 | 0 | 0
F4_Commercial_Retail (WA)_New_Miscellaneous_Natural Gas_Miscellaneous_E10 | F4 | Commercial | Retail (WA) | New | Miscellaneous | Natural Gas | Miscellaneous | E10 | Utility - Cost of Equipment | 0 | 0 | 0 | 0 | 0 | 0 | 0 | 0 | 0 | 0 | 0 | 0 | 0 | 0 | 0 | 0 | 0 | 0 | 0 | 0 | 0 | 0 | 0 | 0 | 0 | 0 | 0
F5_Commercial_Retail (WA)_New_Miscellaneous_Natural Gas_Miscellaneous_E1 | F5 | Commercial | Retail (WA) | New | Miscellaneous | Natural Gas | Miscellaneous | E1 | Utility - Cost of Operation | 0.0088175 | 0.0088738 | 0.0089875 | 0.0091763 | 0.0094609 | 0.0099157 | 0.010416 | 0.010932 | 0.011452 | 0.012004 | 0.012391 | 0.012756 | 0.01319 | 0.013619 | 0.013981 | 0.014298 | 0.01455 | 0.01479 | 0.015059 | 0.015307 | 0.015564 | 0.015837 | 0.01611 | 0.016396 | 0.016687 | 0.016984 | 0.017286
F5_Commercial_Retail (WA)_New_Miscellaneous_Natural Gas_Miscellaneous_E2 | F5 | Commercial | Retail (WA) | New | Miscellaneous | Natural Gas | Miscellaneous | E2 | Utility - Cost of Operation | 0 | 0 | 0 | 0 | 0 | 0 | 0 | 0 | 0 | 0 | 0 | 0 | 0 | 0 | 0 | 0 | 0 | 0 | 0 | 0 | 0 | 0 | 0 | 0 | 0 | 0 | 0
F5_Commercial_Retail (WA)_New_Miscellaneous_Natural Gas_Miscellaneous_E3 | F5 | Commercial | Retail (WA) | New | Miscellaneous | Natural Gas | Miscellaneous | E3 | Utility - Cost of Operation | 0 | 0 | 0 | 0 | 0 | 0 | 0 | 0 | 0 | 0 | 0 | 0 | 0 | 0 | 0 | 0 | 0 | 0 | 0 | 0 | 0 | 0 | 0 | 0 | 0 | 0 | 0
F5_Commercial_Retail (WA)_New_Miscellaneous_Natural Gas_Miscellaneous_E4 | F5 | Commercial | Retail (WA) | New | Miscellaneous | Natural Gas | Miscellaneous | E4 | Utility - Cost of Operation | 0 | 0 | 0 | 0 | 0 | 0 | 0 | 0 | 0 | 0 | 0 | 0 | 0 | 0 | 0 | 0 | 0 | 0 | 0 | 0 | 0 | 0 | 0 | 0 | 0 | 0 | 0
F5_Commercial_Retail (WA)_New_Miscellaneous_Natural Gas_Miscellaneous_E5 | F5 | Commercial | Retail (WA) | New | Miscellaneous | Natural Gas | Miscellaneous | E5 | Utility - Cost of Operation | 0 | 0 | 0 | 0 | 0 | 0 | 0 | 0 | 0 | 0 | 0 | 0 | 0 | 0 | 0 | 0 | 0 | 0 | 0 | 0 | 0 | 0 | 0 | 0 | 0 | 0 | 0
F5_Commercial_Retail (WA)_New_Miscellaneous_Natural Gas_Miscellaneous_E6 | F5 | Commercial | Retail (WA) | New | Miscellaneous | Natural Gas | Miscellaneous | E6 | Utility - Cost of Operation | 0 | 0 | 0 | 0 | 0 | 0 | 0 | 0 | 0 | 0 | 0 | 0 | 0 | 0 | 0 | 0 | 0 | 0 | 0 | 0 | 0 | 0 | 0 | 0 | 0 | 0 | 0
F5_Commercial_Retail (WA)_New_Miscellaneous_Natural Gas_Miscellaneous_E7 | F5 | Commercial | Retail (WA) | New | Miscellaneous | Natural Gas | Miscellaneous | E7 | Utility - Cost of Operation | 0 | 0 | 0 | 0 | 0 | 0 | 0 | 0 | 0 | 0 | 0 | 0 | 0 | 0 | 0 | 0 | 0 | 0 | 0 | 0 | 0 | 0 | 0 | 0 | 0 | 0 | 0
F5_Commercial_Retail (WA)_New_Miscellaneous_Natural Gas_Miscellaneous_E8 | F5 | Commercial | Retail (WA) | New | Miscellaneous | Natural Gas | Miscellaneous | E8 | Utility - Cost of Operation | 0 | 0 | 0 | 0 | 0 | 0 | 0 | 0 | 0 | 0 | 0 | 0 | 0 | 0 | 0 | 0 | 0 | 0 | 0 | 0 | 0 | 0 | 0 | 0 | 0 | 0 | 0
F5_Commercial_Retail (WA)_New_Miscellaneous_Natural Gas_Miscellaneous_E9 | F5 | Commercial | Retail (WA) | New | Miscellaneous | Natural Gas | Miscellaneous | E9 | Utility - Cost of Operation | 0 | 0 | 0 | 0 | 0 | 0 | 0 | 0 | 0 | 0 | 0 | 0 | 0 | 0 | 0 | 0 | 0 | 0 | 0 | 0 | 0 | 0 | 0 | 0 | 0 | 0 | 0
F5_Commercial_Retail (WA)_New_Miscellaneous_Natural Gas_Miscellaneous_E10 | F5 | Commercial | Retail (WA) | New | Miscellaneous | Natural Gas | Miscellaneous | E10 | Utility - Cost of Operation | 0 | 0 | 0 | 0 | 0 | 0 | 0 | 0 | 0 | 0 | 0 | 0 | 0 | 0 | 0 | 0 | 0 | 0 | 0 | 0 | 0 | 0 | 0 | 0 | 0 | 0 | 0
F6_Commercial_Retail (WA)_New_Miscellaneous_Natural Gas_Miscellaneous_E1 | F6 | Commercial | Retail (WA) | New | Miscellaneous | Natural Gas | Miscellaneous | E1 | Utility - Value of Sales | 0.010581 | 0.010649 | 0.010762 | 0.010937 | 0.011197 | 0.011624 | 0.012063 | 0.012473 | 0.012832 | 0.013204 | 0.01363 | 0.014031 | 0.014509 | 0.014965 | 0.015329 | 0.015625 | 0.015823 | 0.015982 | 0.016142 | 0.016244 | 0.016342 | 0.016628 | 0.016915 | 0.017216 | 0.017522 | 0.017833 | 0.01815
F6_Commercial_Retail (WA)_New_Miscellaneous_Natural Gas_Miscellaneous_E2 | F6 | Commercial | Retail (WA) | New | Miscellaneous | Natural Gas | Miscellaneous | E2 | Utility - Value of Sales | 0 | 0 | 0 | 0 | 0 | 0 | 0 | 0 | 0 | 0 | 0 | 0 | 0 | 0 | 0 | 0 | 0 | 0 | 0 | 0 | 0 | 0 | 0 | 0 | 0 | 0 | 0
F6_Commercial_Retail (WA)_New_Miscellaneous_Natural Gas_Miscellaneous_E3 | F6 | Commercial | Retail (WA) | New | Miscellaneous | Natural Gas | Miscellaneous | E3 | Utility - Value of Sales | 0 | 0 | 0 | 0 | 0 | 0 | 0 | 0 | 0 | 0 | 0 | 0 | 0 | 0 | 0 | 0 | 0 | 0 | 0 | 0 | 0 | 0 | 0 | 0 | 0 | 0 | 0
F6_Commercial_Retail (WA)_New_Miscellaneous_Natural Gas_Miscellaneous_E4 | F6 | Commercial | Retail (WA) | New | Miscellaneous | Natural Gas | Miscellaneous | E4 | Utility - Value of Sales | 0 | 0 | 0 | 0 | 0 | 0 | 0 | 0 | 0 | 0 | 0 | 0 | 0 | 0 | 0 | 0 | 0 | 0 | 0 | 0 | 0 | 0 | 0 | 0 | 0 | 0 | 0
F6_Commercial_Retail (WA)_New_Miscellaneous_Natural Gas_Miscellaneous_E5 | F6 | Commercial | Retail (WA) | New | Miscellaneous | Natural Gas | Miscellaneous | E5 | Utility - Value of Sales | 0 | 0 | 0 | 0 | 0 | 0 | 0 | 0 | 0 | 0 | 0 | 0 | 0 | 0 | 0 | 0 | 0 | 0 | 0 | 0 | 0 | 0 | 0 | 0 | 0 | 0 | 0
F6_Commercial_Retail (WA)_New_Miscellaneous_Natural Gas_Miscellaneous_E6 | F6 | Commercial | Retail (WA) | New | Miscellaneous | Natural Gas | Miscellaneous | E6 | Utility - Value of Sales | 0 | 0 | 0 | 0 | 0 | 0 | 0 | 0 | 0 | 0 | 0 | 0 | 0 | 0 | 0 | 0 | 0 | 0 | 0 | 0 | 0 | 0 | 0 | 0 | 0 | 0 | 0
F6_Commercial_Retail (WA)_New_Miscellaneous_Natural Gas_Miscellaneous_E7 | F6 | Commercial | Retail (WA) | New | Miscellaneous | Natural Gas | Miscellaneous | E7 | Utility - Value of Sales | 0 | 0 | 0 | 0 | 0 | 0 | 0 | 0 | 0 | 0 | 0 | 0 | 0 | 0 | 0 | 0 | 0 | 0 | 0 | 0 | 0 | 0 | 0 | 0 | 0 | 0 | 0
F6_Commercial_Retail (WA)_New_Miscellaneous_Natural Gas_Miscellaneous_E8 | F6 | Commercial | Retail (WA) | New | Miscellaneous | Natural Gas | Miscellaneous | E8 | Utility - Value of Sales | 0 | 0 | 0 | 0 | 0 | 0 | 0 | 0 | 0 | 0 | 0 | 0 | 0 | 0 | 0 | 0 | 0 | 0 | 0 | 0 | 0 | 0 | 0 | 0 | 0 | 0 | 0
F6_Commercial_Retail (WA)_New_Miscellaneous_Natural Gas_Miscellaneous_E9 | F6 | Commercial | Retail (WA) | New | Miscellaneous | Natural Gas | Miscellaneous | E9 | Utility - Value of Sales | 0 | 0 | 0 | 0 | 0 | 0 | 0 | 0 | 0 | 0 | 0 | 0 | 0 | 0 | 0 | 0 | 0 | 0 | 0 | 0 | 0 | 0 | 0 | 0 | 0 | 0 | 0
F6_Commercial_Retail (WA)_New_Miscellaneous_Natural Gas_Miscellaneous_E10 | F6 | Commercial | Retail (WA) | New | Miscellaneous | Natural Gas | Miscellaneous | E10 | Utility - Value of Sales | 0 | 0 | 0 | 0 | 0 | 0 | 0 | 0 | 0 | 0 | 0 | 0 | 0 | 0 | 0 | 0 | 0 | 0 | 0 | 0 | 0 | 0 | 0 | 0 | 0 | 0 | 0
F1_Commercial_Grocery (WA)_Existing_Space Heating_Natural Gas_Furnace_E1 | F1 | Commercial | Grocery (WA) | Existing | Space Heating | Natural Gas | Furnace | E1 | RVT - Cost of Equipment | 0.075113 | 0.075113 | 0.075113 | 0.075113 | 0.075113 | 0.075113 | 0.075113 | 0.075113 | 0.075113 | 0.075113 | 0.075113 | 0.075113 | 0.075113 | 0.075113 | 0.075113 | 0.075113 | 0.075113 | 0.075113 | 0.075113 | 0.075113 | 0.075113 | 0.075113 | 0.075113 | 0.075113 | 0.075113 | 0.075113 | 0.075113
F1_Commercial_Grocery (WA)_Existing_Space Heating_Natural Gas_Furnace_E2 | F1 | Commercial | Grocery (WA) | Existing | Space Heating | Natural Gas | Furnace | E2 | RVT - Cost of Equipment | 0.15182 | 0.15182 | 0.15182 | 0.15182 | 0.15182 | 0.15182 | 0.15182 | 0.15182 | 0.15182 | 0.15182 | 0.15182 | 0.15182 | 0.15182 | 0.15182 | 0.15182 | 0.15182 | 0.15182 | 0.15182 | 0.15182 | 0.15182 | 0.15182 | 0.15182 | 0.15182 | 0.15182 | 0.15182 | 0.15182 | 0.15182
F1_Commercial_Grocery (WA)_Existing_Space Heating_Natural Gas_Furnace_E3 | F1 | Commercial | Grocery (WA) | Existing | Space Heating | Natural Gas | Furnace | E3 | RVT - Cost of Equipment | 0.092292 | 0.092292 | 0.092292 | 0.092292 | 0.092292 | 0.092292 | 0.092292 | 0.092292 | 0.092292 | 0.092292 | 0.092292 | 0.092292 | 0.092292 | 0.092292 | 0.092292 | 0.092292 | 0.092292 | 0.092292 | 0.092292 | 0.092292 | 0.092292 | 0.092292 | 0.092292 | 0.092292 | 0.092292 | 0.092292 | 0.092292
F1_Commercial_Grocery (WA)_Existing_Space Heating_Natural Gas_Furnace_E4 | F1 | Commercial | Grocery (WA) | Existing | Space Heating | Natural Gas | Furnace | E4 | RVT - Cost of Equipment | 0 | 0 | 0 | 0 | 0 | 0 | 0 | 0 | 0 | 0 | 0 | 0 | 0 | 0 | 0 | 0 | 0 | 0 | 0 | 0 | 0 | 0 | 0 | 0 | 0 | 0 | 0
F1_Commercial_Grocery (WA)_Existing_Space Heating_Natural Gas_Furnace_E5 | F1 | Commercial | Grocery (WA) | Existing | Space Heating | Natural Gas | Furnace | E5 | RVT - Cost of Equipment | 0 | 0 | 0 | 0 | 0 | 0 | 0 | 0 | 0 | 0 | 0 | 0 | 0 | 0 | 0 | 0 | 0 | 0 | 0 | 0 | 0 | 0 | 0 | 0 | 0 | 0 | 0
F1_Commercial_Grocery (WA)_Existing_Space Heating_Natural Gas_Furnace_E6 | F1 | Commercial | Grocery (WA) | Existing | Space Heating | Natural Gas | Furnace | E6 | RVT - Cost of Equipment | 0 | 0 | 0 | 0 | 0 | 0 | 0 | 0 | 0 | 0 | 0 | 0 | 0 | 0 | 0 | 0 | 0 | 0 | 0 | 0 | 0 | 0 | 0 | 0 | 0 | 0 | 0
F1_Commercial_Grocery (WA)_Existing_Space Heating_Natural Gas_Furnace_E7 | F1 | Commercial | Grocery (WA) | Existing | Space Heating | Natural Gas | Furnace | E7 | RVT - Cost of Equipment | 0 | 0 | 0 | 0 | 0 | 0 | 0 | 0 | 0 | 0 | 0 | 0 | 0 | 0 | 0 | 0 | 0 | 0 | 0 | 0 | 0 | 0 | 0 | 0 | 0 | 0 | 0
F1_Commercial_Grocery (WA)_Existing_Space Heating_Natural Gas_Furnace_E8 | F1 | Commercial | Grocery (WA) | Existing | Space Heating | Natural Gas | Furnace | E8 | RVT - Cost of Equipment | 0 | 0 | 0 | 0 | 0 | 0 | 0 | 0 | 0 | 0 | 0 | 0 | 0 | 0 | 0 | 0 | 0 | 0 | 0 | 0 | 0 | 0 | 0 | 0 | 0 | 0 | 0
F1_Commercial_Grocery (WA)_Existing_Space Heating_Natural Gas_Furnace_E9 | F1 | Commercial | Grocery (WA) | Existing | Space Heating | Natural Gas | Furnace | E9 | RVT - Cost of Equipment | 0 | 0 | 0 | 0 | 0 | 0 | 0 | 0 | 0 | 0 | 0 | 0 | 0 | 0 | 0 | 0 | 0 | 0 | 0 | 0 | 0 | 0 | 0 | 0 | 0 | 0 | 0
F1_Commercial_Grocery (WA)_Existing_Space Heating_Natural Gas_Furnace_E10 | F1 | Commercial | Grocery (WA) | Existing | Space Heating | Natural Gas | Furnace | E10 | RVT - Cost of Equipment | 0 | 0 | 0 | 0 | 0 | 0 | 0 | 0 | 0 | 0 | 0 | 0 | 0 | 0 | 0 | 0 | 0 | 0 | 0 | 0 | 0 | 0 | 0 | 0 | 0 | 0 | 0
F2_Commercial_Grocery (WA)_Existing_Space Heating_Natural Gas_Furnace_E1 | F2 | Commercial | Grocery (WA) | Existing | Space Heating | Natural Gas | Furnace | E1 | RVT - Cost of Operation | 0.24083 | 0.24284 | 0.24617 | 0.25002 | 0.25443 | 0.26161 | 0.26874 | 0.27619 | 0.28273 | 0.28907 | 0.29627 | 0.30255 | 0.30955 | 0.31675 | 0.32316 | 0.32932 | 0.33474 | 0.34028 | 0.34602 | 0.35183 | 0.35764 | 0.36544 | 0.37469 | 0.38264 | 0.39077 | 0.39906 | 0.40753
F2_Commercial_Grocery (WA)_Existing_Space Heating_Natural Gas_Furnace_E2 | F2 | Commercial | Grocery (WA) | Existing | Space Heating | Natural Gas | Furnace | E2 | RVT - Cost of Operation | 0.21407 | 0.21585 | 0.21881 | 0.22223 | 0.22615 | 0.23254 | 0.23887 | 0.2455 | 0.25131 | 0.25695 | 0.26334 | 0.26893 | 0.27515 | 0.28155 | 0.28725 | 0.29272 | 0.29755 | 0.30247 | 0.30757 | 0.31273 | 0.3179 | 0.32483 | 0.33305 | 0.34012 | 0.34734 | 0.35471 | 0.36224
F2_Commercial_Grocery (WA)_Existing_Space Heating_Natural Gas_Furnace_E3 | F2 | Commercial | Grocery (WA) | Existing | Space Heating | Natural Gas | Furnace | E3 | RVT - Cost of Operation | 0.2007 | 0.20236 | 0.20514 | 0.20835 | 0.21202 | 0.21801 | 0.22395 | 0.23016 | 0.23561 | 0.24089 | 0.24689 | 0.25212 | 0.25795 | 0.26396 | 0.2693 | 0.27443 | 0.27895 | 0.28357 | 0.28835 | 0.29319 | 0.29804 | 0.30454 | 0.31224 | 0.31887 | 0.32564 | 0.33255 | 0.33961
F2_Commercial_Grocery (WA)_Existing_Space Heating_Natural Gas_Furnace_E4 | F2 | Commercial | Grocery (WA) | Existing | Space Heating | Natural Gas | Furnace | E4 | RVT - Cost of Operation | 0 | 0 | 0 | 0 | 0 | 0 | 0 | 0 | 0 | 0 | 0 | 0 | 0 | 0 | 0 | 0 | 0 | 0 | 0 | 0 | 0 | 0 | 0 | 0 | 0 | 0 | 0
F2_Commercial_Grocery (WA)_Existing_Space Heating_Natural Gas_Furnace_E5 | F2 | Commercial | Grocery (WA) | Existing | Space Heating | Natural Gas | Furnace | E5 | RVT - Cost of Operation | 0 | 0 | 0 | 0 | 0 | 0 | 0 | 0 | 0 | 0 | 0 | 0 | 0 | 0 | 0 | 0 | 0 | 0 | 0 | 0 | 0 | 0 | 0 | 0 | 0 | 0 | 0
F2_Commercial_Grocery (WA)_Existing_Space Heating_Natural Gas_Furnace_E6 | F2 | Commercial | Grocery (WA) | Existing | Space Heating | Natural Gas | Furnace | E6 | RVT - Cost of Operation | 0 | 0 | 0 | 0 | 0 | 0 | 0 | 0 | 0 | 0 | 0 | 0 | 0 | 0 | 0 | 0 | 0 | 0 | 0 | 0 | 0 | 0 | 0 | 0 | 0 | 0 | 0
F2_Commercial_Grocery (WA)_Existing_Space Heating_Natural Gas_Furnace_E7 | F2 | Commercial | Grocery (WA) | Existing | Space Heating | Natural Gas | Furnace | E7 | RVT - Cost of Operation | 0 | 0 | 0 | 0 | 0 | 0 | 0 | 0 | 0 | 0 | 0 | 0 | 0 | 0 | 0 | 0 | 0 | 0 | 0 | 0 | 0 | 0 | 0 | 0 | 0 | 0 | 0
F2_Commercial_Grocery (WA)_Existing_Space Heating_Natural Gas_Furnace_E8 | F2 | Commercial | Grocery (WA) | Existing | Space Heating | Natural Gas | Furnace | E8 | RVT - Cost of Operation | 0 | 0 | 0 | 0 | 0 | 0 | 0 | 0 | 0 | 0 | 0 | 0 | 0 | 0 | 0 | 0 | 0 | 0 | 0 | 0 | 0 | 0 | 0 | 0 | 0 | 0 | 0
F2_Commercial_Grocery (WA)_Existing_Space Heating_Natural Gas_Furnace_E9 | F2 | Commercial | Grocery (WA) | Existing | Space Heating | Natural Gas | Furnace | E9 | RVT - Cost of Operation | 0 | 0 | 0 | 0 | 0 | 0 | 0 | 0 | 0 | 0 | 0 | 0 | 0 | 0 | 0 | 0 | 0 | 0 | 0 | 0 | 0 | 0 | 0 | 0 | 0 | 0 | 0
F2_Commercial_Grocery (WA)_Existing_Space Heating_Natural Gas_Furnace_E10 | F2 | Commercial | Grocery (WA) | Existing | Space Heating | Natural Gas | Furnace | E10 | RVT - Cost of Operation | 0 | 0 | 0 | 0 | 0 | 0 | 0 | 0 | 0 | 0 | 0 | 0 | 0 | 0 | 0 | 0 | 0 | 0 | 0 | 0 | 0 | 0 | 0 | 0 | 0 | 0 | 0
F3_Commercial_Grocery (WA)_Existing_Space Heating_Natural Gas_Furnace_E1 | F3 | Commercial | Grocery (WA) | Existing | Space Heating | Natural Gas | Furnace | E1 | System - kBTUs of Consumption | 52.9991 | 52.866 | 52.866 | 52.866 | 52.866 | 52.866 | 52.866 | 52.866 | 52.866 | 52.866 | 52.866 | 52.866 | 52.866 | 52.866 | 52.866 | 52.866 | 52.866 | 52.866 | 52.866 | 52.866 | 52.866 | 52.866 | 52.866 | 52.866 | 52.866 | 52.866 | 52.866
F3_Commercial_Grocery (WA)_Existing_Space Heating_Natural Gas_Furnace_E2 | F3 | Commercial | Grocery (WA) | Existing | Space Heating | Natural Gas | Furnace | E2 | System - kBTUs of Consumption | 47.1095 | 46.9912 | 46.9912 | 46.9912 | 46.9912 | 46.9912 | 46.9912 | 46.9912 | 46.9912 | 46.9912 | 46.9912 | 46.9912 | 46.9912 | 46.9912 | 46.9912 | 46.9912 | 46.9912 | 46.9912 | 46.9912 | 46.9912 | 46.9912 | 46.9912 | 46.9912 | 46.9912 | 46.9912 | 46.9912 | 46.9912
F3_Commercial_Grocery (WA)_Existing_Space Heating_Natural Gas_Furnace_E3 | F3 | Commercial | Grocery (WA) | Existing | Space Heating | Natural Gas | Furnace | E3 | System - kBTUs of Consumption | 44.1659 | 44.055 | 44.055 | 44.055 | 44.055 | 44.055 | 44.055 | 44.055 | 44.055 | 44.055 | 44.055 | 44.055 | 44.055 | 44.055 | 44.055 | 44.055 | 44.055 | 44.055 | 44.055 | 44.055 | 44.055 | 44.055 | 44.055 | 44.055 | 44.055 | 44.055 | 44.055
F3_Commercial_Grocery (WA)_Existing_Space Heating_Natural Gas_Furnace_E4 | F3 | Commercial | Grocery (WA) | Existing | Space Heating | Natural Gas | Furnace | E4 | System - kBTUs of Consumption | 0 | 0 | 0 | 0 | 0 | 0 | 0 | 0 | 0 | 0 | 0 | 0 | 0 | 0 | 0 | 0 | 0 | 0 | 0 | 0 | 0 | 0 | 0 | 0 | 0 | 0 | 0
F3_Commercial_Grocery (WA)_Existing_Space Heating_Natural Gas_Furnace_E5 | F3 | Commercial | Grocery (WA) | Existing | Space Heating | Natural Gas | Furnace | E5 | System - kBTUs of Consumption | 0 | 0 | 0 | 0 | 0 | 0 | 0 | 0 | 0 | 0 | 0 | 0 | 0 | 0 | 0 | 0 | 0 | 0 | 0 | 0 | 0 | 0 | 0 | 0 | 0 | 0 | 0
F3_Commercial_Grocery (WA)_Existing_Space Heating_Natural Gas_Furnace_E6 | F3 | Commercial | Grocery (WA) | Existing | Space Heating | Natural Gas | Furnace | E6 | System - kBTUs of Consumption | 0 | 0 | 0 | 0 | 0 | 0 | 0 | 0 | 0 | 0 | 0 | 0 | 0 | 0 | 0 | 0 | 0 | 0 | 0 | 0 | 0 | 0 | 0 | 0 | 0 | 0 | 0
F3_Commercial_Grocery (WA)_Existing_Space Heating_Natural Gas_Furnace_E7 | F3 | Commercial | Grocery (WA) | Existing | Space Heating | Natural Gas | Furnace | E7 | System - kBTUs of Consumption | 0 | 0 | 0 | 0 | 0 | 0 | 0 | 0 | 0 | 0 | 0 | 0 | 0 | 0 | 0 | 0 | 0 | 0 | 0 | 0 | 0 | 0 | 0 | 0 | 0 | 0 | 0
F3_Commercial_Grocery (WA)_Existing_Space Heating_Natural Gas_Furnace_E8 | F3 | Commercial | Grocery (WA) | Existing | Space Heating | Natural Gas | Furnace | E8 | System - kBTUs of Consumption | 0 | 0 | 0 | 0 | 0 | 0 | 0 | 0 | 0 | 0 | 0 | 0 | 0 | 0 | 0 | 0 | 0 | 0 | 0 | 0 | 0 | 0 | 0 | 0 | 0 | 0 | 0
F3_Commercial_Grocery (WA)_Existing_Space Heating_Natural Gas_Furnace_E9 | F3 | Commercial | Grocery (WA) | Existing | Space Heating | Natural Gas | Furnace | E9 | System - kBTUs of Consumption | 0 | 0 | 0 | 0 | 0 | 0 | 0 | 0 | 0 | 0 | 0 | 0 | 0 | 0 | 0 | 0 | 0 | 0 | 0 | 0 | 0 | 0 | 0 | 0 | 0 | 0 | 0
F3_Commercial_Grocery (WA)_Existing_Space Heating_Natural Gas_Furnace_E10 | F3 | Commercial | Grocery (WA) | Existing | Space Heating | Natural Gas | Furnace | E10 | System - kBTUs of Consumption | 0 | 0 | 0 | 0 | 0 | 0 | 0 | 0 | 0 | 0 | 0 | 0 | 0 | 0 | 0 | 0 | 0 | 0 | 0 | 0 | 0 | 0 | 0 | 0 | 0 | 0 | 0
F4_Commercial_Grocery (WA)_Existing_Space Heating_Natural Gas_Furnace_E1 | F4 | Commercial | Grocery (WA) | Existing | Space Heating | Natural Gas | Furnace | E1 | Utility - Cost of Equipment | 0.075113 | 0.075113 | 0.075113 | 0.075113 | 0.075113 | 0.075113 | 0.075113 | 0.075113 | 0.075113 | 0.075113 | 0.075113 | 0.075113 | 0.075113 | 0.075113 | 0.075113 | 0.075113 | 0.075113 | 0.075113 | 0.075113 | 0.075113 | 0.075113 | 0.075113 | 0.075113 | 0.075113 | 0.075113 | 0.075113 | 0.075113
F4_Commercial_Grocery (WA)_Existing_Space Heating_Natural Gas_Furnace_E2 | F4 | Commercial | Grocery (WA) | Existing | Space Heating | Natural Gas | Furnace | E2 | Utility - Cost of Equipment | 0.15182 | 0.15182 | 0.15182 | 0.15182 | 0.15182 | 0.15182 | 0.15182 | 0.15182 | 0.15182 | 0.15182 | 0.15182 | 0.15182 | 0.15182 | 0.15182 | 0.15182 | 0.15182 | 0.15182 | 0.15182 | 0.15182 | 0.15182 | 0.15182 | 0.15182 | 0.15182 | 0.15182 | 0.15182 | 0.15182 | 0.15182
F4_Commercial_Grocery (WA)_Existing_Space Heating_Natural Gas_Furnace_E3 | F4 | Commercial | Grocery (WA) | Existing | Space Heating | Natural Gas | Furnace | E3 | Utility - Cost of Equipment | 0.092292 | 0.092292 | 0.092292 | 0.092292 | 0.092292 | 0.092292 | 0.092292 | 0.092292 | 0.092292 | 0.092292 | 0.092292 | 0.092292 | 0.092292 | 0.092292 | 0.092292 | 0.092292 | 0.092292 | 0.092292 | 0.092292 | 0.092292 | 0.092292 | 0.092292 | 0.092292 | 0.092292 | 0.092292 | 0.092292 | 0.092292
F4_Commercial_Grocery (WA)_Existing_Space Heating_Natural Gas_Furnace_E4 | F4 | Commercial | Grocery (WA) | Existing | Space Heating | Natural Gas | Furnace | E4 | Utility - Cost of Equipment | 0 | 0 | 0 | 0 | 0 | 0 | 0 | 0 | 0 | 0 | 0 | 0 | 0 | 0 | 0 | 0 | 0 | 0 | 0 | 0 | 0 | 0 | 0 | 0 | 0 | 0 | 0
F4_Commercial_Grocery (WA)_Existing_Space Heating_Natural Gas_Furnace_E5 | F4 | Commercial | Grocery (WA) | Existing | Space Heating | Natural Gas | Furnace | E5 | Utility - Cost of Equipment | 0 | 0 | 0 | 0 | 0 | 0 | 0 | 0 | 0 | 0 | 0 | 0 | 0 | 0 | 0 | 0 | 0 | 0 | 0 | 0 | 0 | 0 | 0 | 0 | 0 | 0 | 0
F4_Commercial_Grocery (WA)_Existing_Space Heating_Natural Gas_Furnace_E6 | F4 | Commercial | Grocery (WA) | Existing | Space Heating | Natural Gas | Furnace | E6 | Utility - Cost of Equipment | 0 | 0 | 0 | 0 | 0 | 0 | 0 | 0 | 0 | 0 | 0 | 0 | 0 | 0 | 0 | 0 | 0 | 0 | 0 | 0 | 0 | 0 | 0 | 0 | 0 | 0 | 0
F4_Commercial_Grocery (WA)_Existing_Space Heating_Natural Gas_Furnace_E7 | F4 | Commercial | Grocery (WA) | Existing | Space Heating | Natural Gas | Furnace | E7 | Utility - Cost of Equipment | 0 | 0 | 0 | 0 | 0 | 0 | 0 | 0 | 0 | 0 | 0 | 0 | 0 | 0 | 0 | 0 | 0 | 0 | 0 | 0 | 0 | 0 | 0 | 0 | 0 | 0 | 0
F4_Commercial_Grocery (WA)_Existing_Space Heating_Natural Gas_Furnace_E8 | F4 | Commercial | Grocery (WA) | Existing | Space Heating | Natural Gas | Furnace | E8 | Utility - Cost of Equipment | 0 | 0 | 0 | 0 | 0 | 0 | 0 | 0 | 0 | 0 | 0 | 0 | 0 | 0 | 0 | 0 | 0 | 0 | 0 | 0 | 0 | 0 | 0 | 0 | 0 | 0 | 0
F4_Commercial_Grocery (WA)_Existing_Space Heating_Natural Gas_Furnace_E9 | F4 | Commercial | Grocery (WA) | Existing | Space Heating | Natural Gas | Furnace | E9 | Utility - Cost of Equipment | 0 | 0 | 0 | 0 | 0 | 0 | 0 | 0 | 0 | 0 | 0 | 0 | 0 | 0 | 0 | 0 | 0 | 0 | 0 | 0 | 0 | 0 | 0 | 0 | 0 | 0 | 0
F4_Commercial_Grocery (WA)_Existing_Space Heating_Natural Gas_Furnace_E10 | F4 | Commercial | Grocery (WA) | Existing | Space Heating | Natural Gas | Furnace | E10 | Utility - Cost of Equipment | 0 | 0 | 0 | 0 | 0 | 0 | 0 | 0 | 0 | 0 | 0 | 0 | 0 | 0 | 0 | 0 | 0 | 0 | 0 | 0 | 0 | 0 | 0 | 0 | 0 | 0 | 0
F5_Commercial_Grocery (WA)_Existing_Space Heating_Natural Gas_Furnace_E1 | F5 | Commercial | Grocery (WA) | Existing | Space Heating | Natural Gas | Furnace | E1 | Utility - Cost of Operation | 0.20633 | 0.20933 | 0.21358 | 0.21843 | 0.22393 | 0.23194 | 0.24012 | 0.24879 | 0.25696 | 0.26524 | 0.27249 | 0.27904 | 0.28631 | 0.29385 | 0.30075 | 0.3075 | 0.31369 | 0.32008 | 0.32676 | 0.33362 | 0.34061 | 0.34804 | 0.35685 | 0.36442 | 0.37216 | 0.38006 | 0.38812
F5_Commercial_Grocery (WA)_Existing_Space Heating_Natural Gas_Furnace_E2 | F5 | Commercial | Grocery (WA) | Existing | Space Heating | Natural Gas | Furnace | E2 | Utility - Cost of Operation | 0.1834 | 0.18606 | 0.18984 | 0.19416 | 0.19905 | 0.20617 | 0.21343 | 0.22115 | 0.22841 | 0.23577 | 0.24221 | 0.24803 | 0.25449 | 0.26119 | 0.26733 | 0.27333 | 0.27883 | 0.28451 | 0.29045 | 0.29655 | 0.30276 | 0.30936 | 0.31719 | 0.32393 | 0.3308 | 0.33782 | 0.34499
F5_Commercial_Grocery (WA)_Existing_Space Heating_Natural Gas_Furnace_E3 | F5 | Commercial | Grocery (WA) | Existing | Space Heating | Natural Gas | Furnace | E3 | Utility - Cost of Operation | 0.17194 | 0.17444 | 0.17798 | 0.18203 | 0.18661 | 0.19329 | 0.2001 | 0.20733 | 0.21413 | 0.22103 | 0.22707 | 0.23253 | 0.23859 | 0.24487 | 0.25062 | 0.25625 | 0.26141 | 0.26673 | 0.2723 | 0.27802 | 0.28384 | 0.29003 | 0.29737 | 0.30369 | 0.31013 | 0.31671 | 0.32344
F5_Commercial_Grocery (WA)_Existing_Space Heating_Natural Gas_Furnace_E4 | F5 | Commercial | Grocery (WA) | Existing | Space Heating | Natural Gas | Furnace | E4 | Utility - Cost of Operation | 0 | 0 | 0 | 0 | 0 | 0 | 0 | 0 | 0 | 0 | 0 | 0 | 0 | 0 | 0 | 0 | 0 | 0 | 0 | 0 | 0 | 0 | 0 | 0 | 0 | 0 | 0
F5_Commercial_Grocery (WA)_Existing_Space Heating_Natural Gas_Furnace_E5 | F5 | Commercial | Grocery (WA) | Existing | Space Heating | Natural Gas | Furnace | E5 | Utility - Cost of Operation | 0 | 0 | 0 | 0 | 0 | 0 | 0 | 0 | 0 | 0 | 0 | 0 | 0 | 0 | 0 | 0 | 0 | 0 | 0 | 0 | 0 | 0 | 0 | 0 | 0 | 0 | 0
F5_Commercial_Grocery (WA)_Existing_Space Heating_Natural Gas_Furnace_E6 | F5 | Commercial | Grocery (WA) | Existing | Space Heating | Natural Gas | Furnace | E6 | Utility - Cost of Operation | 0 | 0 | 0 | 0 | 0 | 0 | 0 | 0 | 0 | 0 | 0 | 0 | 0 | 0 | 0 | 0 | 0 | 0 | 0 | 0 | 0 | 0 | 0 | 0 | 0 | 0 | 0
F5_Commercial_Grocery (WA)_Existing_Space Heating_Natural Gas_Furnace_E7 | F5 | Commercial | Grocery (WA) | Existing | Space Heating | Natural Gas | Furnace | E7 | Utility - Cost of Operation | 0 | 0 | 0 | 0 | 0 | 0 | 0 | 0 | 0 | 0 | 0 | 0 | 0 | 0 | 0 | 0 | 0 | 0 | 0 | 0 | 0 | 0 | 0 | 0 | 0 | 0 | 0
F5_Commercial_Grocery (WA)_Existing_Space Heating_Natural Gas_Furnace_E8 | F5 | Commercial | Grocery (WA) | Existing | Space Heating | Natural Gas | Furnace | E8 | Utility - Cost of Operation | 0 | 0 | 0 | 0 | 0 | 0 | 0 | 0 | 0 | 0 | 0 | 0 | 0 | 0 | 0 | 0 | 0 | 0 | 0 | 0 | 0 | 0 | 0 | 0 | 0 | 0 | 0
F5_Commercial_Grocery (WA)_Existing_Space Heating_Natural Gas_Furnace_E9 | F5 | Commercial | Grocery (WA) | Existing | Space Heating | Natural Gas | Furnace | E9 | Utility - Cost of Operation | 0 | 0 | 0 | 0 | 0 | 0 | 0 | 0 | 0 | 0 | 0 | 0 | 0 | 0 | 0 | 0 | 0 | 0 | 0 | 0 | 0 | 0 | 0 | 0 | 0 | 0 | 0
F5_Commercial_Grocery (WA)_Existing_Space Heating_Natural Gas_Furnace_E10 | F5 | Commercial | Grocery (WA) | Existing | Space Heating | Natural Gas | Furnace | E10 | Utility - Cost of Operation | 0 | 0 | 0 | 0 | 0 | 0 | 0 | 0 | 0 | 0 | 0 | 0 | 0 | 0 | 0 | 0 | 0 | 0 | 0 | 0 | 0 | 0 | 0 | 0 | 0 | 0 | 0
F6_Commercial_Grocery (WA)_Existing_Space Heating_Natural Gas_Furnace_E1 | F6 | Commercial | Grocery (WA) | Existing | Space Heating | Natural Gas | Furnace | E1 | Utility - Value of Sales | 0.24083 | 0.24284 | 0.24617 | 0.25002 | 0.25443 | 0.26161 | 0.26874 | 0.27619 | 0.28273 | 0.28907 | 0.29627 | 0.30255 | 0.30955 | 0.31675 | 0.32316 | 0.32932 | 0.33474 | 0.34028 | 0.34602 | 0.35183 | 0.35764 | 0.36544 | 0.37469 | 0.38264 | 0.39077 | 0.39906 | 0.40753
F6_Commercial_Grocery (WA)_Existing_Space Heating_Natural Gas_Furnace_E2 | F6 | Commercial | Grocery (WA) | Existing | Space Heating | Natural Gas | Furnace | E2 | Utility - Value of Sales | 0.21407 | 0.21585 | 0.21881 | 0.22223 | 0.22615 | 0.23254 | 0.23887 | 0.2455 | 0.25131 | 0.25695 | 0.26334 | 0.26893 | 0.27515 | 0.28155 | 0.28725 | 0.29272 | 0.29755 | 0.30247 | 0.30757 | 0.31273 | 0.3179 | 0.32483 | 0.33305 | 0.34012 | 0.34734 | 0.35471 | 0.36224
F6_Commercial_Grocery (WA)_Existing_Space Heating_Natural Gas_Furnace_E3 | F6 | Commercial | Grocery (WA) | Existing | Space Heating | Natural Gas | Furnace | E3 | Utility - Value of Sales | 0.2007 | 0.20236 | 0.20514 | 0.20835 | 0.21202 | 0.21801 | 0.22395 | 0.23016 | 0.23561 | 0.24089 | 0.24689 | 0.25212 | 0.25795 | 0.26396 | 0.2693 | 0.27443 | 0.27895 | 0.28357 | 0.28835 | 0.29319 | 0.29804 | 0.30454 | 0.31224 | 0.31887 | 0.32564 | 0.33255 | 0.33961
F6_Commercial_Grocery (WA)_Existing_Space Heating_Natural Gas_Furnace_E4 | F6 | Commercial | Grocery (WA) | Existing | Space Heating | Natural Gas | Furnace | E4 | Utility - Value of Sales | 0 | 0 | 0 | 0 | 0 | 0 | 0 | 0 | 0 | 0 | 0 | 0 | 0 | 0 | 0 | 0 | 0 | 0 | 0 | 0 | 0 | 0 | 0 | 0 | 0 | 0 | 0
F6_Commercial_Grocery (WA)_Existing_Space Heating_Natural Gas_Furnace_E5 | F6 | Commercial | Grocery (WA) | Existing | Space Heating | Natural Gas | Furnace | E5 | Utility - Value of Sales | 0 | 0 | 0 | 0 | 0 | 0 | 0 | 0 | 0 | 0 | 0 | 0 | 0 | 0 | 0 | 0 | 0 | 0 | 0 | 0 | 0 | 0 | 0 | 0 | 0 | 0 | 0
F6_Commercial_Grocery (WA)_Existing_Space Heating_Natural Gas_Furnace_E6 | F6 | Commercial | Grocery (WA) | Existing | Space Heating | Natural Gas | Furnace | E6 | Utility - Value of Sales | 0 | 0 | 0 | 0 | 0 | 0 | 0 | 0 | 0 | 0 | 0 | 0 | 0 | 0 | 0 | 0 | 0 | 0 | 0 | 0 | 0 | 0 | 0 | 0 | 0 | 0 | 0
F6_Commercial_Grocery (WA)_Existing_Space Heating_Natural Gas_Furnace_E7 | F6 | Commercial | Grocery (WA) | Existing | Space Heating | Natural Gas | Furnace | E7 | Utility - Value of Sales | 0 | 0 | 0 | 0 | 0 | 0 | 0 | 0 | 0 | 0 | 0 | 0 | 0 | 0 | 0 | 0 | 0 | 0 | 0 | 0 | 0 | 0 | 0 | 0 | 0 | 0 | 0
F6_Commercial_Grocery (WA)_Existing_Space Heating_Natural Gas_Furnace_E8 | F6 | Commercial | Grocery (WA) | Existing | Space Heating | Natural Gas | Furnace | E8 | Utility - Value of Sales | 0 | 0 | 0 | 0 | 0 | 0 | 0 | 0 | 0 | 0 | 0 | 0 | 0 | 0 | 0 | 0 | 0 | 0 | 0 | 0 | 0 | 0 | 0 | 0 | 0 | 0 | 0
F6_Commercial_Grocery (WA)_Existing_Space Heating_Natural Gas_Furnace_E9 | F6 | Commercial | Grocery (WA) | Existing | Space Heating | Natural Gas | Furnace | E9 | Utility - Value of Sales | 0 | 0 | 0 | 0 | 0 | 0 | 0 | 0 | 0 | 0 | 0 | 0 | 0 | 0 | 0 | 0 | 0 | 0 | 0 | 0 | 0 | 0 | 0 | 0 | 0 | 0 | 0
F6_Commercial_Grocery (WA)_Existing_Space Heating_Natural Gas_Furnace_E10 | F6 | Commercial | Grocery (WA) | Existing | Space Heating | Natural Gas | Furnace | E10 | Utility - Value of Sales | 0 | 0 | 0 | 0 | 0 | 0 | 0 | 0 | 0 | 0 | 0 | 0 | 0 | 0 | 0 | 0 | 0 | 0 | 0 | 0 | 0 | 0 | 0 | 0 | 0 | 0 | 0
F1_Commercial_Grocery (WA)_Existing_Space Heating_Natural Gas_Boiler_E1 | F1 | Commercial | Grocery (WA) | Existing | Space Heating | Natural Gas | Boiler | E1 | RVT - Cost of Equipment | 0.14092 | 0.14092 | 0.14092 | 0.14092 | 0.14092 | 0.14092 | 0.14092 | 0.14092 | 0.14092 | 0.14092 | 0.14092 | 0.14092 | 0.14092 | 0.14092 | 0.14092 | 0.14092 | 0.14092 | 0.14092 | 0.14092 | 0.14092 | 0.14092 | 0.14092 | 0.14092 | 0.14092 | 0.14092 | 0.14092 | 0.14092
F1_Commercial_Grocery (WA)_Existing_Space Heating_Natural Gas_Boiler_E2 | F1 | Commercial | Grocery (WA) | Existing | Space Heating | Natural Gas | Boiler | E2 | RVT - Cost of Equipment | 0.14683 | 0.14683 | 0.14683 | 0.14683 | 0.14683 | 0.14683 | 0.14683 | 0.14683 | 0.14683 | 0.14683 | 0.14683 | 0.14683 | 0.14683 | 0.14683 | 0.14683 | 0.14683 | 0.14683 | 0.14683 | 0.14683 | 0.14683 | 0.14683 | 0.14683 | 0.14683 | 0.14683 | 0.14683 | 0.14683 | 0.14683
F1_Commercial_Grocery (WA)_Existing_Space Heating_Natural Gas_Boiler_E3 | F1 | Commercial | Grocery (WA) | Existing | Space Heating | Natural Gas | Boiler | E3 | RVT - Cost of Equipment | 0.13707 | 0.13707 | 0.13707 | 0.13707 | 0.13707 | 0.13707 | 0.13707 | 0.13707 | 0.13707 | 0.13707 | 0.13707 | 0.13707 | 0.13707 | 0.13707 | 0.13707 | 0.13707 | 0.13707 | 0.13707 | 0.13707 | 0.13707 | 0.13707 | 0.13707 | 0.13707 | 0.13707 | 0.13707 | 0.13707 | 0.13707
F1_Commercial_Grocery (WA)_Existing_Space Heating_Natural Gas_Boiler_E4 | F1 | Commercial | Grocery (WA) | Existing | Space Heating | Natural Gas | Boiler | E4 | RVT - Cost of Equipment | 1.1304 | 1.1304 | 1.1304 | 1.1304 | 1.1304 | 1.1304 | 1.1304 | 1.1304 | 1.1304 | 1.1304 | 1.1304 | 1.1304 | 1.1304 | 1.1304 | 1.1304 | 1.1304 | 1.1304 | 1.1304 | 1.1304 | 1.1304 | 1.1304 | 1.1304 | 1.1304 | 1.1304 | 1.1304 | 1.1304 | 1.1304
F1_Commercial_Grocery (WA)_Existing_Space Heating_Natural Gas_Boiler_E5 | F1 | Commercial | Grocery (WA) | Existing | Space Heating | Natural Gas | Boiler | E5 | RVT - Cost of Equipment | 0 | 0 | 0 | 0 | 0 | 0 | 0 | 0 | 0 | 0 | 0 | 0 | 0 | 0 | 0 | 0 | 0 | 0 | 0 | 0 | 0 | 0 | 0 | 0 | 0 | 0 | 0
F1_Commercial_Grocery (WA)_Existing_Space Heating_Natural Gas_Boiler_E6 | F1 | Commercial | Grocery (WA) | Existing | Space Heating | Natural Gas | Boiler | E6 | RVT - Cost of Equipment | 0 | 0 | 0 | 0 | 0 | 0 | 0 | 0 | 0 | 0 | 0 | 0 | 0 | 0 | 0 | 0 | 0 | 0 | 0 | 0 | 0 | 0 | 0 | 0 | 0 | 0 | 0
F1_Commercial_Grocery (WA)_Existing_Space Heating_Natural Gas_Boiler_E7 | F1 | Commercial | Grocery (WA) | Existing | Space Heating | Natural Gas | Boiler | E7 | RVT - Cost of Equipment | 0 | 0 | 0 | 0 | 0 | 0 | 0 | 0 | 0 | 0 | 0 | 0 | 0 | 0 | 0 | 0 | 0 | 0 | 0 | 0 | 0 | 0 | 0 | 0 | 0 | 0 | 0
F1_Commercial_Grocery (WA)_Existing_Space Heating_Natural Gas_Boiler_E8 | F1 | Commercial | Grocery (WA) | Existing | Space Heating | Natural Gas | Boiler | E8 | RVT - Cost of Equipment | 0 | 0 | 0 | 0 | 0 | 0 | 0 | 0 | 0 | 0 | 0 | 0 | 0 | 0 | 0 | 0 | 0 | 0 | 0 | 0 | 0 | 0 | 0 | 0 | 0 | 0 | 0
F1_Commercial_Grocery (WA)_Existing_Space Heating_Natural Gas_Boiler_E9 | F1 | Commercial | Grocery (WA) | Existing | Space Heating | Natural Gas | Boiler | E9 | RVT - Cost of Equipment | 0 | 0 | 0 | 0 | 0 | 0 | 0 | 0 | 0 | 0 | 0 | 0 | 0 | 0 | 0 | 0 | 0 | 0 | 0 | 0 | 0 | 0 | 0 | 0 | 0 | 0 | 0
F1_Commercial_Grocery (WA)_Existing_Space Heating_Natural Gas_Boiler_E10 | F1 | Commercial | Grocery (WA) | Existing | Space Heating | Natural Gas | Boiler | E10 | RVT - Cost of Equipment | 0 | 0 | 0 | 0 | 0 | 0 | 0 | 0 | 0 | 0 | 0 | 0 | 0 | 0 | 0 | 0 | 0 | 0 | 0 | 0 | 0 | 0 | 0 | 0 | 0 | 0 | 0
F2_Commercial_Grocery (WA)_Existing_Space Heating_Natural Gas_Boiler_E1 | F2 | Commercial | Grocery (WA) | Existing | Space Heating | Natural Gas | Boiler | E1 | RVT - Cost of Operation | 0.92214 | 0.93325 | 0.94793 | 0.96395 | 0.98142 | 1.0061 | 1.0308 | 1.0566 | 1.0804 | 1.104 | 1.1301 | 1.1543 | 1.1804 | 1.2071 | 1.2319 | 1.2563 | 1.2789 | 1.3021 | 1.3259 | 1.3502 | 1.3746 | 1.4041 | 1.4374 | 1.4673 | 1.4974 | 1.5205 | 1.5413
F2_Commercial_Grocery (WA)_Existing_Space Heating_Natural Gas_Boiler_E2 | F2 | Commercial | Grocery (WA) | Existing | Space Heating | Natural Gas | Boiler | E2 | RVT - Cost of Operation | 0.8679 | 0.87835 | 0.89216 | 0.90724 | 0.92368 | 0.94689 | 0.97013 | 0.99443 | 1.0168 | 1.039 | 1.0636 | 1.0864 | 1.111 | 1.1361 | 1.1595 | 1.1824 | 1.2037 | 1.2255 | 1.2479 | 1.2707 | 1.2937 | 1.3215 | 1.3528 | 1.3809 | 1.4093 | 1.4311 | 1.4506
F2_Commercial_Grocery (WA)_Existing_Space Heating_Natural Gas_Boiler_E3 | F2 | Commercial | Grocery (WA) | Existing | Space Heating | Natural Gas | Boiler | E3 | RVT - Cost of Operation | 0.76053 | 0.76969 | 0.7818 | 0.79501 | 0.80941 | 0.82975 | 0.85012 | 0.87141 | 0.89104 | 0.91051 | 0.93205 | 0.95197 | 0.97354 | 0.99554 | 1.016 | 1.0361 | 1.0548 | 1.0739 | 1.0936 | 1.1135 | 1.1337 | 1.158 | 1.1855 | 1.2101 | 1.235 | 1.254 | 1.2711
F2_Commercial_Grocery (WA)_Existing_Space Heating_Natural Gas_Boiler_E4 | F2 | Commercial | Grocery (WA) | Existing | Space Heating | Natural Gas | Boiler | E4 | RVT - Cost of Operation | 0.48048 | 0.48447 | 0.49112 | 0.4988 | 0.5076 | 0.52193 | 0.53614 | 0.55101 | 0.56406 | 0.57672 | 0.59107 | 0.6036 | 0.61756 | 0.63194 | 0.64473 | 0.65701 | 0.66784 | 0.67888 | 0.69034 | 0.70192 | 0.71352 | 0.72908 | 0.74753 | 0.7634 | 0.7796 | 0.79615 | 0.81305
F2_Commercial_Grocery (WA)_Existing_Space Heating_Natural Gas_Boiler_E5 | F2 | Commercial | Grocery (WA) | Existing | Space Heating | Natural Gas | Boiler | E5 | RVT - Cost of Operation | 0 | 0 | 0 | 0 | 0 | 0 | 0 | 0 | 0 | 0 | 0 | 0 | 0 | 0 | 0 | 0 | 0 | 0 | 0 | 0 | 0 | 0 | 0 | 0 | 0 | 0 | 0
F2_Commercial_Grocery (WA)_Existing_Space Heating_Natural Gas_Boiler_E6 | F2 | Commercial | Grocery (WA) | Existing | Space Heating | Natural Gas | Boiler | E6 | RVT - Cost of Operation | 0 | 0 | 0 | 0 | 0 | 0 | 0 | 0 | 0 | 0 | 0 | 0 | 0 | 0 | 0 | 0 | 0 | 0 | 0 | 0 | 0 | 0 | 0 | 0 | 0 | 0 | 0
F2_Commercial_Grocery (WA)_Existing_Space Heating_Natural Gas_Boiler_E7 | F2 | Commercial | Grocery (WA) | Existing | Space Heating | Natural Gas | Boiler | E7 | RVT - Cost of Operation | 0 | 0 | 0 | 0 | 0 | 0 | 0 | 0 | 0 | 0 | 0 | 0 | 0 | 0 | 0 | 0 | 0 | 0 | 0 | 0 | 0 | 0 | 0 | 0 | 0 | 0 | 0
F2_Commercial_Grocery (WA)_Existing_Space Heating_Natural Gas_Boiler_E8 | F2 | Commercial | Grocery (WA) | Existing | Space Heating | Natural Gas | Boiler | E8 | RVT - Cost of Operation | 0 | 0 | 0 | 0 | 0 | 0 | 0 | 0 | 0 | 0 | 0 | 0 | 0 | 0 | 0 | 0 | 0 | 0 | 0 | 0 | 0 | 0 | 0 | 0 | 0 | 0 | 0
F2_Commercial_Grocery (WA)_Existing_Space Heating_Natural Gas_Boiler_E9 | F2 | Commercial | Grocery (WA) | Existing | Space Heating | Natural Gas | Boiler | E9 | RVT - Cost of Operation | 0 | 0 | 0 | 0 | 0 | 0 | 0 | 0 | 0 | 0 | 0 | 0 | 0 | 0 | 0 | 0 | 0 | 0 | 0 | 0 | 0 | 0 | 0 | 0 | 0 | 0 | 0
F2_Commercial_Grocery (WA)_Existing_Space Heating_Natural Gas_Boiler_E10 | F2 | Commercial | Grocery (WA) | Existing | Space Heating | Natural Gas | Boiler | E10 | RVT - Cost of Operation | 0 | 0 | 0 | 0 | 0 | 0 | 0 | 0 | 0 | 0 | 0 | 0 | 0 | 0 | 0 | 0 | 0 | 0 | 0 | 0 | 0 | 0 | 0 | 0 | 0 | 0 | 0
F3_Commercial_Grocery (WA)_Existing_Space Heating_Natural Gas_Boiler_E1 | F3 | Commercial | Grocery (WA) | Existing | Space Heating | Natural Gas | Boiler | E1 | System - kBTUs of Consumption | 181.4507 | 181.2184 | 181.2184 | 181.2184 | 181.2184 | 181.2184 | 181.2184 | 181.2184 | 181.2184 | 181.2184 | 181.2184 | 181.2184 | 181.2184 | 181.2184 | 181.2184 | 181.2184 | 181.2184 | 181.2184 | 181.2184 | 181.2184 | 181.2184 | 181.2184 | 181.2184 | 181.2184 | 181.2184 | 178.9811 | 176.1845
F3_Commercial_Grocery (WA)_Existing_Space Heating_Natural Gas_Boiler_E2 | F3 | Commercial | Grocery (WA) | Existing | Space Heating | Natural Gas | Boiler | E2 | System - kBTUs of Consumption | 170.7759 | 170.5573 | 170.5573 | 170.5573 | 170.5573 | 170.5573 | 170.5573 | 170.5573 | 170.5573 | 170.5573 | 170.5573 | 170.5573 | 170.5573 | 170.5573 | 170.5573 | 170.5573 | 170.5573 | 170.5573 | 170.5573 | 170.5573 | 170.5573 | 170.5573 | 170.5573 | 170.5573 | 170.5573 | 168.4516 | 165.8196
F3_Commercial_Grocery (WA)_Existing_Space Heating_Natural Gas_Boiler_E3 | F3 | Commercial | Grocery (WA) | Existing | Space Heating | Natural Gas | Boiler | E3 | System - kBTUs of Consumption | 149.6496 | 149.458 | 149.458 | 149.458 | 149.458 | 149.458 | 149.458 | 149.458 | 149.458 | 149.458 | 149.458 | 149.458 | 149.458 | 149.458 | 149.458 | 149.458 | 149.458 | 149.458 | 149.458 | 149.458 | 149.458 | 149.458 | 149.458 | 149.458 | 149.458 | 147.6129 | 145.3064
F3_Commercial_Grocery (WA)_Existing_Space Heating_Natural Gas_Boiler_E4 | F3 | Commercial | Grocery (WA) | Existing | Space Heating | Natural Gas | Boiler | E4 | System - kBTUs of Consumption | 105.7365 | 105.471 | 105.471 | 105.471 | 105.471 | 105.471 | 105.471 | 105.471 | 105.471 | 105.471 | 105.471 | 105.471 | 105.471 | 105.471 | 105.471 | 105.471 | 105.471 | 105.471 | 105.471 | 105.471 | 105.471 | 105.471 | 105.471 | 105.471 | 105.471 | 105.471 | 105.471
F3_Commercial_Grocery (WA)_Existing_Space Heating_Natural Gas_Boiler_E5 | F3 | Commercial | Grocery (WA) | Existing | Space Heating | Natural Gas | Boiler | E5 | System - kBTUs of Consumption | 0 | 0 | 0 | 0 | 0 | 0 | 0 | 0 | 0 | 0 | 0 | 0 | 0 | 0 | 0 | 0 | 0 | 0 | 0 | 0 | 0 | 0 | 0 | 0 | 0 | 0 | 0
F3_Commercial_Grocery (WA)_Existing_Space Heating_Natural Gas_Boiler_E6 | F3 | Commercial | Grocery (WA) | Existing | Space Heating | Natural Gas | Boiler | E6 | System - kBTUs of Consumption | 0 | 0 | 0 | 0 | 0 | 0 | 0 | 0 | 0 | 0 | 0 | 0 | 0 | 0 | 0 | 0 | 0 | 0 | 0 | 0 | 0 | 0 | 0 | 0 | 0 | 0 | 0
F3_Commercial_Grocery (WA)_Existing_Space Heating_Natural Gas_Boiler_E7 | F3 | Commercial | Grocery (WA) | Existing | Space Heating | Natural Gas | Boiler | E7 | System - kBTUs of Consumption | 0 | 0 | 0 | 0 | 0 | 0 | 0 | 0 | 0 | 0 | 0 | 0 | 0 | 0 | 0 | 0 | 0 | 0 | 0 | 0 | 0 | 0 | 0 | 0 | 0 | 0 | 0
F3_Commercial_Grocery (WA)_Existing_Space Heating_Natural Gas_Boiler_E8 | F3 | Commercial | Grocery (WA) | Existing | Space Heating | Natural Gas | Boiler | E8 | System - kBTUs of Consumption | 0 | 0 | 0 | 0 | 0 | 0 | 0 | 0 | 0 | 0 | 0 | 0 | 0 | 0 | 0 | 0 | 0 | 0 | 0 | 0 | 0 | 0 | 0 | 0 | 0 | 0 | 0
F3_Commercial_Grocery (WA)_Existing_Space Heating_Natural Gas_Boiler_E9 | F3 | Commercial | Grocery (WA) | Existing | Space Heating | Natural Gas | Boiler | E9 | System - kBTUs of Consumption | 0 | 0 | 0 | 0 | 0 | 0 | 0 | 0 | 0 | 0 | 0 | 0 | 0 | 0 | 0 | 0 | 0 | 0 | 0 | 0 | 0 | 0 | 0 | 0 | 0 | 0 | 0
F3_Commercial_Grocery (WA)_Existing_Space Heating_Natural Gas_Boiler_E10 | F3 | Commercial | Grocery (WA) | Existing | Space Heating | Natural Gas | Boiler | E10 | System - kBTUs of Consumption | 0 | 0 | 0 | 0 | 0 | 0 | 0 | 0 | 0 | 0 | 0 | 0 | 0 | 0 | 0 | 0 | 0 | 0 | 0 | 0 | 0 | 0 | 0 | 0 | 0 | 0 | 0
F4_Commercial_Grocery (WA)_Existing_Space Heating_Natural Gas_Boiler_E1 | F4 | Commercial | Grocery (WA) | Existing | Space Heating | Natural Gas | Boiler | E1 | Utility - Cost of Equipment | 0.14092 | 0.14092 | 0.14092 | 0.14092 | 0.14092 | 0.14092 | 0.14092 | 0.14092 | 0.14092 | 0.14092 | 0.14092 | 0.14092 | 0.14092 | 0.14092 | 0.14092 | 0.14092 | 0.14092 | 0.14092 | 0.14092 | 0.14092 | 0.14092 | 0.14092 | 0.14092 | 0.14092 | 0.14092 | 0.14092 | 0.14092
F4_Commercial_Grocery (WA)_Existing_Space Heating_Natural Gas_Boiler_E2 | F4 | Commercial | Grocery (WA) | Existing | Space Heating | Natural Gas | Boiler | E2 | Utility - Cost of Equipment | 0.14683 | 0.14683 | 0.14683 | 0.14683 | 0.14683 | 0.14683 | 0.14683 | 0.14683 | 0.14683 | 0.14683 | 0.14683 | 0.14683 | 0.14683 | 0.14683 | 0.14683 | 0.14683 | 0.14683 | 0.14683 | 0.14683 | 0.14683 | 0.14683 | 0.14683 | 0.14683 | 0.14683 | 0.14683 | 0.14683 | 0.14683
F4_Commercial_Grocery (WA)_Existing_Space Heating_Natural Gas_Boiler_E3 | F4 | Commercial | Grocery (WA) | Existing | Space Heating | Natural Gas | Boiler | E3 | Utility - Cost of Equipment | 0.13707 | 0.13707 | 0.13707 | 0.13707 | 0.13707 | 0.13707 | 0.13707 | 0.13707 | 0.13707 | 0.13707 | 0.13707 | 0.13707 | 0.13707 | 0.13707 | 0.13707 | 0.13707 | 0.13707 | 0.13707 | 0.13707 | 0.13707 | 0.13707 | 0.13707 | 0.13707 | 0.13707 | 0.13707 | 0.13707 | 0.13707
F4_Commercial_Grocery (WA)_Existing_Space Heating_Natural Gas_Boiler_E4 | F4 | Commercial | Grocery (WA) | Existing | Space Heating | Natural Gas | Boiler | E4 | Utility - Cost of Equipment | 1.1304 | 1.1304 | 1.1304 | 1.1304 | 1.1304 | 1.1304 | 1.1304 | 1.1304 | 1.1304 | 1.1304 | 1.1304 | 1.1304 | 1.1304 | 1.1304 | 1.1304 | 1.1304 | 1.1304 | 1.1304 | 1.1304 | 1.1304 | 1.1304 | 1.1304 | 1.1304 | 1.1304 | 1.1304 | 1.1304 | 1.1304
F4_Commercial_Grocery (WA)_Existing_Space Heating_Natural Gas_Boiler_E5 | F4 | Commercial | Grocery (WA) | Existing | Space Heating | Natural Gas | Boiler | E5 | Utility - Cost of Equipment | 0 | 0 | 0 | 0 | 0 | 0 | 0 | 0 | 0 | 0 | 0 | 0 | 0 | 0 | 0 | 0 | 0 | 0 | 0 | 0 | 0 | 0 | 0 | 0 | 0 | 0 | 0
F4_Commercial_Grocery (WA)_Existing_Space Heating_Natural Gas_Boiler_E6 | F4 | Commercial | Grocery (WA) | Existing | Space Heating | Natural Gas | Boiler | E6 | Utility - Cost of Equipment | 0 | 0 | 0 | 0 | 0 | 0 | 0 | 0 | 0 | 0 | 0 | 0 | 0 | 0 | 0 | 0 | 0 | 0 | 0 | 0 | 0 | 0 | 0 | 0 | 0 | 0 | 0
F4_Commercial_Grocery (WA)_Existing_Space Heating_Natural Gas_Boiler_E7 | F4 | Commercial | Grocery (WA) | Existing | Space Heating | Natural Gas | Boiler | E7 | Utility - Cost of Equipment | 0 | 0 | 0 | 0 | 0 | 0 | 0 | 0 | 0 | 0 | 0 | 0 | 0 | 0 | 0 | 0 | 0 | 0 | 0 | 0 | 0 | 0 | 0 | 0 | 0 | 0 | 0
F4_Commercial_Grocery (WA)_Existing_Space Heating_Natural Gas_Boiler_E8 | F4 | Commercial | Grocery (WA) | Existing | Space Heating | Natural Gas | Boiler | E8 | Utility - Cost of Equipment | 0 | 0 | 0 | 0 | 0 | 0 | 0 | 0 | 0 | 0 | 0 | 0 | 0 | 0 | 0 | 0 | 0 | 0 | 0 | 0 | 0 | 0 | 0 | 0 | 0 | 0 | 0
F4_Commercial_Grocery (WA)_Existing_Space Heating_Natural Gas_Boiler_E9 | F4 | Commercial | Grocery (WA) | Existing | Space Heating | Natural Gas | Boiler | E9 | Utility - Cost of Equipment | 0 | 0 | 0 | 0 | 0 | 0 | 0 | 0 | 0 | 0 | 0 | 0 | 0 | 0 | 0 | 0 | 0 | 0 | 0 | 0 | 0 | 0 | 0 | 0 | 0 | 0 | 0
F4_Commercial_Grocery (WA)_Existing_Space Heating_Natural Gas_Boiler_E10 | F4 | Commercial | Grocery (WA) | Existing | Space Heating | Natural Gas | Boiler | E10 | Utility - Cost of Equipment | 0 | 0 | 0 | 0 | 0 | 0 | 0 | 0 | 0 | 0 | 0 | 0 | 0 | 0 | 0 | 0 | 0 | 0 | 0 | 0 | 0 | 0 | 0 | 0 | 0 | 0 | 0
F5_Commercial_Grocery (WA)_Existing_Space Heating_Natural Gas_Boiler_E1 | F5 | Commercial | Grocery (WA) | Existing | Space Heating | Natural Gas | Boiler | E1 | Utility - Cost of Operation | 0.81342 | 0.82761 | 0.84515 | 0.86422 | 0.88493 | 0.9121 | 0.9398 | 0.96897 | 0.99702 | 1.0255 | 1.0516 | 1.0761 | 1.1025 | 1.1296 | 1.1553 | 1.1808 | 1.205 | 1.2299 | 1.2557 | 1.2821 | 1.3091 | 1.3373 | 1.3689 | 1.3974 | 1.4261 | 1.4481 | 1.4679
F5_Commercial_Grocery (WA)_Existing_Space Heating_Natural Gas_Boiler_E2 | F5 | Commercial | Grocery (WA) | Existing | Space Heating | Natural Gas | Boiler | E2 | Utility - Cost of Operation | 0.76557 | 0.77892 | 0.79543 | 0.81338 | 0.83287 | 0.85844 | 0.88451 | 0.91196 | 0.93837 | 0.96521 | 0.98973 | 1.0127 | 1.0376 | 1.0632 | 1.0873 | 1.1113 | 1.1341 | 1.1575 | 1.1818 | 1.2067 | 1.2321 | 1.2586 | 1.2884 | 1.3152 | 1.3422 | 1.3629 | 1.3815
F5_Commercial_Grocery (WA)_Existing_Space Heating_Natural Gas_Boiler_E3 | F5 | Commercial | Grocery (WA) | Existing | Space Heating | Natural Gas | Boiler | E3 | Utility - Cost of Operation | 0.67086 | 0.68256 | 0.69703 | 0.71276 | 0.72984 | 0.75224 | 0.77509 | 0.79915 | 0.82228 | 0.8458 | 0.86729 | 0.88746 | 0.90928 | 0.93166 | 0.95283 | 0.97384 | 0.99379 | 1.0143 | 1.0356 | 1.0574 | 1.0797 | 1.1029 | 1.129 | 1.1525 | 1.1762 | 1.1943 | 1.2106
F5_Commercial_Grocery (WA)_Existing_Space Heating_Natural Gas_Boiler_E4 | F5 | Commercial | Grocery (WA) | Existing | Space Heating | Natural Gas | Boiler | E4 | Utility - Cost of Operation | 0.41163 | 0.41762 | 0.4261 | 0.43578 | 0.44676 | 0.46274 | 0.47905 | 0.49636 | 0.51265 | 0.52917 | 0.54363 | 0.5567 | 0.5712 | 0.58624 | 0.60001 | 0.61349 | 0.62583 | 0.63858 | 0.65191 | 0.6656 | 0.67955 | 0.69436 | 0.71194 | 0.72705 | 0.74248 | 0.75824 | 0.77433
F5_Commercial_Grocery (WA)_Existing_Space Heating_Natural Gas_Boiler_E5 | F5 | Commercial | Grocery (WA) | Existing | Space Heating | Natural Gas | Boiler | E5 | Utility - Cost of Operation | 0 | 0 | 0 | 0 | 0 | 0 | 0 | 0 | 0 | 0 | 0 | 0 | 0 | 0 | 0 | 0 | 0 | 0 | 0 | 0 | 0 | 0 | 0 | 0 | 0 | 0 | 0
F5_Commercial_Grocery (WA)_Existing_Space Heating_Natural Gas_Boiler_E6 | F5 | Commercial | Grocery (WA) | Existing | Space Heating | Natural Gas | Boiler | E6 | Utility - Cost of Operation | 0 | 0 | 0 | 0 | 0 | 0 | 0 | 0 | 0 | 0 | 0 | 0 | 0 | 0 | 0 | 0 | 0 | 0 | 0 | 0 | 0 | 0 | 0 | 0 | 0 | 0 | 0
F5_Commercial_Grocery (WA)_Existing_Space Heating_Natural Gas_Boiler_E7 | F5 | Commercial | Grocery (WA) | Existing | Space Heating | Natural Gas | Boiler | E7 | Utility - Cost of Operation | 0 | 0 | 0 | 0 | 0 | 0 | 0 | 0 | 0 | 0 | 0 | 0 | 0 | 0 | 0 | 0 | 0 | 0 | 0 | 0 | 0 | 0 | 0 | 0 | 0 | 0 | 0
F5_Commercial_Grocery (WA)_Existing_Space Heating_Natural Gas_Boiler_E8 | F5 | Commercial | Grocery (WA) | Existing | Space Heating | Natural Gas | Boiler | E8 | Utility - Cost of Operation | 0 | 0 | 0 | 0 | 0 | 0 | 0 | 0 | 0 | 0 | 0 | 0 | 0 | 0 | 0 | 0 | 0 | 0 | 0 | 0 | 0 | 0 | 0 | 0 | 0 | 0 | 0
F5_Commercial_Grocery (WA)_Existing_Space Heating_Natural Gas_Boiler_E9 | F5 | Commercial | Grocery (WA) | Existing | Space Heating | Natural Gas | Boiler | E9 | Utility - Cost of Operation | 0 | 0 | 0 | 0 | 0 | 0 | 0 | 0 | 0 | 0 | 0 | 0 | 0 | 0 | 0 | 0 | 0 | 0 | 0 | 0 | 0 | 0 | 0 | 0 | 0 | 0 | 0
F5_Commercial_Grocery (WA)_Existing_Space Heating_Natural Gas_Boiler_E10 | F5 | Commercial | Grocery (WA) | Existing | Space Heating | Natural Gas | Boiler | E10 | Utility - Cost of Operation | 0 | 0 | 0 | 0 | 0 | 0 | 0 | 0 | 0 | 0 | 0 | 0 | 0 | 0 | 0 | 0 | 0 | 0 | 0 | 0 | 0 | 0 | 0 | 0 | 0 | 0 | 0
F6_Commercial_Grocery (WA)_Existing_Space Heating_Natural Gas_Boiler_E1 | F6 | Commercial | Grocery (WA) | Existing | Space Heating | Natural Gas | Boiler | E1 | Utility - Value of Sales | 0.92214 | 0.93325 | 0.94793 | 0.96395 | 0.98142 | 1.0061 | 1.0308 | 1.0566 | 1.0804 | 1.104 | 1.1301 | 1.1543 | 1.1804 | 1.2071 | 1.2319 | 1.2563 | 1.2789 | 1.3021 | 1.3259 | 1.3502 | 1.3746 | 1.4041 | 1.4374 | 1.4673 | 1.4974 | 1.5205 | 1.5413
F6_Commercial_Grocery (WA)_Existing_Space Heating_Natural Gas_Boiler_E2 | F6 | Commercial | Grocery (WA) | Existing | Space Heating | Natural Gas | Boiler | E2 | Utility - Value of Sales | 0.8679 | 0.87835 | 0.89216 | 0.90724 | 0.92368 | 0.94689 | 0.97013 | 0.99443 | 1.0168 | 1.039 | 1.0636 | 1.0864 | 1.111 | 1.1361 | 1.1595 | 1.1824 | 1.2037 | 1.2255 | 1.2479 | 1.2707 | 1.2937 | 1.3215 | 1.3528 | 1.3809 | 1.4093 | 1.4311 | 1.4506
F6_Commercial_Grocery (WA)_Existing_Space Heating_Natural Gas_Boiler_E3 | F6 | Commercial | Grocery (WA) | Existing | Space Heating | Natural Gas | Boiler | E3 | Utility - Value of Sales | 0.76053 | 0.76969 | 0.7818 | 0.79501 | 0.80941 | 0.82975 | 0.85012 | 0.87141 | 0.89104 | 0.91051 | 0.93205 | 0.95197 | 0.97354 | 0.99554 | 1.016 | 1.0361 | 1.0548 | 1.0739 | 1.0936 | 1.1135 | 1.1337 | 1.158 | 1.1855 | 1.2101 | 1.235 | 1.254 | 1.2711
F6_Commercial_Grocery (WA)_Existing_Space Heating_Natural Gas_Boiler_E4 | F6 | Commercial | Grocery (WA) | Existing | Space Heating | Natural Gas | Boiler | E4 | Utility - Value of Sales | 0.48048 | 0.48447 | 0.49112 | 0.4988 | 0.5076 | 0.52193 | 0.53614 | 0.55101 | 0.56406 | 0.57672 | 0.59107 | 0.6036 | 0.61756 | 0.63194 | 0.64473 | 0.65701 | 0.66784 | 0.67888 | 0.69034 | 0.70192 | 0.71352 | 0.72908 | 0.74753 | 0.7634 | 0.7796 | 0.79615 | 0.81305
F6_Commercial_Grocery (WA)_Existing_Space Heating_Natural Gas_Boiler_E5 | F6 | Commercial | Grocery (WA) | Existing | Space Heating | Natural Gas | Boiler | E5 | Utility - Value of Sales | 0 | 0 | 0 | 0 | 0 | 0 | 0 | 0 | 0 | 0 | 0 | 0 | 0 | 0 | 0 | 0 | 0 | 0 | 0 | 0 | 0 | 0 | 0 | 0 | 0 | 0 | 0
F6_Commercial_Grocery (WA)_Existing_Space Heating_Natural Gas_Boiler_E6 | F6 | Commercial | Grocery (WA) | Existing | Space Heating | Natural Gas | Boiler | E6 | Utility - Value of Sales | 0 | 0 | 0 | 0 | 0 | 0 | 0 | 0 | 0 | 0 | 0 | 0 | 0 | 0 | 0 | 0 | 0 | 0 | 0 | 0 | 0 | 0 | 0 | 0 | 0 | 0 | 0
F6_Commercial_Grocery (WA)_Existing_Space Heating_Natural Gas_Boiler_E7 | F6 | Commercial | Grocery (WA) | Existing | Space Heating | Natural Gas | Boiler | E7 | Utility - Value of Sales | 0 | 0 | 0 | 0 | 0 | 0 | 0 | 0 | 0 | 0 | 0 | 0 | 0 | 0 | 0 | 0 | 0 | 0 | 0 | 0 | 0 | 0 | 0 | 0 | 0 | 0 | 0
F6_Commercial_Grocery (WA)_Existing_Space Heating_Natural Gas_Boiler_E8 | F6 | Commercial | Grocery (WA) | Existing | Space Heating | Natural Gas | Boiler | E8 | Utility - Value of Sales | 0 | 0 | 0 | 0 | 0 | 0 | 0 | 0 | 0 | 0 | 0 | 0 | 0 | 0 | 0 | 0 | 0 | 0 | 0 | 0 | 0 | 0 | 0 | 0 | 0 | 0 | 0
F6_Commercial_Grocery (WA)_Existing_Space Heating_Natural Gas_Boiler_E9 | F6 | Commercial | Grocery (WA) | Existing | Space Heating | Natural Gas | Boiler | E9 | Utility - Value of Sales | 0 | 0 | 0 | 0 | 0 | 0 | 0 | 0 | 0 | 0 | 0 | 0 | 0 | 0 | 0 | 0 | 0 | 0 | 0 | 0 | 0 | 0 | 0 | 0 | 0 | 0 | 0
F6_Commercial_Grocery (WA)_Existing_Space Heating_Natural Gas_Boiler_E10 | F6 | Commercial | Grocery (WA) | Existing | Space Heating | Natural Gas | Boiler | E10 | Utility - Value of Sales | 0 | 0 | 0 | 0 | 0 | 0 | 0 | 0 | 0 | 0 | 0 | 0 | 0 | 0 | 0 | 0 | 0 | 0 | 0 | 0 | 0 | 0 | 0 | 0 | 0 | 0 | 0
F1_Commercial_Grocery (WA)_Existing_Space Heating_Natural Gas_Unit Heater_E1 | F1 | Commercial | Grocery (WA) | Existing | Space Heating | Natural Gas | Unit Heater | E1 | RVT - Cost of Equipment | 0.0009015 | 0.0009015 | 0.0009015 | 0.0009015 | 0.0009015 | 0.0009015 | 0.0009015 | 0.0009015 | 0.0009015 | 0.0009015 | 0.0009015 | 0.0009015 | 0.0009015 | 0.0009015 | 0.0009015 | 0.0009015 | 0.0009015 | 0.0009015 | 0.0009015 | 0.0009015 | 0.0009015 | 0.0009015 | 0.0009015 | 0.0009015 | 0.0009015 | 0.0009015 | 0.0009015
F1_Commercial_Grocery (WA)_Existing_Space Heating_Natural Gas_Unit Heater_E2 | F1 | Commercial | Grocery (WA) | Existing | Space Heating | Natural Gas | Unit Heater | E2 | RVT - Cost of Equipment | 0.0019771 | 0.0019771 | 0.0019771 | 0.0019771 | 0.0019771 | 0.0019771 | 0.0019771 | 0.0019771 | 0.0019771 | 0.0019771 | 0.0019771 | 0.0019771 | 0.0019771 | 0.0019771 | 0.0019771 | 0.0019771 | 0.0019771 | 0.0019771 | 0.0019771 | 0.0019771 | 0.0019771 | 0.0019771 | 0.0019771 | 0.0019771 | 0.0019771 | 0.0019771 | 0.0019771
F1_Commercial_Grocery (WA)_Existing_Space Heating_Natural Gas_Unit Heater_E3 | F1 | Commercial | Grocery (WA) | Existing | Space Heating | Natural Gas | Unit Heater | E3 | RVT - Cost of Equipment | 0.0012538 | 0.0012538 | 0.0012538 | 0.0012538 | 0.0012538 | 0.0012538 | 0.0012538 | 0.0012538 | 0.0012538 | 0.0012538 | 0.0012538 | 0.0012538 | 0.0012538 | 0.0012538 | 0.0012538 | 0.0012538 | 0.0012538 | 0.0012538 | 0.0012538 | 0.0012538 | 0.0012538 | 0.0012538 | 0.0012538 | 0.0012538 | 0.0012538 | 0.0012538 | 0.0012538
F1_Commercial_Grocery (WA)_Existing_Space Heating_Natural Gas_Unit Heater_E4 | F1 | Commercial | Grocery (WA) | Existing | Space Heating | Natural Gas | Unit Heater | E4 | RVT - Cost of Equipment | 0 | 0 | 0 | 0 | 0 | 0 | 0 | 0 | 0 | 0 | 0 | 0 | 0 | 0 | 0 | 0 | 0 | 0 | 0 | 0 | 0 | 0 | 0 | 0 | 0 | 0 | 0
F1_Commercial_Grocery (WA)_Existing_Space Heating_Natural Gas_Unit Heater_E5 | F1 | Commercial | Grocery (WA) | Existing | Space Heating | Natural Gas | Unit Heater | E5 | RVT - Cost of Equipment | 0 | 0 | 0 | 0 | 0 | 0 | 0 | 0 | 0 | 0 | 0 | 0 | 0 | 0 | 0 | 0 | 0 | 0 | 0 | 0 | 0 | 0 | 0 | 0 | 0 | 0 | 0
F1_Commercial_Grocery (WA)_Existing_Space Heating_Natural Gas_Unit Heater_E6 | F1 | Commercial | Grocery (WA) | Existing | Space Heating | Natural Gas | Unit Heater | E6 | RVT - Cost of Equipment | 0 | 0 | 0 | 0 | 0 | 0 | 0 | 0 | 0 | 0 | 0 | 0 | 0 | 0 | 0 | 0 | 0 | 0 | 0 | 0 | 0 | 0 | 0 | 0 | 0 | 0 | 0
F1_Commercial_Grocery (WA)_Existing_Space Heating_Natural Gas_Unit Heater_E7 | F1 | Commercial | Grocery (WA) | Existing | Space Heating | Natural Gas | Unit Heater | E7 | RVT - Cost of Equipment | 0 | 0 | 0 | 0 | 0 | 0 | 0 | 0 | 0 | 0 | 0 | 0 | 0 | 0 | 0 | 0 | 0 | 0 | 0 | 0 | 0 | 0 | 0 | 0 | 0 | 0 | 0
F1_Commercial_Grocery (WA)_Existing_Space Heating_Natural Gas_Unit Heater_E8 | F1 | Commercial | Grocery (WA) | Existing | Space Heating | Natural Gas | Unit Heater | E8 | RVT - Cost of Equipment | 0 | 0 | 0 | 0 | 0 | 0 | 0 | 0 | 0 | 0 | 0 | 0 | 0 | 0 | 0 | 0 | 0 | 0 | 0 | 0 | 0 | 0 | 0 | 0 | 0 | 0 | 0
F1_Commercial_Grocery (WA)_Existing_Space Heating_Natural Gas_Unit Heater_E9 | F1 | Commercial | Grocery (WA) | Existing | Space Heating | Natural Gas | Unit Heater | E9 | RVT - Cost of Equipment | 0 | 0 | 0 | 0 | 0 | 0 | 0 | 0 | 0 | 0 | 0 | 0 | 0 | 0 | 0 | 0 | 0 | 0 | 0 | 0 | 0 | 0 | 0 | 0 | 0 | 0 | 0
F1_Commercial_Grocery (WA)_Existing_Space Heating_Natural Gas_Unit Heater_E10 | F1 | Commercial | Grocery (WA) | Existing | Space Heating | Natural Gas | Unit Heater | E10 | RVT - Cost of Equipment | 0 | 0 | 0 | 0 | 0 | 0 | 0 | 0 | 0 | 0 | 0 | 0 | 0 | 0 | 0 | 0 | 0 | 0 | 0 | 0 | 0 | 0 | 0 | 0 | 0 | 0 | 0
F2_Commercial_Grocery (WA)_Existing_Space Heating_Natural Gas_Unit Heater_E1 | F2 | Commercial | Grocery (WA) | Existing | Space Heating | Natural Gas | Unit Heater | E1 | RVT - Cost of Operation | 0.14326 | 0.14476 | 0.14692 | 0.1493 | 0.15193 | 0.15589 | 0.15981 | 0.16394 | 0.16768 | 0.17137 | 0.17552 | 0.17928 | 0.1834 | 0.18761 | 0.19144 | 0.19516 | 0.19853 | 0.20197 | 0.20553 | 0.20914 | 0.21277 | 0.21739 | 0.22273 | 0.22746 | 0.23229 | 0.23722 | 0.24226
F2_Commercial_Grocery (WA)_Existing_Space Heating_Natural Gas_Unit Heater_E2 | F2 | Commercial | Grocery (WA) | Existing | Space Heating | Natural Gas | Unit Heater | E2 | RVT - Cost of Operation | 0.12742 | 0.12876 | 0.13068 | 0.13279 | 0.13513 | 0.13865 | 0.14214 | 0.14581 | 0.14914 | 0.15242 | 0.15611 | 0.15946 | 0.16312 | 0.16686 | 0.17027 | 0.17358 | 0.17658 | 0.17964 | 0.18281 | 0.18602 | 0.18924 | 0.19335 | 0.19811 | 0.20231 | 0.2066 | 0.21099 | 0.21547
F2_Commercial_Grocery (WA)_Existing_Space Heating_Natural Gas_Unit Heater_E3 | F2 | Commercial | Grocery (WA) | Existing | Space Heating | Natural Gas | Unit Heater | E3 | RVT - Cost of Operation | 0.12174 | 0.12275 | 0.12444 | 0.12638 | 0.12861 | 0.13224 | 0.13584 | 0.13961 | 0.14292 | 0.14613 | 0.14976 | 0.15294 | 0.15647 | 0.16012 | 0.16336 | 0.16647 | 0.16921 | 0.17201 | 0.17491 | 0.17785 | 0.18079 | 0.18473 | 0.1894 | 0.19342 | 0.19753 | 0.20172 | 0.206
F2_Commercial_Grocery (WA)_Existing_Space Heating_Natural Gas_Unit Heater_E4 | F2 | Commercial | Grocery (WA) | Existing | Space Heating | Natural Gas | Unit Heater | E4 | RVT - Cost of Operation | 0 | 0 | 0 | 0 | 0 | 0 | 0 | 0 | 0 | 0 | 0 | 0 | 0 | 0 | 0 | 0 | 0 | 0 | 0 | 0 | 0 | 0 | 0 | 0 | 0 | 0 | 0
F2_Commercial_Grocery (WA)_Existing_Space Heating_Natural Gas_Unit Heater_E5 | F2 | Commercial | Grocery (WA) | Existing | Space Heating | Natural Gas | Unit Heater | E5 | RVT - Cost of Operation | 0 | 0 | 0 | 0 | 0 | 0 | 0 | 0 | 0 | 0 | 0 | 0 | 0 | 0 | 0 | 0 | 0 | 0 | 0 | 0 | 0 | 0 | 0 | 0 | 0 | 0 | 0
F2_Commercial_Grocery (WA)_Existing_Space Heating_Natural Gas_Unit Heater_E6 | F2 | Commercial | Grocery (WA) | Existing | Space Heating | Natural Gas | Unit Heater | E6 | RVT - Cost of Operation | 0 | 0 | 0 | 0 | 0 | 0 | 0 | 0 | 0 | 0 | 0 | 0 | 0 | 0 | 0 | 0 | 0 | 0 | 0 | 0 | 0 | 0 | 0 | 0 | 0 | 0 | 0
F2_Commercial_Grocery (WA)_Existing_Space Heating_Natural Gas_Unit Heater_E7 | F2 | Commercial | Grocery (WA) | Existing | Space Heating | Natural Gas | Unit Heater | E7 | RVT - Cost of Operation | 0 | 0 | 0 | 0 | 0 | 0 | 0 | 0 | 0 | 0 | 0 | 0 | 0 | 0 | 0 | 0 | 0 | 0 | 0 | 0 | 0 | 0 | 0 | 0 | 0 | 0 | 0
F2_Commercial_Grocery (WA)_Existing_Space Heating_Natural Gas_Unit Heater_E8 | F2 | Commercial | Grocery (WA) | Existing | Space Heating | Natural Gas | Unit Heater | E8 | RVT - Cost of Operation | 0 | 0 | 0 | 0 | 0 | 0 | 0 | 0 | 0 | 0 | 0 | 0 | 0 | 0 | 0 | 0 | 0 | 0 | 0 | 0 | 0 | 0 | 0 | 0 | 0 | 0 | 0
F2_Commercial_Grocery (WA)_Existing_Space Heating_Natural Gas_Unit Heater_E9 | F2 | Commercial | Grocery (WA) | Existing | Space Heating | Natural Gas | Unit Heater | E9 | RVT - Cost of Operation | 0 | 0 | 0 | 0 | 0 | 0 | 0 | 0 | 0 | 0 | 0 | 0 | 0 | 0 | 0 | 0 | 0 | 0 | 0 | 0 | 0 | 0 | 0 | 0 | 0 | 0 | 0
F2_Commercial_Grocery (WA)_Existing_Space Heating_Natural Gas_Unit Heater_E10 | F2 | Commercial | Grocery (WA) | Existing | Space Heating | Natural Gas | Unit Heater | E10 | RVT - Cost of Operation | 0 | 0 | 0 | 0 | 0 | 0 | 0 | 0 | 0 | 0 | 0 | 0 | 0 | 0 | 0 | 0 | 0 | 0 | 0 | 0 | 0 | 0 | 0 | 0 | 0 | 0 | 0
F3_Commercial_Grocery (WA)_Existing_Space Heating_Natural Gas_Unit Heater_E1 | F3 | Commercial | Grocery (WA) | Existing | Space Heating | Natural Gas | Unit Heater | E1 | System - kBTUs of Consumption | 30.2662 | 30.2092 | 30.2092 | 30.2092 | 30.2092 | 30.2092 | 30.2092 | 30.2092 | 30.2092 | 30.2092 | 30.2092 | 30.2092 | 30.2092 | 30.2092 | 30.2092 | 30.2092 | 30.2092 | 30.2092 | 30.2092 | 30.2092 | 30.2092 | 30.2092 | 30.2092 | 30.2092 | 30.2092 | 30.2092 | 30.2092
F3_Commercial_Grocery (WA)_Existing_Space Heating_Natural Gas_Unit Heater_E2 | F3 | Commercial | Grocery (WA) | Existing | Space Heating | Natural Gas | Unit Heater | E2 | System - kBTUs of Consumption | 26.9194 | 26.8687 | 26.8687 | 26.8687 | 26.8687 | 26.8687 | 26.8687 | 26.8687 | 26.8687 | 26.8687 | 26.8687 | 26.8687 | 26.8687 | 26.8687 | 26.8687 | 26.8687 | 26.8687 | 26.8687 | 26.8687 | 26.8687 | 26.8687 | 26.8687 | 26.8687 | 26.8687 | 26.8687 | 26.8687 | 26.8687
F3_Commercial_Grocery (WA)_Existing_Space Heating_Natural Gas_Unit Heater_E3 | F3 | Commercial | Grocery (WA) | Existing | Space Heating | Natural Gas | Unit Heater | E3 | System - kBTUs of Consumption | 26.7908 | 26.7235 | 26.7235 | 26.7235 | 26.7235 | 26.7235 | 26.7235 | 26.7235 | 26.7235 | 26.7235 | 26.7235 | 26.7235 | 26.7235 | 26.7235 | 26.7235 | 26.7235 | 26.7235 | 26.7235 | 26.7235 | 26.7235 | 26.7235 | 26.7235 | 26.7235 | 26.7235 | 26.7235 | 26.7235 | 26.7235
F3_Commercial_Grocery (WA)_Existing_Space Heating_Natural Gas_Unit Heater_E4 | F3 | Commercial | Grocery (WA) | Existing | Space Heating | Natural Gas | Unit Heater | E4 | System - kBTUs of Consumption | 0 | 0 | 0 | 0 | 0 | 0 | 0 | 0 | 0 | 0 | 0 | 0 | 0 | 0 | 0 | 0 | 0 | 0 | 0 | 0 | 0 | 0 | 0 | 0 | 0 | 0 | 0
F3_Commercial_Grocery (WA)_Existing_Space Heating_Natural Gas_Unit Heater_E5 | F3 | Commercial | Grocery (WA) | Existing | Space Heating | Natural Gas | Unit Heater | E5 | System - kBTUs of Consumption | 0 | 0 | 0 | 0 | 0 | 0 | 0 | 0 | 0 | 0 | 0 | 0 | 0 | 0 | 0 | 0 | 0 | 0 | 0 | 0 | 0 | 0 | 0 | 0 | 0 | 0 | 0
F3_Commercial_Grocery (WA)_Existing_Space Heating_Natural Gas_Unit Heater_E6 | F3 | Commercial | Grocery (WA) | Existing | Space Heating | Natural Gas | Unit Heater | E6 | System - kBTUs of Consumption | 0 | 0 | 0 | 0 | 0 | 0 | 0 | 0 | 0 | 0 | 0 | 0 | 0 | 0 | 0 | 0 | 0 | 0 | 0 | 0 | 0 | 0 | 0 | 0 | 0 | 0 | 0
F3_Commercial_Grocery (WA)_Existing_Space Heating_Natural Gas_Unit Heater_E7 | F3 | Commercial | Grocery (WA) | Existing | Space Heating | Natural Gas | Unit Heater | E7 | System - kBTUs of Consumption | 0 | 0 | 0 | 0 | 0 | 0 | 0 | 0 | 0 | 0 | 0 | 0 | 0 | 0 | 0 | 0 | 0 | 0 | 0 | 0 | 0 | 0 | 0 | 0 | 0 | 0 | 0
F3_Commercial_Grocery (WA)_Existing_Space Heating_Natural Gas_Unit Heater_E8 | F3 | Commercial | Grocery (WA) | Existing | Space Heating | Natural Gas | Unit Heater | E8 | System - kBTUs of Consumption | 0 | 0 | 0 | 0 | 0 | 0 | 0 | 0 | 0 | 0 | 0 | 0 | 0 | 0 | 0 | 0 | 0 | 0 | 0 | 0 | 0 | 0 | 0 | 0 | 0 | 0 | 0
F3_Commercial_Grocery (WA)_Existing_Space Heating_Natural Gas_Unit Heater_E9 | F3 | Commercial | Grocery (WA) | Existing | Space Heating | Natural Gas | Unit Heater | E9 | System - kBTUs of Consumption | 0 | 0 | 0 | 0 | 0 | 0 | 0 | 0 | 0 | 0 | 0 | 0 | 0 | 0 | 0 | 0 | 0 | 0 | 0 | 0 | 0 | 0 | 0 | 0 | 0 | 0 | 0
F3_Commercial_Grocery (WA)_Existing_Space Heating_Natural Gas_Unit Heater_E10 | F3 | Commercial | Grocery (WA) | Existing | Space Heating | Natural Gas | Unit Heater | E10 | System - kBTUs of Consumption | 0 | 0 | 0 | 0 | 0 | 0 | 0 | 0 | 0 | 0 | 0 | 0 | 0 | 0 | 0 | 0 | 0 | 0 | 0 | 0 | 0 | 0 | 0 | 0 | 0 | 0 | 0
F4_Commercial_Grocery (WA)_Existing_Space Heating_Natural Gas_Unit Heater_E1 | F4 | Commercial | Grocery (WA) | Existing | Space Heating | Natural Gas | Unit Heater | E1 | Utility - Cost of Equipment | 0.0009015 | 0.0009015 | 0.0009015 | 0.0009015 | 0.0009015 | 0.0009015 | 0.0009015 | 0.0009015 | 0.0009015 | 0.0009015 | 0.0009015 | 0.0009015 | 0.0009015 | 0.0009015 | 0.0009015 | 0.0009015 | 0.0009015 | 0.0009015 | 0.0009015 | 0.0009015 | 0.0009015 | 0.0009015 | 0.0009015 | 0.0009015 | 0.0009015 | 0.0009015 | 0.0009015
F4_Commercial_Grocery (WA)_Existing_Space Heating_Natural Gas_Unit Heater_E2 | F4 | Commercial | Grocery (WA) | Existing | Space Heating | Natural Gas | Unit Heater | E2 | Utility - Cost of Equipment | 0.0019771 | 0.0019771 | 0.0019771 | 0.0019771 | 0.0019771 | 0.0019771 | 0.0019771 | 0.0019771 | 0.0019771 | 0.0019771 | 0.0019771 | 0.0019771 | 0.0019771 | 0.0019771 | 0.0019771 | 0.0019771 | 0.0019771 | 0.0019771 | 0.0019771 | 0.0019771 | 0.0019771 | 0.0019771 | 0.0019771 | 0.0019771 | 0.0019771 | 0.0019771 | 0.0019771
F4_Commercial_Grocery (WA)_Existing_Space Heating_Natural Gas_Unit Heater_E3 | F4 | Commercial | Grocery (WA) | Existing | Space Heating | Natural Gas | Unit Heater | E3 | Utility - Cost of Equipment | 0.0012538 | 0.0012538 | 0.0012538 | 0.0012538 | 0.0012538 | 0.0012538 | 0.0012538 | 0.0012538 | 0.0012538 | 0.0012538 | 0.0012538 | 0.0012538 | 0.0012538 | 0.0012538 | 0.0012538 | 0.0012538 | 0.0012538 | 0.0012538 | 0.0012538 | 0.0012538 | 0.0012538 | 0.0012538 | 0.0012538 | 0.0012538 | 0.0012538 | 0.0012538 | 0.0012538
F4_Commercial_Grocery (WA)_Existing_Space Heating_Natural Gas_Unit Heater_E4 | F4 | Commercial | Grocery (WA) | Existing | Space Heating | Natural Gas | Unit Heater | E4 | Utility - Cost of Equipment | 0 | 0 | 0 | 0 | 0 | 0 | 0 | 0 | 0 | 0 | 0 | 0 | 0 | 0 | 0 | 0 | 0 | 0 | 0 | 0 | 0 | 0 | 0 | 0 | 0 | 0 | 0
F4_Commercial_Grocery (WA)_Existing_Space Heating_Natural Gas_Unit Heater_E5 | F4 | Commercial | Grocery (WA) | Existing | Space Heating | Natural Gas | Unit Heater | E5 | Utility - Cost of Equipment | 0 | 0 | 0 | 0 | 0 | 0 | 0 | 0 | 0 | 0 | 0 | 0 | 0 | 0 | 0 | 0 | 0 | 0 | 0 | 0 | 0 | 0 | 0 | 0 | 0 | 0 | 0
F4_Commercial_Grocery (WA)_Existing_Space Heating_Natural Gas_Unit Heater_E6 | F4 | Commercial | Grocery (WA) | Existing | Space Heating | Natural Gas | Unit Heater | E6 | Utility - Cost of Equipment | 0 | 0 | 0 | 0 | 0 | 0 | 0 | 0 | 0 | 0 | 0 | 0 | 0 | 0 | 0 | 0 | 0 | 0 | 0 | 0 | 0 | 0 | 0 | 0 | 0 | 0 | 0
F4_Commercial_Grocery (WA)_Existing_Space Heating_Natural Gas_Unit Heater_E7 | F4 | Commercial | Grocery (WA) | Existing | Space Heating | Natural Gas | Unit Heater | E7 | Utility - Cost of Equipment | 0 | 0 | 0 | 0 | 0 | 0 | 0 | 0 | 0 | 0 | 0 | 0 | 0 | 0 | 0 | 0 | 0 | 0 | 0 | 0 | 0 | 0 | 0 | 0 | 0 | 0 | 0
F4_Commercial_Grocery (WA)_Existing_Space Heating_Natural Gas_Unit Heater_E8 | F4 | Commercial | Grocery (WA) | Existing | Space Heating | Natural Gas | Unit Heater | E8 | Utility - Cost of Equipment | 0 | 0 | 0 | 0 | 0 | 0 | 0 | 0 | 0 | 0 | 0 | 0 | 0 | 0 | 0 | 0 | 0 | 0 | 0 | 0 | 0 | 0 | 0 | 0 | 0 | 0 | 0
F4_Commercial_Grocery (WA)_Existing_Space Heating_Natural Gas_Unit Heater_E9 | F4 | Commercial | Grocery (WA) | Existing | Space Heating | Natural Gas | Unit Heater | E9 | Utility - Cost of Equipment | 0 | 0 | 0 | 0 | 0 | 0 | 0 | 0 | 0 | 0 | 0 | 0 | 0 | 0 | 0 | 0 | 0 | 0 | 0 | 0 | 0 | 0 | 0 | 0 | 0 | 0 | 0
F4_Commercial_Grocery (WA)_Existing_Space Heating_Natural Gas_Unit Heater_E10 | F4 | Commercial | Grocery (WA) | Existing | Space Heating | Natural Gas | Unit Heater | E10 | Utility - Cost of Equipment | 0 | 0 | 0 | 0 | 0 | 0 | 0 | 0 | 0 | 0 | 0 | 0 | 0 | 0 | 0 | 0 | 0 | 0 | 0 | 0 | 0 | 0 | 0 | 0 | 0 | 0 | 0
F5_Commercial_Grocery (WA)_Existing_Space Heating_Natural Gas_Unit Heater_E1 | F5 | Commercial | Grocery (WA) | Existing | Space Heating | Natural Gas | Unit Heater | E1 | Utility - Cost of Operation | 0.12428 | 0.12632 | 0.12898 | 0.13192 | 0.13516 | 0.13962 | 0.14416 | 0.14896 | 0.15356 | 0.15824 | 0.16242 | 0.16628 | 0.1705 | 0.17484 | 0.17887 | 0.18285 | 0.18657 | 0.19039 | 0.19438 | 0.19847 | 0.20264 | 0.20704 | 0.21213 | 0.21663 | 0.22123 | 0.22592 | 0.23072
F5_Commercial_Grocery (WA)_Existing_Space Heating_Natural Gas_Unit Heater_E2 | F5 | Commercial | Grocery (WA) | Existing | Space Heating | Natural Gas | Unit Heater | E2 | Utility - Cost of Operation | 0.11053 | 0.11235 | 0.11472 | 0.11733 | 0.12021 | 0.12418 | 0.12822 | 0.13249 | 0.13658 | 0.14074 | 0.14446 | 0.14789 | 0.15165 | 0.1555 | 0.15909 | 0.16263 | 0.16594 | 0.16934 | 0.17289 | 0.17652 | 0.18023 | 0.18414 | 0.18867 | 0.19268 | 0.19677 | 0.20094 | 0.20521
F5_Commercial_Grocery (WA)_Existing_Space Heating_Natural Gas_Unit Heater_E3 | F5 | Commercial | Grocery (WA) | Existing | Space Heating | Natural Gas | Unit Heater | E3 | Utility - Cost of Operation | 0.1043 | 0.10581 | 0.10796 | 0.11042 | 0.1132 | 0.11725 | 0.12138 | 0.12576 | 0.12989 | 0.13408 | 0.13774 | 0.14105 | 0.14473 | 0.14854 | 0.15203 | 0.15544 | 0.15857 | 0.1618 | 0.16518 | 0.16864 | 0.17218 | 0.17593 | 0.18039 | 0.18421 | 0.18812 | 0.19212 | 0.19619
F5_Commercial_Grocery (WA)_Existing_Space Heating_Natural Gas_Unit Heater_E4 | F5 | Commercial | Grocery (WA) | Existing | Space Heating | Natural Gas | Unit Heater | E4 | Utility - Cost of Operation | 0 | 0 | 0 | 0 | 0 | 0 | 0 | 0 | 0 | 0 | 0 | 0 | 0 | 0 | 0 | 0 | 0 | 0 | 0 | 0 | 0 | 0 | 0 | 0 | 0 | 0 | 0
F5_Commercial_Grocery (WA)_Existing_Space Heating_Natural Gas_Unit Heater_E5 | F5 | Commercial | Grocery (WA) | Existing | Space Heating | Natural Gas | Unit Heater | E5 | Utility - Cost of Operation | 0 | 0 | 0 | 0 | 0 | 0 | 0 | 0 | 0 | 0 | 0 | 0 | 0 | 0 | 0 | 0 | 0 | 0 | 0 | 0 | 0 | 0 | 0 | 0 | 0 | 0 | 0
F5_Commercial_Grocery (WA)_Existing_Space Heating_Natural Gas_Unit Heater_E6 | F5 | Commercial | Grocery (WA) | Existing | Space Heating | Natural Gas | Unit Heater | E6 | Utility - Cost of Operation | 0 | 0 | 0 | 0 | 0 | 0 | 0 | 0 | 0 | 0 | 0 | 0 | 0 | 0 | 0 | 0 | 0 | 0 | 0 | 0 | 0 | 0 | 0 | 0 | 0 | 0 | 0
F5_Commercial_Grocery (WA)_Existing_Space Heating_Natural Gas_Unit Heater_E7 | F5 | Commercial | Grocery (WA) | Existing | Space Heating | Natural Gas | Unit Heater | E7 | Utility - Cost of Operation | 0 | 0 | 0 | 0 | 0 | 0 | 0 | 0 | 0 | 0 | 0 | 0 | 0 | 0 | 0 | 0 | 0 | 0 | 0 | 0 | 0 | 0 | 0 | 0 | 0 | 0 | 0
F5_Commercial_Grocery (WA)_Existing_Space Heating_Natural Gas_Unit Heater_E8 | F5 | Commercial | Grocery (WA) | Existing | Space Heating | Natural Gas | Unit Heater | E8 | Utility - Cost of Operation | 0 | 0 | 0 | 0 | 0 | 0 | 0 | 0 | 0 | 0 | 0 | 0 | 0 | 0 | 0 | 0 | 0 | 0 | 0 | 0 | 0 | 0 | 0 | 0 | 0 | 0 | 0
F5_Commercial_Grocery (WA)_Existing_Space Heating_Natural Gas_Unit Heater_E9 | F5 | Commercial | Grocery (WA) | Existing | Space Heating | Natural Gas | Unit Heater | E9 | Utility - Cost of Operation | 0 | 0 | 0 | 0 | 0 | 0 | 0 | 0 | 0 | 0 | 0 | 0 | 0 | 0 | 0 | 0 | 0 | 0 | 0 | 0 | 0 | 0 | 0 | 0 | 0 | 0 | 0
F5_Commercial_Grocery (WA)_Existing_Space Heating_Natural Gas_Unit Heater_E10 | F5 | Commercial | Grocery (WA) | Existing | Space Heating | Natural Gas | Unit Heater | E10 | Utility - Cost of Operation | 0 | 0 | 0 | 0 | 0 | 0 | 0 | 0 | 0 | 0 | 0 | 0 | 0 | 0 | 0 | 0 | 0 | 0 | 0 | 0 | 0 | 0 | 0 | 0 | 0 | 0 | 0
F6_Commercial_Grocery (WA)_Existing_Space Heating_Natural Gas_Unit Heater_E1 | F6 | Commercial | Grocery (WA) | Existing | Space Heating | Natural Gas | Unit Heater | E1 | Utility - Value of Sales | 0.14326 | 0.14476 | 0.14692 | 0.1493 | 0.15193 | 0.15589 | 0.15981 | 0.16394 | 0.16768 | 0.17137 | 0.17552 | 0.17928 | 0.1834 | 0.18761 | 0.19144 | 0.19516 | 0.19853 | 0.20197 | 0.20553 | 0.20914 | 0.21277 | 0.21739 | 0.22273 | 0.22746 | 0.23229 | 0.23722 | 0.24226
F6_Commercial_Grocery (WA)_Existing_Space Heating_Natural Gas_Unit Heater_E2 | F6 | Commercial | Grocery (WA) | Existing | Space Heating | Natural Gas | Unit Heater | E2 | Utility - Value of Sales | 0.12742 | 0.12876 | 0.13068 | 0.13279 | 0.13513 | 0.13865 | 0.14214 | 0.14581 | 0.14914 | 0.15242 | 0.15611 | 0.15946 | 0.16312 | 0.16686 | 0.17027 | 0.17358 | 0.17658 | 0.17964 | 0.18281 | 0.18602 | 0.18924 | 0.19335 | 0.19811 | 0.20231 | 0.2066 | 0.21099 | 0.21547
F6_Commercial_Grocery (WA)_Existing_Space Heating_Natural Gas_Unit Heater_E3 | F6 | Commercial | Grocery (WA) | Existing | Space Heating | Natural Gas | Unit Heater | E3 | Utility - Value of Sales | 0.12174 | 0.12275 | 0.12444 | 0.12638 | 0.12861 | 0.13224 | 0.13584 | 0.13961 | 0.14292 | 0.14613 | 0.14976 | 0.15294 | 0.15647 | 0.16012 | 0.16336 | 0.16647 | 0.16921 | 0.17201 | 0.17491 | 0.17785 | 0.18079 | 0.18473 | 0.1894 | 0.19342 | 0.19753 | 0.20172 | 0.206
F6_Commercial_Grocery (WA)_Existing_Space Heating_Natural Gas_Unit Heater_E4 | F6 | Commercial | Grocery (WA) | Existing | Space Heating | Natural Gas | Unit Heater | E4 | Utility - Value of Sales | 0 | 0 | 0 | 0 | 0 | 0 | 0 | 0 | 0 | 0 | 0 | 0 | 0 | 0 | 0 | 0 | 0 | 0 | 0 | 0 | 0 | 0 | 0 | 0 | 0 | 0 | 0
F6_Commercial_Grocery (WA)_Existing_Space Heating_Natural Gas_Unit Heater_E5 | F6 | Commercial | Grocery (WA) | Existing | Space Heating | Natural Gas | Unit Heater | E5 | Utility - Value of Sales | 0 | 0 | 0 | 0 | 0 | 0 | 0 | 0 | 0 | 0 | 0 | 0 | 0 | 0 | 0 | 0 | 0 | 0 | 0 | 0 | 0 | 0 | 0 | 0 | 0 | 0 | 0
F6_Commercial_Grocery (WA)_Existing_Space Heating_Natural Gas_Unit Heater_E6 | F6 | Commercial | Grocery (WA) | Existing | Space Heating | Natural Gas | Unit Heater | E6 | Utility - Value of Sales | 0 | 0 | 0 | 0 | 0 | 0 | 0 | 0 | 0 | 0 | 0 | 0 | 0 | 0 | 0 | 0 | 0 | 0 | 0 | 0 | 0 | 0 | 0 | 0 | 0 | 0 | 0
F6_Commercial_Grocery (WA)_Existing_Space Heating_Natural Gas_Unit Heater_E7 | F6 | Commercial | Grocery (WA) | Existing | Space Heating | Natural Gas | Unit Heater | E7 | Utility - Value of Sales | 0 | 0 | 0 | 0 | 0 | 0 | 0 | 0 | 0 | 0 | 0 | 0 | 0 | 0 | 0 | 0 | 0 | 0 | 0 | 0 | 0 | 0 | 0 | 0 | 0 | 0 | 0
F6_Commercial_Grocery (WA)_Existing_Space Heating_Natural Gas_Unit Heater_E8 | F6 | Commercial | Grocery (WA) | Existing | Space Heating | Natural Gas | Unit Heater | E8 | Utility - Value of Sales | 0 | 0 | 0 | 0 | 0 | 0 | 0 | 0 | 0 | 0 | 0 | 0 | 0 | 0 | 0 | 0 | 0 | 0 | 0 | 0 | 0 | 0 | 0 | 0 | 0 | 0 | 0
F6_Commercial_Grocery (WA)_Existing_Space Heating_Natural Gas_Unit Heater_E9 | F6 | Commercial | Grocery (WA) | Existing | Space Heating | Natural Gas | Unit Heater | E9 | Utility - Value of Sales | 0 | 0 | 0 | 0 | 0 | 0 | 0 | 0 | 0 | 0 | 0 | 0 | 0 | 0 | 0 | 0 | 0 | 0 | 0 | 0 | 0 | 0 | 0 | 0 | 0 | 0 | 0
F6_Commercial_Grocery (WA)_Existing_Space Heating_Natural Gas_Unit Heater_E10 | F6 | Commercial | Grocery (WA) | Existing | Space Heating | Natural Gas | Unit Heater | E10 | Utility - Value of Sales | 0 | 0 | 0 | 0 | 0 | 0 | 0 | 0 | 0 | 0 | 0 | 0 | 0 | 0 | 0 | 0 | 0 | 0 | 0 | 0 | 0 | 0 | 0 | 0 | 0 | 0 | 0
F1_Commercial_Grocery (WA)_Existing_Water Heating_Natural Gas_Water Heater_E1 | F1 | Commercial | Grocery (WA) | Existing | Water Heating | Natural Gas | Water Heater | E1 | RVT - Cost of Equipment | 0.013568 | 0.013568 | 0.013568 | 0.013568 | 0.013568 | 0.013568 | 0.013568 | 0.013568 | 0.013568 | 0.013568 | 0.013568 | 0.013568 | 0.013568 | 0.013568 | 0.013568 | 0.013568 | 0.013568 | 0.013568 | 0.013568 | 0.013568 | 0.013568 | 0.013568 | 0.013568 | 0.013568 | 0.013568 | 0.013568 | 0.013568
F1_Commercial_Grocery (WA)_Existing_Water Heating_Natural Gas_Water Heater_E2 | F1 | Commercial | Grocery (WA) | Existing | Water Heating | Natural Gas | Water Heater | E2 | RVT - Cost of Equipment | 0.016282 | 0.016282 | 0.016282 | 0.016282 | 0.016282 | 0.016282 | 0.016282 | 0.016282 | 0.016282 | 0.016282 | 0.016282 | 0.016282 | 0.016282 | 0.016282 | 0.016282 | 0.016282 | 0.016282 | 0.016282 | 0.016282 | 0.016282 | 0.016282 | 0.016282 | 0.016282 | 0.016282 | 0.016282 | 0.016282 | 0.016282
F1_Commercial_Grocery (WA)_Existing_Water Heating_Natural Gas_Water Heater_E3 | F1 | Commercial | Grocery (WA) | Existing | Water Heating | Natural Gas | Water Heater | E3 | RVT - Cost of Equipment | 0.020014 | 0.020014 | 0.020014 | 0.020014 | 0.020014 | 0.020014 | 0.020014 | 0.020014 | 0.020014 | 0.020014 | 0.020014 | 0.020014 | 0.020014 | 0.020014 | 0.020014 | 0.020014 | 0.020014 | 0.020014 | 0.020014 | 0.020014 | 0.020014 | 0.020014 | 0.020014 | 0.020014 | 0.020014 | 0.020014 | 0.020014
F1_Commercial_Grocery (WA)_Existing_Water Heating_Natural Gas_Water Heater_E4 | F1 | Commercial | Grocery (WA) | Existing | Water Heating | Natural Gas | Water Heater | E4 | RVT - Cost of Equipment | 0.020173 | 0.020173 | 0.020173 | 0.020173 | 0.020173 | 0.020173 | 0.020173 | 0.020173 | 0.020173 | 0.020173 | 0.020173 | 0.020173 | 0.020173 | 0.020173 | 0.020173 | 0.020173 | 0.020173 | 0.020173 | 0.020173 | 0.020173 | 0.020173 | 0.020173 | 0.020173 | 0.020173 | 0.020173 | 0.020173 | 0.020173
F1_Commercial_Grocery (WA)_Existing_Water Heating_Natural Gas_Water Heater_E5 | F1 | Commercial | Grocery (WA) | Existing | Water Heating | Natural Gas | Water Heater | E5 | RVT - Cost of Equipment | 0.043545 | 0.043545 | 0.043545 | 0.043545 | 0.043545 | 0.043545 | 0.043545 | 0.043545 | 0.043545 | 0.043545 | 0.043545 | 0.043545 | 0.043545 | 0.043545 | 0.043545 | 0.043545 | 0.043545 | 0.043545 | 0.043545 | 0.043545 | 0.043545 | 0.043545 | 0.043545 | 0.043545 | 0.043545 | 0.043545 | 0.043545
F1_Commercial_Grocery (WA)_Existing_Water Heating_Natural Gas_Water Heater_E6 | F1 | Commercial | Grocery (WA) | Existing | Water Heating | Natural Gas | Water Heater | E6 | RVT - Cost of Equipment | 0 | 0 | 0 | 0 | 0 | 0 | 0 | 0 | 0 | 0 | 0 | 0 | 0 | 0 | 0 | 0 | 0 | 0 | 0 | 0 | 0 | 0 | 0 | 0 | 0 | 0 | 0
F1_Commercial_Grocery (WA)_Existing_Water Heating_Natural Gas_Water Heater_E7 | F1 | Commercial | Grocery (WA) | Existing | Water Heating | Natural Gas | Water Heater | E7 | RVT - Cost of Equipment | 0 | 0 | 0 | 0 | 0 | 0 | 0 | 0 | 0 | 0 | 0 | 0 | 0 | 0 | 0 | 0 | 0 | 0 | 0 | 0 | 0 | 0 | 0 | 0 | 0 | 0 | 0
F1_Commercial_Grocery (WA)_Existing_Water Heating_Natural Gas_Water Heater_E8 | F1 | Commercial | Grocery (WA) | Existing | Water Heating | Natural Gas | Water Heater | E8 | RVT - Cost of Equipment | 0 | 0 | 0 | 0 | 0 | 0 | 0 | 0 | 0 | 0 | 0 | 0 | 0 | 0 | 0 | 0 | 0 | 0 | 0 | 0 | 0 | 0 | 0 | 0 | 0 | 0 | 0
F1_Commercial_Grocery (WA)_Existing_Water Heating_Natural Gas_Water Heater_E9 | F1 | Commercial | Grocery (WA) | Existing | Water Heating | Natural Gas | Water Heater | E9 | RVT - Cost of Equipment | 0 | 0 | 0 | 0 | 0 | 0 | 0 | 0 | 0 | 0 | 0 | 0 | 0 | 0 | 0 | 0 | 0 | 0 | 0 | 0 | 0 | 0 | 0 | 0 | 0 | 0 | 0
F1_Commercial_Grocery (WA)_Existing_Water Heating_Natural Gas_Water Heater_E10 | F1 | Commercial | Grocery (WA) | Existing | Water Heating | Natural Gas | Water Heater | E10 | RVT - Cost of Equipment | 0 | 0 | 0 | 0 | 0 | 0 | 0 | 0 | 0 | 0 | 0 | 0 | 0 | 0 | 0 | 0 | 0 | 0 | 0 | 0 | 0 | 0 | 0 | 0 | 0 | 0 | 0
F2_Commercial_Grocery (WA)_Existing_Water Heating_Natural Gas_Water Heater_E1 | F2 | Commercial | Grocery (WA) | Existing | Water Heating | Natural Gas | Water Heater | E1 | RVT - Cost of Operation | 0.099329 | 0.10133 | 0.10357 | 0.1061 | 0.10891 | 0.11231 | 0.11569 | 0.11888 | 0.12177 | 0.12459 | 0.12751 | 0.13018 | 0.13304 | 0.13581 | 0.13824 | 0.14048 | 0.14244 | 0.14433 | 0.14632 | 0.14821 | 0.15011 | 0.15276 | 0.15544 | 0.15821 | 0.16102 | 0.16388 | 0.16679
F2_Commercial_Grocery (WA)_Existing_Water Heating_Natural Gas_Water Heater_E2 | F2 | Commercial | Grocery (WA) | Existing | Water Heating | Natural Gas | Water Heater | E2 | RVT - Cost of Operation | 0.088292 | 0.090067 | 0.092064 | 0.094307 | 0.096808 | 0.099831 | 0.10283 | 0.10567 | 0.10824 | 0.11074 | 0.11334 | 0.11572 | 0.11826 | 0.12072 | 0.12288 | 0.12487 | 0.12661 | 0.12829 | 0.13006 | 0.13174 | 0.13343 | 0.13579 | 0.13817 | 0.14063 | 0.14313 | 0.14567 | 0.14826
F2_Commercial_Grocery (WA)_Existing_Water Heating_Natural Gas_Water Heater_E3 | F2 | Commercial | Grocery (WA) | Existing | Water Heating | Natural Gas | Water Heater | E3 | RVT - Cost of Operation | 0.084535 | 0.086234 | 0.088147 | 0.090294 | 0.092689 | 0.095583 | 0.098456 | 0.10117 | 0.10363 | 0.10603 | 0.10852 | 0.11079 | 0.11323 | 0.11558 | 0.11766 | 0.11956 | 0.12122 | 0.12283 | 0.12453 | 0.12613 | 0.12775 | 0.13001 | 0.13229 | 0.13464 | 0.13703 | 0.13947 | 0.14195
F2_Commercial_Grocery (WA)_Existing_Water Heating_Natural Gas_Water Heater_E4 | F2 | Commercial | Grocery (WA) | Existing | Water Heating | Natural Gas | Water Heater | E4 | RVT - Cost of Operation | 0.088626 | 0.090408 | 0.092353 | 0.094468 | 0.096769 | 0.099481 | 0.10216 | 0.10472 | 0.10709 | 0.10942 | 0.11185 | 0.11414 | 0.11656 | 0.11893 | 0.12106 | 0.12305 | 0.12484 | 0.12659 | 0.12842 | 0.13019 | 0.13196 | 0.1343 | 0.13666 | 0.13909 | 0.14156 | 0.14407 | 0.14663
F2_Commercial_Grocery (WA)_Existing_Water Heating_Natural Gas_Water Heater_E5 | F2 | Commercial | Grocery (WA) | Existing | Water Heating | Natural Gas | Water Heater | E5 | RVT - Cost of Operation | 0.052111 | 0.053134 | 0.054322 | 0.055695 | 0.057265 | 0.059178 | 0.061075 | 0.062859 | 0.06446 | 0.066008 | 0.067603 | 0.069043 | 0.070587 | 0.072077 | 0.073371 | 0.074548 | 0.075557 | 0.076526 | 0.077552 | 0.078518 | 0.079488 | 0.080891 | 0.08231 | 0.083772 | 0.08526 | 0.086775 | 0.088317
F2_Commercial_Grocery (WA)_Existing_Water Heating_Natural Gas_Water Heater_E6 | F2 | Commercial | Grocery (WA) | Existing | Water Heating | Natural Gas | Water Heater | E6 | RVT - Cost of Operation | 0 | 0 | 0 | 0 | 0 | 0 | 0 | 0 | 0 | 0 | 0 | 0 | 0 | 0 | 0 | 0 | 0 | 0 | 0 | 0 | 0 | 0 | 0 | 0 | 0 | 0 | 0
F2_Commercial_Grocery (WA)_Existing_Water Heating_Natural Gas_Water Heater_E7 | F2 | Commercial | Grocery (WA) | Existing | Water Heating | Natural Gas | Water Heater | E7 | RVT - Cost of Operation | 0 | 0 | 0 | 0 | 0 | 0 | 0 | 0 | 0 | 0 | 0 | 0 | 0 | 0 | 0 | 0 | 0 | 0 | 0 | 0 | 0 | 0 | 0 | 0 | 0 | 0 | 0
F2_Commercial_Grocery (WA)_Existing_Water Heating_Natural Gas_Water Heater_E8 | F2 | Commercial | Grocery (WA) | Existing | Water Heating | Natural Gas | Water Heater | E8 | RVT - Cost of Operation | 0 | 0 | 0 | 0 | 0 | 0 | 0 | 0 | 0 | 0 | 0 | 0 | 0 | 0 | 0 | 0 | 0 | 0 | 0 | 0 | 0 | 0 | 0 | 0 | 0 | 0 | 0
F2_Commercial_Grocery (WA)_Existing_Water Heating_Natural Gas_Water Heater_E9 | F2 | Commercial | Grocery (WA) | Existing | Water Heating | Natural Gas | Water Heater | E9 | RVT - Cost of Operation | 0 | 0 | 0 | 0 | 0 | 0 | 0 | 0 | 0 | 0 | 0 | 0 | 0 | 0 | 0 | 0 | 0 | 0 | 0 | 0 | 0 | 0 | 0 | 0 | 0 | 0 | 0
F2_Commercial_Grocery (WA)_Existing_Water Heating_Natural Gas_Water Heater_E10 | F2 | Commercial | Grocery (WA) | Existing | Water Heating | Natural Gas | Water Heater | E10 | RVT - Cost of Operation | 0 | 0 | 0 | 0 | 0 | 0 | 0 | 0 | 0 | 0 | 0 | 0 | 0 | 0 | 0 | 0 | 0 | 0 | 0 | 0 | 0 | 0 | 0 | 0 | 0 | 0 | 0
F3_Commercial_Grocery (WA)_Existing_Water Heating_Natural Gas_Water Heater_E1 | F3 | Commercial | Grocery (WA) | Existing | Water Heating | Natural Gas | Water Heater | E1 | System - kBTUs of Consumption | 22.9811 | 22.9811 | 22.9811 | 22.9811 | 22.9811 | 22.9811 | 22.9811 | 22.9811 | 22.9811 | 22.9811 | 22.9811 | 22.9811 | 22.9811 | 22.9811 | 22.9811 | 22.9811 | 22.9811 | 22.9811 | 22.9811 | 22.9811 | 22.9811 | 22.9811 | 22.9811 | 22.9811 | 22.9811 | 22.9811 | 22.9811
F3_Commercial_Grocery (WA)_Existing_Water Heating_Natural Gas_Water Heater_E2 | F3 | Commercial | Grocery (WA) | Existing | Water Heating | Natural Gas | Water Heater | E2 | System - kBTUs of Consumption | 20.4276 | 20.4276 | 20.4276 | 20.4276 | 20.4276 | 20.4276 | 20.4276 | 20.4276 | 20.4276 | 20.4276 | 20.4276 | 20.4276 | 20.4276 | 20.4276 | 20.4276 | 20.4276 | 20.4276 | 20.4276 | 20.4276 | 20.4276 | 20.4276 | 20.4276 | 20.4276 | 20.4276 | 20.4276 | 20.4276 | 20.4276
F3_Commercial_Grocery (WA)_Existing_Water Heating_Natural Gas_Water Heater_E3 | F3 | Commercial | Grocery (WA) | Existing | Water Heating | Natural Gas | Water Heater | E3 | System - kBTUs of Consumption | 19.5584 | 19.5584 | 19.5584 | 19.5584 | 19.5584 | 19.5584 | 19.5584 | 19.5584 | 19.5584 | 19.5584 | 19.5584 | 19.5584 | 19.5584 | 19.5584 | 19.5584 | 19.5584 | 19.5584 | 19.5584 | 19.5584 | 19.5584 | 19.5584 | 19.5584 | 19.5584 | 19.5584 | 19.5584 | 19.5584 | 19.5584
F3_Commercial_Grocery (WA)_Existing_Water Heating_Natural Gas_Water Heater_E4 | F3 | Commercial | Grocery (WA) | Existing | Water Heating | Natural Gas | Water Heater | E4 | System - kBTUs of Consumption | 19.5376 | 19.5376 | 19.5376 | 19.5376 | 19.5376 | 19.5376 | 19.5376 | 19.5376 | 19.5376 | 19.5376 | 19.5376 | 19.5376 | 19.5376 | 19.5376 | 19.5376 | 19.5376 | 19.5376 | 19.5376 | 19.5376 | 19.5376 | 19.5376 | 19.5376 | 19.5376 | 19.5376 | 19.5376 | 19.5376 | 19.5376
F3_Commercial_Grocery (WA)_Existing_Water Heating_Natural Gas_Water Heater_E5 | F3 | Commercial | Grocery (WA) | Existing | Water Heating | Natural Gas | Water Heater | E5 | System - kBTUs of Consumption | 12.2566 | 12.2566 | 12.2566 | 12.2566 | 12.2566 | 12.2566 | 12.2566 | 12.2566 | 12.2566 | 12.2566 | 12.2566 | 12.2566 | 12.2566 | 12.2566 | 12.2566 | 12.2566 | 12.2566 | 12.2566 | 12.2566 | 12.2566 | 12.2566 | 12.2566 | 12.2566 | 12.2566 | 12.2566 | 12.2566 | 12.2566
F3_Commercial_Grocery (WA)_Existing_Water Heating_Natural Gas_Water Heater_E6 | F3 | Commercial | Grocery (WA) | Existing | Water Heating | Natural Gas | Water Heater | E6 | System - kBTUs of Consumption | 0 | 0 | 0 | 0 | 0 | 0 | 0 | 0 | 0 | 0 | 0 | 0 | 0 | 0 | 0 | 0 | 0 | 0 | 0 | 0 | 0 | 0 | 0 | 0 | 0 | 0 | 0
F3_Commercial_Grocery (WA)_Existing_Water Heating_Natural Gas_Water Heater_E7 | F3 | Commercial | Grocery (WA) | Existing | Water Heating | Natural Gas | Water Heater | E7 | System - kBTUs of Consumption | 0 | 0 | 0 | 0 | 0 | 0 | 0 | 0 | 0 | 0 | 0 | 0 | 0 | 0 | 0 | 0 | 0 | 0 | 0 | 0 | 0 | 0 | 0 | 0 | 0 | 0 | 0
F3_Commercial_Grocery (WA)_Existing_Water Heating_Natural Gas_Water Heater_E8 | F3 | Commercial | Grocery (WA) | Existing | Water Heating | Natural Gas | Water Heater | E8 | System - kBTUs of Consumption | 0 | 0 | 0 | 0 | 0 | 0 | 0 | 0 | 0 | 0 | 0 | 0 | 0 | 0 | 0 | 0 | 0 | 0 | 0 | 0 | 0 | 0 | 0 | 0 | 0 | 0 | 0
F3_Commercial_Grocery (WA)_Existing_Water Heating_Natural Gas_Water Heater_E9 | F3 | Commercial | Grocery (WA) | Existing | Water Heating | Natural Gas | Water Heater | E9 | System - kBTUs of Consumption | 0 | 0 | 0 | 0 | 0 | 0 | 0 | 0 | 0 | 0 | 0 | 0 | 0 | 0 | 0 | 0 | 0 | 0 | 0 | 0 | 0 | 0 | 0 | 0 | 0 | 0 | 0
F3_Commercial_Grocery (WA)_Existing_Water Heating_Natural Gas_Water Heater_E10 | F3 | Commercial | Grocery (WA) | Existing | Water Heating | Natural Gas | Water Heater | E10 | System - kBTUs of Consumption | 0 | 0 | 0 | 0 | 0 | 0 | 0 | 0 | 0 | 0 | 0 | 0 | 0 | 0 | 0 | 0 | 0 | 0 | 0 | 0 | 0 | 0 | 0 | 0 | 0 | 0 | 0
F4_Commercial_Grocery (WA)_Existing_Water Heating_Natural Gas_Water Heater_E1 | F4 | Commercial | Grocery (WA) | Existing | Water Heating | Natural Gas | Water Heater | E1 | Utility - Cost of Equipment | 0.013568 | 0.013568 | 0.013568 | 0.013568 | 0.013568 | 0.013568 | 0.013568 | 0.013568 | 0.013568 | 0.013568 | 0.013568 | 0.013568 | 0.013568 | 0.013568 | 0.013568 | 0.013568 | 0.013568 | 0.013568 | 0.013568 | 0.013568 | 0.013568 | 0.013568 | 0.013568 | 0.013568 | 0.013568 | 0.013568 | 0.013568
F4_Commercial_Grocery (WA)_Existing_Water Heating_Natural Gas_Water Heater_E2 | F4 | Commercial | Grocery (WA) | Existing | Water Heating | Natural Gas | Water Heater | E2 | Utility - Cost of Equipment | 0.016282 | 0.016282 | 0.016282 | 0.016282 | 0.016282 | 0.016282 | 0.016282 | 0.016282 | 0.016282 | 0.016282 | 0.016282 | 0.016282 | 0.016282 | 0.016282 | 0.016282 | 0.016282 | 0.016282 | 0.016282 | 0.016282 | 0.016282 | 0.016282 | 0.016282 | 0.016282 | 0.016282 | 0.016282 | 0.016282 | 0.016282
F4_Commercial_Grocery (WA)_Existing_Water Heating_Natural Gas_Water Heater_E3 | F4 | Commercial | Grocery (WA) | Existing | Water Heating | Natural Gas | Water Heater | E3 | Utility - Cost of Equipment | 0.020014 | 0.020014 | 0.020014 | 0.020014 | 0.020014 | 0.020014 | 0.020014 | 0.020014 | 0.020014 | 0.020014 | 0.020014 | 0.020014 | 0.020014 | 0.020014 | 0.020014 | 0.020014 | 0.020014 | 0.020014 | 0.020014 | 0.020014 | 0.020014 | 0.020014 | 0.020014 | 0.020014 | 0.020014 | 0.020014 | 0.020014
F4_Commercial_Grocery (WA)_Existing_Water Heating_Natural Gas_Water Heater_E4 | F4 | Commercial | Grocery (WA) | Existing | Water Heating | Natural Gas | Water Heater | E4 | Utility - Cost of Equipment | 0.020173 | 0.020173 | 0.020173 | 0.020173 | 0.020173 | 0.020173 | 0.020173 | 0.020173 | 0.020173 | 0.020173 | 0.020173 | 0.020173 | 0.020173 | 0.020173 | 0.020173 | 0.020173 | 0.020173 | 0.020173 | 0.020173 | 0.020173 | 0.020173 | 0.020173 | 0.020173 | 0.020173 | 0.020173 | 0.020173 | 0.020173
F4_Commercial_Grocery (WA)_Existing_Water Heating_Natural Gas_Water Heater_E5 | F4 | Commercial | Grocery (WA) | Existing | Water Heating | Natural Gas | Water Heater | E5 | Utility - Cost of Equipment | 0.043545 | 0.043545 | 0.043545 | 0.043545 | 0.043545 | 0.043545 | 0.043545 | 0.043545 | 0.043545 | 0.043545 | 0.043545 | 0.043545 | 0.043545 | 0.043545 | 0.043545 | 0.043545 | 0.043545 | 0.043545 | 0.043545 | 0.043545 | 0.043545 | 0.043545 | 0.043545 | 0.043545 | 0.043545 | 0.043545 | 0.043545
F4_Commercial_Grocery (WA)_Existing_Water Heating_Natural Gas_Water Heater_E6 | F4 | Commercial | Grocery (WA) | Existing | Water Heating | Natural Gas | Water Heater | E6 | Utility - Cost of Equipment | 0 | 0 | 0 | 0 | 0 | 0 | 0 | 0 | 0 | 0 | 0 | 0 | 0 | 0 | 0 | 0 | 0 | 0 | 0 | 0 | 0 | 0 | 0 | 0 | 0 | 0 | 0
F4_Commercial_Grocery (WA)_Existing_Water Heating_Natural Gas_Water Heater_E7 | F4 | Commercial | Grocery (WA) | Existing | Water Heating | Natural Gas | Water Heater | E7 | Utility - Cost of Equipment | 0 | 0 | 0 | 0 | 0 | 0 | 0 | 0 | 0 | 0 | 0 | 0 | 0 | 0 | 0 | 0 | 0 | 0 | 0 | 0 | 0 | 0 | 0 | 0 | 0 | 0 | 0
F4_Commercial_Grocery (WA)_Existing_Water Heating_Natural Gas_Water Heater_E8 | F4 | Commercial | Grocery (WA) | Existing | Water Heating | Natural Gas | Water Heater | E8 | Utility - Cost of Equipment | 0 | 0 | 0 | 0 | 0 | 0 | 0 | 0 | 0 | 0 | 0 | 0 | 0 | 0 | 0 | 0 | 0 | 0 | 0 | 0 | 0 | 0 | 0 | 0 | 0 | 0 | 0
F4_Commercial_Grocery (WA)_Existing_Water Heating_Natural Gas_Water Heater_E9 | F4 | Commercial | Grocery (WA) | Existing | Water Heating | Natural Gas | Water Heater | E9 | Utility - Cost of Equipment | 0 | 0 | 0 | 0 | 0 | 0 | 0 | 0 | 0 | 0 | 0 | 0 | 0 | 0 | 0 | 0 | 0 | 0 | 0 | 0 | 0 | 0 | 0 | 0 | 0 | 0 | 0
F4_Commercial_Grocery (WA)_Existing_Water Heating_Natural Gas_Water Heater_E10 | F4 | Commercial | Grocery (WA) | Existing | Water Heating | Natural Gas | Water Heater | E10 | Utility - Cost of Equipment | 0 | 0 | 0 | 0 | 0 | 0 | 0 | 0 | 0 | 0 | 0 | 0 | 0 | 0 | 0 | 0 | 0 | 0 | 0 | 0 | 0 | 0 | 0 | 0 | 0 | 0 | 0
F5_Commercial_Grocery (WA)_Existing_Water Heating_Natural Gas_Water Heater_E1 | F5 | Commercial | Grocery (WA) | Existing | Water Heating | Natural Gas | Water Heater | E1 | Utility - Cost of Operation | 0.085206 | 0.087444 | 0.089956 | 0.09277 | 0.095903 | 0.099609 | 0.10338 | 0.1071 | 0.11068 | 0.11431 | 0.11726 | 0.12005 | 0.12303 | 0.12597 | 0.12863 | 0.13115 | 0.13345 | 0.13573 | 0.13815 | 0.14053 | 0.14296 | 0.14549 | 0.14804 | 0.15067 | 0.15335 | 0.15607 | 0.15885
F5_Commercial_Grocery (WA)_Existing_Water Heating_Natural Gas_Water Heater_E2 | F5 | Commercial | Grocery (WA) | Existing | Water Heating | Natural Gas | Water Heater | E2 | Utility - Cost of Operation | 0.075739 | 0.077728 | 0.079961 | 0.082462 | 0.085247 | 0.088542 | 0.091897 | 0.095202 | 0.098381 | 0.10161 | 0.10423 | 0.10671 | 0.10936 | 0.11197 | 0.11434 | 0.11658 | 0.11862 | 0.12065 | 0.1228 | 0.12491 | 0.12708 | 0.12932 | 0.13159 | 0.13393 | 0.13631 | 0.13873 | 0.1412
F5_Commercial_Grocery (WA)_Existing_Water Heating_Natural Gas_Water Heater_E3 | F5 | Commercial | Grocery (WA) | Existing | Water Heating | Natural Gas | Water Heater | E3 | Utility - Cost of Operation | 0.072516 | 0.07442 | 0.076558 | 0.078953 | 0.081619 | 0.084774 | 0.087986 | 0.091151 | 0.094195 | 0.097283 | 0.099797 | 0.10217 | 0.10471 | 0.1072 | 0.10947 | 0.11162 | 0.11357 | 0.11552 | 0.11757 | 0.1196 | 0.12167 | 0.12382 | 0.12599 | 0.12823 | 0.13051 | 0.13283 | 0.13519
F5_Commercial_Grocery (WA)_Existing_Water Heating_Natural Gas_Water Heater_E4 | F5 | Commercial | Grocery (WA) | Existing | Water Heating | Natural Gas | Water Heater | E4 | Utility - Cost of Operation | 0.077 | 0.078988 | 0.081162 | 0.083534 | 0.086121 | 0.089115 | 0.092155 | 0.095158 | 0.098065 | 0.10102 | 0.10348 | 0.10583 | 0.10833 | 0.1108 | 0.11308 | 0.11526 | 0.11729 | 0.11931 | 0.12143 | 0.12353 | 0.12568 | 0.1279 | 0.13015 | 0.13247 | 0.13482 | 0.13721 | 0.13965
F5_Commercial_Grocery (WA)_Existing_Water Heating_Natural Gas_Water Heater_E5 | F5 | Commercial | Grocery (WA) | Existing | Water Heating | Natural Gas | Water Heater | E5 | Utility - Cost of Operation | 0.044411 | 0.045579 | 0.046912 | 0.048432 | 0.050148 | 0.052203 | 0.0543 | 0.056363 | 0.05834 | 0.060346 | 0.061957 | 0.063468 | 0.06509 | 0.066681 | 0.068113 | 0.06946 | 0.070676 | 0.07188 | 0.073162 | 0.074415 | 0.075703 | 0.077039 | 0.07839 | 0.079783 | 0.0812 | 0.082643 | 0.084111
F5_Commercial_Grocery (WA)_Existing_Water Heating_Natural Gas_Water Heater_E6 | F5 | Commercial | Grocery (WA) | Existing | Water Heating | Natural Gas | Water Heater | E6 | Utility - Cost of Operation | 0 | 0 | 0 | 0 | 0 | 0 | 0 | 0 | 0 | 0 | 0 | 0 | 0 | 0 | 0 | 0 | 0 | 0 | 0 | 0 | 0 | 0 | 0 | 0 | 0 | 0 | 0
F5_Commercial_Grocery (WA)_Existing_Water Heating_Natural Gas_Water Heater_E7 | F5 | Commercial | Grocery (WA) | Existing | Water Heating | Natural Gas | Water Heater | E7 | Utility - Cost of Operation | 0 | 0 | 0 | 0 | 0 | 0 | 0 | 0 | 0 | 0 | 0 | 0 | 0 | 0 | 0 | 0 | 0 | 0 | 0 | 0 | 0 | 0 | 0 | 0 | 0 | 0 | 0
F5_Commercial_Grocery (WA)_Existing_Water Heating_Natural Gas_Water Heater_E8 | F5 | Commercial | Grocery (WA) | Existing | Water Heating | Natural Gas | Water Heater | E8 | Utility - Cost of Operation | 0 | 0 | 0 | 0 | 0 | 0 | 0 | 0 | 0 | 0 | 0 | 0 | 0 | 0 | 0 | 0 | 0 | 0 | 0 | 0 | 0 | 0 | 0 | 0 | 0 | 0 | 0
F5_Commercial_Grocery (WA)_Existing_Water Heating_Natural Gas_Water Heater_E9 | F5 | Commercial | Grocery (WA) | Existing | Water Heating | Natural Gas | Water Heater | E9 | Utility - Cost of Operation | 0 | 0 | 0 | 0 | 0 | 0 | 0 | 0 | 0 | 0 | 0 | 0 | 0 | 0 | 0 | 0 | 0 | 0 | 0 | 0 | 0 | 0 | 0 | 0 | 0 | 0 | 0
F5_Commercial_Grocery (WA)_Existing_Water Heating_Natural Gas_Water Heater_E10 | F5 | Commercial | Grocery (WA) | Existing | Water Heating | Natural Gas | Water Heater | E10 | Utility - Cost of Operation | 0 | 0 | 0 | 0 | 0 | 0 | 0 | 0 | 0 | 0 | 0 | 0 | 0 | 0 | 0 | 0 | 0 | 0 | 0 | 0 | 0 | 0 | 0 | 0 | 0 | 0 | 0
F6_Commercial_Grocery (WA)_Existing_Water Heating_Natural Gas_Water Heater_E1 | F6 | Commercial | Grocery (WA) | Existing | Water Heating | Natural Gas | Water Heater | E1 | Utility - Value of Sales | 0.099329 | 0.10133 | 0.10357 | 0.1061 | 0.10891 | 0.11231 | 0.11569 | 0.11888 | 0.12177 | 0.12459 | 0.12751 | 0.13018 | 0.13304 | 0.13581 | 0.13824 | 0.14048 | 0.14244 | 0.14433 | 0.14632 | 0.14821 | 0.15011 | 0.15276 | 0.15544 | 0.15821 | 0.16102 | 0.16388 | 0.16679
F6_Commercial_Grocery (WA)_Existing_Water Heating_Natural Gas_Water Heater_E2 | F6 | Commercial | Grocery (WA) | Existing | Water Heating | Natural Gas | Water Heater | E2 | Utility - Value of Sales | 0.088292 | 0.090067 | 0.092064 | 0.094307 | 0.096808 | 0.099831 | 0.10283 | 0.10567 | 0.10824 | 0.11074 | 0.11334 | 0.11572 | 0.11826 | 0.12072 | 0.12288 | 0.12487 | 0.12661 | 0.12829 | 0.13006 | 0.13174 | 0.13343 | 0.13579 | 0.13817 | 0.14063 | 0.14313 | 0.14567 | 0.14826
F6_Commercial_Grocery (WA)_Existing_Water Heating_Natural Gas_Water Heater_E3 | F6 | Commercial | Grocery (WA) | Existing | Water Heating | Natural Gas | Water Heater | E3 | Utility - Value of Sales | 0.084535 | 0.086234 | 0.088147 | 0.090294 | 0.092689 | 0.095583 | 0.098456 | 0.10117 | 0.10363 | 0.10603 | 0.10852 | 0.11079 | 0.11323 | 0.11558 | 0.11766 | 0.11956 | 0.12122 | 0.12283 | 0.12453 | 0.12613 | 0.12775 | 0.13001 | 0.13229 | 0.13464 | 0.13703 | 0.13947 | 0.14195
F6_Commercial_Grocery (WA)_Existing_Water Heating_Natural Gas_Water Heater_E4 | F6 | Commercial | Grocery (WA) | Existing | Water Heating | Natural Gas | Water Heater | E4 | Utility - Value of Sales | 0.088626 | 0.090408 | 0.092353 | 0.094468 | 0.096769 | 0.099481 | 0.10216 | 0.10472 | 0.10709 | 0.10942 | 0.11185 | 0.11414 | 0.11656 | 0.11893 | 0.12106 | 0.12305 | 0.12484 | 0.12659 | 0.12842 | 0.13019 | 0.13196 | 0.1343 | 0.13666 | 0.13909 | 0.14156 | 0.14407 | 0.14663
F6_Commercial_Grocery (WA)_Existing_Water Heating_Natural Gas_Water Heater_E5 | F6 | Commercial | Grocery (WA) | Existing | Water Heating | Natural Gas | Water Heater | E5 | Utility - Value of Sales | 0.052111 | 0.053134 | 0.054322 | 0.055695 | 0.057265 | 0.059178 | 0.061075 | 0.062859 | 0.06446 | 0.066008 | 0.067603 | 0.069043 | 0.070587 | 0.072077 | 0.073371 | 0.074548 | 0.075557 | 0.076526 | 0.077552 | 0.078518 | 0.079488 | 0.080891 | 0.08231 | 0.083772 | 0.08526 | 0.086775 | 0.088317
F6_Commercial_Grocery (WA)_Existing_Water Heating_Natural Gas_Water Heater_E6 | F6 | Commercial | Grocery (WA) | Existing | Water Heating | Natural Gas | Water Heater | E6 | Utility - Value of Sales | 0 | 0 | 0 | 0 | 0 | 0 | 0 | 0 | 0 | 0 | 0 | 0 | 0 | 0 | 0 | 0 | 0 | 0 | 0 | 0 | 0 | 0 | 0 | 0 | 0 | 0 | 0
F6_Commercial_Grocery (WA)_Existing_Water Heating_Natural Gas_Water Heater_E7 | F6 | Commercial | Grocery (WA) | Existing | Water Heating | Natural Gas | Water Heater | E7 | Utility - Value of Sales | 0 | 0 | 0 | 0 | 0 | 0 | 0 | 0 | 0 | 0 | 0 | 0 | 0 | 0 | 0 | 0 | 0 | 0 | 0 | 0 | 0 | 0 | 0 | 0 | 0 | 0 | 0
F6_Commercial_Grocery (WA)_Existing_Water Heating_Natural Gas_Water Heater_E8 | F6 | Commercial | Grocery (WA) | Existing | Water Heating | Natural Gas | Water Heater | E8 | Utility - Value of Sales | 0 | 0 | 0 | 0 | 0 | 0 | 0 | 0 | 0 | 0 | 0 | 0 | 0 | 0 | 0 | 0 | 0 | 0 | 0 | 0 | 0 | 0 | 0 | 0 | 0 | 0 | 0
F6_Commercial_Grocery (WA)_Existing_Water Heating_Natural Gas_Water Heater_E9 | F6 | Commercial | Grocery (WA) | Existing | Water Heating | Natural Gas | Water Heater | E9 | Utility - Value of Sales | 0 | 0 | 0 | 0 | 0 | 0 | 0 | 0 | 0 | 0 | 0 | 0 | 0 | 0 | 0 | 0 | 0 | 0 | 0 | 0 | 0 | 0 | 0 | 0 | 0 | 0 | 0
F6_Commercial_Grocery (WA)_Existing_Water Heating_Natural Gas_Water Heater_E10 | F6 | Commercial | Grocery (WA) | Existing | Water Heating | Natural Gas | Water Heater | E10 | Utility - Value of Sales | 0 | 0 | 0 | 0 | 0 | 0 | 0 | 0 | 0 | 0 | 0 | 0 | 0 | 0 | 0 | 0 | 0 | 0 | 0 | 0 | 0 | 0 | 0 | 0 | 0 | 0 | 0
F1_Commercial_Grocery (WA)_Existing_Food Preparation_Natural Gas_Oven_E1 | F1 | Commercial | Grocery (WA) | Existing | Food Preparation | Natural Gas | Oven | E1 | RVT - Cost of Equipment | 0.0011178 | 0.0011178 | 0.0011178 | 0.0011178 | 0.0011178 | 0.0011178 | 0.0011178 | 0.0011178 | 0.0011178 | 0.0011178 | 0.0011178 | 0.0011178 | 0.0011178 | 0.0011178 | 0.0011178 | 0.0011178 | 0.0011178 | 0.0011178 | 0.0011178 | 0.0011178 | 0.0011178 | 0.0011178 | 0.0011178 | 0.0011178 | 0.0011178 | 0.0011178 | 0.0011178
F1_Commercial_Grocery (WA)_Existing_Food Preparation_Natural Gas_Oven_E2 | F1 | Commercial | Grocery (WA) | Existing | Food Preparation | Natural Gas | Oven | E2 | RVT - Cost of Equipment | 0.0015231 | 0.0015231 | 0.0015231 | 0.0015231 | 0.0015231 | 0.0015231 | 0.0015231 | 0.0015231 | 0.0015231 | 0.0015231 | 0.0015231 | 0.0015231 | 0.0015231 | 0.0015231 | 0.0015231 | 0.0015231 | 0.0015231 | 0.0015231 | 0.0015231 | 0.0015231 | 0.0015231 | 0.0015231 | 0.0015231 | 0.0015231 | 0.0015231 | 0.0015231 | 0.0015231
F1_Commercial_Grocery (WA)_Existing_Food Preparation_Natural Gas_Oven_E3 | F1 | Commercial | Grocery (WA) | Existing | Food Preparation | Natural Gas | Oven | E3 | RVT - Cost of Equipment | 0 | 0 | 0 | 0 | 0 | 0 | 0 | 0 | 0 | 0 | 0 | 0 | 0 | 0 | 0 | 0 | 0 | 0 | 0 | 0 | 0 | 0 | 0 | 0 | 0 | 0 | 0
F1_Commercial_Grocery (WA)_Existing_Food Preparation_Natural Gas_Oven_E4 | F1 | Commercial | Grocery (WA) | Existing | Food Preparation | Natural Gas | Oven | E4 | RVT - Cost of Equipment | 0 | 0 | 0 | 0 | 0 | 0 | 0 | 0 | 0 | 0 | 0 | 0 | 0 | 0 | 0 | 0 | 0 | 0 | 0 | 0 | 0 | 0 | 0 | 0 | 0 | 0 | 0
F1_Commercial_Grocery (WA)_Existing_Food Preparation_Natural Gas_Oven_E5 | F1 | Commercial | Grocery (WA) | Existing | Food Preparation | Natural Gas | Oven | E5 | RVT - Cost of Equipment | 0 | 0 | 0 | 0 | 0 | 0 | 0 | 0 | 0 | 0 | 0 | 0 | 0 | 0 | 0 | 0 | 0 | 0 | 0 | 0 | 0 | 0 | 0 | 0 | 0 | 0 | 0
F1_Commercial_Grocery (WA)_Existing_Food Preparation_Natural Gas_Oven_E6 | F1 | Commercial | Grocery (WA) | Existing | Food Preparation | Natural Gas | Oven | E6 | RVT - Cost of Equipment | 0 | 0 | 0 | 0 | 0 | 0 | 0 | 0 | 0 | 0 | 0 | 0 | 0 | 0 | 0 | 0 | 0 | 0 | 0 | 0 | 0 | 0 | 0 | 0 | 0 | 0 | 0
F1_Commercial_Grocery (WA)_Existing_Food Preparation_Natural Gas_Oven_E7 | F1 | Commercial | Grocery (WA) | Existing | Food Preparation | Natural Gas | Oven | E7 | RVT - Cost of Equipment | 0 | 0 | 0 | 0 | 0 | 0 | 0 | 0 | 0 | 0 | 0 | 0 | 0 | 0 | 0 | 0 | 0 | 0 | 0 | 0 | 0 | 0 | 0 | 0 | 0 | 0 | 0
F1_Commercial_Grocery (WA)_Existing_Food Preparation_Natural Gas_Oven_E8 | F1 | Commercial | Grocery (WA) | Existing | Food Preparation | Natural Gas | Oven | E8 | RVT - Cost of Equipment | 0 | 0 | 0 | 0 | 0 | 0 | 0 | 0 | 0 | 0 | 0 | 0 | 0 | 0 | 0 | 0 | 0 | 0 | 0 | 0 | 0 | 0 | 0 | 0 | 0 | 0 | 0
F1_Commercial_Grocery (WA)_Existing_Food Preparation_Natural Gas_Oven_E9 | F1 | Commercial | Grocery (WA) | Existing | Food Preparation | Natural Gas | Oven | E9 | RVT - Cost of Equipment | 0 | 0 | 0 | 0 | 0 | 0 | 0 | 0 | 0 | 0 | 0 | 0 | 0 | 0 | 0 | 0 | 0 | 0 | 0 | 0 | 0 | 0 | 0 | 0 | 0 | 0 | 0
F1_Commercial_Grocery (WA)_Existing_Food Preparation_Natural Gas_Oven_E10 | F1 | Commercial | Grocery (WA) | Existing | Food Preparation | Natural Gas | Oven | E10 | RVT - Cost of Equipment | 0 | 0 | 0 | 0 | 0 | 0 | 0 | 0 | 0 | 0 | 0 | 0 | 0 | 0 | 0 | 0 | 0 | 0 | 0 | 0 | 0 | 0 | 0 | 0 | 0 | 0 | 0
F2_Commercial_Grocery (WA)_Existing_Food Preparation_Natural Gas_Oven_E1 | F2 | Commercial | Grocery (WA) | Existing | Food Preparation | Natural Gas | Oven | E1 | RVT - Cost of Operation | 0.045921 | 0.046685 | 0.047617 | 0.048749 | 0.050096 | 0.051876 | 0.053702 | 0.055469 | 0.057095 | 0.058657 | 0.060261 | 0.061694 | 0.063189 | 0.06457 | 0.065734 | 0.066765 | 0.06761 | 0.068407 | 0.069262 | 0.070047 | 0.070831 | 0.07208 | 0.073341 | 0.074644 | 0.07597 | 0.07732 | 0.078693
F2_Commercial_Grocery (WA)_Existing_Food Preparation_Natural Gas_Oven_E2 | F2 | Commercial | Grocery (WA) | Existing | Food Preparation | Natural Gas | Oven | E2 | RVT - Cost of Operation | 0.032608 | 0.033151 | 0.033812 | 0.034616 | 0.035573 | 0.036837 | 0.038134 | 0.039388 | 0.040543 | 0.041652 | 0.042791 | 0.043809 | 0.04487 | 0.045851 | 0.046677 | 0.047409 | 0.04801 | 0.048576 | 0.049183 | 0.04974 | 0.050297 | 0.051184 | 0.052079 | 0.053004 | 0.053946 | 0.054904 | 0.05588
F2_Commercial_Grocery (WA)_Existing_Food Preparation_Natural Gas_Oven_E3 | F2 | Commercial | Grocery (WA) | Existing | Food Preparation | Natural Gas | Oven | E3 | RVT - Cost of Operation | 0 | 0 | 0 | 0 | 0 | 0 | 0 | 0 | 0 | 0 | 0 | 0 | 0 | 0 | 0 | 0 | 0 | 0 | 0 | 0 | 0 | 0 | 0 | 0 | 0 | 0 | 0
F2_Commercial_Grocery (WA)_Existing_Food Preparation_Natural Gas_Oven_E4 | F2 | Commercial | Grocery (WA) | Existing | Food Preparation | Natural Gas | Oven | E4 | RVT - Cost of Operation | 0 | 0 | 0 | 0 | 0 | 0 | 0 | 0 | 0 | 0 | 0 | 0 | 0 | 0 | 0 | 0 | 0 | 0 | 0 | 0 | 0 | 0 | 0 | 0 | 0 | 0 | 0
F2_Commercial_Grocery (WA)_Existing_Food Preparation_Natural Gas_Oven_E5 | F2 | Commercial | Grocery (WA) | Existing | Food Preparation | Natural Gas | Oven | E5 | RVT - Cost of Operation | 0 | 0 | 0 | 0 | 0 | 0 | 0 | 0 | 0 | 0 | 0 | 0 | 0 | 0 | 0 | 0 | 0 | 0 | 0 | 0 | 0 | 0 | 0 | 0 | 0 | 0 | 0
F2_Commercial_Grocery (WA)_Existing_Food Preparation_Natural Gas_Oven_E6 | F2 | Commercial | Grocery (WA) | Existing | Food Preparation | Natural Gas | Oven | E6 | RVT - Cost of Operation | 0 | 0 | 0 | 0 | 0 | 0 | 0 | 0 | 0 | 0 | 0 | 0 | 0 | 0 | 0 | 0 | 0 | 0 | 0 | 0 | 0 | 0 | 0 | 0 | 0 | 0 | 0
F2_Commercial_Grocery (WA)_Existing_Food Preparation_Natural Gas_Oven_E7 | F2 | Commercial | Grocery (WA) | Existing | Food Preparation | Natural Gas | Oven | E7 | RVT - Cost of Operation | 0 | 0 | 0 | 0 | 0 | 0 | 0 | 0 | 0 | 0 | 0 | 0 | 0 | 0 | 0 | 0 | 0 | 0 | 0 | 0 | 0 | 0 | 0 | 0 | 0 | 0 | 0
F2_Commercial_Grocery (WA)_Existing_Food Preparation_Natural Gas_Oven_E8 | F2 | Commercial | Grocery (WA) | Existing | Food Preparation | Natural Gas | Oven | E8 | RVT - Cost of Operation | 0 | 0 | 0 | 0 | 0 | 0 | 0 | 0 | 0 | 0 | 0 | 0 | 0 | 0 | 0 | 0 | 0 | 0 | 0 | 0 | 0 | 0 | 0 | 0 | 0 | 0 | 0
F2_Commercial_Grocery (WA)_Existing_Food Preparation_Natural Gas_Oven_E9 | F2 | Commercial | Grocery (WA) | Existing | Food Preparation | Natural Gas | Oven | E9 | RVT - Cost of Operation | 0 | 0 | 0 | 0 | 0 | 0 | 0 | 0 | 0 | 0 | 0 | 0 | 0 | 0 | 0 | 0 | 0 | 0 | 0 | 0 | 0 | 0 | 0 | 0 | 0 | 0 | 0
F2_Commercial_Grocery (WA)_Existing_Food Preparation_Natural Gas_Oven_E10 | F2 | Commercial | Grocery (WA) | Existing | Food Preparation | Natural Gas | Oven | E10 | RVT - Cost of Operation | 0 | 0 | 0 | 0 | 0 | 0 | 0 | 0 | 0 | 0 | 0 | 0 | 0 | 0 | 0 | 0 | 0 | 0 | 0 | 0 | 0 | 0 | 0 | 0 | 0 | 0 | 0
F3_Commercial_Grocery (WA)_Existing_Food Preparation_Natural Gas_Oven_E1 | F3 | Commercial | Grocery (WA) | Existing | Food Preparation | Natural Gas | Oven | E1 | System - kBTUs of Consumption | 11.1308 | 11.1308 | 11.1308 | 11.1308 | 11.1308 | 11.1308 | 11.1308 | 11.1308 | 11.1308 | 11.1308 | 11.1308 | 11.1308 | 11.1308 | 11.1308 | 11.1308 | 11.1308 | 11.1308 | 11.1308 | 11.1308 | 11.1308 | 11.1308 | 11.1308 | 11.1308 | 11.1308 | 11.1308 | 11.1308 | 11.1308
F3_Commercial_Grocery (WA)_Existing_Food Preparation_Natural Gas_Oven_E2 | F3 | Commercial | Grocery (WA) | Existing | Food Preparation | Natural Gas | Oven | E2 | System - kBTUs of Consumption | 7.9039 | 7.9039 | 7.9039 | 7.9039 | 7.9039 | 7.9039 | 7.9039 | 7.9039 | 7.9039 | 7.9039 | 7.9039 | 7.9039 | 7.9039 | 7.9039 | 7.9039 | 7.9039 | 7.9039 | 7.9039 | 7.9039 | 7.9039 | 7.9039 | 7.9039 | 7.9039 | 7.9039 | 7.9039 | 7.9039 | 7.9039
F3_Commercial_Grocery (WA)_Existing_Food Preparation_Natural Gas_Oven_E3 | F3 | Commercial | Grocery (WA) | Existing | Food Preparation | Natural Gas | Oven | E3 | System - kBTUs of Consumption | 0 | 0 | 0 | 0 | 0 | 0 | 0 | 0 | 0 | 0 | 0 | 0 | 0 | 0 | 0 | 0 | 0 | 0 | 0 | 0 | 0 | 0 | 0 | 0 | 0 | 0 | 0
F3_Commercial_Grocery (WA)_Existing_Food Preparation_Natural Gas_Oven_E4 | F3 | Commercial | Grocery (WA) | Existing | Food Preparation | Natural Gas | Oven | E4 | System - kBTUs of Consumption | 0 | 0 | 0 | 0 | 0 | 0 | 0 | 0 | 0 | 0 | 0 | 0 | 0 | 0 | 0 | 0 | 0 | 0 | 0 | 0 | 0 | 0 | 0 | 0 | 0 | 0 | 0
F3_Commercial_Grocery (WA)_Existing_Food Preparation_Natural Gas_Oven_E5 | F3 | Commercial | Grocery (WA) | Existing | Food Preparation | Natural Gas | Oven | E5 | System - kBTUs of Consumption | 0 | 0 | 0 | 0 | 0 | 0 | 0 | 0 | 0 | 0 | 0 | 0 | 0 | 0 | 0 | 0 | 0 | 0 | 0 | 0 | 0 | 0 | 0 | 0 | 0 | 0 | 0
F3_Commercial_Grocery (WA)_Existing_Food Preparation_Natural Gas_Oven_E6 | F3 | Commercial | Grocery (WA) | Existing | Food Preparation | Natural Gas | Oven | E6 | System - kBTUs of Consumption | 0 | 0 | 0 | 0 | 0 | 0 | 0 | 0 | 0 | 0 | 0 | 0 | 0 | 0 | 0 | 0 | 0 | 0 | 0 | 0 | 0 | 0 | 0 | 0 | 0 | 0 | 0
F3_Commercial_Grocery (WA)_Existing_Food Preparation_Natural Gas_Oven_E7 | F3 | Commercial | Grocery (WA) | Existing | Food Preparation | Natural Gas | Oven | E7 | System - kBTUs of Consumption | 0 | 0 | 0 | 0 | 0 | 0 | 0 | 0 | 0 | 0 | 0 | 0 | 0 | 0 | 0 | 0 | 0 | 0 | 0 | 0 | 0 | 0 | 0 | 0 | 0 | 0 | 0
F3_Commercial_Grocery (WA)_Existing_Food Preparation_Natural Gas_Oven_E8 | F3 | Commercial | Grocery (WA) | Existing | Food Preparation | Natural Gas | Oven | E8 | System - kBTUs of Consumption | 0 | 0 | 0 | 0 | 0 | 0 | 0 | 0 | 0 | 0 | 0 | 0 | 0 | 0 | 0 | 0 | 0 | 0 | 0 | 0 | 0 | 0 | 0 | 0 | 0 | 0 | 0
F3_Commercial_Grocery (WA)_Existing_Food Preparation_Natural Gas_Oven_E9 | F3 | Commercial | Grocery (WA) | Existing | Food Preparation | Natural Gas | Oven | E9 | System - kBTUs of Consumption | 0 | 0 | 0 | 0 | 0 | 0 | 0 | 0 | 0 | 0 | 0 | 0 | 0 | 0 | 0 | 0 | 0 | 0 | 0 | 0 | 0 | 0 | 0 | 0 | 0 | 0 | 0
F3_Commercial_Grocery (WA)_Existing_Food Preparation_Natural Gas_Oven_E10 | F3 | Commercial | Grocery (WA) | Existing | Food Preparation | Natural Gas | Oven | E10 | System - kBTUs of Consumption | 0 | 0 | 0 | 0 | 0 | 0 | 0 | 0 | 0 | 0 | 0 | 0 | 0 | 0 | 0 | 0 | 0 | 0 | 0 | 0 | 0 | 0 | 0 | 0 | 0 | 0 | 0
F4_Commercial_Grocery (WA)_Existing_Food Preparation_Natural Gas_Oven_E1 | F4 | Commercial | Grocery (WA) | Existing | Food Preparation | Natural Gas | Oven | E1 | Utility - Cost of Equipment | 0.0011178 | 0.0011178 | 0.0011178 | 0.0011178 | 0.0011178 | 0.0011178 | 0.0011178 | 0.0011178 | 0.0011178 | 0.0011178 | 0.0011178 | 0.0011178 | 0.0011178 | 0.0011178 | 0.0011178 | 0.0011178 | 0.0011178 | 0.0011178 | 0.0011178 | 0.0011178 | 0.0011178 | 0.0011178 | 0.0011178 | 0.0011178 | 0.0011178 | 0.0011178 | 0.0011178
F4_Commercial_Grocery (WA)_Existing_Food Preparation_Natural Gas_Oven_E2 | F4 | Commercial | Grocery (WA) | Existing | Food Preparation | Natural Gas | Oven | E2 | Utility - Cost of Equipment | 0.0015231 | 0.0015231 | 0.0015231 | 0.0015231 | 0.0015231 | 0.0015231 | 0.0015231 | 0.0015231 | 0.0015231 | 0.0015231 | 0.0015231 | 0.0015231 | 0.0015231 | 0.0015231 | 0.0015231 | 0.0015231 | 0.0015231 | 0.0015231 | 0.0015231 | 0.0015231 | 0.0015231 | 0.0015231 | 0.0015231 | 0.0015231 | 0.0015231 | 0.0015231 | 0.0015231
F4_Commercial_Grocery (WA)_Existing_Food Preparation_Natural Gas_Oven_E3 | F4 | Commercial | Grocery (WA) | Existing | Food Preparation | Natural Gas | Oven | E3 | Utility - Cost of Equipment | 0 | 0 | 0 | 0 | 0 | 0 | 0 | 0 | 0 | 0 | 0 | 0 | 0 | 0 | 0 | 0 | 0 | 0 | 0 | 0 | 0 | 0 | 0 | 0 | 0 | 0 | 0
F4_Commercial_Grocery (WA)_Existing_Food Preparation_Natural Gas_Oven_E4 | F4 | Commercial | Grocery (WA) | Existing | Food Preparation | Natural Gas | Oven | E4 | Utility - Cost of Equipment | 0 | 0 | 0 | 0 | 0 | 0 | 0 | 0 | 0 | 0 | 0 | 0 | 0 | 0 | 0 | 0 | 0 | 0 | 0 | 0 | 0 | 0 | 0 | 0 | 0 | 0 | 0
F4_Commercial_Grocery (WA)_Existing_Food Preparation_Natural Gas_Oven_E5 | F4 | Commercial | Grocery (WA) | Existing | Food Preparation | Natural Gas | Oven | E5 | Utility - Cost of Equipment | 0 | 0 | 0 | 0 | 0 | 0 | 0 | 0 | 0 | 0 | 0 | 0 | 0 | 0 | 0 | 0 | 0 | 0 | 0 | 0 | 0 | 0 | 0 | 0 | 0 | 0 | 0
F4_Commercial_Grocery (WA)_Existing_Food Preparation_Natural Gas_Oven_E6 | F4 | Commercial | Grocery (WA) | Existing | Food Preparation | Natural Gas | Oven | E6 | Utility - Cost of Equipment | 0 | 0 | 0 | 0 | 0 | 0 | 0 | 0 | 0 | 0 | 0 | 0 | 0 | 0 | 0 | 0 | 0 | 0 | 0 | 0 | 0 | 0 | 0 | 0 | 0 | 0 | 0
F4_Commercial_Grocery (WA)_Existing_Food Preparation_Natural Gas_Oven_E7 | F4 | Commercial | Grocery (WA) | Existing | Food Preparation | Natural Gas | Oven | E7 | Utility - Cost of Equipment | 0 | 0 | 0 | 0 | 0 | 0 | 0 | 0 | 0 | 0 | 0 | 0 | 0 | 0 | 0 | 0 | 0 | 0 | 0 | 0 | 0 | 0 | 0 | 0 | 0 | 0 | 0
F4_Commercial_Grocery (WA)_Existing_Food Preparation_Natural Gas_Oven_E8 | F4 | Commercial | Grocery (WA) | Existing | Food Preparation | Natural Gas | Oven | E8 | Utility - Cost of Equipment | 0 | 0 | 0 | 0 | 0 | 0 | 0 | 0 | 0 | 0 | 0 | 0 | 0 | 0 | 0 | 0 | 0 | 0 | 0 | 0 | 0 | 0 | 0 | 0 | 0 | 0 | 0
F4_Commercial_Grocery (WA)_Existing_Food Preparation_Natural Gas_Oven_E9 | F4 | Commercial | Grocery (WA) | Existing | Food Preparation | Natural Gas | Oven | E9 | Utility - Cost of Equipment | 0 | 0 | 0 | 0 | 0 | 0 | 0 | 0 | 0 | 0 | 0 | 0 | 0 | 0 | 0 | 0 | 0 | 0 | 0 | 0 | 0 | 0 | 0 | 0 | 0 | 0 | 0
F4_Commercial_Grocery (WA)_Existing_Food Preparation_Natural Gas_Oven_E10 | F4 | Commercial | Grocery (WA) | Existing | Food Preparation | Natural Gas | Oven | E10 | Utility - Cost of Equipment | 0 | 0 | 0 | 0 | 0 | 0 | 0 | 0 | 0 | 0 | 0 | 0 | 0 | 0 | 0 | 0 | 0 | 0 | 0 | 0 | 0 | 0 | 0 | 0 | 0 | 0 | 0
F5_Commercial_Grocery (WA)_Existing_Food Preparation_Natural Gas_Oven_E1 | F5 | Commercial | Grocery (WA) | Existing | Food Preparation | Natural Gas | Oven | E1 | Utility - Cost of Operation | 0.038602 | 0.039494 | 0.040615 | 0.041937 | 0.043475 | 0.045414 | 0.047434 | 0.049449 | 0.051391 | 0.053361 | 0.054898 | 0.056328 | 0.057869 | 0.059371 | 0.060695 | 0.061922 | 0.063003 | 0.064066 | 0.06521 | 0.066318 | 0.067459 | 0.068648 | 0.069848 | 0.071089 | 0.072352 | 0.073638 | 0.074946
F5_Commercial_Grocery (WA)_Existing_Food Preparation_Natural Gas_Oven_E2 | F5 | Commercial | Grocery (WA) | Existing | Food Preparation | Natural Gas | Oven | E2 | Utility - Cost of Operation | 0.027411 | 0.028044 | 0.02884 | 0.029779 | 0.030871 | 0.032249 | 0.033683 | 0.035113 | 0.036493 | 0.037891 | 0.038983 | 0.039998 | 0.041093 | 0.042159 | 0.0431 | 0.04397 | 0.044738 | 0.045493 | 0.046305 | 0.047092 | 0.047902 | 0.048746 | 0.049599 | 0.05048 | 0.051377 | 0.05229 | 0.053219
F5_Commercial_Grocery (WA)_Existing_Food Preparation_Natural Gas_Oven_E3 | F5 | Commercial | Grocery (WA) | Existing | Food Preparation | Natural Gas | Oven | E3 | Utility - Cost of Operation | 0 | 0 | 0 | 0 | 0 | 0 | 0 | 0 | 0 | 0 | 0 | 0 | 0 | 0 | 0 | 0 | 0 | 0 | 0 | 0 | 0 | 0 | 0 | 0 | 0 | 0 | 0
F5_Commercial_Grocery (WA)_Existing_Food Preparation_Natural Gas_Oven_E4 | F5 | Commercial | Grocery (WA) | Existing | Food Preparation | Natural Gas | Oven | E4 | Utility - Cost of Operation | 0 | 0 | 0 | 0 | 0 | 0 | 0 | 0 | 0 | 0 | 0 | 0 | 0 | 0 | 0 | 0 | 0 | 0 | 0 | 0 | 0 | 0 | 0 | 0 | 0 | 0 | 0
F5_Commercial_Grocery (WA)_Existing_Food Preparation_Natural Gas_Oven_E5 | F5 | Commercial | Grocery (WA) | Existing | Food Preparation | Natural Gas | Oven | E5 | Utility - Cost of Operation | 0 | 0 | 0 | 0 | 0 | 0 | 0 | 0 | 0 | 0 | 0 | 0 | 0 | 0 | 0 | 0 | 0 | 0 | 0 | 0 | 0 | 0 | 0 | 0 | 0 | 0 | 0
F5_Commercial_Grocery (WA)_Existing_Food Preparation_Natural Gas_Oven_E6 | F5 | Commercial | Grocery (WA) | Existing | Food Preparation | Natural Gas | Oven | E6 | Utility - Cost of Operation | 0 | 0 | 0 | 0 | 0 | 0 | 0 | 0 | 0 | 0 | 0 | 0 | 0 | 0 | 0 | 0 | 0 | 0 | 0 | 0 | 0 | 0 | 0 | 0 | 0 | 0 | 0
F5_Commercial_Grocery (WA)_Existing_Food Preparation_Natural Gas_Oven_E7 | F5 | Commercial | Grocery (WA) | Existing | Food Preparation | Natural Gas | Oven | E7 | Utility - Cost of Operation | 0 | 0 | 0 | 0 | 0 | 0 | 0 | 0 | 0 | 0 | 0 | 0 | 0 | 0 | 0 | 0 | 0 | 0 | 0 | 0 | 0 | 0 | 0 | 0 | 0 | 0 | 0
F5_Commercial_Grocery (WA)_Existing_Food Preparation_Natural Gas_Oven_E8 | F5 | Commercial | Grocery (WA) | Existing | Food Preparation | Natural Gas | Oven | E8 | Utility - Cost of Operation | 0 | 0 | 0 | 0 | 0 | 0 | 0 | 0 | 0 | 0 | 0 | 0 | 0 | 0 | 0 | 0 | 0 | 0 | 0 | 0 | 0 | 0 | 0 | 0 | 0 | 0 | 0
F5_Commercial_Grocery (WA)_Existing_Food Preparation_Natural Gas_Oven_E9 | F5 | Commercial | Grocery (WA) | Existing | Food Preparation | Natural Gas | Oven | E9 | Utility - Cost of Operation | 0 | 0 | 0 | 0 | 0 | 0 | 0 | 0 | 0 | 0 | 0 | 0 | 0 | 0 | 0 | 0 | 0 | 0 | 0 | 0 | 0 | 0 | 0 | 0 | 0 | 0 | 0
F5_Commercial_Grocery (WA)_Existing_Food Preparation_Natural Gas_Oven_E10 | F5 | Commercial | Grocery (WA) | Existing | Food Preparation | Natural Gas | Oven | E10 | Utility - Cost of Operation | 0 | 0 | 0 | 0 | 0 | 0 | 0 | 0 | 0 | 0 | 0 | 0 | 0 | 0 | 0 | 0 | 0 | 0 | 0 | 0 | 0 | 0 | 0 | 0 | 0 | 0 | 0
F6_Commercial_Grocery (WA)_Existing_Food Preparation_Natural Gas_Oven_E1 | F6 | Commercial | Grocery (WA) | Existing | Food Preparation | Natural Gas | Oven | E1 | Utility - Value of Sales | 0.045921 | 0.046685 | 0.047617 | 0.048749 | 0.050096 | 0.051876 | 0.053702 | 0.055469 | 0.057095 | 0.058657 | 0.060261 | 0.061694 | 0.063189 | 0.06457 | 0.065734 | 0.066765 | 0.06761 | 0.068407 | 0.069262 | 0.070047 | 0.070831 | 0.07208 | 0.073341 | 0.074644 | 0.07597 | 0.07732 | 0.078693
F6_Commercial_Grocery (WA)_Existing_Food Preparation_Natural Gas_Oven_E2 | F6 | Commercial | Grocery (WA) | Existing | Food Preparation | Natural Gas | Oven | E2 | Utility - Value of Sales | 0.032608 | 0.033151 | 0.033812 | 0.034616 | 0.035573 | 0.036837 | 0.038134 | 0.039388 | 0.040543 | 0.041652 | 0.042791 | 0.043809 | 0.04487 | 0.045851 | 0.046677 | 0.047409 | 0.04801 | 0.048576 | 0.049183 | 0.04974 | 0.050297 | 0.051184 | 0.052079 | 0.053004 | 0.053946 | 0.054904 | 0.05588
F6_Commercial_Grocery (WA)_Existing_Food Preparation_Natural Gas_Oven_E3 | F6 | Commercial | Grocery (WA) | Existing | Food Preparation | Natural Gas | Oven | E3 | Utility - Value of Sales | 0 | 0 | 0 | 0 | 0 | 0 | 0 | 0 | 0 | 0 | 0 | 0 | 0 | 0 | 0 | 0 | 0 | 0 | 0 | 0 | 0 | 0 | 0 | 0 | 0 | 0 | 0
F6_Commercial_Grocery (WA)_Existing_Food Preparation_Natural Gas_Oven_E4 | F6 | Commercial | Grocery (WA) | Existing | Food Preparation | Natural Gas | Oven | E4 | Utility - Value of Sales | 0 | 0 | 0 | 0 | 0 | 0 | 0 | 0 | 0 | 0 | 0 | 0 | 0 | 0 | 0 | 0 | 0 | 0 | 0 | 0 | 0 | 0 | 0 | 0 | 0 | 0 | 0
F6_Commercial_Grocery (WA)_Existing_Food Preparation_Natural Gas_Oven_E5 | F6 | Commercial | Grocery (WA) | Existing | Food Preparation | Natural Gas | Oven | E5 | Utility - Value of Sales | 0 | 0 | 0 | 0 | 0 | 0 | 0 | 0 | 0 | 0 | 0 | 0 | 0 | 0 | 0 | 0 | 0 | 0 | 0 | 0 | 0 | 0 | 0 | 0 | 0 | 0 | 0
F6_Commercial_Grocery (WA)_Existing_Food Preparation_Natural Gas_Oven_E6 | F6 | Commercial | Grocery (WA) | Existing | Food Preparation | Natural Gas | Oven | E6 | Utility - Value of Sales | 0 | 0 | 0 | 0 | 0 | 0 | 0 | 0 | 0 | 0 | 0 | 0 | 0 | 0 | 0 | 0 | 0 | 0 | 0 | 0 | 0 | 0 | 0 | 0 | 0 | 0 | 0
F6_Commercial_Grocery (WA)_Existing_Food Preparation_Natural Gas_Oven_E7 | F6 | Commercial | Grocery (WA) | Existing | Food Preparation | Natural Gas | Oven | E7 | Utility - Value of Sales | 0 | 0 | 0 | 0 | 0 | 0 | 0 | 0 | 0 | 0 | 0 | 0 | 0 | 0 | 0 | 0 | 0 | 0 | 0 | 0 | 0 | 0 | 0 | 0 | 0 | 0 | 0
F6_Commercial_Grocery (WA)_Existing_Food Preparation_Natural Gas_Oven_E8 | F6 | Commercial | Grocery (WA) | Existing | Food Preparation | Natural Gas | Oven | E8 | Utility - Value of Sales | 0 | 0 | 0 | 0 | 0 | 0 | 0 | 0 | 0 | 0 | 0 | 0 | 0 | 0 | 0 | 0 | 0 | 0 | 0 | 0 | 0 | 0 | 0 | 0 | 0 | 0 | 0
F6_Commercial_Grocery (WA)_Existing_Food Preparation_Natural Gas_Oven_E9 | F6 | Commercial | Grocery (WA) | Existing | Food Preparation | Natural Gas | Oven | E9 | Utility - Value of Sales | 0 | 0 | 0 | 0 | 0 | 0 | 0 | 0 | 0 | 0 | 0 | 0 | 0 | 0 | 0 | 0 | 0 | 0 | 0 | 0 | 0 | 0 | 0 | 0 | 0 | 0 | 0
F6_Commercial_Grocery (WA)_Existing_Food Preparation_Natural Gas_Oven_E10 | F6 | Commercial | Grocery (WA) | Existing | Food Preparation | Natural Gas | Oven | E10 | Utility - Value of Sales | 0 | 0 | 0 | 0 | 0 | 0 | 0 | 0 | 0 | 0 | 0 | 0 | 0 | 0 | 0 | 0 | 0 | 0 | 0 | 0 | 0 | 0 | 0 | 0 | 0 | 0 | 0
F1_Commercial_Grocery (WA)_Existing_Food Preparation_Natural Gas_Conveyor Oven_E1 | F1 | Commercial | Grocery (WA) | Existing | Food Preparation | Natural Gas | Conveyor Oven | E1 | RVT - Cost of Equipment | 0.00064752 | 0.00064752 | 0.00064752 | 0.00064752 | 0.00064752 | 0.00064752 | 0.00064752 | 0.00064752 | 0.00064752 | 0.00064752 | 0.00064752 | 0.00064752 | 0.00064752 | 0.00064752 | 0.00064752 | 0.00064752 | 0.00064752 | 0.00064752 | 0.00064752 | 0.00064752 | 0.00064752 | 0.00064752 | 0.00064752 | 0.00064752 | 0.00064752 | 0.00064752 | 0.00064752
F1_Commercial_Grocery (WA)_Existing_Food Preparation_Natural Gas_Conveyor Oven_E2 | F1 | Commercial | Grocery (WA) | Existing | Food Preparation | Natural Gas | Conveyor Oven | E2 | RVT - Cost of Equipment | 0.0013718 | 0.0013718 | 0.0013718 | 0.0013718 | 0.0013718 | 0.0013718 | 0.0013718 | 0.0013718 | 0.0013718 | 0.0013718 | 0.0013718 | 0.0013718 | 0.0013718 | 0.0013718 | 0.0013718 | 0.0013718 | 0.0013718 | 0.0013718 | 0.0013718 | 0.0013718 | 0.0013718 | 0.0013718 | 0.0013718 | 0.0013718 | 0.0013718 | 0.0013718 | 0.0013718
F1_Commercial_Grocery (WA)_Existing_Food Preparation_Natural Gas_Conveyor Oven_E3 | F1 | Commercial | Grocery (WA) | Existing | Food Preparation | Natural Gas | Conveyor Oven | E3 | RVT - Cost of Equipment | 0 | 0 | 0 | 0 | 0 | 0 | 0 | 0 | 0 | 0 | 0 | 0 | 0 | 0 | 0 | 0 | 0 | 0 | 0 | 0 | 0 | 0 | 0 | 0 | 0 | 0 | 0
F1_Commercial_Grocery (WA)_Existing_Food Preparation_Natural Gas_Conveyor Oven_E4 | F1 | Commercial | Grocery (WA) | Existing | Food Preparation | Natural Gas | Conveyor Oven | E4 | RVT - Cost of Equipment | 0 | 0 | 0 | 0 | 0 | 0 | 0 | 0 | 0 | 0 | 0 | 0 | 0 | 0 | 0 | 0 | 0 | 0 | 0 | 0 | 0 | 0 | 0 | 0 | 0 | 0 | 0
F1_Commercial_Grocery (WA)_Existing_Food Preparation_Natural Gas_Conveyor Oven_E5 | F1 | Commercial | Grocery (WA) | Existing | Food Preparation | Natural Gas | Conveyor Oven | E5 | RVT - Cost of Equipment | 0 | 0 | 0 | 0 | 0 | 0 | 0 | 0 | 0 | 0 | 0 | 0 | 0 | 0 | 0 | 0 | 0 | 0 | 0 | 0 | 0 | 0 | 0 | 0 | 0 | 0 | 0
F1_Commercial_Grocery (WA)_Existing_Food Preparation_Natural Gas_Conveyor Oven_E6 | F1 | Commercial | Grocery (WA) | Existing | Food Preparation | Natural Gas | Conveyor Oven | E6 | RVT - Cost of Equipment | 0 | 0 | 0 | 0 | 0 | 0 | 0 | 0 | 0 | 0 | 0 | 0 | 0 | 0 | 0 | 0 | 0 | 0 | 0 | 0 | 0 | 0 | 0 | 0 | 0 | 0 | 0
F1_Commercial_Grocery (WA)_Existing_Food Preparation_Natural Gas_Conveyor Oven_E7 | F1 | Commercial | Grocery (WA) | Existing | Food Preparation | Natural Gas | Conveyor Oven | E7 | RVT - Cost of Equipment | 0 | 0 | 0 | 0 | 0 | 0 | 0 | 0 | 0 | 0 | 0 | 0 | 0 | 0 | 0 | 0 | 0 | 0 | 0 | 0 | 0 | 0 | 0 | 0 | 0 | 0 | 0
F1_Commercial_Grocery (WA)_Existing_Food Preparation_Natural Gas_Conveyor Oven_E8 | F1 | Commercial | Grocery (WA) | Existing | Food Preparation | Natural Gas | Conveyor Oven | E8 | RVT - Cost of Equipment | 0 | 0 | 0 | 0 | 0 | 0 | 0 | 0 | 0 | 0 | 0 | 0 | 0 | 0 | 0 | 0 | 0 | 0 | 0 | 0 | 0 | 0 | 0 | 0 | 0 | 0 | 0
F1_Commercial_Grocery (WA)_Existing_Food Preparation_Natural Gas_Conveyor Oven_E9 | F1 | Commercial | Grocery (WA) | Existing | Food Preparation | Natural Gas | Conveyor Oven | E9 | RVT - Cost of Equipment | 0 | 0 | 0 | 0 | 0 | 0 | 0 | 0 | 0 | 0 | 0 | 0 | 0 | 0 | 0 | 0 | 0 | 0 | 0 | 0 | 0 | 0 | 0 | 0 | 0 | 0 | 0
F1_Commercial_Grocery (WA)_Existing_Food Preparation_Natural Gas_Conveyor Oven_E10 | F1 | Commercial | Grocery (WA) | Existing | Food Preparation | Natural Gas | Conveyor Oven | E10 | RVT - Cost of Equipment | 0 | 0 | 0 | 0 | 0 | 0 | 0 | 0 | 0 | 0 | 0 | 0 | 0 | 0 | 0 | 0 | 0 | 0 | 0 | 0 | 0 | 0 | 0 | 0 | 0 | 0 | 0
F2_Commercial_Grocery (WA)_Existing_Food Preparation_Natural Gas_Conveyor Oven_E1 | F2 | Commercial | Grocery (WA) | Existing | Food Preparation | Natural Gas | Conveyor Oven | E1 | RVT - Cost of Operation | 0.079888 | 0.081595 | 0.083452 | 0.085465 | 0.087647 | 0.090217 | 0.092732 | 0.095127 | 0.097321 | 0.099479 | 0.10173 | 0.10384 | 0.10608 | 0.10826 | 0.1102 | 0.112 | 0.11359 | 0.11514 | 0.11677 | 0.11833 | 0.1199 | 0.12202 | 0.12416 | 0.12637 | 0.12861 | 0.1309 | 0.13322
F2_Commercial_Grocery (WA)_Existing_Food Preparation_Natural Gas_Conveyor Oven_E2 | F2 | Commercial | Grocery (WA) | Existing | Food Preparation | Natural Gas | Conveyor Oven | E2 | RVT - Cost of Operation | 0.06349 | 0.064847 | 0.066323 | 0.067922 | 0.069656 | 0.071699 | 0.073698 | 0.0756 | 0.077345 | 0.079059 | 0.080852 | 0.082524 | 0.084305 | 0.086038 | 0.08758 | 0.08901 | 0.090277 | 0.091509 | 0.092803 | 0.094041 | 0.095289 | 0.096973 | 0.098677 | 0.10043 | 0.10221 | 0.10403 | 0.10588
F2_Commercial_Grocery (WA)_Existing_Food Preparation_Natural Gas_Conveyor Oven_E3 | F2 | Commercial | Grocery (WA) | Existing | Food Preparation | Natural Gas | Conveyor Oven | E3 | RVT - Cost of Operation | 0 | 0 | 0 | 0 | 0 | 0 | 0 | 0 | 0 | 0 | 0 | 0 | 0 | 0 | 0 | 0 | 0 | 0 | 0 | 0 | 0 | 0 | 0 | 0 | 0 | 0 | 0
F2_Commercial_Grocery (WA)_Existing_Food Preparation_Natural Gas_Conveyor Oven_E4 | F2 | Commercial | Grocery (WA) | Existing | Food Preparation | Natural Gas | Conveyor Oven | E4 | RVT - Cost of Operation | 0 | 0 | 0 | 0 | 0 | 0 | 0 | 0 | 0 | 0 | 0 | 0 | 0 | 0 | 0 | 0 | 0 | 0 | 0 | 0 | 0 | 0 | 0 | 0 | 0 | 0 | 0
F2_Commercial_Grocery (WA)_Existing_Food Preparation_Natural Gas_Conveyor Oven_E5 | F2 | Commercial | Grocery (WA) | Existing | Food Preparation | Natural Gas | Conveyor Oven | E5 | RVT - Cost of Operation | 0 | 0 | 0 | 0 | 0 | 0 | 0 | 0 | 0 | 0 | 0 | 0 | 0 | 0 | 0 | 0 | 0 | 0 | 0 | 0 | 0 | 0 | 0 | 0 | 0 | 0 | 0
F2_Commercial_Grocery (WA)_Existing_Food Preparation_Natural Gas_Conveyor Oven_E6 | F2 | Commercial | Grocery (WA) | Existing | Food Preparation | Natural Gas | Conveyor Oven | E6 | RVT - Cost of Operation | 0 | 0 | 0 | 0 | 0 | 0 | 0 | 0 | 0 | 0 | 0 | 0 | 0 | 0 | 0 | 0 | 0 | 0 | 0 | 0 | 0 | 0 | 0 | 0 | 0 | 0 | 0
F2_Commercial_Grocery (WA)_Existing_Food Preparation_Natural Gas_Conveyor Oven_E7 | F2 | Commercial | Grocery (WA) | Existing | Food Preparation | Natural Gas | Conveyor Oven | E7 | RVT - Cost of Operation | 0 | 0 | 0 | 0 | 0 | 0 | 0 | 0 | 0 | 0 | 0 | 0 | 0 | 0 | 0 | 0 | 0 | 0 | 0 | 0 | 0 | 0 | 0 | 0 | 0 | 0 | 0
F2_Commercial_Grocery (WA)_Existing_Food Preparation_Natural Gas_Conveyor Oven_E8 | F2 | Commercial | Grocery (WA) | Existing | Food Preparation | Natural Gas | Conveyor Oven | E8 | RVT - Cost of Operation | 0 | 0 | 0 | 0 | 0 | 0 | 0 | 0 | 0 | 0 | 0 | 0 | 0 | 0 | 0 | 0 | 0 | 0 | 0 | 0 | 0 | 0 | 0 | 0 | 0 | 0 | 0
F2_Commercial_Grocery (WA)_Existing_Food Preparation_Natural Gas_Conveyor Oven_E9 | F2 | Commercial | Grocery (WA) | Existing | Food Preparation | Natural Gas | Conveyor Oven | E9 | RVT - Cost of Operation | 0 | 0 | 0 | 0 | 0 | 0 | 0 | 0 | 0 | 0 | 0 | 0 | 0 | 0 | 0 | 0 | 0 | 0 | 0 | 0 | 0 | 0 | 0 | 0 | 0 | 0 | 0
F2_Commercial_Grocery (WA)_Existing_Food Preparation_Natural Gas_Conveyor Oven_E10 | F2 | Commercial | Grocery (WA) | Existing | Food Preparation | Natural Gas | Conveyor Oven | E10 | RVT - Cost of Operation | 0 | 0 | 0 | 0 | 0 | 0 | 0 | 0 | 0 | 0 | 0 | 0 | 0 | 0 | 0 | 0 | 0 | 0 | 0 | 0 | 0 | 0 | 0 | 0 | 0 | 0 | 0
F3_Commercial_Grocery (WA)_Existing_Food Preparation_Natural Gas_Conveyor Oven_E1 | F3 | Commercial | Grocery (WA) | Existing | Food Preparation | Natural Gas | Conveyor Oven | E1 | System - kBTUs of Consumption | 17.9634 | 17.9634 | 17.9634 | 17.9634 | 17.9634 | 17.9634 | 17.9634 | 17.9634 | 17.9634 | 17.9634 | 17.9634 | 17.9634 | 17.9634 | 17.9634 | 17.9634 | 17.9634 | 17.9634 | 17.9634 | 17.9634 | 17.9634 | 17.9634 | 17.9634 | 17.9634 | 17.9634 | 17.9634 | 17.9634 | 17.9634
F3_Commercial_Grocery (WA)_Existing_Food Preparation_Natural Gas_Conveyor Oven_E2 | F3 | Commercial | Grocery (WA) | Existing | Food Preparation | Natural Gas | Conveyor Oven | E2 | System - kBTUs of Consumption | 14.2761 | 14.2761 | 14.2761 | 14.2761 | 14.2761 | 14.2761 | 14.2761 | 14.2761 | 14.2761 | 14.2761 | 14.2761 | 14.2761 | 14.2761 | 14.2761 | 14.2761 | 14.2761 | 14.2761 | 14.2761 | 14.2761 | 14.2761 | 14.2761 | 14.2761 | 14.2761 | 14.2761 | 14.2761 | 14.2761 | 14.2761
F3_Commercial_Grocery (WA)_Existing_Food Preparation_Natural Gas_Conveyor Oven_E3 | F3 | Commercial | Grocery (WA) | Existing | Food Preparation | Natural Gas | Conveyor Oven | E3 | System - kBTUs of Consumption | 0 | 0 | 0 | 0 | 0 | 0 | 0 | 0 | 0 | 0 | 0 | 0 | 0 | 0 | 0 | 0 | 0 | 0 | 0 | 0 | 0 | 0 | 0 | 0 | 0 | 0 | 0
F3_Commercial_Grocery (WA)_Existing_Food Preparation_Natural Gas_Conveyor Oven_E4 | F3 | Commercial | Grocery (WA) | Existing | Food Preparation | Natural Gas | Conveyor Oven | E4 | System - kBTUs of Consumption | 0 | 0 | 0 | 0 | 0 | 0 | 0 | 0 | 0 | 0 | 0 | 0 | 0 | 0 | 0 | 0 | 0 | 0 | 0 | 0 | 0 | 0 | 0 | 0 | 0 | 0 | 0
F3_Commercial_Grocery (WA)_Existing_Food Preparation_Natural Gas_Conveyor Oven_E5 | F3 | Commercial | Grocery (WA) | Existing | Food Preparation | Natural Gas | Conveyor Oven | E5 | System - kBTUs of Consumption | 0 | 0 | 0 | 0 | 0 | 0 | 0 | 0 | 0 | 0 | 0 | 0 | 0 | 0 | 0 | 0 | 0 | 0 | 0 | 0 | 0 | 0 | 0 | 0 | 0 | 0 | 0
F3_Commercial_Grocery (WA)_Existing_Food Preparation_Natural Gas_Conveyor Oven_E6 | F3 | Commercial | Grocery (WA) | Existing | Food Preparation | Natural Gas | Conveyor Oven | E6 | System - kBTUs of Consumption | 0 | 0 | 0 | 0 | 0 | 0 | 0 | 0 | 0 | 0 | 0 | 0 | 0 | 0 | 0 | 0 | 0 | 0 | 0 | 0 | 0 | 0 | 0 | 0 | 0 | 0 | 0
F3_Commercial_Grocery (WA)_Existing_Food Preparation_Natural Gas_Conveyor Oven_E7 | F3 | Commercial | Grocery (WA) | Existing | Food Preparation | Natural Gas | Conveyor Oven | E7 | System - kBTUs of Consumption | 0 | 0 | 0 | 0 | 0 | 0 | 0 | 0 | 0 | 0 | 0 | 0 | 0 | 0 | 0 | 0 | 0 | 0 | 0 | 0 | 0 | 0 | 0 | 0 | 0 | 0 | 0
F3_Commercial_Grocery (WA)_Existing_Food Preparation_Natural Gas_Conveyor Oven_E8 | F3 | Commercial | Grocery (WA) | Existing | Food Preparation | Natural Gas | Conveyor Oven | E8 | System - kBTUs of Consumption | 0 | 0 | 0 | 0 | 0 | 0 | 0 | 0 | 0 | 0 | 0 | 0 | 0 | 0 | 0 | 0 | 0 | 0 | 0 | 0 | 0 | 0 | 0 | 0 | 0 | 0 | 0
F3_Commercial_Grocery (WA)_Existing_Food Preparation_Natural Gas_Conveyor Oven_E9 | F3 | Commercial | Grocery (WA) | Existing | Food Preparation | Natural Gas | Conveyor Oven | E9 | System - kBTUs of Consumption | 0 | 0 | 0 | 0 | 0 | 0 | 0 | 0 | 0 | 0 | 0 | 0 | 0 | 0 | 0 | 0 | 0 | 0 | 0 | 0 | 0 | 0 | 0 | 0 | 0 | 0 | 0
F3_Commercial_Grocery (WA)_Existing_Food Preparation_Natural Gas_Conveyor Oven_E10 | F3 | Commercial | Grocery (WA) | Existing | Food Preparation | Natural Gas | Conveyor Oven | E10 | System - kBTUs of Consumption | 0 | 0 | 0 | 0 | 0 | 0 | 0 | 0 | 0 | 0 | 0 | 0 | 0 | 0 | 0 | 0 | 0 | 0 | 0 | 0 | 0 | 0 | 0 | 0 | 0 | 0 | 0
F4_Commercial_Grocery (WA)_Existing_Food Preparation_Natural Gas_Conveyor Oven_E1 | F4 | Commercial | Grocery (WA) | Existing | Food Preparation | Natural Gas | Conveyor Oven | E1 | Utility - Cost of Equipment | 0.00064752 | 0.00064752 | 0.00064752 | 0.00064752 | 0.00064752 | 0.00064752 | 0.00064752 | 0.00064752 | 0.00064752 | 0.00064752 | 0.00064752 | 0.00064752 | 0.00064752 | 0.00064752 | 0.00064752 | 0.00064752 | 0.00064752 | 0.00064752 | 0.00064752 | 0.00064752 | 0.00064752 | 0.00064752 | 0.00064752 | 0.00064752 | 0.00064752 | 0.00064752 | 0.00064752
F4_Commercial_Grocery (WA)_Existing_Food Preparation_Natural Gas_Conveyor Oven_E2 | F4 | Commercial | Grocery (WA) | Existing | Food Preparation | Natural Gas | Conveyor Oven | E2 | Utility - Cost of Equipment | 0.0013718 | 0.0013718 | 0.0013718 | 0.0013718 | 0.0013718 | 0.0013718 | 0.0013718 | 0.0013718 | 0.0013718 | 0.0013718 | 0.0013718 | 0.0013718 | 0.0013718 | 0.0013718 | 0.0013718 | 0.0013718 | 0.0013718 | 0.0013718 | 0.0013718 | 0.0013718 | 0.0013718 | 0.0013718 | 0.0013718 | 0.0013718 | 0.0013718 | 0.0013718 | 0.0013718
F4_Commercial_Grocery (WA)_Existing_Food Preparation_Natural Gas_Conveyor Oven_E3 | F4 | Commercial | Grocery (WA) | Existing | Food Preparation | Natural Gas | Conveyor Oven | E3 | Utility - Cost of Equipment | 0 | 0 | 0 | 0 | 0 | 0 | 0 | 0 | 0 | 0 | 0 | 0 | 0 | 0 | 0 | 0 | 0 | 0 | 0 | 0 | 0 | 0 | 0 | 0 | 0 | 0 | 0
F4_Commercial_Grocery (WA)_Existing_Food Preparation_Natural Gas_Conveyor Oven_E4 | F4 | Commercial | Grocery (WA) | Existing | Food Preparation | Natural Gas | Conveyor Oven | E4 | Utility - Cost of Equipment | 0 | 0 | 0 | 0 | 0 | 0 | 0 | 0 | 0 | 0 | 0 | 0 | 0 | 0 | 0 | 0 | 0 | 0 | 0 | 0 | 0 | 0 | 0 | 0 | 0 | 0 | 0
F4_Commercial_Grocery (WA)_Existing_Food Preparation_Natural Gas_Conveyor Oven_E5 | F4 | Commercial | Grocery (WA) | Existing | Food Preparation | Natural Gas | Conveyor Oven | E5 | Utility - Cost of Equipment | 0 | 0 | 0 | 0 | 0 | 0 | 0 | 0 | 0 | 0 | 0 | 0 | 0 | 0 | 0 | 0 | 0 | 0 | 0 | 0 | 0 | 0 | 0 | 0 | 0 | 0 | 0
F4_Commercial_Grocery (WA)_Existing_Food Preparation_Natural Gas_Conveyor Oven_E6 | F4 | Commercial | Grocery (WA) | Existing | Food Preparation | Natural Gas | Conveyor Oven | E6 | Utility - Cost of Equipment | 0 | 0 | 0 | 0 | 0 | 0 | 0 | 0 | 0 | 0 | 0 | 0 | 0 | 0 | 0 | 0 | 0 | 0 | 0 | 0 | 0 | 0 | 0 | 0 | 0 | 0 | 0
F4_Commercial_Grocery (WA)_Existing_Food Preparation_Natural Gas_Conveyor Oven_E7 | F4 | Commercial | Grocery (WA) | Existing | Food Preparation | Natural Gas | Conveyor Oven | E7 | Utility - Cost of Equipment | 0 | 0 | 0 | 0 | 0 | 0 | 0 | 0 | 0 | 0 | 0 | 0 | 0 | 0 | 0 | 0 | 0 | 0 | 0 | 0 | 0 | 0 | 0 | 0 | 0 | 0 | 0
F4_Commercial_Grocery (WA)_Existing_Food Preparation_Natural Gas_Conveyor Oven_E8 | F4 | Commercial | Grocery (WA) | Existing | Food Preparation | Natural Gas | Conveyor Oven | E8 | Utility - Cost of Equipment | 0 | 0 | 0 | 0 | 0 | 0 | 0 | 0 | 0 | 0 | 0 | 0 | 0 | 0 | 0 | 0 | 0 | 0 | 0 | 0 | 0 | 0 | 0 | 0 | 0 | 0 | 0
F4_Commercial_Grocery (WA)_Existing_Food Preparation_Natural Gas_Conveyor Oven_E9 | F4 | Commercial | Grocery (WA) | Existing | Food Preparation | Natural Gas | Conveyor Oven | E9 | Utility - Cost of Equipment | 0 | 0 | 0 | 0 | 0 | 0 | 0 | 0 | 0 | 0 | 0 | 0 | 0 | 0 | 0 | 0 | 0 | 0 | 0 | 0 | 0 | 0 | 0 | 0 | 0 | 0 | 0
F4_Commercial_Grocery (WA)_Existing_Food Preparation_Natural Gas_Conveyor Oven_E10 | F4 | Commercial | Grocery (WA) | Existing | Food Preparation | Natural Gas | Conveyor Oven | E10 | Utility - Cost of Equipment | 0 | 0 | 0 | 0 | 0 | 0 | 0 | 0 | 0 | 0 | 0 | 0 | 0 | 0 | 0 | 0 | 0 | 0 | 0 | 0 | 0 | 0 | 0 | 0 | 0 | 0 | 0
F5_Commercial_Grocery (WA)_Existing_Food Preparation_Natural Gas_Conveyor Oven_E1 | F5 | Commercial | Grocery (WA) | Existing | Food Preparation | Natural Gas | Conveyor Oven | E1 | Utility - Cost of Operation | 0.068914 | 0.070763 | 0.072795 | 0.075021 | 0.07746 | 0.080302 | 0.083183 | 0.086026 | 0.088769 | 0.091552 | 0.093848 | 0.096027 | 0.098351 | 0.10064 | 0.10274 | 0.10474 | 0.10658 | 0.10841 | 0.11034 | 0.11224 | 0.11419 | 0.11621 | 0.11825 | 0.12035 | 0.12249 | 0.12467 | 0.12688
F5_Commercial_Grocery (WA)_Existing_Food Preparation_Natural Gas_Conveyor Oven_E2 | F5 | Commercial | Grocery (WA) | Existing | Food Preparation | Natural Gas | Conveyor Oven | E2 | Utility - Cost of Operation | 0.054768 | 0.056238 | 0.057853 | 0.059622 | 0.061561 | 0.063819 | 0.066109 | 0.068368 | 0.070548 | 0.07276 | 0.074584 | 0.076316 | 0.078163 | 0.079985 | 0.081652 | 0.083239 | 0.084701 | 0.086154 | 0.087689 | 0.089201 | 0.090751 | 0.092355 | 0.093978 | 0.095648 | 0.097347 | 0.099077 | 0.10084
F5_Commercial_Grocery (WA)_Existing_Food Preparation_Natural Gas_Conveyor Oven_E3 | F5 | Commercial | Grocery (WA) | Existing | Food Preparation | Natural Gas | Conveyor Oven | E3 | Utility - Cost of Operation | 0 | 0 | 0 | 0 | 0 | 0 | 0 | 0 | 0 | 0 | 0 | 0 | 0 | 0 | 0 | 0 | 0 | 0 | 0 | 0 | 0 | 0 | 0 | 0 | 0 | 0 | 0
F5_Commercial_Grocery (WA)_Existing_Food Preparation_Natural Gas_Conveyor Oven_E4 | F5 | Commercial | Grocery (WA) | Existing | Food Preparation | Natural Gas | Conveyor Oven | E4 | Utility - Cost of Operation | 0 | 0 | 0 | 0 | 0 | 0 | 0 | 0 | 0 | 0 | 0 | 0 | 0 | 0 | 0 | 0 | 0 | 0 | 0 | 0 | 0 | 0 | 0 | 0 | 0 | 0 | 0
F5_Commercial_Grocery (WA)_Existing_Food Preparation_Natural Gas_Conveyor Oven_E5 | F5 | Commercial | Grocery (WA) | Existing | Food Preparation | Natural Gas | Conveyor Oven | E5 | Utility - Cost of Operation | 0 | 0 | 0 | 0 | 0 | 0 | 0 | 0 | 0 | 0 | 0 | 0 | 0 | 0 | 0 | 0 | 0 | 0 | 0 | 0 | 0 | 0 | 0 | 0 | 0 | 0 | 0
F5_Commercial_Grocery (WA)_Existing_Food Preparation_Natural Gas_Conveyor Oven_E6 | F5 | Commercial | Grocery (WA) | Existing | Food Preparation | Natural Gas | Conveyor Oven | E6 | Utility - Cost of Operation | 0 | 0 | 0 | 0 | 0 | 0 | 0 | 0 | 0 | 0 | 0 | 0 | 0 | 0 | 0 | 0 | 0 | 0 | 0 | 0 | 0 | 0 | 0 | 0 | 0 | 0 | 0
F5_Commercial_Grocery (WA)_Existing_Food Preparation_Natural Gas_Conveyor Oven_E7 | F5 | Commercial | Grocery (WA) | Existing | Food Preparation | Natural Gas | Conveyor Oven | E7 | Utility - Cost of Operation | 0 | 0 | 0 | 0 | 0 | 0 | 0 | 0 | 0 | 0 | 0 | 0 | 0 | 0 | 0 | 0 | 0 | 0 | 0 | 0 | 0 | 0 | 0 | 0 | 0 | 0 | 0
F5_Commercial_Grocery (WA)_Existing_Food Preparation_Natural Gas_Conveyor Oven_E8 | F5 | Commercial | Grocery (WA) | Existing | Food Preparation | Natural Gas | Conveyor Oven | E8 | Utility - Cost of Operation | 0 | 0 | 0 | 0 | 0 | 0 | 0 | 0 | 0 | 0 | 0 | 0 | 0 | 0 | 0 | 0 | 0 | 0 | 0 | 0 | 0 | 0 | 0 | 0 | 0 | 0 | 0
F5_Commercial_Grocery (WA)_Existing_Food Preparation_Natural Gas_Conveyor Oven_E9 | F5 | Commercial | Grocery (WA) | Existing | Food Preparation | Natural Gas | Conveyor Oven | E9 | Utility - Cost of Operation | 0 | 0 | 0 | 0 | 0 | 0 | 0 | 0 | 0 | 0 | 0 | 0 | 0 | 0 | 0 | 0 | 0 | 0 | 0 | 0 | 0 | 0 | 0 | 0 | 0 | 0 | 0
F5_Commercial_Grocery (WA)_Existing_Food Preparation_Natural Gas_Conveyor Oven_E10 | F5 | Commercial | Grocery (WA) | Existing | Food Preparation | Natural Gas | Conveyor Oven | E10 | Utility - Cost of Operation | 0 | 0 | 0 | 0 | 0 | 0 | 0 | 0 | 0 | 0 | 0 | 0 | 0 | 0 | 0 | 0 | 0 | 0 | 0 | 0 | 0 | 0 | 0 | 0 | 0 | 0 | 0
F6_Commercial_Grocery (WA)_Existing_Food Preparation_Natural Gas_Conveyor Oven_E1 | F6 | Commercial | Grocery (WA) | Existing | Food Preparation | Natural Gas | Conveyor Oven | E1 | Utility - Value of Sales | 0.079888 | 0.081595 | 0.083452 | 0.085465 | 0.087647 | 0.090217 | 0.092732 | 0.095127 | 0.097321 | 0.099479 | 0.10173 | 0.10384 | 0.10608 | 0.10826 | 0.1102 | 0.112 | 0.11359 | 0.11514 | 0.11677 | 0.11833 | 0.1199 | 0.12202 | 0.12416 | 0.12637 | 0.12861 | 0.1309 | 0.13322
F6_Commercial_Grocery (WA)_Existing_Food Preparation_Natural Gas_Conveyor Oven_E2 | F6 | Commercial | Grocery (WA) | Existing | Food Preparation | Natural Gas | Conveyor Oven | E2 | Utility - Value of Sales | 0.06349 | 0.064847 | 0.066323 | 0.067922 | 0.069656 | 0.071699 | 0.073698 | 0.0756 | 0.077345 | 0.079059 | 0.080852 | 0.082524 | 0.084305 | 0.086038 | 0.08758 | 0.08901 | 0.090277 | 0.091509 | 0.092803 | 0.094041 | 0.095289 | 0.096973 | 0.098677 | 0.10043 | 0.10221 | 0.10403 | 0.10588
F6_Commercial_Grocery (WA)_Existing_Food Preparation_Natural Gas_Conveyor Oven_E3 | F6 | Commercial | Grocery (WA) | Existing | Food Preparation | Natural Gas | Conveyor Oven | E3 | Utility - Value of Sales | 0 | 0 | 0 | 0 | 0 | 0 | 0 | 0 | 0 | 0 | 0 | 0 | 0 | 0 | 0 | 0 | 0 | 0 | 0 | 0 | 0 | 0 | 0 | 0 | 0 | 0 | 0
F6_Commercial_Grocery (WA)_Existing_Food Preparation_Natural Gas_Conveyor Oven_E4 | F6 | Commercial | Grocery (WA) | Existing | Food Preparation | Natural Gas | Conveyor Oven | E4 | Utility - Value of Sales | 0 | 0 | 0 | 0 | 0 | 0 | 0 | 0 | 0 | 0 | 0 | 0 | 0 | 0 | 0 | 0 | 0 | 0 | 0 | 0 | 0 | 0 | 0 | 0 | 0 | 0 | 0
F6_Commercial_Grocery (WA)_Existing_Food Preparation_Natural Gas_Conveyor Oven_E5 | F6 | Commercial | Grocery (WA) | Existing | Food Preparation | Natural Gas | Conveyor Oven | E5 | Utility - Value of Sales | 0 | 0 | 0 | 0 | 0 | 0 | 0 | 0 | 0 | 0 | 0 | 0 | 0 | 0 | 0 | 0 | 0 | 0 | 0 | 0 | 0 | 0 | 0 | 0 | 0 | 0 | 0
F6_Commercial_Grocery (WA)_Existing_Food Preparation_Natural Gas_Conveyor Oven_E6 | F6 | Commercial | Grocery (WA) | Existing | Food Preparation | Natural Gas | Conveyor Oven | E6 | Utility - Value of Sales | 0 | 0 | 0 | 0 | 0 | 0 | 0 | 0 | 0 | 0 | 0 | 0 | 0 | 0 | 0 | 0 | 0 | 0 | 0 | 0 | 0 | 0 | 0 | 0 | 0 | 0 | 0
F6_Commercial_Grocery (WA)_Existing_Food Preparation_Natural Gas_Conveyor Oven_E7 | F6 | Commercial | Grocery (WA) | Existing | Food Preparation | Natural Gas | Conveyor Oven | E7 | Utility - Value of Sales | 0 | 0 | 0 | 0 | 0 | 0 | 0 | 0 | 0 | 0 | 0 | 0 | 0 | 0 | 0 | 0 | 0 | 0 | 0 | 0 | 0 | 0 | 0 | 0 | 0 | 0 | 0
F6_Commercial_Grocery (WA)_Existing_Food Preparation_Natural Gas_Conveyor Oven_E8 | F6 | Commercial | Grocery (WA) | Existing | Food Preparation | Natural Gas | Conveyor Oven | E8 | Utility - Value of Sales | 0 | 0 | 0 | 0 | 0 | 0 | 0 | 0 | 0 | 0 | 0 | 0 | 0 | 0 | 0 | 0 | 0 | 0 | 0 | 0 | 0 | 0 | 0 | 0 | 0 | 0 | 0
F6_Commercial_Grocery (WA)_Existing_Food Preparation_Natural Gas_Conveyor Oven_E9 | F6 | Commercial | Grocery (WA) | Existing | Food Preparation | Natural Gas | Conveyor Oven | E9 | Utility - Value of Sales | 0 | 0 | 0 | 0 | 0 | 0 | 0 | 0 | 0 | 0 | 0 | 0 | 0 | 0 | 0 | 0 | 0 | 0 | 0 | 0 | 0 | 0 | 0 | 0 | 0 | 0 | 0
F6_Commercial_Grocery (WA)_Existing_Food Preparation_Natural Gas_Conveyor Oven_E10 | F6 | Commercial | Grocery (WA) | Existing | Food Preparation | Natural Gas | Conveyor Oven | E10 | Utility - Value of Sales | 0 | 0 | 0 | 0 | 0 | 0 | 0 | 0 | 0 | 0 | 0 | 0 | 0 | 0 | 0 | 0 | 0 | 0 | 0 | 0 | 0 | 0 | 0 | 0 | 0 | 0 | 0
F1_Commercial_Grocery (WA)_Existing_Food Preparation_Natural Gas_Double Rack Oven_E1 | F1 | Commercial | Grocery (WA) | Existing | Food Preparation | Natural Gas | Double Rack Oven | E1 | RVT - Cost of Equipment | 0.0013723 | 0.0013723 | 0.0013723 | 0.0013723 | 0.0013723 | 0.0013723 | 0.0013723 | 0.0013723 | 0.0013723 | 0.0013723 | 0.0013723 | 0.0013723 | 0.0013723 | 0.0013723 | 0.0013723 | 0.0013723 | 0.0013723 | 0.0013723 | 0.0013723 | 0.0013723 | 0.0013723 | 0.0013723 | 0.0013723 | 0.0013723 | 0.0013723 | 0.0013723 | 0.0013723
F1_Commercial_Grocery (WA)_Existing_Food Preparation_Natural Gas_Double Rack Oven_E2 | F1 | Commercial | Grocery (WA) | Existing | Food Preparation | Natural Gas | Double Rack Oven | E2 | RVT - Cost of Equipment | 0.0062258 | 0.0062258 | 0.0062258 | 0.0062258 | 0.0062258 | 0.0062258 | 0.0062258 | 0.0062258 | 0.0062258 | 0.0062258 | 0.0062258 | 0.0062258 | 0.0062258 | 0.0062258 | 0.0062258 | 0.0062258 | 0.0062258 | 0.0062258 | 0.0062258 | 0.0062258 | 0.0062258 | 0.0062258 | 0.0062258 | 0.0062258 | 0.0062258 | 0.0062258 | 0.0062258
F1_Commercial_Grocery (WA)_Existing_Food Preparation_Natural Gas_Double Rack Oven_E3 | F1 | Commercial | Grocery (WA) | Existing | Food Preparation | Natural Gas | Double Rack Oven | E3 | RVT - Cost of Equipment | 0 | 0 | 0 | 0 | 0 | 0 | 0 | 0 | 0 | 0 | 0 | 0 | 0 | 0 | 0 | 0 | 0 | 0 | 0 | 0 | 0 | 0 | 0 | 0 | 0 | 0 | 0
F1_Commercial_Grocery (WA)_Existing_Food Preparation_Natural Gas_Double Rack Oven_E4 | F1 | Commercial | Grocery (WA) | Existing | Food Preparation | Natural Gas | Double Rack Oven | E4 | RVT - Cost of Equipment | 0 | 0 | 0 | 0 | 0 | 0 | 0 | 0 | 0 | 0 | 0 | 0 | 0 | 0 | 0 | 0 | 0 | 0 | 0 | 0 | 0 | 0 | 0 | 0 | 0 | 0 | 0
F1_Commercial_Grocery (WA)_Existing_Food Preparation_Natural Gas_Double Rack Oven_E5 | F1 | Commercial | Grocery (WA) | Existing | Food Preparation | Natural Gas | Double Rack Oven | E5 | RVT - Cost of Equipment | 0 | 0 | 0 | 0 | 0 | 0 | 0 | 0 | 0 | 0 | 0 | 0 | 0 | 0 | 0 | 0 | 0 | 0 | 0 | 0 | 0 | 0 | 0 | 0 | 0 | 0 | 0
F1_Commercial_Grocery (WA)_Existing_Food Preparation_Natural Gas_Double Rack Oven_E6 | F1 | Commercial | Grocery (WA) | Existing | Food Preparation | Natural Gas | Double Rack Oven | E6 | RVT - Cost of Equipment | 0 | 0 | 0 | 0 | 0 | 0 | 0 | 0 | 0 | 0 | 0 | 0 | 0 | 0 | 0 | 0 | 0 | 0 | 0 | 0 | 0 | 0 | 0 | 0 | 0 | 0 | 0
F1_Commercial_Grocery (WA)_Existing_Food Preparation_Natural Gas_Double Rack Oven_E7 | F1 | Commercial | Grocery (WA) | Existing | Food Preparation | Natural Gas | Double Rack Oven | E7 | RVT - Cost of Equipment | 0 | 0 | 0 | 0 | 0 | 0 | 0 | 0 | 0 | 0 | 0 | 0 | 0 | 0 | 0 | 0 | 0 | 0 | 0 | 0 | 0 | 0 | 0 | 0 | 0 | 0 | 0
F1_Commercial_Grocery (WA)_Existing_Food Preparation_Natural Gas_Double Rack Oven_E8 | F1 | Commercial | Grocery (WA) | Existing | Food Preparation | Natural Gas | Double Rack Oven | E8 | RVT - Cost of Equipment | 0 | 0 | 0 | 0 | 0 | 0 | 0 | 0 | 0 | 0 | 0 | 0 | 0 | 0 | 0 | 0 | 0 | 0 | 0 | 0 | 0 | 0 | 0 | 0 | 0 | 0 | 0
F1_Commercial_Grocery (WA)_Existing_Food Preparation_Natural Gas_Double Rack Oven_E9 | F1 | Commercial | Grocery (WA) | Existing | Food Preparation | Natural Gas | Double Rack Oven | E9 | RVT - Cost of Equipment | 0 | 0 | 0 | 0 | 0 | 0 | 0 | 0 | 0 | 0 | 0 | 0 | 0 | 0 | 0 | 0 | 0 | 0 | 0 | 0 | 0 | 0 | 0 | 0 | 0 | 0 | 0
F1_Commercial_Grocery (WA)_Existing_Food Preparation_Natural Gas_Double Rack Oven_E10 | F1 | Commercial | Grocery (WA) | Existing | Food Preparation | Natural Gas | Double Rack Oven | E10 | RVT - Cost of Equipment | 0 | 0 | 0 | 0 | 0 | 0 | 0 | 0 | 0 | 0 | 0 | 0 | 0 | 0 | 0 | 0 | 0 | 0 | 0 | 0 | 0 | 0 | 0 | 0 | 0 | 0 | 0
F2_Commercial_Grocery (WA)_Existing_Food Preparation_Natural Gas_Double Rack Oven_E1 | F2 | Commercial | Grocery (WA) | Existing | Food Preparation | Natural Gas | Double Rack Oven | E1 | RVT - Cost of Operation | 0.12964 | 0.13209 | 0.13496 | 0.13831 | 0.14215 | 0.14694 | 0.15175 | 0.15631 | 0.16044 | 0.16444 | 0.16859 | 0.17236 | 0.17634 | 0.1801 | 0.18334 | 0.18626 | 0.18874 | 0.1911 | 0.19361 | 0.19595 | 0.1983 | 0.2018 | 0.20534 | 0.20899 | 0.2127 | 0.21648 | 0.22032
F2_Commercial_Grocery (WA)_Existing_Food Preparation_Natural Gas_Double Rack Oven_E2 | F2 | Commercial | Grocery (WA) | Existing | Food Preparation | Natural Gas | Double Rack Oven | E2 | RVT - Cost of Operation | 0.080316 | 0.081834 | 0.083615 | 0.085691 | 0.088069 | 0.091037 | 0.094014 | 0.09684 | 0.099399 | 0.10188 | 0.10445 | 0.10678 | 0.10925 | 0.11158 | 0.11359 | 0.1154 | 0.11693 | 0.11839 | 0.11995 | 0.1214 | 0.12286 | 0.12502 | 0.12722 | 0.12948 | 0.13178 | 0.13412 | 0.1365
F2_Commercial_Grocery (WA)_Existing_Food Preparation_Natural Gas_Double Rack Oven_E3 | F2 | Commercial | Grocery (WA) | Existing | Food Preparation | Natural Gas | Double Rack Oven | E3 | RVT - Cost of Operation | 0 | 0 | 0 | 0 | 0 | 0 | 0 | 0 | 0 | 0 | 0 | 0 | 0 | 0 | 0 | 0 | 0 | 0 | 0 | 0 | 0 | 0 | 0 | 0 | 0 | 0 | 0
F2_Commercial_Grocery (WA)_Existing_Food Preparation_Natural Gas_Double Rack Oven_E4 | F2 | Commercial | Grocery (WA) | Existing | Food Preparation | Natural Gas | Double Rack Oven | E4 | RVT - Cost of Operation | 0 | 0 | 0 | 0 | 0 | 0 | 0 | 0 | 0 | 0 | 0 | 0 | 0 | 0 | 0 | 0 | 0 | 0 | 0 | 0 | 0 | 0 | 0 | 0 | 0 | 0 | 0
F2_Commercial_Grocery (WA)_Existing_Food Preparation_Natural Gas_Double Rack Oven_E5 | F2 | Commercial | Grocery (WA) | Existing | Food Preparation | Natural Gas | Double Rack Oven | E5 | RVT - Cost of Operation | 0 | 0 | 0 | 0 | 0 | 0 | 0 | 0 | 0 | 0 | 0 | 0 | 0 | 0 | 0 | 0 | 0 | 0 | 0 | 0 | 0 | 0 | 0 | 0 | 0 | 0 | 0
F2_Commercial_Grocery (WA)_Existing_Food Preparation_Natural Gas_Double Rack Oven_E6 | F2 | Commercial | Grocery (WA) | Existing | Food Preparation | Natural Gas | Double Rack Oven | E6 | RVT - Cost of Operation | 0 | 0 | 0 | 0 | 0 | 0 | 0 | 0 | 0 | 0 | 0 | 0 | 0 | 0 | 0 | 0 | 0 | 0 | 0 | 0 | 0 | 0 | 0 | 0 | 0 | 0 | 0
F2_Commercial_Grocery (WA)_Existing_Food Preparation_Natural Gas_Double Rack Oven_E7 | F2 | Commercial | Grocery (WA) | Existing | Food Preparation | Natural Gas | Double Rack Oven | E7 | RVT - Cost of Operation | 0 | 0 | 0 | 0 | 0 | 0 | 0 | 0 | 0 | 0 | 0 | 0 | 0 | 0 | 0 | 0 | 0 | 0 | 0 | 0 | 0 | 0 | 0 | 0 | 0 | 0 | 0
F2_Commercial_Grocery (WA)_Existing_Food Preparation_Natural Gas_Double Rack Oven_E8 | F2 | Commercial | Grocery (WA) | Existing | Food Preparation | Natural Gas | Double Rack Oven | E8 | RVT - Cost of Operation | 0 | 0 | 0 | 0 | 0 | 0 | 0 | 0 | 0 | 0 | 0 | 0 | 0 | 0 | 0 | 0 | 0 | 0 | 0 | 0 | 0 | 0 | 0 | 0 | 0 | 0 | 0
F2_Commercial_Grocery (WA)_Existing_Food Preparation_Natural Gas_Double Rack Oven_E9 | F2 | Commercial | Grocery (WA) | Existing | Food Preparation | Natural Gas | Double Rack Oven | E9 | RVT - Cost of Operation | 0 | 0 | 0 | 0 | 0 | 0 | 0 | 0 | 0 | 0 | 0 | 0 | 0 | 0 | 0 | 0 | 0 | 0 | 0 | 0 | 0 | 0 | 0 | 0 | 0 | 0 | 0
F2_Commercial_Grocery (WA)_Existing_Food Preparation_Natural Gas_Double Rack Oven_E10 | F2 | Commercial | Grocery (WA) | Existing | Food Preparation | Natural Gas | Double Rack Oven | E10 | RVT - Cost of Operation | 0 | 0 | 0 | 0 | 0 | 0 | 0 | 0 | 0 | 0 | 0 | 0 | 0 | 0 | 0 | 0 | 0 | 0 | 0 | 0 | 0 | 0 | 0 | 0 | 0 | 0 | 0
F3_Commercial_Grocery (WA)_Existing_Food Preparation_Natural Gas_Double Rack Oven_E1 | F3 | Commercial | Grocery (WA) | Existing | Food Preparation | Natural Gas | Double Rack Oven | E1 | System - kBTUs of Consumption | 30.9269 | 30.9269 | 30.9269 | 30.9269 | 30.9269 | 30.9269 | 30.9269 | 30.9269 | 30.9269 | 30.9269 | 30.9269 | 30.9269 | 30.9269 | 30.9269 | 30.9269 | 30.9269 | 30.9269 | 30.9269 | 30.9269 | 30.9269 | 30.9269 | 30.9269 | 30.9269 | 30.9269 | 30.9269 | 30.9269 | 30.9269
F3_Commercial_Grocery (WA)_Existing_Food Preparation_Natural Gas_Double Rack Oven_E2 | F3 | Commercial | Grocery (WA) | Existing | Food Preparation | Natural Gas | Double Rack Oven | E2 | System - kBTUs of Consumption | 19.1604 | 19.1604 | 19.1604 | 19.1604 | 19.1604 | 19.1604 | 19.1604 | 19.1604 | 19.1604 | 19.1604 | 19.1604 | 19.1604 | 19.1604 | 19.1604 | 19.1604 | 19.1604 | 19.1604 | 19.1604 | 19.1604 | 19.1604 | 19.1604 | 19.1604 | 19.1604 | 19.1604 | 19.1604 | 19.1604 | 19.1604
F3_Commercial_Grocery (WA)_Existing_Food Preparation_Natural Gas_Double Rack Oven_E3 | F3 | Commercial | Grocery (WA) | Existing | Food Preparation | Natural Gas | Double Rack Oven | E3 | System - kBTUs of Consumption | 0 | 0 | 0 | 0 | 0 | 0 | 0 | 0 | 0 | 0 | 0 | 0 | 0 | 0 | 0 | 0 | 0 | 0 | 0 | 0 | 0 | 0 | 0 | 0 | 0 | 0 | 0
F3_Commercial_Grocery (WA)_Existing_Food Preparation_Natural Gas_Double Rack Oven_E4 | F3 | Commercial | Grocery (WA) | Existing | Food Preparation | Natural Gas | Double Rack Oven | E4 | System - kBTUs of Consumption | 0 | 0 | 0 | 0 | 0 | 0 | 0 | 0 | 0 | 0 | 0 | 0 | 0 | 0 | 0 | 0 | 0 | 0 | 0 | 0 | 0 | 0 | 0 | 0 | 0 | 0 | 0
F3_Commercial_Grocery (WA)_Existing_Food Preparation_Natural Gas_Double Rack Oven_E5 | F3 | Commercial | Grocery (WA) | Existing | Food Preparation | Natural Gas | Double Rack Oven | E5 | System - kBTUs of Consumption | 0 | 0 | 0 | 0 | 0 | 0 | 0 | 0 | 0 | 0 | 0 | 0 | 0 | 0 | 0 | 0 | 0 | 0 | 0 | 0 | 0 | 0 | 0 | 0 | 0 | 0 | 0
F3_Commercial_Grocery (WA)_Existing_Food Preparation_Natural Gas_Double Rack Oven_E6 | F3 | Commercial | Grocery (WA) | Existing | Food Preparation | Natural Gas | Double Rack Oven | E6 | System - kBTUs of Consumption | 0 | 0 | 0 | 0 | 0 | 0 | 0 | 0 | 0 | 0 | 0 | 0 | 0 | 0 | 0 | 0 | 0 | 0 | 0 | 0 | 0 | 0 | 0 | 0 | 0 | 0 | 0
F3_Commercial_Grocery (WA)_Existing_Food Preparation_Natural Gas_Double Rack Oven_E7 | F3 | Commercial | Grocery (WA) | Existing | Food Preparation | Natural Gas | Double Rack Oven | E7 | System - kBTUs of Consumption | 0 | 0 | 0 | 0 | 0 | 0 | 0 | 0 | 0 | 0 | 0 | 0 | 0 | 0 | 0 | 0 | 0 | 0 | 0 | 0 | 0 | 0 | 0 | 0 | 0 | 0 | 0
F3_Commercial_Grocery (WA)_Existing_Food Preparation_Natural Gas_Double Rack Oven_E8 | F3 | Commercial | Grocery (WA) | Existing | Food Preparation | Natural Gas | Double Rack Oven | E8 | System - kBTUs of Consumption | 0 | 0 | 0 | 0 | 0 | 0 | 0 | 0 | 0 | 0 | 0 | 0 | 0 | 0 | 0 | 0 | 0 | 0 | 0 | 0 | 0 | 0 | 0 | 0 | 0 | 0 | 0
F3_Commercial_Grocery (WA)_Existing_Food Preparation_Natural Gas_Double Rack Oven_E9 | F3 | Commercial | Grocery (WA) | Existing | Food Preparation | Natural Gas | Double Rack Oven | E9 | System - kBTUs of Consumption | 0 | 0 | 0 | 0 | 0 | 0 | 0 | 0 | 0 | 0 | 0 | 0 | 0 | 0 | 0 | 0 | 0 | 0 | 0 | 0 | 0 | 0 | 0 | 0 | 0 | 0 | 0
F3_Commercial_Grocery (WA)_Existing_Food Preparation_Natural Gas_Double Rack Oven_E10 | F3 | Commercial | Grocery (WA) | Existing | Food Preparation | Natural Gas | Double Rack Oven | E10 | System - kBTUs of Consumption | 0 | 0 | 0 | 0 | 0 | 0 | 0 | 0 | 0 | 0 | 0 | 0 | 0 | 0 | 0 | 0 | 0 | 0 | 0 | 0 | 0 | 0 | 0 | 0 | 0 | 0 | 0
F4_Commercial_Grocery (WA)_Existing_Food Preparation_Natural Gas_Double Rack Oven_E1 | F4 | Commercial | Grocery (WA) | Existing | Food Preparation | Natural Gas | Double Rack Oven | E1 | Utility - Cost of Equipment | 0.0013723 | 0.0013723 | 0.0013723 | 0.0013723 | 0.0013723 | 0.0013723 | 0.0013723 | 0.0013723 | 0.0013723 | 0.0013723 | 0.0013723 | 0.0013723 | 0.0013723 | 0.0013723 | 0.0013723 | 0.0013723 | 0.0013723 | 0.0013723 | 0.0013723 | 0.0013723 | 0.0013723 | 0.0013723 | 0.0013723 | 0.0013723 | 0.0013723 | 0.0013723 | 0.0013723
F4_Commercial_Grocery (WA)_Existing_Food Preparation_Natural Gas_Double Rack Oven_E2 | F4 | Commercial | Grocery (WA) | Existing | Food Preparation | Natural Gas | Double Rack Oven | E2 | Utility - Cost of Equipment | 0.0062258 | 0.0062258 | 0.0062258 | 0.0062258 | 0.0062258 | 0.0062258 | 0.0062258 | 0.0062258 | 0.0062258 | 0.0062258 | 0.0062258 | 0.0062258 | 0.0062258 | 0.0062258 | 0.0062258 | 0.0062258 | 0.0062258 | 0.0062258 | 0.0062258 | 0.0062258 | 0.0062258 | 0.0062258 | 0.0062258 | 0.0062258 | 0.0062258 | 0.0062258 | 0.0062258
F4_Commercial_Grocery (WA)_Existing_Food Preparation_Natural Gas_Double Rack Oven_E3 | F4 | Commercial | Grocery (WA) | Existing | Food Preparation | Natural Gas | Double Rack Oven | E3 | Utility - Cost of Equipment | 0 | 0 | 0 | 0 | 0 | 0 | 0 | 0 | 0 | 0 | 0 | 0 | 0 | 0 | 0 | 0 | 0 | 0 | 0 | 0 | 0 | 0 | 0 | 0 | 0 | 0 | 0
F4_Commercial_Grocery (WA)_Existing_Food Preparation_Natural Gas_Double Rack Oven_E4 | F4 | Commercial | Grocery (WA) | Existing | Food Preparation | Natural Gas | Double Rack Oven | E4 | Utility - Cost of Equipment | 0 | 0 | 0 | 0 | 0 | 0 | 0 | 0 | 0 | 0 | 0 | 0 | 0 | 0 | 0 | 0 | 0 | 0 | 0 | 0 | 0 | 0 | 0 | 0 | 0 | 0 | 0
F4_Commercial_Grocery (WA)_Existing_Food Preparation_Natural Gas_Double Rack Oven_E5 | F4 | Commercial | Grocery (WA) | Existing | Food Preparation | Natural Gas | Double Rack Oven | E5 | Utility - Cost of Equipment | 0 | 0 | 0 | 0 | 0 | 0 | 0 | 0 | 0 | 0 | 0 | 0 | 0 | 0 | 0 | 0 | 0 | 0 | 0 | 0 | 0 | 0 | 0 | 0 | 0 | 0 | 0
F4_Commercial_Grocery (WA)_Existing_Food Preparation_Natural Gas_Double Rack Oven_E6 | F4 | Commercial | Grocery (WA) | Existing | Food Preparation | Natural Gas | Double Rack Oven | E6 | Utility - Cost of Equipment | 0 | 0 | 0 | 0 | 0 | 0 | 0 | 0 | 0 | 0 | 0 | 0 | 0 | 0 | 0 | 0 | 0 | 0 | 0 | 0 | 0 | 0 | 0 | 0 | 0 | 0 | 0
F4_Commercial_Grocery (WA)_Existing_Food Preparation_Natural Gas_Double Rack Oven_E7 | F4 | Commercial | Grocery (WA) | Existing | Food Preparation | Natural Gas | Double Rack Oven | E7 | Utility - Cost of Equipment | 0 | 0 | 0 | 0 | 0 | 0 | 0 | 0 | 0 | 0 | 0 | 0 | 0 | 0 | 0 | 0 | 0 | 0 | 0 | 0 | 0 | 0 | 0 | 0 | 0 | 0 | 0
F4_Commercial_Grocery (WA)_Existing_Food Preparation_Natural Gas_Double Rack Oven_E8 | F4 | Commercial | Grocery (WA) | Existing | Food Preparation | Natural Gas | Double Rack Oven | E8 | Utility - Cost of Equipment | 0 | 0 | 0 | 0 | 0 | 0 | 0 | 0 | 0 | 0 | 0 | 0 | 0 | 0 | 0 | 0 | 0 | 0 | 0 | 0 | 0 | 0 | 0 | 0 | 0 | 0 | 0
F4_Commercial_Grocery (WA)_Existing_Food Preparation_Natural Gas_Double Rack Oven_E9 | F4 | Commercial | Grocery (WA) | Existing | Food Preparation | Natural Gas | Double Rack Oven | E9 | Utility - Cost of Equipment | 0 | 0 | 0 | 0 | 0 | 0 | 0 | 0 | 0 | 0 | 0 | 0 | 0 | 0 | 0 | 0 | 0 | 0 | 0 | 0 | 0 | 0 | 0 | 0 | 0 | 0 | 0
F4_Commercial_Grocery (WA)_Existing_Food Preparation_Natural Gas_Double Rack Oven_E10 | F4 | Commercial | Grocery (WA) | Existing | Food Preparation | Natural Gas | Double Rack Oven | E10 | Utility - Cost of Equipment | 0 | 0 | 0 | 0 | 0 | 0 | 0 | 0 | 0 | 0 | 0 | 0 | 0 | 0 | 0 | 0 | 0 | 0 | 0 | 0 | 0 | 0 | 0 | 0 | 0 | 0 | 0
F5_Commercial_Grocery (WA)_Existing_Food Preparation_Natural Gas_Double Rack Oven_E1 | F5 | Commercial | Grocery (WA) | Existing | Food Preparation | Natural Gas | Double Rack Oven | E1 | Utility - Cost of Operation | 0.11007 | 0.11284 | 0.11613 | 0.1199 | 0.12415 | 0.12934 | 0.13467 | 0.13995 | 0.14504 | 0.15019 | 0.1543 | 0.15814 | 0.16227 | 0.16631 | 0.16993 | 0.17331 | 0.17634 | 0.17934 | 0.18253 | 0.18565 | 0.18886 | 0.19219 | 0.19556 | 0.19904 | 0.20257 | 0.20617 | 0.20983
F5_Commercial_Grocery (WA)_Existing_Food Preparation_Natural Gas_Double Rack Oven_E2 | F5 | Commercial | Grocery (WA) | Existing | Food Preparation | Natural Gas | Double Rack Oven | E2 | Utility - Cost of Operation | 0.068192 | 0.069911 | 0.071947 | 0.07428 | 0.076919 | 0.080129 | 0.083434 | 0.086706 | 0.089857 | 0.093051 | 0.095593 | 0.097974 | 0.10053 | 0.10304 | 0.10528 | 0.10737 | 0.10925 | 0.11111 | 0.11309 | 0.11502 | 0.11701 | 0.11907 | 0.12116 | 0.12331 | 0.1255 | 0.12773 | 0.13
F5_Commercial_Grocery (WA)_Existing_Food Preparation_Natural Gas_Double Rack Oven_E3 | F5 | Commercial | Grocery (WA) | Existing | Food Preparation | Natural Gas | Double Rack Oven | E3 | Utility - Cost of Operation | 0 | 0 | 0 | 0 | 0 | 0 | 0 | 0 | 0 | 0 | 0 | 0 | 0 | 0 | 0 | 0 | 0 | 0 | 0 | 0 | 0 | 0 | 0 | 0 | 0 | 0 | 0
F5_Commercial_Grocery (WA)_Existing_Food Preparation_Natural Gas_Double Rack Oven_E4 | F5 | Commercial | Grocery (WA) | Existing | Food Preparation | Natural Gas | Double Rack Oven | E4 | Utility - Cost of Operation | 0 | 0 | 0 | 0 | 0 | 0 | 0 | 0 | 0 | 0 | 0 | 0 | 0 | 0 | 0 | 0 | 0 | 0 | 0 | 0 | 0 | 0 | 0 | 0 | 0 | 0 | 0
F5_Commercial_Grocery (WA)_Existing_Food Preparation_Natural Gas_Double Rack Oven_E5 | F5 | Commercial | Grocery (WA) | Existing | Food Preparation | Natural Gas | Double Rack Oven | E5 | Utility - Cost of Operation | 0 | 0 | 0 | 0 | 0 | 0 | 0 | 0 | 0 | 0 | 0 | 0 | 0 | 0 | 0 | 0 | 0 | 0 | 0 | 0 | 0 | 0 | 0 | 0 | 0 | 0 | 0
F5_Commercial_Grocery (WA)_Existing_Food Preparation_Natural Gas_Double Rack Oven_E6 | F5 | Commercial | Grocery (WA) | Existing | Food Preparation | Natural Gas | Double Rack Oven | E6 | Utility - Cost of Operation | 0 | 0 | 0 | 0 | 0 | 0 | 0 | 0 | 0 | 0 | 0 | 0 | 0 | 0 | 0 | 0 | 0 | 0 | 0 | 0 | 0 | 0 | 0 | 0 | 0 | 0 | 0
F5_Commercial_Grocery (WA)_Existing_Food Preparation_Natural Gas_Double Rack Oven_E7 | F5 | Commercial | Grocery (WA) | Existing | Food Preparation | Natural Gas | Double Rack Oven | E7 | Utility - Cost of Operation | 0 | 0 | 0 | 0 | 0 | 0 | 0 | 0 | 0 | 0 | 0 | 0 | 0 | 0 | 0 | 0 | 0 | 0 | 0 | 0 | 0 | 0 | 0 | 0 | 0 | 0 | 0
F5_Commercial_Grocery (WA)_Existing_Food Preparation_Natural Gas_Double Rack Oven_E8 | F5 | Commercial | Grocery (WA) | Existing | Food Preparation | Natural Gas | Double Rack Oven | E8 | Utility - Cost of Operation | 0 | 0 | 0 | 0 | 0 | 0 | 0 | 0 | 0 | 0 | 0 | 0 | 0 | 0 | 0 | 0 | 0 | 0 | 0 | 0 | 0 | 0 | 0 | 0 | 0 | 0 | 0
F5_Commercial_Grocery (WA)_Existing_Food Preparation_Natural Gas_Double Rack Oven_E9 | F5 | Commercial | Grocery (WA) | Existing | Food Preparation | Natural Gas | Double Rack Oven | E9 | Utility - Cost of Operation | 0 | 0 | 0 | 0 | 0 | 0 | 0 | 0 | 0 | 0 | 0 | 0 | 0 | 0 | 0 | 0 | 0 | 0 | 0 | 0 | 0 | 0 | 0 | 0 | 0 | 0 | 0
F5_Commercial_Grocery (WA)_Existing_Food Preparation_Natural Gas_Double Rack Oven_E10 | F5 | Commercial | Grocery (WA) | Existing | Food Preparation | Natural Gas | Double Rack Oven | E10 | Utility - Cost of Operation | 0 | 0 | 0 | 0 | 0 | 0 | 0 | 0 | 0 | 0 | 0 | 0 | 0 | 0 | 0 | 0 | 0 | 0 | 0 | 0 | 0 | 0 | 0 | 0 | 0 | 0 | 0
F6_Commercial_Grocery (WA)_Existing_Food Preparation_Natural Gas_Double Rack Oven_E1 | F6 | Commercial | Grocery (WA) | Existing | Food Preparation | Natural Gas | Double Rack Oven | E1 | Utility - Value of Sales | 0.12964 | 0.13209 | 0.13496 | 0.13831 | 0.14215 | 0.14694 | 0.15175 | 0.15631 | 0.16044 | 0.16444 | 0.16859 | 0.17236 | 0.17634 | 0.1801 | 0.18334 | 0.18626 | 0.18874 | 0.1911 | 0.19361 | 0.19595 | 0.1983 | 0.2018 | 0.20534 | 0.20899 | 0.2127 | 0.21648 | 0.22032
F6_Commercial_Grocery (WA)_Existing_Food Preparation_Natural Gas_Double Rack Oven_E2 | F6 | Commercial | Grocery (WA) | Existing | Food Preparation | Natural Gas | Double Rack Oven | E2 | Utility - Value of Sales | 0.080316 | 0.081834 | 0.083615 | 0.085691 | 0.088069 | 0.091037 | 0.094014 | 0.09684 | 0.099399 | 0.10188 | 0.10445 | 0.10678 | 0.10925 | 0.11158 | 0.11359 | 0.1154 | 0.11693 | 0.11839 | 0.11995 | 0.1214 | 0.12286 | 0.12502 | 0.12722 | 0.12948 | 0.13178 | 0.13412 | 0.1365
F6_Commercial_Grocery (WA)_Existing_Food Preparation_Natural Gas_Double Rack Oven_E3 | F6 | Commercial | Grocery (WA) | Existing | Food Preparation | Natural Gas | Double Rack Oven | E3 | Utility - Value of Sales | 0 | 0 | 0 | 0 | 0 | 0 | 0 | 0 | 0 | 0 | 0 | 0 | 0 | 0 | 0 | 0 | 0 | 0 | 0 | 0 | 0 | 0 | 0 | 0 | 0 | 0 | 0
F6_Commercial_Grocery (WA)_Existing_Food Preparation_Natural Gas_Double Rack Oven_E4 | F6 | Commercial | Grocery (WA) | Existing | Food Preparation | Natural Gas | Double Rack Oven | E4 | Utility - Value of Sales | 0 | 0 | 0 | 0 | 0 | 0 | 0 | 0 | 0 | 0 | 0 | 0 | 0 | 0 | 0 | 0 | 0 | 0 | 0 | 0 | 0 | 0 | 0 | 0 | 0 | 0 | 0
F6_Commercial_Grocery (WA)_Existing_Food Preparation_Natural Gas_Double Rack Oven_E5 | F6 | Commercial | Grocery (WA) | Existing | Food Preparation | Natural Gas | Double Rack Oven | E5 | Utility - Value of Sales | 0 | 0 | 0 | 0 | 0 | 0 | 0 | 0 | 0 | 0 | 0 | 0 | 0 | 0 | 0 | 0 | 0 | 0 | 0 | 0 | 0 | 0 | 0 | 0 | 0 | 0 | 0
F6_Commercial_Grocery (WA)_Existing_Food Preparation_Natural Gas_Double Rack Oven_E6 | F6 | Commercial | Grocery (WA) | Existing | Food Preparation | Natural Gas | Double Rack Oven | E6 | Utility - Value of Sales | 0 | 0 | 0 | 0 | 0 | 0 | 0 | 0 | 0 | 0 | 0 | 0 | 0 | 0 | 0 | 0 | 0 | 0 | 0 | 0 | 0 | 0 | 0 | 0 | 0 | 0 | 0
F6_Commercial_Grocery (WA)_Existing_Food Preparation_Natural Gas_Double Rack Oven_E7 | F6 | Commercial | Grocery (WA) | Existing | Food Preparation | Natural Gas | Double Rack Oven | E7 | Utility - Value of Sales | 0 | 0 | 0 | 0 | 0 | 0 | 0 | 0 | 0 | 0 | 0 | 0 | 0 | 0 | 0 | 0 | 0 | 0 | 0 | 0 | 0 | 0 | 0 | 0 | 0 | 0 | 0
F6_Commercial_Grocery (WA)_Existing_Food Preparation_Natural Gas_Double Rack Oven_E8 | F6 | Commercial | Grocery (WA) | Existing | Food Preparation | Natural Gas | Double Rack Oven | E8 | Utility - Value of Sales | 0 | 0 | 0 | 0 | 0 | 0 | 0 | 0 | 0 | 0 | 0 | 0 | 0 | 0 | 0 | 0 | 0 | 0 | 0 | 0 | 0 | 0 | 0 | 0 | 0 | 0 | 0
F6_Commercial_Grocery (WA)_Existing_Food Preparation_Natural Gas_Double Rack Oven_E9 | F6 | Commercial | Grocery (WA) | Existing | Food Preparation | Natural Gas | Double Rack Oven | E9 | Utility - Value of Sales | 0 | 0 | 0 | 0 | 0 | 0 | 0 | 0 | 0 | 0 | 0 | 0 | 0 | 0 | 0 | 0 | 0 | 0 | 0 | 0 | 0 | 0 | 0 | 0 | 0 | 0 | 0
F6_Commercial_Grocery (WA)_Existing_Food Preparation_Natural Gas_Double Rack Oven_E10 | F6 | Commercial | Grocery (WA) | Existing | Food Preparation | Natural Gas | Double Rack Oven | E10 | Utility - Value of Sales | 0 | 0 | 0 | 0 | 0 | 0 | 0 | 0 | 0 | 0 | 0 | 0 | 0 | 0 | 0 | 0 | 0 | 0 | 0 | 0 | 0 | 0 | 0 | 0 | 0 | 0 | 0
F1_Commercial_Grocery (WA)_Existing_Food Preparation_Natural Gas_Fryer_E1 | F1 | Commercial | Grocery (WA) | Existing | Food Preparation | Natural Gas | Fryer | E1 | RVT - Cost of Equipment | 0.0083627 | 0.0083627 | 0.0083627 | 0.0083627 | 0.0083627 | 0.0083627 | 0.0083627 | 0.0083627 | 0.0083627 | 0.0083627 | 0.0083627 | 0.0083627 | 0.0083627 | 0.0083627 | 0.0083627 | 0.0083627 | 0.0083627 | 0.0083627 | 0.0083627 | 0.0083627 | 0.0083627 | 0.0083627 | 0.0083627 | 0.0083627 | 0.0083627 | 0.0083627 | 0.0083627
F1_Commercial_Grocery (WA)_Existing_Food Preparation_Natural Gas_Fryer_E2 | F1 | Commercial | Grocery (WA) | Existing | Food Preparation | Natural Gas | Fryer | E2 | RVT - Cost of Equipment | 0.012377 | 0.012377 | 0.012377 | 0.012377 | 0.012377 | 0.012377 | 0.012377 | 0.012377 | 0.012377 | 0.012377 | 0.012377 | 0.012377 | 0.012377 | 0.012377 | 0.012377 | 0.012377 | 0.012377 | 0.012377 | 0.012377 | 0.012377 | 0.012377 | 0.012377 | 0.012377 | 0.012377 | 0.012377 | 0.012377 | 0.012377
F1_Commercial_Grocery (WA)_Existing_Food Preparation_Natural Gas_Fryer_E3 | F1 | Commercial | Grocery (WA) | Existing | Food Preparation | Natural Gas | Fryer | E3 | RVT - Cost of Equipment | 0 | 0 | 0 | 0 | 0 | 0 | 0 | 0 | 0 | 0 | 0 | 0 | 0 | 0 | 0 | 0 | 0 | 0 | 0 | 0 | 0 | 0 | 0 | 0 | 0 | 0 | 0
F1_Commercial_Grocery (WA)_Existing_Food Preparation_Natural Gas_Fryer_E4 | F1 | Commercial | Grocery (WA) | Existing | Food Preparation | Natural Gas | Fryer | E4 | RVT - Cost of Equipment | 0 | 0 | 0 | 0 | 0 | 0 | 0 | 0 | 0 | 0 | 0 | 0 | 0 | 0 | 0 | 0 | 0 | 0 | 0 | 0 | 0 | 0 | 0 | 0 | 0 | 0 | 0
F1_Commercial_Grocery (WA)_Existing_Food Preparation_Natural Gas_Fryer_E5 | F1 | Commercial | Grocery (WA) | Existing | Food Preparation | Natural Gas | Fryer | E5 | RVT - Cost of Equipment | 0 | 0 | 0 | 0 | 0 | 0 | 0 | 0 | 0 | 0 | 0 | 0 | 0 | 0 | 0 | 0 | 0 | 0 | 0 | 0 | 0 | 0 | 0 | 0 | 0 | 0 | 0
F1_Commercial_Grocery (WA)_Existing_Food Preparation_Natural Gas_Fryer_E6 | F1 | Commercial | Grocery (WA) | Existing | Food Preparation | Natural Gas | Fryer | E6 | RVT - Cost of Equipment | 0 | 0 | 0 | 0 | 0 | 0 | 0 | 0 | 0 | 0 | 0 | 0 | 0 | 0 | 0 | 0 | 0 | 0 | 0 | 0 | 0 | 0 | 0 | 0 | 0 | 0 | 0
F1_Commercial_Grocery (WA)_Existing_Food Preparation_Natural Gas_Fryer_E7 | F1 | Commercial | Grocery (WA) | Existing | Food Preparation | Natural Gas | Fryer | E7 | RVT - Cost of Equipment | 0 | 0 | 0 | 0 | 0 | 0 | 0 | 0 | 0 | 0 | 0 | 0 | 0 | 0 | 0 | 0 | 0 | 0 | 0 | 0 | 0 | 0 | 0 | 0 | 0 | 0 | 0
F1_Commercial_Grocery (WA)_Existing_Food Preparation_Natural Gas_Fryer_E8 | F1 | Commercial | Grocery (WA) | Existing | Food Preparation | Natural Gas | Fryer | E8 | RVT - Cost of Equipment | 0 | 0 | 0 | 0 | 0 | 0 | 0 | 0 | 0 | 0 | 0 | 0 | 0 | 0 | 0 | 0 | 0 | 0 | 0 | 0 | 0 | 0 | 0 | 0 | 0 | 0 | 0
F1_Commercial_Grocery (WA)_Existing_Food Preparation_Natural Gas_Fryer_E9 | F1 | Commercial | Grocery (WA) | Existing | Food Preparation | Natural Gas | Fryer | E9 | RVT - Cost of Equipment | 0 | 0 | 0 | 0 | 0 | 0 | 0 | 0 | 0 | 0 | 0 | 0 | 0 | 0 | 0 | 0 | 0 | 0 | 0 | 0 | 0 | 0 | 0 | 0 | 0 | 0 | 0
F1_Commercial_Grocery (WA)_Existing_Food Preparation_Natural Gas_Fryer_E10 | F1 | Commercial | Grocery (WA) | Existing | Food Preparation | Natural Gas | Fryer | E10 | RVT - Cost of Equipment | 0 | 0 | 0 | 0 | 0 | 0 | 0 | 0 | 0 | 0 | 0 | 0 | 0 | 0 | 0 | 0 | 0 | 0 | 0 | 0 | 0 | 0 | 0 | 0 | 0 | 0 | 0
F2_Commercial_Grocery (WA)_Existing_Food Preparation_Natural Gas_Fryer_E1 | F2 | Commercial | Grocery (WA) | Existing | Food Preparation | Natural Gas | Fryer | E1 | RVT - Cost of Operation | 0.067209 | 0.06856 | 0.070081 | 0.071788 | 0.073692 | 0.075993 | 0.078277 | 0.080436 | 0.082394 | 0.0843 | 0.086276 | 0.088086 | 0.090019 | 0.091894 | 0.093541 | 0.095056 | 0.096378 | 0.097656 | 0.099003 | 0.10028 | 0.10157 | 0.10336 | 0.10518 | 0.10705 | 0.10895 | 0.11088 | 0.11285
F2_Commercial_Grocery (WA)_Existing_Food Preparation_Natural Gas_Fryer_E2 | F2 | Commercial | Grocery (WA) | Existing | Food Preparation | Natural Gas | Fryer | E2 | RVT - Cost of Operation | 0.046355 | 0.047286 | 0.048335 | 0.049512 | 0.050825 | 0.052413 | 0.053988 | 0.055477 | 0.056827 | 0.058142 | 0.059505 | 0.060753 | 0.062087 | 0.063379 | 0.064516 | 0.065561 | 0.066473 | 0.067354 | 0.068283 | 0.069165 | 0.070053 | 0.07129 | 0.072542 | 0.073831 | 0.075142 | 0.076477 | 0.077836
F2_Commercial_Grocery (WA)_Existing_Food Preparation_Natural Gas_Fryer_E3 | F2 | Commercial | Grocery (WA) | Existing | Food Preparation | Natural Gas | Fryer | E3 | RVT - Cost of Operation | 0 | 0 | 0 | 0 | 0 | 0 | 0 | 0 | 0 | 0 | 0 | 0 | 0 | 0 | 0 | 0 | 0 | 0 | 0 | 0 | 0 | 0 | 0 | 0 | 0 | 0 | 0
F2_Commercial_Grocery (WA)_Existing_Food Preparation_Natural Gas_Fryer_E4 | F2 | Commercial | Grocery (WA) | Existing | Food Preparation | Natural Gas | Fryer | E4 | RVT - Cost of Operation | 0 | 0 | 0 | 0 | 0 | 0 | 0 | 0 | 0 | 0 | 0 | 0 | 0 | 0 | 0 | 0 | 0 | 0 | 0 | 0 | 0 | 0 | 0 | 0 | 0 | 0 | 0
F2_Commercial_Grocery (WA)_Existing_Food Preparation_Natural Gas_Fryer_E5 | F2 | Commercial | Grocery (WA) | Existing | Food Preparation | Natural Gas | Fryer | E5 | RVT - Cost of Operation | 0 | 0 | 0 | 0 | 0 | 0 | 0 | 0 | 0 | 0 | 0 | 0 | 0 | 0 | 0 | 0 | 0 | 0 | 0 | 0 | 0 | 0 | 0 | 0 | 0 | 0 | 0
F2_Commercial_Grocery (WA)_Existing_Food Preparation_Natural Gas_Fryer_E6 | F2 | Commercial | Grocery (WA) | Existing | Food Preparation | Natural Gas | Fryer | E6 | RVT - Cost of Operation | 0 | 0 | 0 | 0 | 0 | 0 | 0 | 0 | 0 | 0 | 0 | 0 | 0 | 0 | 0 | 0 | 0 | 0 | 0 | 0 | 0 | 0 | 0 | 0 | 0 | 0 | 0
F2_Commercial_Grocery (WA)_Existing_Food Preparation_Natural Gas_Fryer_E7 | F2 | Commercial | Grocery (WA) | Existing | Food Preparation | Natural Gas | Fryer | E7 | RVT - Cost of Operation | 0 | 0 | 0 | 0 | 0 | 0 | 0 | 0 | 0 | 0 | 0 | 0 | 0 | 0 | 0 | 0 | 0 | 0 | 0 | 0 | 0 | 0 | 0 | 0 | 0 | 0 | 0
F2_Commercial_Grocery (WA)_Existing_Food Preparation_Natural Gas_Fryer_E8 | F2 | Commercial | Grocery (WA) | Existing | Food Preparation | Natural Gas | Fryer | E8 | RVT - Cost of Operation | 0 | 0 | 0 | 0 | 0 | 0 | 0 | 0 | 0 | 0 | 0 | 0 | 0 | 0 | 0 | 0 | 0 | 0 | 0 | 0 | 0 | 0 | 0 | 0 | 0 | 0 | 0
F2_Commercial_Grocery (WA)_Existing_Food Preparation_Natural Gas_Fryer_E9 | F2 | Commercial | Grocery (WA) | Existing | Food Preparation | Natural Gas | Fryer | E9 | RVT - Cost of Operation | 0 | 0 | 0 | 0 | 0 | 0 | 0 | 0 | 0 | 0 | 0 | 0 | 0 | 0 | 0 | 0 | 0 | 0 | 0 | 0 | 0 | 0 | 0 | 0 | 0 | 0 | 0
F2_Commercial_Grocery (WA)_Existing_Food Preparation_Natural Gas_Fryer_E10 | F2 | Commercial | Grocery (WA) | Existing | Food Preparation | Natural Gas | Fryer | E10 | RVT - Cost of Operation | 0 | 0 | 0 | 0 | 0 | 0 | 0 | 0 | 0 | 0 | 0 | 0 | 0 | 0 | 0 | 0 | 0 | 0 | 0 | 0 | 0 | 0 | 0 | 0 | 0 | 0 | 0
F3_Commercial_Grocery (WA)_Existing_Food Preparation_Natural Gas_Fryer_E1 | F3 | Commercial | Grocery (WA) | Existing | Food Preparation | Natural Gas | Fryer | E1 | System - kBTUs of Consumption | 15.5498 | 15.5498 | 15.5498 | 15.5498 | 15.5498 | 15.5498 | 15.5498 | 15.5498 | 15.5498 | 15.5498 | 15.5498 | 15.5498 | 15.5498 | 15.5498 | 15.5498 | 15.5498 | 15.5498 | 15.5498 | 15.5498 | 15.5498 | 15.5498 | 15.5498 | 15.5498 | 15.5498 | 15.5498 | 15.5498 | 15.5498
F3_Commercial_Grocery (WA)_Existing_Food Preparation_Natural Gas_Fryer_E2 | F3 | Commercial | Grocery (WA) | Existing | Food Preparation | Natural Gas | Fryer | E2 | System - kBTUs of Consumption | 10.7247 | 10.7247 | 10.7247 | 10.7247 | 10.7247 | 10.7247 | 10.7247 | 10.7247 | 10.7247 | 10.7247 | 10.7247 | 10.7247 | 10.7247 | 10.7247 | 10.7247 | 10.7247 | 10.7247 | 10.7247 | 10.7247 | 10.7247 | 10.7247 | 10.7247 | 10.7247 | 10.7247 | 10.7247 | 10.7247 | 10.7247
F3_Commercial_Grocery (WA)_Existing_Food Preparation_Natural Gas_Fryer_E3 | F3 | Commercial | Grocery (WA) | Existing | Food Preparation | Natural Gas | Fryer | E3 | System - kBTUs of Consumption | 0 | 0 | 0 | 0 | 0 | 0 | 0 | 0 | 0 | 0 | 0 | 0 | 0 | 0 | 0 | 0 | 0 | 0 | 0 | 0 | 0 | 0 | 0 | 0 | 0 | 0 | 0
F3_Commercial_Grocery (WA)_Existing_Food Preparation_Natural Gas_Fryer_E4 | F3 | Commercial | Grocery (WA) | Existing | Food Preparation | Natural Gas | Fryer | E4 | System - kBTUs of Consumption | 0 | 0 | 0 | 0 | 0 | 0 | 0 | 0 | 0 | 0 | 0 | 0 | 0 | 0 | 0 | 0 | 0 | 0 | 0 | 0 | 0 | 0 | 0 | 0 | 0 | 0 | 0
F3_Commercial_Grocery (WA)_Existing_Food Preparation_Natural Gas_Fryer_E5 | F3 | Commercial | Grocery (WA) | Existing | Food Preparation | Natural Gas | Fryer | E5 | System - kBTUs of Consumption | 0 | 0 | 0 | 0 | 0 | 0 | 0 | 0 | 0 | 0 | 0 | 0 | 0 | 0 | 0 | 0 | 0 | 0 | 0 | 0 | 0 | 0 | 0 | 0 | 0 | 0 | 0
F3_Commercial_Grocery (WA)_Existing_Food Preparation_Natural Gas_Fryer_E6 | F3 | Commercial | Grocery (WA) | Existing | Food Preparation | Natural Gas | Fryer | E6 | System - kBTUs of Consumption | 0 | 0 | 0 | 0 | 0 | 0 | 0 | 0 | 0 | 0 | 0 | 0 | 0 | 0 | 0 | 0 | 0 | 0 | 0 | 0 | 0 | 0 | 0 | 0 | 0 | 0 | 0
F3_Commercial_Grocery (WA)_Existing_Food Preparation_Natural Gas_Fryer_E7 | F3 | Commercial | Grocery (WA) | Existing | Food Preparation | Natural Gas | Fryer | E7 | System - kBTUs of Consumption | 0 | 0 | 0 | 0 | 0 | 0 | 0 | 0 | 0 | 0 | 0 | 0 | 0 | 0 | 0 | 0 | 0 | 0 | 0 | 0 | 0 | 0 | 0 | 0 | 0 | 0 | 0
F3_Commercial_Grocery (WA)_Existing_Food Preparation_Natural Gas_Fryer_E8 | F3 | Commercial | Grocery (WA) | Existing | Food Preparation | Natural Gas | Fryer | E8 | System - kBTUs of Consumption | 0 | 0 | 0 | 0 | 0 | 0 | 0 | 0 | 0 | 0 | 0 | 0 | 0 | 0 | 0 | 0 | 0 | 0 | 0 | 0 | 0 | 0 | 0 | 0 | 0 | 0 | 0
F3_Commercial_Grocery (WA)_Existing_Food Preparation_Natural Gas_Fryer_E9 | F3 | Commercial | Grocery (WA) | Existing | Food Preparation | Natural Gas | Fryer | E9 | System - kBTUs of Consumption | 0 | 0 | 0 | 0 | 0 | 0 | 0 | 0 | 0 | 0 | 0 | 0 | 0 | 0 | 0 | 0 | 0 | 0 | 0 | 0 | 0 | 0 | 0 | 0 | 0 | 0 | 0
F3_Commercial_Grocery (WA)_Existing_Food Preparation_Natural Gas_Fryer_E10 | F3 | Commercial | Grocery (WA) | Existing | Food Preparation | Natural Gas | Fryer | E10 | System - kBTUs of Consumption | 0 | 0 | 0 | 0 | 0 | 0 | 0 | 0 | 0 | 0 | 0 | 0 | 0 | 0 | 0 | 0 | 0 | 0 | 0 | 0 | 0 | 0 | 0 | 0 | 0 | 0 | 0
F4_Commercial_Grocery (WA)_Existing_Food Preparation_Natural Gas_Fryer_E1 | F4 | Commercial | Grocery (WA) | Existing | Food Preparation | Natural Gas | Fryer | E1 | Utility - Cost of Equipment | 0.0083627 | 0.0083627 | 0.0083627 | 0.0083627 | 0.0083627 | 0.0083627 | 0.0083627 | 0.0083627 | 0.0083627 | 0.0083627 | 0.0083627 | 0.0083627 | 0.0083627 | 0.0083627 | 0.0083627 | 0.0083627 | 0.0083627 | 0.0083627 | 0.0083627 | 0.0083627 | 0.0083627 | 0.0083627 | 0.0083627 | 0.0083627 | 0.0083627 | 0.0083627 | 0.0083627
F4_Commercial_Grocery (WA)_Existing_Food Preparation_Natural Gas_Fryer_E2 | F4 | Commercial | Grocery (WA) | Existing | Food Preparation | Natural Gas | Fryer | E2 | Utility - Cost of Equipment | 0.012377 | 0.012377 | 0.012377 | 0.012377 | 0.012377 | 0.012377 | 0.012377 | 0.012377 | 0.012377 | 0.012377 | 0.012377 | 0.012377 | 0.012377 | 0.012377 | 0.012377 | 0.012377 | 0.012377 | 0.012377 | 0.012377 | 0.012377 | 0.012377 | 0.012377 | 0.012377 | 0.012377 | 0.012377 | 0.012377 | 0.012377
F4_Commercial_Grocery (WA)_Existing_Food Preparation_Natural Gas_Fryer_E3 | F4 | Commercial | Grocery (WA) | Existing | Food Preparation | Natural Gas | Fryer | E3 | Utility - Cost of Equipment | 0 | 0 | 0 | 0 | 0 | 0 | 0 | 0 | 0 | 0 | 0 | 0 | 0 | 0 | 0 | 0 | 0 | 0 | 0 | 0 | 0 | 0 | 0 | 0 | 0 | 0 | 0
F4_Commercial_Grocery (WA)_Existing_Food Preparation_Natural Gas_Fryer_E4 | F4 | Commercial | Grocery (WA) | Existing | Food Preparation | Natural Gas | Fryer | E4 | Utility - Cost of Equipment | 0 | 0 | 0 | 0 | 0 | 0 | 0 | 0 | 0 | 0 | 0 | 0 | 0 | 0 | 0 | 0 | 0 | 0 | 0 | 0 | 0 | 0 | 0 | 0 | 0 | 0 | 0
F4_Commercial_Grocery (WA)_Existing_Food Preparation_Natural Gas_Fryer_E5 | F4 | Commercial | Grocery (WA) | Existing | Food Preparation | Natural Gas | Fryer | E5 | Utility - Cost of Equipment | 0 | 0 | 0 | 0 | 0 | 0 | 0 | 0 | 0 | 0 | 0 | 0 | 0 | 0 | 0 | 0 | 0 | 0 | 0 | 0 | 0 | 0 | 0 | 0 | 0 | 0 | 0
F4_Commercial_Grocery (WA)_Existing_Food Preparation_Natural Gas_Fryer_E6 | F4 | Commercial | Grocery (WA) | Existing | Food Preparation | Natural Gas | Fryer | E6 | Utility - Cost of Equipment | 0 | 0 | 0 | 0 | 0 | 0 | 0 | 0 | 0 | 0 | 0 | 0 | 0 | 0 | 0 | 0 | 0 | 0 | 0 | 0 | 0 | 0 | 0 | 0 | 0 | 0 | 0
F4_Commercial_Grocery (WA)_Existing_Food Preparation_Natural Gas_Fryer_E7 | F4 | Commercial | Grocery (WA) | Existing | Food Preparation | Natural Gas | Fryer | E7 | Utility - Cost of Equipment | 0 | 0 | 0 | 0 | 0 | 0 | 0 | 0 | 0 | 0 | 0 | 0 | 0 | 0 | 0 | 0 | 0 | 0 | 0 | 0 | 0 | 0 | 0 | 0 | 0 | 0 | 0
F4_Commercial_Grocery (WA)_Existing_Food Preparation_Natural Gas_Fryer_E8 | F4 | Commercial | Grocery (WA) | Existing | Food Preparation | Natural Gas | Fryer | E8 | Utility - Cost of Equipment | 0 | 0 | 0 | 0 | 0 | 0 | 0 | 0 | 0 | 0 | 0 | 0 | 0 | 0 | 0 | 0 | 0 | 0 | 0 | 0 | 0 | 0 | 0 | 0 | 0 | 0 | 0
F4_Commercial_Grocery (WA)_Existing_Food Preparation_Natural Gas_Fryer_E9 | F4 | Commercial | Grocery (WA) | Existing | Food Preparation | Natural Gas | Fryer | E9 | Utility - Cost of Equipment | 0 | 0 | 0 | 0 | 0 | 0 | 0 | 0 | 0 | 0 | 0 | 0 | 0 | 0 | 0 | 0 | 0 | 0 | 0 | 0 | 0 | 0 | 0 | 0 | 0 | 0 | 0
F4_Commercial_Grocery (WA)_Existing_Food Preparation_Natural Gas_Fryer_E10 | F4 | Commercial | Grocery (WA) | Existing | Food Preparation | Natural Gas | Fryer | E10 | Utility - Cost of Equipment | 0 | 0 | 0 | 0 | 0 | 0 | 0 | 0 | 0 | 0 | 0 | 0 | 0 | 0 | 0 | 0 | 0 | 0 | 0 | 0 | 0 | 0 | 0 | 0 | 0 | 0 | 0
F5_Commercial_Grocery (WA)_Existing_Food Preparation_Natural Gas_Fryer_E1 | F5 | Commercial | Grocery (WA) | Existing | Food Preparation | Natural Gas | Fryer | E1 | Utility - Cost of Operation | 0.057653 | 0.059168 | 0.060867 | 0.062771 | 0.064891 | 0.067399 | 0.069953 | 0.072469 | 0.074889 | 0.077345 | 0.079344 | 0.08123 | 0.083248 | 0.085233 | 0.087034 | 0.08874 | 0.090296 | 0.09184 | 0.093477 | 0.095084 | 0.096733 | 0.098441 | 0.10017 | 0.10195 | 0.10376 | 0.1056 | 0.10748
F5_Commercial_Grocery (WA)_Existing_Food Preparation_Natural Gas_Fryer_E2 | F5 | Commercial | Grocery (WA) | Existing | Food Preparation | Natural Gas | Fryer | E2 | Utility - Cost of Operation | 0.039764 | 0.040808 | 0.04198 | 0.043293 | 0.044756 | 0.046485 | 0.048247 | 0.049982 | 0.051651 | 0.053345 | 0.054724 | 0.056024 | 0.057416 | 0.058785 | 0.060028 | 0.061204 | 0.062278 | 0.063342 | 0.064472 | 0.06558 | 0.066717 | 0.067895 | 0.069088 | 0.070315 | 0.071564 | 0.072836 | 0.07413
F5_Commercial_Grocery (WA)_Existing_Food Preparation_Natural Gas_Fryer_E3 | F5 | Commercial | Grocery (WA) | Existing | Food Preparation | Natural Gas | Fryer | E3 | Utility - Cost of Operation | 0 | 0 | 0 | 0 | 0 | 0 | 0 | 0 | 0 | 0 | 0 | 0 | 0 | 0 | 0 | 0 | 0 | 0 | 0 | 0 | 0 | 0 | 0 | 0 | 0 | 0 | 0
F5_Commercial_Grocery (WA)_Existing_Food Preparation_Natural Gas_Fryer_E4 | F5 | Commercial | Grocery (WA) | Existing | Food Preparation | Natural Gas | Fryer | E4 | Utility - Cost of Operation | 0 | 0 | 0 | 0 | 0 | 0 | 0 | 0 | 0 | 0 | 0 | 0 | 0 | 0 | 0 | 0 | 0 | 0 | 0 | 0 | 0 | 0 | 0 | 0 | 0 | 0 | 0
F5_Commercial_Grocery (WA)_Existing_Food Preparation_Natural Gas_Fryer_E5 | F5 | Commercial | Grocery (WA) | Existing | Food Preparation | Natural Gas | Fryer | E5 | Utility - Cost of Operation | 0 | 0 | 0 | 0 | 0 | 0 | 0 | 0 | 0 | 0 | 0 | 0 | 0 | 0 | 0 | 0 | 0 | 0 | 0 | 0 | 0 | 0 | 0 | 0 | 0 | 0 | 0
F5_Commercial_Grocery (WA)_Existing_Food Preparation_Natural Gas_Fryer_E6 | F5 | Commercial | Grocery (WA) | Existing | Food Preparation | Natural Gas | Fryer | E6 | Utility - Cost of Operation | 0 | 0 | 0 | 0 | 0 | 0 | 0 | 0 | 0 | 0 | 0 | 0 | 0 | 0 | 0 | 0 | 0 | 0 | 0 | 0 | 0 | 0 | 0 | 0 | 0 | 0 | 0
F5_Commercial_Grocery (WA)_Existing_Food Preparation_Natural Gas_Fryer_E7 | F5 | Commercial | Grocery (WA) | Existing | Food Preparation | Natural Gas | Fryer | E7 | Utility - Cost of Operation | 0 | 0 | 0 | 0 | 0 | 0 | 0 | 0 | 0 | 0 | 0 | 0 | 0 | 0 | 0 | 0 | 0 | 0 | 0 | 0 | 0 | 0 | 0 | 0 | 0 | 0 | 0
F5_Commercial_Grocery (WA)_Existing_Food Preparation_Natural Gas_Fryer_E8 | F5 | Commercial | Grocery (WA) | Existing | Food Preparation | Natural Gas | Fryer | E8 | Utility - Cost of Operation | 0 | 0 | 0 | 0 | 0 | 0 | 0 | 0 | 0 | 0 | 0 | 0 | 0 | 0 | 0 | 0 | 0 | 0 | 0 | 0 | 0 | 0 | 0 | 0 | 0 | 0 | 0
F5_Commercial_Grocery (WA)_Existing_Food Preparation_Natural Gas_Fryer_E9 | F5 | Commercial | Grocery (WA) | Existing | Food Preparation | Natural Gas | Fryer | E9 | Utility - Cost of Operation | 0 | 0 | 0 | 0 | 0 | 0 | 0 | 0 | 0 | 0 | 0 | 0 | 0 | 0 | 0 | 0 | 0 | 0 | 0 | 0 | 0 | 0 | 0 | 0 | 0 | 0 | 0
F5_Commercial_Grocery (WA)_Existing_Food Preparation_Natural Gas_Fryer_E10 | F5 | Commercial | Grocery (WA) | Existing | Food Preparation | Natural Gas | Fryer | E10 | Utility - Cost of Operation | 0 | 0 | 0 | 0 | 0 | 0 | 0 | 0 | 0 | 0 | 0 | 0 | 0 | 0 | 0 | 0 | 0 | 0 | 0 | 0 | 0 | 0 | 0 | 0 | 0 | 0 | 0
F6_Commercial_Grocery (WA)_Existing_Food Preparation_Natural Gas_Fryer_E1 | F6 | Commercial | Grocery (WA) | Existing | Food Preparation | Natural Gas | Fryer | E1 | Utility - Value of Sales | 0.067209 | 0.06856 | 0.070081 | 0.071788 | 0.073692 | 0.075993 | 0.078277 | 0.080436 | 0.082394 | 0.0843 | 0.086276 | 0.088086 | 0.090019 | 0.091894 | 0.093541 | 0.095056 | 0.096378 | 0.097656 | 0.099003 | 0.10028 | 0.10157 | 0.10336 | 0.10518 | 0.10705 | 0.10895 | 0.11088 | 0.11285
F6_Commercial_Grocery (WA)_Existing_Food Preparation_Natural Gas_Fryer_E2 | F6 | Commercial | Grocery (WA) | Existing | Food Preparation | Natural Gas | Fryer | E2 | Utility - Value of Sales | 0.046355 | 0.047286 | 0.048335 | 0.049512 | 0.050825 | 0.052413 | 0.053988 | 0.055477 | 0.056827 | 0.058142 | 0.059505 | 0.060753 | 0.062087 | 0.063379 | 0.064516 | 0.065561 | 0.066473 | 0.067354 | 0.068283 | 0.069165 | 0.070053 | 0.07129 | 0.072542 | 0.073831 | 0.075142 | 0.076477 | 0.077836
F6_Commercial_Grocery (WA)_Existing_Food Preparation_Natural Gas_Fryer_E3 | F6 | Commercial | Grocery (WA) | Existing | Food Preparation | Natural Gas | Fryer | E3 | Utility - Value of Sales | 0 | 0 | 0 | 0 | 0 | 0 | 0 | 0 | 0 | 0 | 0 | 0 | 0 | 0 | 0 | 0 | 0 | 0 | 0 | 0 | 0 | 0 | 0 | 0 | 0 | 0 | 0
F6_Commercial_Grocery (WA)_Existing_Food Preparation_Natural Gas_Fryer_E4 | F6 | Commercial | Grocery (WA) | Existing | Food Preparation | Natural Gas | Fryer | E4 | Utility - Value of Sales | 0 | 0 | 0 | 0 | 0 | 0 | 0 | 0 | 0 | 0 | 0 | 0 | 0 | 0 | 0 | 0 | 0 | 0 | 0 | 0 | 0 | 0 | 0 | 0 | 0 | 0 | 0
F6_Commercial_Grocery (WA)_Existing_Food Preparation_Natural Gas_Fryer_E5 | F6 | Commercial | Grocery (WA) | Existing | Food Preparation | Natural Gas | Fryer | E5 | Utility - Value of Sales | 0 | 0 | 0 | 0 | 0 | 0 | 0 | 0 | 0 | 0 | 0 | 0 | 0 | 0 | 0 | 0 | 0 | 0 | 0 | 0 | 0 | 0 | 0 | 0 | 0 | 0 | 0
F6_Commercial_Grocery (WA)_Existing_Food Preparation_Natural Gas_Fryer_E6 | F6 | Commercial | Grocery (WA) | Existing | Food Preparation | Natural Gas | Fryer | E6 | Utility - Value of Sales | 0 | 0 | 0 | 0 | 0 | 0 | 0 | 0 | 0 | 0 | 0 | 0 | 0 | 0 | 0 | 0 | 0 | 0 | 0 | 0 | 0 | 0 | 0 | 0 | 0 | 0 | 0
F6_Commercial_Grocery (WA)_Existing_Food Preparation_Natural Gas_Fryer_E7 | F6 | Commercial | Grocery (WA) | Existing | Food Preparation | Natural Gas | Fryer | E7 | Utility - Value of Sales | 0 | 0 | 0 | 0 | 0 | 0 | 0 | 0 | 0 | 0 | 0 | 0 | 0 | 0 | 0 | 0 | 0 | 0 | 0 | 0 | 0 | 0 | 0 | 0 | 0 | 0 | 0
F6_Commercial_Grocery (WA)_Existing_Food Preparation_Natural Gas_Fryer_E8 | F6 | Commercial | Grocery (WA) | Existing | Food Preparation | Natural Gas | Fryer | E8 | Utility - Value of Sales | 0 | 0 | 0 | 0 | 0 | 0 | 0 | 0 | 0 | 0 | 0 | 0 | 0 | 0 | 0 | 0 | 0 | 0 | 0 | 0 | 0 | 0 | 0 | 0 | 0 | 0 | 0
F6_Commercial_Grocery (WA)_Existing_Food Preparation_Natural Gas_Fryer_E9 | F6 | Commercial | Grocery (WA) | Existing | Food Preparation | Natural Gas | Fryer | E9 | Utility - Value of Sales | 0 | 0 | 0 | 0 | 0 | 0 | 0 | 0 | 0 | 0 | 0 | 0 | 0 | 0 | 0 | 0 | 0 | 0 | 0 | 0 | 0 | 0 | 0 | 0 | 0 | 0 | 0
F6_Commercial_Grocery (WA)_Existing_Food Preparation_Natural Gas_Fryer_E10 | F6 | Commercial | Grocery (WA) | Existing | Food Preparation | Natural Gas | Fryer | E10 | Utility - Value of Sales | 0 | 0 | 0 | 0 | 0 | 0 | 0 | 0 | 0 | 0 | 0 | 0 | 0 | 0 | 0 | 0 | 0 | 0 | 0 | 0 | 0 | 0 | 0 | 0 | 0 | 0 | 0
F1_Commercial_Grocery (WA)_Existing_Food Preparation_Natural Gas_Broiler_E1 | F1 | Commercial | Grocery (WA) | Existing | Food Preparation | Natural Gas | Broiler | E1 | RVT - Cost of Equipment | 0.033603 | 0.033603 | 0.033603 | 0.033603 | 0.033603 | 0.033603 | 0.033603 | 0.033603 | 0.033603 | 0.033603 | 0.033603 | 0.033603 | 0.033603 | 0.033603 | 0.033603 | 0.033603 | 0.033603 | 0.033603 | 0.033603 | 0.033603 | 0.033603 | 0.033603 | 0.033603 | 0.033603 | 0.033603 | 0.033603 | 0.033603
F1_Commercial_Grocery (WA)_Existing_Food Preparation_Natural Gas_Broiler_E2 | F1 | Commercial | Grocery (WA) | Existing | Food Preparation | Natural Gas | Broiler | E2 | RVT - Cost of Equipment | 0.047045 | 0.047045 | 0.047045 | 0.047045 | 0.047045 | 0.047045 | 0.047045 | 0.047045 | 0.047045 | 0.047045 | 0.047045 | 0.047045 | 0.047045 | 0.047045 | 0.047045 | 0.047045 | 0.047045 | 0.047045 | 0.047045 | 0.047045 | 0.047045 | 0.047045 | 0.047045 | 0.047045 | 0.047045 | 0.047045 | 0.047045
F1_Commercial_Grocery (WA)_Existing_Food Preparation_Natural Gas_Broiler_E3 | F1 | Commercial | Grocery (WA) | Existing | Food Preparation | Natural Gas | Broiler | E3 | RVT - Cost of Equipment | 0 | 0 | 0 | 0 | 0 | 0 | 0 | 0 | 0 | 0 | 0 | 0 | 0 | 0 | 0 | 0 | 0 | 0 | 0 | 0 | 0 | 0 | 0 | 0 | 0 | 0 | 0
F1_Commercial_Grocery (WA)_Existing_Food Preparation_Natural Gas_Broiler_E4 | F1 | Commercial | Grocery (WA) | Existing | Food Preparation | Natural Gas | Broiler | E4 | RVT - Cost of Equipment | 0 | 0 | 0 | 0 | 0 | 0 | 0 | 0 | 0 | 0 | 0 | 0 | 0 | 0 | 0 | 0 | 0 | 0 | 0 | 0 | 0 | 0 | 0 | 0 | 0 | 0 | 0
F1_Commercial_Grocery (WA)_Existing_Food Preparation_Natural Gas_Broiler_E5 | F1 | Commercial | Grocery (WA) | Existing | Food Preparation | Natural Gas | Broiler | E5 | RVT - Cost of Equipment | 0 | 0 | 0 | 0 | 0 | 0 | 0 | 0 | 0 | 0 | 0 | 0 | 0 | 0 | 0 | 0 | 0 | 0 | 0 | 0 | 0 | 0 | 0 | 0 | 0 | 0 | 0
F1_Commercial_Grocery (WA)_Existing_Food Preparation_Natural Gas_Broiler_E6 | F1 | Commercial | Grocery (WA) | Existing | Food Preparation | Natural Gas | Broiler | E6 | RVT - Cost of Equipment | 0 | 0 | 0 | 0 | 0 | 0 | 0 | 0 | 0 | 0 | 0 | 0 | 0 | 0 | 0 | 0 | 0 | 0 | 0 | 0 | 0 | 0 | 0 | 0 | 0 | 0 | 0
F1_Commercial_Grocery (WA)_Existing_Food Preparation_Natural Gas_Broiler_E7 | F1 | Commercial | Grocery (WA) | Existing | Food Preparation | Natural Gas | Broiler | E7 | RVT - Cost of Equipment | 0 | 0 | 0 | 0 | 0 | 0 | 0 | 0 | 0 | 0 | 0 | 0 | 0 | 0 | 0 | 0 | 0 | 0 | 0 | 0 | 0 | 0 | 0 | 0 | 0 | 0 | 0
F1_Commercial_Grocery (WA)_Existing_Food Preparation_Natural Gas_Broiler_E8 | F1 | Commercial | Grocery (WA) | Existing | Food Preparation | Natural Gas | Broiler | E8 | RVT - Cost of Equipment | 0 | 0 | 0 | 0 | 0 | 0 | 0 | 0 | 0 | 0 | 0 | 0 | 0 | 0 | 0 | 0 | 0 | 0 | 0 | 0 | 0 | 0 | 0 | 0 | 0 | 0 | 0
F1_Commercial_Grocery (WA)_Existing_Food Preparation_Natural Gas_Broiler_E9 | F1 | Commercial | Grocery (WA) | Existing | Food Preparation | Natural Gas | Broiler | E9 | RVT - Cost of Equipment | 0 | 0 | 0 | 0 | 0 | 0 | 0 | 0 | 0 | 0 | 0 | 0 | 0 | 0 | 0 | 0 | 0 | 0 | 0 | 0 | 0 | 0 | 0 | 0 | 0 | 0 | 0
F1_Commercial_Grocery (WA)_Existing_Food Preparation_Natural Gas_Broiler_E10 | F1 | Commercial | Grocery (WA) | Existing | Food Preparation | Natural Gas | Broiler | E10 | RVT - Cost of Equipment | 0 | 0 | 0 | 0 | 0 | 0 | 0 | 0 | 0 | 0 | 0 | 0 | 0 | 0 | 0 | 0 | 0 | 0 | 0 | 0 | 0 | 0 | 0 | 0 | 0 | 0 | 0
F2_Commercial_Grocery (WA)_Existing_Food Preparation_Natural Gas_Broiler_E1 | F2 | Commercial | Grocery (WA) | Existing | Food Preparation | Natural Gas | Broiler | E1 | RVT - Cost of Operation | 0.066582 | 0.06784 | 0.069316 | 0.071037 | 0.073009 | 0.07547 | 0.077937 | 0.08028 | 0.082401 | 0.084457 | 0.086588 | 0.088524 | 0.090567 | 0.092501 | 0.094164 | 0.095664 | 0.096934 | 0.098147 | 0.099436 | 0.10064 | 0.10185 | 0.10365 | 0.10546 | 0.10734 | 0.10924 | 0.11118 | 0.11316
F2_Commercial_Grocery (WA)_Existing_Food Preparation_Natural Gas_Broiler_E2 | F2 | Commercial | Grocery (WA) | Existing | Food Preparation | Natural Gas | Broiler | E2 | RVT - Cost of Operation | 0.056789 | 0.057862 | 0.059122 | 0.060589 | 0.062271 | 0.06437 | 0.066475 | 0.068473 | 0.070282 | 0.072036 | 0.073853 | 0.075504 | 0.077247 | 0.078896 | 0.080314 | 0.081594 | 0.082677 | 0.083711 | 0.084811 | 0.085838 | 0.086869 | 0.088401 | 0.089951 | 0.091549 | 0.093175 | 0.09483 | 0.096515
F2_Commercial_Grocery (WA)_Existing_Food Preparation_Natural Gas_Broiler_E3 | F2 | Commercial | Grocery (WA) | Existing | Food Preparation | Natural Gas | Broiler | E3 | RVT - Cost of Operation | 0 | 0 | 0 | 0 | 0 | 0 | 0 | 0 | 0 | 0 | 0 | 0 | 0 | 0 | 0 | 0 | 0 | 0 | 0 | 0 | 0 | 0 | 0 | 0 | 0 | 0 | 0
F2_Commercial_Grocery (WA)_Existing_Food Preparation_Natural Gas_Broiler_E4 | F2 | Commercial | Grocery (WA) | Existing | Food Preparation | Natural Gas | Broiler | E4 | RVT - Cost of Operation | 0 | 0 | 0 | 0 | 0 | 0 | 0 | 0 | 0 | 0 | 0 | 0 | 0 | 0 | 0 | 0 | 0 | 0 | 0 | 0 | 0 | 0 | 0 | 0 | 0 | 0 | 0
F2_Commercial_Grocery (WA)_Existing_Food Preparation_Natural Gas_Broiler_E5 | F2 | Commercial | Grocery (WA) | Existing | Food Preparation | Natural Gas | Broiler | E5 | RVT - Cost of Operation | 0 | 0 | 0 | 0 | 0 | 0 | 0 | 0 | 0 | 0 | 0 | 0 | 0 | 0 | 0 | 0 | 0 | 0 | 0 | 0 | 0 | 0 | 0 | 0 | 0 | 0 | 0
F2_Commercial_Grocery (WA)_Existing_Food Preparation_Natural Gas_Broiler_E6 | F2 | Commercial | Grocery (WA) | Existing | Food Preparation | Natural Gas | Broiler | E6 | RVT - Cost of Operation | 0 | 0 | 0 | 0 | 0 | 0 | 0 | 0 | 0 | 0 | 0 | 0 | 0 | 0 | 0 | 0 | 0 | 0 | 0 | 0 | 0 | 0 | 0 | 0 | 0 | 0 | 0
F2_Commercial_Grocery (WA)_Existing_Food Preparation_Natural Gas_Broiler_E7 | F2 | Commercial | Grocery (WA) | Existing | Food Preparation | Natural Gas | Broiler | E7 | RVT - Cost of Operation | 0 | 0 | 0 | 0 | 0 | 0 | 0 | 0 | 0 | 0 | 0 | 0 | 0 | 0 | 0 | 0 | 0 | 0 | 0 | 0 | 0 | 0 | 0 | 0 | 0 | 0 | 0
F2_Commercial_Grocery (WA)_Existing_Food Preparation_Natural Gas_Broiler_E8 | F2 | Commercial | Grocery (WA) | Existing | Food Preparation | Natural Gas | Broiler | E8 | RVT - Cost of Operation | 0 | 0 | 0 | 0 | 0 | 0 | 0 | 0 | 0 | 0 | 0 | 0 | 0 | 0 | 0 | 0 | 0 | 0 | 0 | 0 | 0 | 0 | 0 | 0 | 0 | 0 | 0
F2_Commercial_Grocery (WA)_Existing_Food Preparation_Natural Gas_Broiler_E9 | F2 | Commercial | Grocery (WA) | Existing | Food Preparation | Natural Gas | Broiler | E9 | RVT - Cost of Operation | 0 | 0 | 0 | 0 | 0 | 0 | 0 | 0 | 0 | 0 | 0 | 0 | 0 | 0 | 0 | 0 | 0 | 0 | 0 | 0 | 0 | 0 | 0 | 0 | 0 | 0 | 0
F2_Commercial_Grocery (WA)_Existing_Food Preparation_Natural Gas_Broiler_E10 | F2 | Commercial | Grocery (WA) | Existing | Food Preparation | Natural Gas | Broiler | E10 | RVT - Cost of Operation | 0 | 0 | 0 | 0 | 0 | 0 | 0 | 0 | 0 | 0 | 0 | 0 | 0 | 0 | 0 | 0 | 0 | 0 | 0 | 0 | 0 | 0 | 0 | 0 | 0 | 0 | 0
F3_Commercial_Grocery (WA)_Existing_Food Preparation_Natural Gas_Broiler_E1 | F3 | Commercial | Grocery (WA) | Existing | Food Preparation | Natural Gas | Broiler | E1 | System - kBTUs of Consumption | 15.884 | 15.884 | 15.884 | 15.884 | 15.884 | 15.884 | 15.884 | 15.884 | 15.884 | 15.884 | 15.884 | 15.884 | 15.884 | 15.884 | 15.884 | 15.884 | 15.884 | 15.884 | 15.884 | 15.884 | 15.884 | 15.884 | 15.884 | 15.884 | 15.884 | 15.884 | 15.884
F3_Commercial_Grocery (WA)_Existing_Food Preparation_Natural Gas_Broiler_E2 | F3 | Commercial | Grocery (WA) | Existing | Food Preparation | Natural Gas | Broiler | E2 | System - kBTUs of Consumption | 13.5478 | 13.5478 | 13.5478 | 13.5478 | 13.5478 | 13.5478 | 13.5478 | 13.5478 | 13.5478 | 13.5478 | 13.5478 | 13.5478 | 13.5478 | 13.5478 | 13.5478 | 13.5478 | 13.5478 | 13.5478 | 13.5478 | 13.5478 | 13.5478 | 13.5478 | 13.5478 | 13.5478 | 13.5478 | 13.5478 | 13.5478
F3_Commercial_Grocery (WA)_Existing_Food Preparation_Natural Gas_Broiler_E3 | F3 | Commercial | Grocery (WA) | Existing | Food Preparation | Natural Gas | Broiler | E3 | System - kBTUs of Consumption | 0 | 0 | 0 | 0 | 0 | 0 | 0 | 0 | 0 | 0 | 0 | 0 | 0 | 0 | 0 | 0 | 0 | 0 | 0 | 0 | 0 | 0 | 0 | 0 | 0 | 0 | 0
F3_Commercial_Grocery (WA)_Existing_Food Preparation_Natural Gas_Broiler_E4 | F3 | Commercial | Grocery (WA) | Existing | Food Preparation | Natural Gas | Broiler | E4 | System - kBTUs of Consumption | 0 | 0 | 0 | 0 | 0 | 0 | 0 | 0 | 0 | 0 | 0 | 0 | 0 | 0 | 0 | 0 | 0 | 0 | 0 | 0 | 0 | 0 | 0 | 0 | 0 | 0 | 0
F3_Commercial_Grocery (WA)_Existing_Food Preparation_Natural Gas_Broiler_E5 | F3 | Commercial | Grocery (WA) | Existing | Food Preparation | Natural Gas | Broiler | E5 | System - kBTUs of Consumption | 0 | 0 | 0 | 0 | 0 | 0 | 0 | 0 | 0 | 0 | 0 | 0 | 0 | 0 | 0 | 0 | 0 | 0 | 0 | 0 | 0 | 0 | 0 | 0 | 0 | 0 | 0
F3_Commercial_Grocery (WA)_Existing_Food Preparation_Natural Gas_Broiler_E6 | F3 | Commercial | Grocery (WA) | Existing | Food Preparation | Natural Gas | Broiler | E6 | System - kBTUs of Consumption | 0 | 0 | 0 | 0 | 0 | 0 | 0 | 0 | 0 | 0 | 0 | 0 | 0 | 0 | 0 | 0 | 0 | 0 | 0 | 0 | 0 | 0 | 0 | 0 | 0 | 0 | 0
F3_Commercial_Grocery (WA)_Existing_Food Preparation_Natural Gas_Broiler_E7 | F3 | Commercial | Grocery (WA) | Existing | Food Preparation | Natural Gas | Broiler | E7 | System - kBTUs of Consumption | 0 | 0 | 0 | 0 | 0 | 0 | 0 | 0 | 0 | 0 | 0 | 0 | 0 | 0 | 0 | 0 | 0 | 0 | 0 | 0 | 0 | 0 | 0 | 0 | 0 | 0 | 0
F3_Commercial_Grocery (WA)_Existing_Food Preparation_Natural Gas_Broiler_E8 | F3 | Commercial | Grocery (WA) | Existing | Food Preparation | Natural Gas | Broiler | E8 | System - kBTUs of Consumption | 0 | 0 | 0 | 0 | 0 | 0 | 0 | 0 | 0 | 0 | 0 | 0 | 0 | 0 | 0 | 0 | 0 | 0 | 0 | 0 | 0 | 0 | 0 | 0 | 0 | 0 | 0
F3_Commercial_Grocery (WA)_Existing_Food Preparation_Natural Gas_Broiler_E9 | F3 | Commercial | Grocery (WA) | Existing | Food Preparation | Natural Gas | Broiler | E9 | System - kBTUs of Consumption | 0 | 0 | 0 | 0 | 0 | 0 | 0 | 0 | 0 | 0 | 0 | 0 | 0 | 0 | 0 | 0 | 0 | 0 | 0 | 0 | 0 | 0 | 0 | 0 | 0 | 0 | 0
F3_Commercial_Grocery (WA)_Existing_Food Preparation_Natural Gas_Broiler_E10 | F3 | Commercial | Grocery (WA) | Existing | Food Preparation | Natural Gas | Broiler | E10 | System - kBTUs of Consumption | 0 | 0 | 0 | 0 | 0 | 0 | 0 | 0 | 0 | 0 | 0 | 0 | 0 | 0 | 0 | 0 | 0 | 0 | 0 | 0 | 0 | 0 | 0 | 0 | 0 | 0 | 0
F4_Commercial_Grocery (WA)_Existing_Food Preparation_Natural Gas_Broiler_E1 | F4 | Commercial | Grocery (WA) | Existing | Food Preparation | Natural Gas | Broiler | E1 | Utility - Cost of Equipment | 0.033603 | 0.033603 | 0.033603 | 0.033603 | 0.033603 | 0.033603 | 0.033603 | 0.033603 | 0.033603 | 0.033603 | 0.033603 | 0.033603 | 0.033603 | 0.033603 | 0.033603 | 0.033603 | 0.033603 | 0.033603 | 0.033603 | 0.033603 | 0.033603 | 0.033603 | 0.033603 | 0.033603 | 0.033603 | 0.033603 | 0.033603
F4_Commercial_Grocery (WA)_Existing_Food Preparation_Natural Gas_Broiler_E2 | F4 | Commercial | Grocery (WA) | Existing | Food Preparation | Natural Gas | Broiler | E2 | Utility - Cost of Equipment | 0.047045 | 0.047045 | 0.047045 | 0.047045 | 0.047045 | 0.047045 | 0.047045 | 0.047045 | 0.047045 | 0.047045 | 0.047045 | 0.047045 | 0.047045 | 0.047045 | 0.047045 | 0.047045 | 0.047045 | 0.047045 | 0.047045 | 0.047045 | 0.047045 | 0.047045 | 0.047045 | 0.047045 | 0.047045 | 0.047045 | 0.047045
F4_Commercial_Grocery (WA)_Existing_Food Preparation_Natural Gas_Broiler_E3 | F4 | Commercial | Grocery (WA) | Existing | Food Preparation | Natural Gas | Broiler | E3 | Utility - Cost of Equipment | 0 | 0 | 0 | 0 | 0 | 0 | 0 | 0 | 0 | 0 | 0 | 0 | 0 | 0 | 0 | 0 | 0 | 0 | 0 | 0 | 0 | 0 | 0 | 0 | 0 | 0 | 0
F4_Commercial_Grocery (WA)_Existing_Food Preparation_Natural Gas_Broiler_E4 | F4 | Commercial | Grocery (WA) | Existing | Food Preparation | Natural Gas | Broiler | E4 | Utility - Cost of Equipment | 0 | 0 | 0 | 0 | 0 | 0 | 0 | 0 | 0 | 0 | 0 | 0 | 0 | 0 | 0 | 0 | 0 | 0 | 0 | 0 | 0 | 0 | 0 | 0 | 0 | 0 | 0
F4_Commercial_Grocery (WA)_Existing_Food Preparation_Natural Gas_Broiler_E5 | F4 | Commercial | Grocery (WA) | Existing | Food Preparation | Natural Gas | Broiler | E5 | Utility - Cost of Equipment | 0 | 0 | 0 | 0 | 0 | 0 | 0 | 0 | 0 | 0 | 0 | 0 | 0 | 0 | 0 | 0 | 0 | 0 | 0 | 0 | 0 | 0 | 0 | 0 | 0 | 0 | 0
F4_Commercial_Grocery (WA)_Existing_Food Preparation_Natural Gas_Broiler_E6 | F4 | Commercial | Grocery (WA) | Existing | Food Preparation | Natural Gas | Broiler | E6 | Utility - Cost of Equipment | 0 | 0 | 0 | 0 | 0 | 0 | 0 | 0 | 0 | 0 | 0 | 0 | 0 | 0 | 0 | 0 | 0 | 0 | 0 | 0 | 0 | 0 | 0 | 0 | 0 | 0 | 0
F4_Commercial_Grocery (WA)_Existing_Food Preparation_Natural Gas_Broiler_E7 | F4 | Commercial | Grocery (WA) | Existing | Food Preparation | Natural Gas | Broiler | E7 | Utility - Cost of Equipment | 0 | 0 | 0 | 0 | 0 | 0 | 0 | 0 | 0 | 0 | 0 | 0 | 0 | 0 | 0 | 0 | 0 | 0 | 0 | 0 | 0 | 0 | 0 | 0 | 0 | 0 | 0
F4_Commercial_Grocery (WA)_Existing_Food Preparation_Natural Gas_Broiler_E8 | F4 | Commercial | Grocery (WA) | Existing | Food Preparation | Natural Gas | Broiler | E8 | Utility - Cost of Equipment | 0 | 0 | 0 | 0 | 0 | 0 | 0 | 0 | 0 | 0 | 0 | 0 | 0 | 0 | 0 | 0 | 0 | 0 | 0 | 0 | 0 | 0 | 0 | 0 | 0 | 0 | 0
F4_Commercial_Grocery (WA)_Existing_Food Preparation_Natural Gas_Broiler_E9 | F4 | Commercial | Grocery (WA) | Existing | Food Preparation | Natural Gas | Broiler | E9 | Utility - Cost of Equipment | 0 | 0 | 0 | 0 | 0 | 0 | 0 | 0 | 0 | 0 | 0 | 0 | 0 | 0 | 0 | 0 | 0 | 0 | 0 | 0 | 0 | 0 | 0 | 0 | 0 | 0 | 0
F4_Commercial_Grocery (WA)_Existing_Food Preparation_Natural Gas_Broiler_E10 | F4 | Commercial | Grocery (WA) | Existing | Food Preparation | Natural Gas | Broiler | E10 | Utility - Cost of Equipment | 0 | 0 | 0 | 0 | 0 | 0 | 0 | 0 | 0 | 0 | 0 | 0 | 0 | 0 | 0 | 0 | 0 | 0 | 0 | 0 | 0 | 0 | 0 | 0 | 0 | 0 | 0
F5_Commercial_Grocery (WA)_Existing_Food Preparation_Natural Gas_Broiler_E1 | F5 | Commercial | Grocery (WA) | Existing | Food Preparation | Natural Gas | Broiler | E1 | Utility - Cost of Operation | 0.056531 | 0.057956 | 0.059644 | 0.061578 | 0.063766 | 0.066427 | 0.069166 | 0.071879 | 0.074491 | 0.077139 | 0.079246 | 0.08122 | 0.083341 | 0.085417 | 0.087273 | 0.08901 | 0.090568 | 0.092106 | 0.093749 | 0.095352 | 0.096998 | 0.09871 | 0.10044 | 0.10222 | 0.10404 | 0.10589 | 0.10777
F5_Commercial_Grocery (WA)_Existing_Food Preparation_Natural Gas_Broiler_E2 | F5 | Commercial | Grocery (WA) | Existing | Food Preparation | Natural Gas | Broiler | E2 | Utility - Cost of Operation | 0.048217 | 0.049432 | 0.050872 | 0.052521 | 0.054387 | 0.056657 | 0.058994 | 0.061308 | 0.063535 | 0.065794 | 0.067591 | 0.069274 | 0.071083 | 0.072854 | 0.074437 | 0.075919 | 0.077248 | 0.07856 | 0.079961 | 0.081328 | 0.082732 | 0.084192 | 0.085667 | 0.087189 | 0.088738 | 0.090315 | 0.091919
F5_Commercial_Grocery (WA)_Existing_Food Preparation_Natural Gas_Broiler_E3 | F5 | Commercial | Grocery (WA) | Existing | Food Preparation | Natural Gas | Broiler | E3 | Utility - Cost of Operation | 0 | 0 | 0 | 0 | 0 | 0 | 0 | 0 | 0 | 0 | 0 | 0 | 0 | 0 | 0 | 0 | 0 | 0 | 0 | 0 | 0 | 0 | 0 | 0 | 0 | 0 | 0
F5_Commercial_Grocery (WA)_Existing_Food Preparation_Natural Gas_Broiler_E4 | F5 | Commercial | Grocery (WA) | Existing | Food Preparation | Natural Gas | Broiler | E4 | Utility - Cost of Operation | 0 | 0 | 0 | 0 | 0 | 0 | 0 | 0 | 0 | 0 | 0 | 0 | 0 | 0 | 0 | 0 | 0 | 0 | 0 | 0 | 0 | 0 | 0 | 0 | 0 | 0 | 0
F5_Commercial_Grocery (WA)_Existing_Food Preparation_Natural Gas_Broiler_E5 | F5 | Commercial | Grocery (WA) | Existing | Food Preparation | Natural Gas | Broiler | E5 | Utility - Cost of Operation | 0 | 0 | 0 | 0 | 0 | 0 | 0 | 0 | 0 | 0 | 0 | 0 | 0 | 0 | 0 | 0 | 0 | 0 | 0 | 0 | 0 | 0 | 0 | 0 | 0 | 0 | 0
F5_Commercial_Grocery (WA)_Existing_Food Preparation_Natural Gas_Broiler_E6 | F5 | Commercial | Grocery (WA) | Existing | Food Preparation | Natural Gas | Broiler | E6 | Utility - Cost of Operation | 0 | 0 | 0 | 0 | 0 | 0 | 0 | 0 | 0 | 0 | 0 | 0 | 0 | 0 | 0 | 0 | 0 | 0 | 0 | 0 | 0 | 0 | 0 | 0 | 0 | 0 | 0
F5_Commercial_Grocery (WA)_Existing_Food Preparation_Natural Gas_Broiler_E7 | F5 | Commercial | Grocery (WA) | Existing | Food Preparation | Natural Gas | Broiler | E7 | Utility - Cost of Operation | 0 | 0 | 0 | 0 | 0 | 0 | 0 | 0 | 0 | 0 | 0 | 0 | 0 | 0 | 0 | 0 | 0 | 0 | 0 | 0 | 0 | 0 | 0 | 0 | 0 | 0 | 0
F5_Commercial_Grocery (WA)_Existing_Food Preparation_Natural Gas_Broiler_E8 | F5 | Commercial | Grocery (WA) | Existing | Food Preparation | Natural Gas | Broiler | E8 | Utility - Cost of Operation | 0 | 0 | 0 | 0 | 0 | 0 | 0 | 0 | 0 | 0 | 0 | 0 | 0 | 0 | 0 | 0 | 0 | 0 | 0 | 0 | 0 | 0 | 0 | 0 | 0 | 0 | 0
F5_Commercial_Grocery (WA)_Existing_Food Preparation_Natural Gas_Broiler_E9 | F5 | Commercial | Grocery (WA) | Existing | Food Preparation | Natural Gas | Broiler | E9 | Utility - Cost of Operation | 0 | 0 | 0 | 0 | 0 | 0 | 0 | 0 | 0 | 0 | 0 | 0 | 0 | 0 | 0 | 0 | 0 | 0 | 0 | 0 | 0 | 0 | 0 | 0 | 0 | 0 | 0
F5_Commercial_Grocery (WA)_Existing_Food Preparation_Natural Gas_Broiler_E10 | F5 | Commercial | Grocery (WA) | Existing | Food Preparation | Natural Gas | Broiler | E10 | Utility - Cost of Operation | 0 | 0 | 0 | 0 | 0 | 0 | 0 | 0 | 0 | 0 | 0 | 0 | 0 | 0 | 0 | 0 | 0 | 0 | 0 | 0 | 0 | 0 | 0 | 0 | 0 | 0 | 0
F6_Commercial_Grocery (WA)_Existing_Food Preparation_Natural Gas_Broiler_E1 | F6 | Commercial | Grocery (WA) | Existing | Food Preparation | Natural Gas | Broiler | E1 | Utility - Value of Sales | 0.066582 | 0.06784 | 0.069316 | 0.071037 | 0.073009 | 0.07547 | 0.077937 | 0.08028 | 0.082401 | 0.084457 | 0.086588 | 0.088524 | 0.090567 | 0.092501 | 0.094164 | 0.095664 | 0.096934 | 0.098147 | 0.099436 | 0.10064 | 0.10185 | 0.10365 | 0.10546 | 0.10734 | 0.10924 | 0.11118 | 0.11316
F6_Commercial_Grocery (WA)_Existing_Food Preparation_Natural Gas_Broiler_E2 | F6 | Commercial | Grocery (WA) | Existing | Food Preparation | Natural Gas | Broiler | E2 | Utility - Value of Sales | 0.056789 | 0.057862 | 0.059122 | 0.060589 | 0.062271 | 0.06437 | 0.066475 | 0.068473 | 0.070282 | 0.072036 | 0.073853 | 0.075504 | 0.077247 | 0.078896 | 0.080314 | 0.081594 | 0.082677 | 0.083711 | 0.084811 | 0.085838 | 0.086869 | 0.088401 | 0.089951 | 0.091549 | 0.093175 | 0.09483 | 0.096515
F6_Commercial_Grocery (WA)_Existing_Food Preparation_Natural Gas_Broiler_E3 | F6 | Commercial | Grocery (WA) | Existing | Food Preparation | Natural Gas | Broiler | E3 | Utility - Value of Sales | 0 | 0 | 0 | 0 | 0 | 0 | 0 | 0 | 0 | 0 | 0 | 0 | 0 | 0 | 0 | 0 | 0 | 0 | 0 | 0 | 0 | 0 | 0 | 0 | 0 | 0 | 0
F6_Commercial_Grocery (WA)_Existing_Food Preparation_Natural Gas_Broiler_E4 | F6 | Commercial | Grocery (WA) | Existing | Food Preparation | Natural Gas | Broiler | E4 | Utility - Value of Sales | 0 | 0 | 0 | 0 | 0 | 0 | 0 | 0 | 0 | 0 | 0 | 0 | 0 | 0 | 0 | 0 | 0 | 0 | 0 | 0 | 0 | 0 | 0 | 0 | 0 | 0 | 0
F6_Commercial_Grocery (WA)_Existing_Food Preparation_Natural Gas_Broiler_E5 | F6 | Commercial | Grocery (WA) | Existing | Food Preparation | Natural Gas | Broiler | E5 | Utility - Value of Sales | 0 | 0 | 0 | 0 | 0 | 0 | 0 | 0 | 0 | 0 | 0 | 0 | 0 | 0 | 0 | 0 | 0 | 0 | 0 | 0 | 0 | 0 | 0 | 0 | 0 | 0 | 0
F6_Commercial_Grocery (WA)_Existing_Food Preparation_Natural Gas_Broiler_E6 | F6 | Commercial | Grocery (WA) | Existing | Food Preparation | Natural Gas | Broiler | E6 | Utility - Value of Sales | 0 | 0 | 0 | 0 | 0 | 0 | 0 | 0 | 0 | 0 | 0 | 0 | 0 | 0 | 0 | 0 | 0 | 0 | 0 | 0 | 0 | 0 | 0 | 0 | 0 | 0 | 0
F6_Commercial_Grocery (WA)_Existing_Food Preparation_Natural Gas_Broiler_E7 | F6 | Commercial | Grocery (WA) | Existing | Food Preparation | Natural Gas | Broiler | E7 | Utility - Value of Sales | 0 | 0 | 0 | 0 | 0 | 0 | 0 | 0 | 0 | 0 | 0 | 0 | 0 | 0 | 0 | 0 | 0 | 0 | 0 | 0 | 0 | 0 | 0 | 0 | 0 | 0 | 0
F6_Commercial_Grocery (WA)_Existing_Food Preparation_Natural Gas_Broiler_E8 | F6 | Commercial | Grocery (WA) | Existing | Food Preparation | Natural Gas | Broiler | E8 | Utility - Value of Sales | 0 | 0 | 0 | 0 | 0 | 0 | 0 | 0 | 0 | 0 | 0 | 0 | 0 | 0 | 0 | 0 | 0 | 0 | 0 | 0 | 0 | 0 | 0 | 0 | 0 | 0 | 0
F6_Commercial_Grocery (WA)_Existing_Food Preparation_Natural Gas_Broiler_E9 | F6 | Commercial | Grocery (WA) | Existing | Food Preparation | Natural Gas | Broiler | E9 | Utility - Value of Sales | 0 | 0 | 0 | 0 | 0 | 0 | 0 | 0 | 0 | 0 | 0 | 0 | 0 | 0 | 0 | 0 | 0 | 0 | 0 | 0 | 0 | 0 | 0 | 0 | 0 | 0 | 0
F6_Commercial_Grocery (WA)_Existing_Food Preparation_Natural Gas_Broiler_E10 | F6 | Commercial | Grocery (WA) | Existing | Food Preparation | Natural Gas | Broiler | E10 | Utility - Value of Sales | 0 | 0 | 0 | 0 | 0 | 0 | 0 | 0 | 0 | 0 | 0 | 0 | 0 | 0 | 0 | 0 | 0 | 0 | 0 | 0 | 0 | 0 | 0 | 0 | 0 | 0 | 0
F1_Commercial_Grocery (WA)_Existing_Food Preparation_Natural Gas_Griddle_E1 | F1 | Commercial | Grocery (WA) | Existing | Food Preparation | Natural Gas | Griddle | E1 | RVT - Cost of Equipment | 0.017829 | 0.017829 | 0.017829 | 0.017829 | 0.017829 | 0.017829 | 0.017829 | 0.017829 | 0.017829 | 0.017829 | 0.017829 | 0.017829 | 0.017829 | 0.017829 | 0.017829 | 0.017829 | 0.017829 | 0.017829 | 0.017829 | 0.017829 | 0.017829 | 0.017829 | 0.017829 | 0.017829 | 0.017829 | 0.017829 | 0.017829
F1_Commercial_Grocery (WA)_Existing_Food Preparation_Natural Gas_Griddle_E2 | F1 | Commercial | Grocery (WA) | Existing | Food Preparation | Natural Gas | Griddle | E2 | RVT - Cost of Equipment | 0.019076 | 0.019076 | 0.019076 | 0.019076 | 0.019076 | 0.019076 | 0.019076 | 0.019076 | 0.019076 | 0.019076 | 0.019076 | 0.019076 | 0.019076 | 0.019076 | 0.019076 | 0.019076 | 0.019076 | 0.019076 | 0.019076 | 0.019076 | 0.019076 | 0.019076 | 0.019076 | 0.019076 | 0.019076 | 0.019076 | 0.019076
F1_Commercial_Grocery (WA)_Existing_Food Preparation_Natural Gas_Griddle_E3 | F1 | Commercial | Grocery (WA) | Existing | Food Preparation | Natural Gas | Griddle | E3 | RVT - Cost of Equipment | 0 | 0 | 0 | 0 | 0 | 0 | 0 | 0 | 0 | 0 | 0 | 0 | 0 | 0 | 0 | 0 | 0 | 0 | 0 | 0 | 0 | 0 | 0 | 0 | 0 | 0 | 0
F1_Commercial_Grocery (WA)_Existing_Food Preparation_Natural Gas_Griddle_E4 | F1 | Commercial | Grocery (WA) | Existing | Food Preparation | Natural Gas | Griddle | E4 | RVT - Cost of Equipment | 0 | 0 | 0 | 0 | 0 | 0 | 0 | 0 | 0 | 0 | 0 | 0 | 0 | 0 | 0 | 0 | 0 | 0 | 0 | 0 | 0 | 0 | 0 | 0 | 0 | 0 | 0
F1_Commercial_Grocery (WA)_Existing_Food Preparation_Natural Gas_Griddle_E5 | F1 | Commercial | Grocery (WA) | Existing | Food Preparation | Natural Gas | Griddle | E5 | RVT - Cost of Equipment | 0 | 0 | 0 | 0 | 0 | 0 | 0 | 0 | 0 | 0 | 0 | 0 | 0 | 0 | 0 | 0 | 0 | 0 | 0 | 0 | 0 | 0 | 0 | 0 | 0 | 0 | 0
F1_Commercial_Grocery (WA)_Existing_Food Preparation_Natural Gas_Griddle_E6 | F1 | Commercial | Grocery (WA) | Existing | Food Preparation | Natural Gas | Griddle | E6 | RVT - Cost of Equipment | 0 | 0 | 0 | 0 | 0 | 0 | 0 | 0 | 0 | 0 | 0 | 0 | 0 | 0 | 0 | 0 | 0 | 0 | 0 | 0 | 0 | 0 | 0 | 0 | 0 | 0 | 0
F1_Commercial_Grocery (WA)_Existing_Food Preparation_Natural Gas_Griddle_E7 | F1 | Commercial | Grocery (WA) | Existing | Food Preparation | Natural Gas | Griddle | E7 | RVT - Cost of Equipment | 0 | 0 | 0 | 0 | 0 | 0 | 0 | 0 | 0 | 0 | 0 | 0 | 0 | 0 | 0 | 0 | 0 | 0 | 0 | 0 | 0 | 0 | 0 | 0 | 0 | 0 | 0
F1_Commercial_Grocery (WA)_Existing_Food Preparation_Natural Gas_Griddle_E8 | F1 | Commercial | Grocery (WA) | Existing | Food Preparation | Natural Gas | Griddle | E8 | RVT - Cost of Equipment | 0 | 0 | 0 | 0 | 0 | 0 | 0 | 0 | 0 | 0 | 0 | 0 | 0 | 0 | 0 | 0 | 0 | 0 | 0 | 0 | 0 | 0 | 0 | 0 | 0 | 0 | 0
F1_Commercial_Grocery (WA)_Existing_Food Preparation_Natural Gas_Griddle_E9 | F1 | Commercial | Grocery (WA) | Existing | Food Preparation | Natural Gas | Griddle | E9 | RVT - Cost of Equipment | 0 | 0 | 0 | 0 | 0 | 0 | 0 | 0 | 0 | 0 | 0 | 0 | 0 | 0 | 0 | 0 | 0 | 0 | 0 | 0 | 0 | 0 | 0 | 0 | 0 | 0 | 0
F1_Commercial_Grocery (WA)_Existing_Food Preparation_Natural Gas_Griddle_E10 | F1 | Commercial | Grocery (WA) | Existing | Food Preparation | Natural Gas | Griddle | E10 | RVT - Cost of Equipment | 0 | 0 | 0 | 0 | 0 | 0 | 0 | 0 | 0 | 0 | 0 | 0 | 0 | 0 | 0 | 0 | 0 | 0 | 0 | 0 | 0 | 0 | 0 | 0 | 0 | 0 | 0
F2_Commercial_Grocery (WA)_Existing_Food Preparation_Natural Gas_Griddle_E1 | F2 | Commercial | Grocery (WA) | Existing | Food Preparation | Natural Gas | Griddle | E1 | RVT - Cost of Operation | 0.046272 | 0.047146 | 0.048172 | 0.049369 | 0.050739 | 0.052449 | 0.054164 | 0.055792 | 0.057266 | 0.058695 | 0.060175 | 0.061521 | 0.062941 | 0.064285 | 0.06544 | 0.066483 | 0.067366 | 0.068209 | 0.069105 | 0.069941 | 0.070781 | 0.07203 | 0.073292 | 0.074594 | 0.07592 | 0.077268 | 0.078641
F2_Commercial_Grocery (WA)_Existing_Food Preparation_Natural Gas_Griddle_E2 | F2 | Commercial | Grocery (WA) | Existing | Food Preparation | Natural Gas | Griddle | E2 | RVT - Cost of Operation | 0.040614 | 0.041381 | 0.042281 | 0.043331 | 0.044534 | 0.046035 | 0.04754 | 0.048969 | 0.050263 | 0.051517 | 0.052816 | 0.053997 | 0.055244 | 0.056423 | 0.057438 | 0.058353 | 0.059128 | 0.059867 | 0.060654 | 0.061388 | 0.062125 | 0.063221 | 0.064329 | 0.065472 | 0.066635 | 0.067819 | 0.069024
F2_Commercial_Grocery (WA)_Existing_Food Preparation_Natural Gas_Griddle_E3 | F2 | Commercial | Grocery (WA) | Existing | Food Preparation | Natural Gas | Griddle | E3 | RVT - Cost of Operation | 0 | 0 | 0 | 0 | 0 | 0 | 0 | 0 | 0 | 0 | 0 | 0 | 0 | 0 | 0 | 0 | 0 | 0 | 0 | 0 | 0 | 0 | 0 | 0 | 0 | 0 | 0
F2_Commercial_Grocery (WA)_Existing_Food Preparation_Natural Gas_Griddle_E4 | F2 | Commercial | Grocery (WA) | Existing | Food Preparation | Natural Gas | Griddle | E4 | RVT - Cost of Operation | 0 | 0 | 0 | 0 | 0 | 0 | 0 | 0 | 0 | 0 | 0 | 0 | 0 | 0 | 0 | 0 | 0 | 0 | 0 | 0 | 0 | 0 | 0 | 0 | 0 | 0 | 0
F2_Commercial_Grocery (WA)_Existing_Food Preparation_Natural Gas_Griddle_E5 | F2 | Commercial | Grocery (WA) | Existing | Food Preparation | Natural Gas | Griddle | E5 | RVT - Cost of Operation | 0 | 0 | 0 | 0 | 0 | 0 | 0 | 0 | 0 | 0 | 0 | 0 | 0 | 0 | 0 | 0 | 0 | 0 | 0 | 0 | 0 | 0 | 0 | 0 | 0 | 0 | 0
F2_Commercial_Grocery (WA)_Existing_Food Preparation_Natural Gas_Griddle_E6 | F2 | Commercial | Grocery (WA) | Existing | Food Preparation | Natural Gas | Griddle | E6 | RVT - Cost of Operation | 0 | 0 | 0 | 0 | 0 | 0 | 0 | 0 | 0 | 0 | 0 | 0 | 0 | 0 | 0 | 0 | 0 | 0 | 0 | 0 | 0 | 0 | 0 | 0 | 0 | 0 | 0
F2_Commercial_Grocery (WA)_Existing_Food Preparation_Natural Gas_Griddle_E7 | F2 | Commercial | Grocery (WA) | Existing | Food Preparation | Natural Gas | Griddle | E7 | RVT - Cost of Operation | 0 | 0 | 0 | 0 | 0 | 0 | 0 | 0 | 0 | 0 | 0 | 0 | 0 | 0 | 0 | 0 | 0 | 0 | 0 | 0 | 0 | 0 | 0 | 0 | 0 | 0 | 0
F2_Commercial_Grocery (WA)_Existing_Food Preparation_Natural Gas_Griddle_E8 | F2 | Commercial | Grocery (WA) | Existing | Food Preparation | Natural Gas | Griddle | E8 | RVT - Cost of Operation | 0 | 0 | 0 | 0 | 0 | 0 | 0 | 0 | 0 | 0 | 0 | 0 | 0 | 0 | 0 | 0 | 0 | 0 | 0 | 0 | 0 | 0 | 0 | 0 | 0 | 0 | 0
F2_Commercial_Grocery (WA)_Existing_Food Preparation_Natural Gas_Griddle_E9 | F2 | Commercial | Grocery (WA) | Existing | Food Preparation | Natural Gas | Griddle | E9 | RVT - Cost of Operation | 0 | 0 | 0 | 0 | 0 | 0 | 0 | 0 | 0 | 0 | 0 | 0 | 0 | 0 | 0 | 0 | 0 | 0 | 0 | 0 | 0 | 0 | 0 | 0 | 0 | 0 | 0
F2_Commercial_Grocery (WA)_Existing_Food Preparation_Natural Gas_Griddle_E10 | F2 | Commercial | Grocery (WA) | Existing | Food Preparation | Natural Gas | Griddle | E10 | RVT - Cost of Operation | 0 | 0 | 0 | 0 | 0 | 0 | 0 | 0 | 0 | 0 | 0 | 0 | 0 | 0 | 0 | 0 | 0 | 0 | 0 | 0 | 0 | 0 | 0 | 0 | 0 | 0 | 0
F3_Commercial_Grocery (WA)_Existing_Food Preparation_Natural Gas_Griddle_E1 | F3 | Commercial | Grocery (WA) | Existing | Food Preparation | Natural Gas | Griddle | E1 | System - kBTUs of Consumption | 11.0388 | 11.0388 | 11.0388 | 11.0388 | 11.0388 | 11.0388 | 11.0388 | 11.0388 | 11.0388 | 11.0388 | 11.0388 | 11.0388 | 11.0388 | 11.0388 | 11.0388 | 11.0388 | 11.0388 | 11.0388 | 11.0388 | 11.0388 | 11.0388 | 11.0388 | 11.0388 | 11.0388 | 11.0388 | 11.0388 | 11.0388
F3_Commercial_Grocery (WA)_Existing_Food Preparation_Natural Gas_Griddle_E2 | F3 | Commercial | Grocery (WA) | Existing | Food Preparation | Natural Gas | Griddle | E2 | System - kBTUs of Consumption | 9.6888 | 9.6888 | 9.6888 | 9.6888 | 9.6888 | 9.6888 | 9.6888 | 9.6888 | 9.6888 | 9.6888 | 9.6888 | 9.6888 | 9.6888 | 9.6888 | 9.6888 | 9.6888 | 9.6888 | 9.6888 | 9.6888 | 9.6888 | 9.6888 | 9.6888 | 9.6888 | 9.6888 | 9.6888 | 9.6888 | 9.6888
F3_Commercial_Grocery (WA)_Existing_Food Preparation_Natural Gas_Griddle_E3 | F3 | Commercial | Grocery (WA) | Existing | Food Preparation | Natural Gas | Griddle | E3 | System - kBTUs of Consumption | 0 | 0 | 0 | 0 | 0 | 0 | 0 | 0 | 0 | 0 | 0 | 0 | 0 | 0 | 0 | 0 | 0 | 0 | 0 | 0 | 0 | 0 | 0 | 0 | 0 | 0 | 0
F3_Commercial_Grocery (WA)_Existing_Food Preparation_Natural Gas_Griddle_E4 | F3 | Commercial | Grocery (WA) | Existing | Food Preparation | Natural Gas | Griddle | E4 | System - kBTUs of Consumption | 0 | 0 | 0 | 0 | 0 | 0 | 0 | 0 | 0 | 0 | 0 | 0 | 0 | 0 | 0 | 0 | 0 | 0 | 0 | 0 | 0 | 0 | 0 | 0 | 0 | 0 | 0
F3_Commercial_Grocery (WA)_Existing_Food Preparation_Natural Gas_Griddle_E5 | F3 | Commercial | Grocery (WA) | Existing | Food Preparation | Natural Gas | Griddle | E5 | System - kBTUs of Consumption | 0 | 0 | 0 | 0 | 0 | 0 | 0 | 0 | 0 | 0 | 0 | 0 | 0 | 0 | 0 | 0 | 0 | 0 | 0 | 0 | 0 | 0 | 0 | 0 | 0 | 0 | 0
F3_Commercial_Grocery (WA)_Existing_Food Preparation_Natural Gas_Griddle_E6 | F3 | Commercial | Grocery (WA) | Existing | Food Preparation | Natural Gas | Griddle | E6 | System - kBTUs of Consumption | 0 | 0 | 0 | 0 | 0 | 0 | 0 | 0 | 0 | 0 | 0 | 0 | 0 | 0 | 0 | 0 | 0 | 0 | 0 | 0 | 0 | 0 | 0 | 0 | 0 | 0 | 0
F3_Commercial_Grocery (WA)_Existing_Food Preparation_Natural Gas_Griddle_E7 | F3 | Commercial | Grocery (WA) | Existing | Food Preparation | Natural Gas | Griddle | E7 | System - kBTUs of Consumption | 0 | 0 | 0 | 0 | 0 | 0 | 0 | 0 | 0 | 0 | 0 | 0 | 0 | 0 | 0 | 0 | 0 | 0 | 0 | 0 | 0 | 0 | 0 | 0 | 0 | 0 | 0
F3_Commercial_Grocery (WA)_Existing_Food Preparation_Natural Gas_Griddle_E8 | F3 | Commercial | Grocery (WA) | Existing | Food Preparation | Natural Gas | Griddle | E8 | System - kBTUs of Consumption | 0 | 0 | 0 | 0 | 0 | 0 | 0 | 0 | 0 | 0 | 0 | 0 | 0 | 0 | 0 | 0 | 0 | 0 | 0 | 0 | 0 | 0 | 0 | 0 | 0 | 0 | 0
F3_Commercial_Grocery (WA)_Existing_Food Preparation_Natural Gas_Griddle_E9 | F3 | Commercial | Grocery (WA) | Existing | Food Preparation | Natural Gas | Griddle | E9 | System - kBTUs of Consumption | 0 | 0 | 0 | 0 | 0 | 0 | 0 | 0 | 0 | 0 | 0 | 0 | 0 | 0 | 0 | 0 | 0 | 0 | 0 | 0 | 0 | 0 | 0 | 0 | 0 | 0 | 0
F3_Commercial_Grocery (WA)_Existing_Food Preparation_Natural Gas_Griddle_E10 | F3 | Commercial | Grocery (WA) | Existing | Food Preparation | Natural Gas | Griddle | E10 | System - kBTUs of Consumption | 0 | 0 | 0 | 0 | 0 | 0 | 0 | 0 | 0 | 0 | 0 | 0 | 0 | 0 | 0 | 0 | 0 | 0 | 0 | 0 | 0 | 0 | 0 | 0 | 0 | 0 | 0
F4_Commercial_Grocery (WA)_Existing_Food Preparation_Natural Gas_Griddle_E1 | F4 | Commercial | Grocery (WA) | Existing | Food Preparation | Natural Gas | Griddle | E1 | Utility - Cost of Equipment | 0.017829 | 0.017829 | 0.017829 | 0.017829 | 0.017829 | 0.017829 | 0.017829 | 0.017829 | 0.017829 | 0.017829 | 0.017829 | 0.017829 | 0.017829 | 0.017829 | 0.017829 | 0.017829 | 0.017829 | 0.017829 | 0.017829 | 0.017829 | 0.017829 | 0.017829 | 0.017829 | 0.017829 | 0.017829 | 0.017829 | 0.017829
F4_Commercial_Grocery (WA)_Existing_Food Preparation_Natural Gas_Griddle_E2 | F4 | Commercial | Grocery (WA) | Existing | Food Preparation | Natural Gas | Griddle | E2 | Utility - Cost of Equipment | 0.019076 | 0.019076 | 0.019076 | 0.019076 | 0.019076 | 0.019076 | 0.019076 | 0.019076 | 0.019076 | 0.019076 | 0.019076 | 0.019076 | 0.019076 | 0.019076 | 0.019076 | 0.019076 | 0.019076 | 0.019076 | 0.019076 | 0.019076 | 0.019076 | 0.019076 | 0.019076 | 0.019076 | 0.019076 | 0.019076 | 0.019076
F4_Commercial_Grocery (WA)_Existing_Food Preparation_Natural Gas_Griddle_E3 | F4 | Commercial | Grocery (WA) | Existing | Food Preparation | Natural Gas | Griddle | E3 | Utility - Cost of Equipment | 0 | 0 | 0 | 0 | 0 | 0 | 0 | 0 | 0 | 0 | 0 | 0 | 0 | 0 | 0 | 0 | 0 | 0 | 0 | 0 | 0 | 0 | 0 | 0 | 0 | 0 | 0
F4_Commercial_Grocery (WA)_Existing_Food Preparation_Natural Gas_Griddle_E4 | F4 | Commercial | Grocery (WA) | Existing | Food Preparation | Natural Gas | Griddle | E4 | Utility - Cost of Equipment | 0 | 0 | 0 | 0 | 0 | 0 | 0 | 0 | 0 | 0 | 0 | 0 | 0 | 0 | 0 | 0 | 0 | 0 | 0 | 0 | 0 | 0 | 0 | 0 | 0 | 0 | 0
F4_Commercial_Grocery (WA)_Existing_Food Preparation_Natural Gas_Griddle_E5 | F4 | Commercial | Grocery (WA) | Existing | Food Preparation | Natural Gas | Griddle | E5 | Utility - Cost of Equipment | 0 | 0 | 0 | 0 | 0 | 0 | 0 | 0 | 0 | 0 | 0 | 0 | 0 | 0 | 0 | 0 | 0 | 0 | 0 | 0 | 0 | 0 | 0 | 0 | 0 | 0 | 0
F4_Commercial_Grocery (WA)_Existing_Food Preparation_Natural Gas_Griddle_E6 | F4 | Commercial | Grocery (WA) | Existing | Food Preparation | Natural Gas | Griddle | E6 | Utility - Cost of Equipment | 0 | 0 | 0 | 0 | 0 | 0 | 0 | 0 | 0 | 0 | 0 | 0 | 0 | 0 | 0 | 0 | 0 | 0 | 0 | 0 | 0 | 0 | 0 | 0 | 0 | 0 | 0
F4_Commercial_Grocery (WA)_Existing_Food Preparation_Natural Gas_Griddle_E7 | F4 | Commercial | Grocery (WA) | Existing | Food Preparation | Natural Gas | Griddle | E7 | Utility - Cost of Equipment | 0 | 0 | 0 | 0 | 0 | 0 | 0 | 0 | 0 | 0 | 0 | 0 | 0 | 0 | 0 | 0 | 0 | 0 | 0 | 0 | 0 | 0 | 0 | 0 | 0 | 0 | 0
F4_Commercial_Grocery (WA)_Existing_Food Preparation_Natural Gas_Griddle_E8 | F4 | Commercial | Grocery (WA) | Existing | Food Preparation | Natural Gas | Griddle | E8 | Utility - Cost of Equipment | 0 | 0 | 0 | 0 | 0 | 0 | 0 | 0 | 0 | 0 | 0 | 0 | 0 | 0 | 0 | 0 | 0 | 0 | 0 | 0 | 0 | 0 | 0 | 0 | 0 | 0 | 0
F4_Commercial_Grocery (WA)_Existing_Food Preparation_Natural Gas_Griddle_E9 | F4 | Commercial | Grocery (WA) | Existing | Food Preparation | Natural Gas | Griddle | E9 | Utility - Cost of Equipment | 0 | 0 | 0 | 0 | 0 | 0 | 0 | 0 | 0 | 0 | 0 | 0 | 0 | 0 | 0 | 0 | 0 | 0 | 0 | 0 | 0 | 0 | 0 | 0 | 0 | 0 | 0
F4_Commercial_Grocery (WA)_Existing_Food Preparation_Natural Gas_Griddle_E10 | F4 | Commercial | Grocery (WA) | Existing | Food Preparation | Natural Gas | Griddle | E10 | Utility - Cost of Equipment | 0 | 0 | 0 | 0 | 0 | 0 | 0 | 0 | 0 | 0 | 0 | 0 | 0 | 0 | 0 | 0 | 0 | 0 | 0 | 0 | 0 | 0 | 0 | 0 | 0 | 0 | 0
F5_Commercial_Grocery (WA)_Existing_Food Preparation_Natural Gas_Griddle_E1 | F5 | Commercial | Grocery (WA) | Existing | Food Preparation | Natural Gas | Griddle | E1 | Utility - Cost of Operation | 0.039287 | 0.040277 | 0.04145 | 0.042795 | 0.044315 | 0.046164 | 0.048068 | 0.049954 | 0.051769 | 0.053609 | 0.055073 | 0.056445 | 0.057919 | 0.059362 | 0.060652 | 0.061859 | 0.062942 | 0.064011 | 0.065152 | 0.066266 | 0.06741 | 0.0686 | 0.069802 | 0.071042 | 0.072304 | 0.073589 | 0.074896
F5_Commercial_Grocery (WA)_Existing_Food Preparation_Natural Gas_Griddle_E2 | F5 | Commercial | Grocery (WA) | Existing | Food Preparation | Natural Gas | Griddle | E2 | Utility - Cost of Operation | 0.034483 | 0.035352 | 0.036381 | 0.037561 | 0.038895 | 0.040519 | 0.04219 | 0.043845 | 0.045438 | 0.047053 | 0.048338 | 0.049542 | 0.050836 | 0.052102 | 0.053235 | 0.054294 | 0.055245 | 0.056183 | 0.057185 | 0.058162 | 0.059167 | 0.060211 | 0.061266 | 0.062354 | 0.063462 | 0.064589 | 0.065737
F5_Commercial_Grocery (WA)_Existing_Food Preparation_Natural Gas_Griddle_E3 | F5 | Commercial | Grocery (WA) | Existing | Food Preparation | Natural Gas | Griddle | E3 | Utility - Cost of Operation | 0 | 0 | 0 | 0 | 0 | 0 | 0 | 0 | 0 | 0 | 0 | 0 | 0 | 0 | 0 | 0 | 0 | 0 | 0 | 0 | 0 | 0 | 0 | 0 | 0 | 0 | 0
F5_Commercial_Grocery (WA)_Existing_Food Preparation_Natural Gas_Griddle_E4 | F5 | Commercial | Grocery (WA) | Existing | Food Preparation | Natural Gas | Griddle | E4 | Utility - Cost of Operation | 0 | 0 | 0 | 0 | 0 | 0 | 0 | 0 | 0 | 0 | 0 | 0 | 0 | 0 | 0 | 0 | 0 | 0 | 0 | 0 | 0 | 0 | 0 | 0 | 0 | 0 | 0
F5_Commercial_Grocery (WA)_Existing_Food Preparation_Natural Gas_Griddle_E5 | F5 | Commercial | Grocery (WA) | Existing | Food Preparation | Natural Gas | Griddle | E5 | Utility - Cost of Operation | 0 | 0 | 0 | 0 | 0 | 0 | 0 | 0 | 0 | 0 | 0 | 0 | 0 | 0 | 0 | 0 | 0 | 0 | 0 | 0 | 0 | 0 | 0 | 0 | 0 | 0 | 0
F5_Commercial_Grocery (WA)_Existing_Food Preparation_Natural Gas_Griddle_E6 | F5 | Commercial | Grocery (WA) | Existing | Food Preparation | Natural Gas | Griddle | E6 | Utility - Cost of Operation | 0 | 0 | 0 | 0 | 0 | 0 | 0 | 0 | 0 | 0 | 0 | 0 | 0 | 0 | 0 | 0 | 0 | 0 | 0 | 0 | 0 | 0 | 0 | 0 | 0 | 0 | 0
F5_Commercial_Grocery (WA)_Existing_Food Preparation_Natural Gas_Griddle_E7 | F5 | Commercial | Grocery (WA) | Existing | Food Preparation | Natural Gas | Griddle | E7 | Utility - Cost of Operation | 0 | 0 | 0 | 0 | 0 | 0 | 0 | 0 | 0 | 0 | 0 | 0 | 0 | 0 | 0 | 0 | 0 | 0 | 0 | 0 | 0 | 0 | 0 | 0 | 0 | 0 | 0
F5_Commercial_Grocery (WA)_Existing_Food Preparation_Natural Gas_Griddle_E8 | F5 | Commercial | Grocery (WA) | Existing | Food Preparation | Natural Gas | Griddle | E8 | Utility - Cost of Operation | 0 | 0 | 0 | 0 | 0 | 0 | 0 | 0 | 0 | 0 | 0 | 0 | 0 | 0 | 0 | 0 | 0 | 0 | 0 | 0 | 0 | 0 | 0 | 0 | 0 | 0 | 0
F5_Commercial_Grocery (WA)_Existing_Food Preparation_Natural Gas_Griddle_E9 | F5 | Commercial | Grocery (WA) | Existing | Food Preparation | Natural Gas | Griddle | E9 | Utility - Cost of Operation | 0 | 0 | 0 | 0 | 0 | 0 | 0 | 0 | 0 | 0 | 0 | 0 | 0 | 0 | 0 | 0 | 0 | 0 | 0 | 0 | 0 | 0 | 0 | 0 | 0 | 0 | 0
F5_Commercial_Grocery (WA)_Existing_Food Preparation_Natural Gas_Griddle_E10 | F5 | Commercial | Grocery (WA) | Existing | Food Preparation | Natural Gas | Griddle | E10 | Utility - Cost of Operation | 0 | 0 | 0 | 0 | 0 | 0 | 0 | 0 | 0 | 0 | 0 | 0 | 0 | 0 | 0 | 0 | 0 | 0 | 0 | 0 | 0 | 0 | 0 | 0 | 0 | 0 | 0
F6_Commercial_Grocery (WA)_Existing_Food Preparation_Natural Gas_Griddle_E1 | F6 | Commercial | Grocery (WA) | Existing | Food Preparation | Natural Gas | Griddle | E1 | Utility - Value of Sales | 0.046272 | 0.047146 | 0.048172 | 0.049369 | 0.050739 | 0.052449 | 0.054164 | 0.055792 | 0.057266 | 0.058695 | 0.060175 | 0.061521 | 0.062941 | 0.064285 | 0.06544 | 0.066483 | 0.067366 | 0.068209 | 0.069105 | 0.069941 | 0.070781 | 0.07203 | 0.073292 | 0.074594 | 0.07592 | 0.077268 | 0.078641
F6_Commercial_Grocery (WA)_Existing_Food Preparation_Natural Gas_Griddle_E2 | F6 | Commercial | Grocery (WA) | Existing | Food Preparation | Natural Gas | Griddle | E2 | Utility - Value of Sales | 0.040614 | 0.041381 | 0.042281 | 0.043331 | 0.044534 | 0.046035 | 0.04754 | 0.048969 | 0.050263 | 0.051517 | 0.052816 | 0.053997 | 0.055244 | 0.056423 | 0.057438 | 0.058353 | 0.059128 | 0.059867 | 0.060654 | 0.061388 | 0.062125 | 0.063221 | 0.064329 | 0.065472 | 0.066635 | 0.067819 | 0.069024
F6_Commercial_Grocery (WA)_Existing_Food Preparation_Natural Gas_Griddle_E3 | F6 | Commercial | Grocery (WA) | Existing | Food Preparation | Natural Gas | Griddle | E3 | Utility - Value of Sales | 0 | 0 | 0 | 0 | 0 | 0 | 0 | 0 | 0 | 0 | 0 | 0 | 0 | 0 | 0 | 0 | 0 | 0 | 0 | 0 | 0 | 0 | 0 | 0 | 0 | 0 | 0
F6_Commercial_Grocery (WA)_Existing_Food Preparation_Natural Gas_Griddle_E4 | F6 | Commercial | Grocery (WA) | Existing | Food Preparation | Natural Gas | Griddle | E4 | Utility - Value of Sales | 0 | 0 | 0 | 0 | 0 | 0 | 0 | 0 | 0 | 0 | 0 | 0 | 0 | 0 | 0 | 0 | 0 | 0 | 0 | 0 | 0 | 0 | 0 | 0 | 0 | 0 | 0
F6_Commercial_Grocery (WA)_Existing_Food Preparation_Natural Gas_Griddle_E5 | F6 | Commercial | Grocery (WA) | Existing | Food Preparation | Natural Gas | Griddle | E5 | Utility - Value of Sales | 0 | 0 | 0 | 0 | 0 | 0 | 0 | 0 | 0 | 0 | 0 | 0 | 0 | 0 | 0 | 0 | 0 | 0 | 0 | 0 | 0 | 0 | 0 | 0 | 0 | 0 | 0
F6_Commercial_Grocery (WA)_Existing_Food Preparation_Natural Gas_Griddle_E6 | F6 | Commercial | Grocery (WA) | Existing | Food Preparation | Natural Gas | Griddle | E6 | Utility - Value of Sales | 0 | 0 | 0 | 0 | 0 | 0 | 0 | 0 | 0 | 0 | 0 | 0 | 0 | 0 | 0 | 0 | 0 | 0 | 0 | 0 | 0 | 0 | 0 | 0 | 0 | 0 | 0
F6_Commercial_Grocery (WA)_Existing_Food Preparation_Natural Gas_Griddle_E7 | F6 | Commercial | Grocery (WA) | Existing | Food Preparation | Natural Gas | Griddle | E7 | Utility - Value of Sales | 0 | 0 | 0 | 0 | 0 | 0 | 0 | 0 | 0 | 0 | 0 | 0 | 0 | 0 | 0 | 0 | 0 | 0 | 0 | 0 | 0 | 0 | 0 | 0 | 0 | 0 | 0
F6_Commercial_Grocery (WA)_Existing_Food Preparation_Natural Gas_Griddle_E8 | F6 | Commercial | Grocery (WA) | Existing | Food Preparation | Natural Gas | Griddle | E8 | Utility - Value of Sales | 0 | 0 | 0 | 0 | 0 | 0 | 0 | 0 | 0 | 0 | 0 | 0 | 0 | 0 | 0 | 0 | 0 | 0 | 0 | 0 | 0 | 0 | 0 | 0 | 0 | 0 | 0
F6_Commercial_Grocery (WA)_Existing_Food Preparation_Natural Gas_Griddle_E9 | F6 | Commercial | Grocery (WA) | Existing | Food Preparation | Natural Gas | Griddle | E9 | Utility - Value of Sales | 0 | 0 | 0 | 0 | 0 | 0 | 0 | 0 | 0 | 0 | 0 | 0 | 0 | 0 | 0 | 0 | 0 | 0 | 0 | 0 | 0 | 0 | 0 | 0 | 0 | 0 | 0
F6_Commercial_Grocery (WA)_Existing_Food Preparation_Natural Gas_Griddle_E10 | F6 | Commercial | Grocery (WA) | Existing | Food Preparation | Natural Gas | Griddle | E10 | Utility - Value of Sales | 0 | 0 | 0 | 0 | 0 | 0 | 0 | 0 | 0 | 0 | 0 | 0 | 0 | 0 | 0 | 0 | 0 | 0 | 0 | 0 | 0 | 0 | 0 | 0 | 0 | 0 | 0
F1_Commercial_Grocery (WA)_Existing_Food Preparation_Natural Gas_Range_E1 | F1 | Commercial | Grocery (WA) | Existing | Food Preparation | Natural Gas | Range | E1 | RVT - Cost of Equipment | 0.020777 | 0.020777 | 0.020777 | 0.020777 | 0.020777 | 0.020777 | 0.020777 | 0.020777 | 0.020777 | 0.020777 | 0.020777 | 0.020777 | 0.020777 | 0.020777 | 0.020777 | 0.020777 | 0.020777 | 0.020777 | 0.020777 | 0.020777 | 0.020777 | 0.020777 | 0.020777 | 0.020777 | 0.020777 | 0.020777 | 0.020777
F1_Commercial_Grocery (WA)_Existing_Food Preparation_Natural Gas_Range_E2 | F1 | Commercial | Grocery (WA) | Existing | Food Preparation | Natural Gas | Range | E2 | RVT - Cost of Equipment | 0.022624 | 0.022624 | 0.022624 | 0.022624 | 0.022624 | 0.022624 | 0.022624 | 0.022624 | 0.022624 | 0.022624 | 0.022624 | 0.022624 | 0.022624 | 0.022624 | 0.022624 | 0.022624 | 0.022624 | 0.022624 | 0.022624 | 0.022624 | 0.022624 | 0.022624 | 0.022624 | 0.022624 | 0.022624 | 0.022624 | 0.022624
F1_Commercial_Grocery (WA)_Existing_Food Preparation_Natural Gas_Range_E3 | F1 | Commercial | Grocery (WA) | Existing | Food Preparation | Natural Gas | Range | E3 | RVT - Cost of Equipment | 0 | 0 | 0 | 0 | 0 | 0 | 0 | 0 | 0 | 0 | 0 | 0 | 0 | 0 | 0 | 0 | 0 | 0 | 0 | 0 | 0 | 0 | 0 | 0 | 0 | 0 | 0
F1_Commercial_Grocery (WA)_Existing_Food Preparation_Natural Gas_Range_E4 | F1 | Commercial | Grocery (WA) | Existing | Food Preparation | Natural Gas | Range | E4 | RVT - Cost of Equipment | 0 | 0 | 0 | 0 | 0 | 0 | 0 | 0 | 0 | 0 | 0 | 0 | 0 | 0 | 0 | 0 | 0 | 0 | 0 | 0 | 0 | 0 | 0 | 0 | 0 | 0 | 0
F1_Commercial_Grocery (WA)_Existing_Food Preparation_Natural Gas_Range_E5 | F1 | Commercial | Grocery (WA) | Existing | Food Preparation | Natural Gas | Range | E5 | RVT - Cost of Equipment | 0 | 0 | 0 | 0 | 0 | 0 | 0 | 0 | 0 | 0 | 0 | 0 | 0 | 0 | 0 | 0 | 0 | 0 | 0 | 0 | 0 | 0 | 0 | 0 | 0 | 0 | 0
F1_Commercial_Grocery (WA)_Existing_Food Preparation_Natural Gas_Range_E6 | F1 | Commercial | Grocery (WA) | Existing | Food Preparation | Natural Gas | Range | E6 | RVT - Cost of Equipment | 0 | 0 | 0 | 0 | 0 | 0 | 0 | 0 | 0 | 0 | 0 | 0 | 0 | 0 | 0 | 0 | 0 | 0 | 0 | 0 | 0 | 0 | 0 | 0 | 0 | 0 | 0
F1_Commercial_Grocery (WA)_Existing_Food Preparation_Natural Gas_Range_E7 | F1 | Commercial | Grocery (WA) | Existing | Food Preparation | Natural Gas | Range | E7 | RVT - Cost of Equipment | 0 | 0 | 0 | 0 | 0 | 0 | 0 | 0 | 0 | 0 | 0 | 0 | 0 | 0 | 0 | 0 | 0 | 0 | 0 | 0 | 0 | 0 | 0 | 0 | 0 | 0 | 0
F1_Commercial_Grocery (WA)_Existing_Food Preparation_Natural Gas_Range_E8 | F1 | Commercial | Grocery (WA) | Existing | Food Preparation | Natural Gas | Range | E8 | RVT - Cost of Equipment | 0 | 0 | 0 | 0 | 0 | 0 | 0 | 0 | 0 | 0 | 0 | 0 | 0 | 0 | 0 | 0 | 0 | 0 | 0 | 0 | 0 | 0 | 0 | 0 | 0 | 0 | 0
F1_Commercial_Grocery (WA)_Existing_Food Preparation_Natural Gas_Range_E9 | F1 | Commercial | Grocery (WA) | Existing | Food Preparation | Natural Gas | Range | E9 | RVT - Cost of Equipment | 0 | 0 | 0 | 0 | 0 | 0 | 0 | 0 | 0 | 0 | 0 | 0 | 0 | 0 | 0 | 0 | 0 | 0 | 0 | 0 | 0 | 0 | 0 | 0 | 0 | 0 | 0
F1_Commercial_Grocery (WA)_Existing_Food Preparation_Natural Gas_Range_E10 | F1 | Commercial | Grocery (WA) | Existing | Food Preparation | Natural Gas | Range | E10 | RVT - Cost of Equipment | 0 | 0 | 0 | 0 | 0 | 0 | 0 | 0 | 0 | 0 | 0 | 0 | 0 | 0 | 0 | 0 | 0 | 0 | 0 | 0 | 0 | 0 | 0 | 0 | 0 | 0 | 0
F2_Commercial_Grocery (WA)_Existing_Food Preparation_Natural Gas_Range_E1 | F2 | Commercial | Grocery (WA) | Existing | Food Preparation | Natural Gas | Range | E1 | RVT - Cost of Operation | 0.061554 | 0.062579 | 0.063827 | 0.065345 | 0.06715 | 0.069537 | 0.071985 | 0.074353 | 0.076533 | 0.078626 | 0.080776 | 0.082697 | 0.084701 | 0.086552 | 0.088112 | 0.089494 | 0.090628 | 0.091696 | 0.092842 | 0.093894 | 0.094945 | 0.096619 | 0.098309 | 0.10006 | 0.10183 | 0.10364 | 0.10548
F2_Commercial_Grocery (WA)_Existing_Food Preparation_Natural Gas_Range_E2 | F2 | Commercial | Grocery (WA) | Existing | Food Preparation | Natural Gas | Range | E2 | RVT - Cost of Operation | 0.030777 | 0.031289 | 0.031914 | 0.032672 | 0.033575 | 0.034768 | 0.035992 | 0.037176 | 0.038266 | 0.039313 | 0.040388 | 0.041349 | 0.04235 | 0.043276 | 0.044056 | 0.044747 | 0.045314 | 0.045848 | 0.046421 | 0.046947 | 0.047473 | 0.04831 | 0.049155 | 0.050028 | 0.050917 | 0.051821 | 0.052742
F2_Commercial_Grocery (WA)_Existing_Food Preparation_Natural Gas_Range_E3 | F2 | Commercial | Grocery (WA) | Existing | Food Preparation | Natural Gas | Range | E3 | RVT - Cost of Operation | 0 | 0 | 0 | 0 | 0 | 0 | 0 | 0 | 0 | 0 | 0 | 0 | 0 | 0 | 0 | 0 | 0 | 0 | 0 | 0 | 0 | 0 | 0 | 0 | 0 | 0 | 0
F2_Commercial_Grocery (WA)_Existing_Food Preparation_Natural Gas_Range_E4 | F2 | Commercial | Grocery (WA) | Existing | Food Preparation | Natural Gas | Range | E4 | RVT - Cost of Operation | 0 | 0 | 0 | 0 | 0 | 0 | 0 | 0 | 0 | 0 | 0 | 0 | 0 | 0 | 0 | 0 | 0 | 0 | 0 | 0 | 0 | 0 | 0 | 0 | 0 | 0 | 0
F2_Commercial_Grocery (WA)_Existing_Food Preparation_Natural Gas_Range_E5 | F2 | Commercial | Grocery (WA) | Existing | Food Preparation | Natural Gas | Range | E5 | RVT - Cost of Operation | 0 | 0 | 0 | 0 | 0 | 0 | 0 | 0 | 0 | 0 | 0 | 0 | 0 | 0 | 0 | 0 | 0 | 0 | 0 | 0 | 0 | 0 | 0 | 0 | 0 | 0 | 0
F2_Commercial_Grocery (WA)_Existing_Food Preparation_Natural Gas_Range_E6 | F2 | Commercial | Grocery (WA) | Existing | Food Preparation | Natural Gas | Range | E6 | RVT - Cost of Operation | 0 | 0 | 0 | 0 | 0 | 0 | 0 | 0 | 0 | 0 | 0 | 0 | 0 | 0 | 0 | 0 | 0 | 0 | 0 | 0 | 0 | 0 | 0 | 0 | 0 | 0 | 0
F2_Commercial_Grocery (WA)_Existing_Food Preparation_Natural Gas_Range_E7 | F2 | Commercial | Grocery (WA) | Existing | Food Preparation | Natural Gas | Range | E7 | RVT - Cost of Operation | 0 | 0 | 0 | 0 | 0 | 0 | 0 | 0 | 0 | 0 | 0 | 0 | 0 | 0 | 0 | 0 | 0 | 0 | 0 | 0 | 0 | 0 | 0 | 0 | 0 | 0 | 0
F2_Commercial_Grocery (WA)_Existing_Food Preparation_Natural Gas_Range_E8 | F2 | Commercial | Grocery (WA) | Existing | Food Preparation | Natural Gas | Range | E8 | RVT - Cost of Operation | 0 | 0 | 0 | 0 | 0 | 0 | 0 | 0 | 0 | 0 | 0 | 0 | 0 | 0 | 0 | 0 | 0 | 0 | 0 | 0 | 0 | 0 | 0 | 0 | 0 | 0 | 0
F2_Commercial_Grocery (WA)_Existing_Food Preparation_Natural Gas_Range_E9 | F2 | Commercial | Grocery (WA) | Existing | Food Preparation | Natural Gas | Range | E9 | RVT - Cost of Operation | 0 | 0 | 0 | 0 | 0 | 0 | 0 | 0 | 0 | 0 | 0 | 0 | 0 | 0 | 0 | 0 | 0 | 0 | 0 | 0 | 0 | 0 | 0 | 0 | 0 | 0 | 0
F2_Commercial_Grocery (WA)_Existing_Food Preparation_Natural Gas_Range_E10 | F2 | Commercial | Grocery (WA) | Existing | Food Preparation | Natural Gas | Range | E10 | RVT - Cost of Operation | 0 | 0 | 0 | 0 | 0 | 0 | 0 | 0 | 0 | 0 | 0 | 0 | 0 | 0 | 0 | 0 | 0 | 0 | 0 | 0 | 0 | 0 | 0 | 0 | 0 | 0 | 0
F3_Commercial_Grocery (WA)_Existing_Food Preparation_Natural Gas_Range_E1 | F3 | Commercial | Grocery (WA) | Existing | Food Preparation | Natural Gas | Range | E1 | System - kBTUs of Consumption | 14.9201 | 14.9201 | 14.9201 | 14.9201 | 14.9201 | 14.9201 | 14.9201 | 14.9201 | 14.9201 | 14.9201 | 14.9201 | 14.9201 | 14.9201 | 14.9201 | 14.9201 | 14.9201 | 14.9201 | 14.9201 | 14.9201 | 14.9201 | 14.9201 | 14.9201 | 14.9201 | 14.9201 | 14.9201 | 14.9201 | 14.9201
F3_Commercial_Grocery (WA)_Existing_Food Preparation_Natural Gas_Range_E2 | F3 | Commercial | Grocery (WA) | Existing | Food Preparation | Natural Gas | Range | E2 | System - kBTUs of Consumption | 7.4601 | 7.4601 | 7.4601 | 7.4601 | 7.4601 | 7.4601 | 7.4601 | 7.4601 | 7.4601 | 7.4601 | 7.4601 | 7.4601 | 7.4601 | 7.4601 | 7.4601 | 7.4601 | 7.4601 | 7.4601 | 7.4601 | 7.4601 | 7.4601 | 7.4601 | 7.4601 | 7.4601 | 7.4601 | 7.4601 | 7.4601
F3_Commercial_Grocery (WA)_Existing_Food Preparation_Natural Gas_Range_E3 | F3 | Commercial | Grocery (WA) | Existing | Food Preparation | Natural Gas | Range | E3 | System - kBTUs of Consumption | 0 | 0 | 0 | 0 | 0 | 0 | 0 | 0 | 0 | 0 | 0 | 0 | 0 | 0 | 0 | 0 | 0 | 0 | 0 | 0 | 0 | 0 | 0 | 0 | 0 | 0 | 0
F3_Commercial_Grocery (WA)_Existing_Food Preparation_Natural Gas_Range_E4 | F3 | Commercial | Grocery (WA) | Existing | Food Preparation | Natural Gas | Range | E4 | System - kBTUs of Consumption | 0 | 0 | 0 | 0 | 0 | 0 | 0 | 0 | 0 | 0 | 0 | 0 | 0 | 0 | 0 | 0 | 0 | 0 | 0 | 0 | 0 | 0 | 0 | 0 | 0 | 0 | 0
F3_Commercial_Grocery (WA)_Existing_Food Preparation_Natural Gas_Range_E5 | F3 | Commercial | Grocery (WA) | Existing | Food Preparation | Natural Gas | Range | E5 | System - kBTUs of Consumption | 0 | 0 | 0 | 0 | 0 | 0 | 0 | 0 | 0 | 0 | 0 | 0 | 0 | 0 | 0 | 0 | 0 | 0 | 0 | 0 | 0 | 0 | 0 | 0 | 0 | 0 | 0
F3_Commercial_Grocery (WA)_Existing_Food Preparation_Natural Gas_Range_E6 | F3 | Commercial | Grocery (WA) | Existing | Food Preparation | Natural Gas | Range | E6 | System - kBTUs of Consumption | 0 | 0 | 0 | 0 | 0 | 0 | 0 | 0 | 0 | 0 | 0 | 0 | 0 | 0 | 0 | 0 | 0 | 0 | 0 | 0 | 0 | 0 | 0 | 0 | 0 | 0 | 0
F3_Commercial_Grocery (WA)_Existing_Food Preparation_Natural Gas_Range_E7 | F3 | Commercial | Grocery (WA) | Existing | Food Preparation | Natural Gas | Range | E7 | System - kBTUs of Consumption | 0 | 0 | 0 | 0 | 0 | 0 | 0 | 0 | 0 | 0 | 0 | 0 | 0 | 0 | 0 | 0 | 0 | 0 | 0 | 0 | 0 | 0 | 0 | 0 | 0 | 0 | 0
F3_Commercial_Grocery (WA)_Existing_Food Preparation_Natural Gas_Range_E8 | F3 | Commercial | Grocery (WA) | Existing | Food Preparation | Natural Gas | Range | E8 | System - kBTUs of Consumption | 0 | 0 | 0 | 0 | 0 | 0 | 0 | 0 | 0 | 0 | 0 | 0 | 0 | 0 | 0 | 0 | 0 | 0 | 0 | 0 | 0 | 0 | 0 | 0 | 0 | 0 | 0
F3_Commercial_Grocery (WA)_Existing_Food Preparation_Natural Gas_Range_E9 | F3 | Commercial | Grocery (WA) | Existing | Food Preparation | Natural Gas | Range | E9 | System - kBTUs of Consumption | 0 | 0 | 0 | 0 | 0 | 0 | 0 | 0 | 0 | 0 | 0 | 0 | 0 | 0 | 0 | 0 | 0 | 0 | 0 | 0 | 0 | 0 | 0 | 0 | 0 | 0 | 0
F3_Commercial_Grocery (WA)_Existing_Food Preparation_Natural Gas_Range_E10 | F3 | Commercial | Grocery (WA) | Existing | Food Preparation | Natural Gas | Range | E10 | System - kBTUs of Consumption | 0 | 0 | 0 | 0 | 0 | 0 | 0 | 0 | 0 | 0 | 0 | 0 | 0 | 0 | 0 | 0 | 0 | 0 | 0 | 0 | 0 | 0 | 0 | 0 | 0 | 0 | 0
F4_Commercial_Grocery (WA)_Existing_Food Preparation_Natural Gas_Range_E1 | F4 | Commercial | Grocery (WA) | Existing | Food Preparation | Natural Gas | Range | E1 | Utility - Cost of Equipment | 0.020777 | 0.020777 | 0.020777 | 0.020777 | 0.020777 | 0.020777 | 0.020777 | 0.020777 | 0.020777 | 0.020777 | 0.020777 | 0.020777 | 0.020777 | 0.020777 | 0.020777 | 0.020777 | 0.020777 | 0.020777 | 0.020777 | 0.020777 | 0.020777 | 0.020777 | 0.020777 | 0.020777 | 0.020777 | 0.020777 | 0.020777
F4_Commercial_Grocery (WA)_Existing_Food Preparation_Natural Gas_Range_E2 | F4 | Commercial | Grocery (WA) | Existing | Food Preparation | Natural Gas | Range | E2 | Utility - Cost of Equipment | 0.022624 | 0.022624 | 0.022624 | 0.022624 | 0.022624 | 0.022624 | 0.022624 | 0.022624 | 0.022624 | 0.022624 | 0.022624 | 0.022624 | 0.022624 | 0.022624 | 0.022624 | 0.022624 | 0.022624 | 0.022624 | 0.022624 | 0.022624 | 0.022624 | 0.022624 | 0.022624 | 0.022624 | 0.022624 | 0.022624 | 0.022624
F4_Commercial_Grocery (WA)_Existing_Food Preparation_Natural Gas_Range_E3 | F4 | Commercial | Grocery (WA) | Existing | Food Preparation | Natural Gas | Range | E3 | Utility - Cost of Equipment | 0 | 0 | 0 | 0 | 0 | 0 | 0 | 0 | 0 | 0 | 0 | 0 | 0 | 0 | 0 | 0 | 0 | 0 | 0 | 0 | 0 | 0 | 0 | 0 | 0 | 0 | 0
F4_Commercial_Grocery (WA)_Existing_Food Preparation_Natural Gas_Range_E4 | F4 | Commercial | Grocery (WA) | Existing | Food Preparation | Natural Gas | Range | E4 | Utility - Cost of Equipment | 0 | 0 | 0 | 0 | 0 | 0 | 0 | 0 | 0 | 0 | 0 | 0 | 0 | 0 | 0 | 0 | 0 | 0 | 0 | 0 | 0 | 0 | 0 | 0 | 0 | 0 | 0
F4_Commercial_Grocery (WA)_Existing_Food Preparation_Natural Gas_Range_E5 | F4 | Commercial | Grocery (WA) | Existing | Food Preparation | Natural Gas | Range | E5 | Utility - Cost of Equipment | 0 | 0 | 0 | 0 | 0 | 0 | 0 | 0 | 0 | 0 | 0 | 0 | 0 | 0 | 0 | 0 | 0 | 0 | 0 | 0 | 0 | 0 | 0 | 0 | 0 | 0 | 0
F4_Commercial_Grocery (WA)_Existing_Food Preparation_Natural Gas_Range_E6 | F4 | Commercial | Grocery (WA) | Existing | Food Preparation | Natural Gas | Range | E6 | Utility - Cost of Equipment | 0 | 0 | 0 | 0 | 0 | 0 | 0 | 0 | 0 | 0 | 0 | 0 | 0 | 0 | 0 | 0 | 0 | 0 | 0 | 0 | 0 | 0 | 0 | 0 | 0 | 0 | 0
F4_Commercial_Grocery (WA)_Existing_Food Preparation_Natural Gas_Range_E7 | F4 | Commercial | Grocery (WA) | Existing | Food Preparation | Natural Gas | Range | E7 | Utility - Cost of Equipment | 0 | 0 | 0 | 0 | 0 | 0 | 0 | 0 | 0 | 0 | 0 | 0 | 0 | 0 | 0 | 0 | 0 | 0 | 0 | 0 | 0 | 0 | 0 | 0 | 0 | 0 | 0
F4_Commercial_Grocery (WA)_Existing_Food Preparation_Natural Gas_Range_E8 | F4 | Commercial | Grocery (WA) | Existing | Food Preparation | Natural Gas | Range | E8 | Utility - Cost of Equipment | 0 | 0 | 0 | 0 | 0 | 0 | 0 | 0 | 0 | 0 | 0 | 0 | 0 | 0 | 0 | 0 | 0 | 0 | 0 | 0 | 0 | 0 | 0 | 0 | 0 | 0 | 0
F4_Commercial_Grocery (WA)_Existing_Food Preparation_Natural Gas_Range_E9 | F4 | Commercial | Grocery (WA) | Existing | Food Preparation | Natural Gas | Range | E9 | Utility - Cost of Equipment | 0 | 0 | 0 | 0 | 0 | 0 | 0 | 0 | 0 | 0 | 0 | 0 | 0 | 0 | 0 | 0 | 0 | 0 | 0 | 0 | 0 | 0 | 0 | 0 | 0 | 0 | 0
F4_Commercial_Grocery (WA)_Existing_Food Preparation_Natural Gas_Range_E10 | F4 | Commercial | Grocery (WA) | Existing | Food Preparation | Natural Gas | Range | E10 | Utility - Cost of Equipment | 0 | 0 | 0 | 0 | 0 | 0 | 0 | 0 | 0 | 0 | 0 | 0 | 0 | 0 | 0 | 0 | 0 | 0 | 0 | 0 | 0 | 0 | 0 | 0 | 0 | 0 | 0
F5_Commercial_Grocery (WA)_Existing_Food Preparation_Natural Gas_Range_E1 | F5 | Commercial | Grocery (WA) | Existing | Food Preparation | Natural Gas | Range | E1 | Utility - Cost of Operation | 0.051744 | 0.052939 | 0.054442 | 0.056214 | 0.058276 | 0.060875 | 0.063583 | 0.066283 | 0.068887 | 0.071527 | 0.073587 | 0.075504 | 0.07757 | 0.079583 | 0.081359 | 0.083002 | 0.084452 | 0.085877 | 0.08741 | 0.088896 | 0.090424 | 0.092018 | 0.093628 | 0.095291 | 0.096984 | 0.098707 | 0.10046
F5_Commercial_Grocery (WA)_Existing_Food Preparation_Natural Gas_Range_E2 | F5 | Commercial | Grocery (WA) | Existing | Food Preparation | Natural Gas | Range | E2 | Utility - Cost of Operation | 0.025872 | 0.026469 | 0.027221 | 0.028107 | 0.029138 | 0.030438 | 0.031792 | 0.033141 | 0.034444 | 0.035764 | 0.036794 | 0.037752 | 0.038785 | 0.039792 | 0.040679 | 0.041501 | 0.042226 | 0.042939 | 0.043705 | 0.044448 | 0.045212 | 0.046009 | 0.046814 | 0.047646 | 0.048492 | 0.049354 | 0.05023
F5_Commercial_Grocery (WA)_Existing_Food Preparation_Natural Gas_Range_E3 | F5 | Commercial | Grocery (WA) | Existing | Food Preparation | Natural Gas | Range | E3 | Utility - Cost of Operation | 0 | 0 | 0 | 0 | 0 | 0 | 0 | 0 | 0 | 0 | 0 | 0 | 0 | 0 | 0 | 0 | 0 | 0 | 0 | 0 | 0 | 0 | 0 | 0 | 0 | 0 | 0
F5_Commercial_Grocery (WA)_Existing_Food Preparation_Natural Gas_Range_E4 | F5 | Commercial | Grocery (WA) | Existing | Food Preparation | Natural Gas | Range | E4 | Utility - Cost of Operation | 0 | 0 | 0 | 0 | 0 | 0 | 0 | 0 | 0 | 0 | 0 | 0 | 0 | 0 | 0 | 0 | 0 | 0 | 0 | 0 | 0 | 0 | 0 | 0 | 0 | 0 | 0
F5_Commercial_Grocery (WA)_Existing_Food Preparation_Natural Gas_Range_E5 | F5 | Commercial | Grocery (WA) | Existing | Food Preparation | Natural Gas | Range | E5 | Utility - Cost of Operation | 0 | 0 | 0 | 0 | 0 | 0 | 0 | 0 | 0 | 0 | 0 | 0 | 0 | 0 | 0 | 0 | 0 | 0 | 0 | 0 | 0 | 0 | 0 | 0 | 0 | 0 | 0
F5_Commercial_Grocery (WA)_Existing_Food Preparation_Natural Gas_Range_E6 | F5 | Commercial | Grocery (WA) | Existing | Food Preparation | Natural Gas | Range | E6 | Utility - Cost of Operation | 0 | 0 | 0 | 0 | 0 | 0 | 0 | 0 | 0 | 0 | 0 | 0 | 0 | 0 | 0 | 0 | 0 | 0 | 0 | 0 | 0 | 0 | 0 | 0 | 0 | 0 | 0
F5_Commercial_Grocery (WA)_Existing_Food Preparation_Natural Gas_Range_E7 | F5 | Commercial | Grocery (WA) | Existing | Food Preparation | Natural Gas | Range | E7 | Utility - Cost of Operation | 0 | 0 | 0 | 0 | 0 | 0 | 0 | 0 | 0 | 0 | 0 | 0 | 0 | 0 | 0 | 0 | 0 | 0 | 0 | 0 | 0 | 0 | 0 | 0 | 0 | 0 | 0
F5_Commercial_Grocery (WA)_Existing_Food Preparation_Natural Gas_Range_E8 | F5 | Commercial | Grocery (WA) | Existing | Food Preparation | Natural Gas | Range | E8 | Utility - Cost of Operation | 0 | 0 | 0 | 0 | 0 | 0 | 0 | 0 | 0 | 0 | 0 | 0 | 0 | 0 | 0 | 0 | 0 | 0 | 0 | 0 | 0 | 0 | 0 | 0 | 0 | 0 | 0
F5_Commercial_Grocery (WA)_Existing_Food Preparation_Natural Gas_Range_E9 | F5 | Commercial | Grocery (WA) | Existing | Food Preparation | Natural Gas | Range | E9 | Utility - Cost of Operation | 0 | 0 | 0 | 0 | 0 | 0 | 0 | 0 | 0 | 0 | 0 | 0 | 0 | 0 | 0 | 0 | 0 | 0 | 0 | 0 | 0 | 0 | 0 | 0 | 0 | 0 | 0
F5_Commercial_Grocery (WA)_Existing_Food Preparation_Natural Gas_Range_E10 | F5 | Commercial | Grocery (WA) | Existing | Food Preparation | Natural Gas | Range | E10 | Utility - Cost of Operation | 0 | 0 | 0 | 0 | 0 | 0 | 0 | 0 | 0 | 0 | 0 | 0 | 0 | 0 | 0 | 0 | 0 | 0 | 0 | 0 | 0 | 0 | 0 | 0 | 0 | 0 | 0
F6_Commercial_Grocery (WA)_Existing_Food Preparation_Natural Gas_Range_E1 | F6 | Commercial | Grocery (WA) | Existing | Food Preparation | Natural Gas | Range | E1 | Utility - Value of Sales | 0.061554 | 0.062579 | 0.063827 | 0.065345 | 0.06715 | 0.069537 | 0.071985 | 0.074353 | 0.076533 | 0.078626 | 0.080776 | 0.082697 | 0.084701 | 0.086552 | 0.088112 | 0.089494 | 0.090628 | 0.091696 | 0.092842 | 0.093894 | 0.094945 | 0.096619 | 0.098309 | 0.10006 | 0.10183 | 0.10364 | 0.10548
F6_Commercial_Grocery (WA)_Existing_Food Preparation_Natural Gas_Range_E2 | F6 | Commercial | Grocery (WA) | Existing | Food Preparation | Natural Gas | Range | E2 | Utility - Value of Sales | 0.030777 | 0.031289 | 0.031914 | 0.032672 | 0.033575 | 0.034768 | 0.035992 | 0.037176 | 0.038266 | 0.039313 | 0.040388 | 0.041349 | 0.04235 | 0.043276 | 0.044056 | 0.044747 | 0.045314 | 0.045848 | 0.046421 | 0.046947 | 0.047473 | 0.04831 | 0.049155 | 0.050028 | 0.050917 | 0.051821 | 0.052742
F6_Commercial_Grocery (WA)_Existing_Food Preparation_Natural Gas_Range_E3 | F6 | Commercial | Grocery (WA) | Existing | Food Preparation | Natural Gas | Range | E3 | Utility - Value of Sales | 0 | 0 | 0 | 0 | 0 | 0 | 0 | 0 | 0 | 0 | 0 | 0 | 0 | 0 | 0 | 0 | 0 | 0 | 0 | 0 | 0 | 0 | 0 | 0 | 0 | 0 | 0
F6_Commercial_Grocery (WA)_Existing_Food Preparation_Natural Gas_Range_E4 | F6 | Commercial | Grocery (WA) | Existing | Food Preparation | Natural Gas | Range | E4 | Utility - Value of Sales | 0 | 0 | 0 | 0 | 0 | 0 | 0 | 0 | 0 | 0 | 0 | 0 | 0 | 0 | 0 | 0 | 0 | 0 | 0 | 0 | 0 | 0 | 0 | 0 | 0 | 0 | 0
F6_Commercial_Grocery (WA)_Existing_Food Preparation_Natural Gas_Range_E5 | F6 | Commercial | Grocery (WA) | Existing | Food Preparation | Natural Gas | Range | E5 | Utility - Value of Sales | 0 | 0 | 0 | 0 | 0 | 0 | 0 | 0 | 0 | 0 | 0 | 0 | 0 | 0 | 0 | 0 | 0 | 0 | 0 | 0 | 0 | 0 | 0 | 0 | 0 | 0 | 0
F6_Commercial_Grocery (WA)_Existing_Food Preparation_Natural Gas_Range_E6 | F6 | Commercial | Grocery (WA) | Existing | Food Preparation | Natural Gas | Range | E6 | Utility - Value of Sales | 0 | 0 | 0 | 0 | 0 | 0 | 0 | 0 | 0 | 0 | 0 | 0 | 0 | 0 | 0 | 0 | 0 | 0 | 0 | 0 | 0 | 0 | 0 | 0 | 0 | 0 | 0
F6_Commercial_Grocery (WA)_Existing_Food Preparation_Natural Gas_Range_E7 | F6 | Commercial | Grocery (WA) | Existing | Food Preparation | Natural Gas | Range | E7 | Utility - Value of Sales | 0 | 0 | 0 | 0 | 0 | 0 | 0 | 0 | 0 | 0 | 0 | 0 | 0 | 0 | 0 | 0 | 0 | 0 | 0 | 0 | 0 | 0 | 0 | 0 | 0 | 0 | 0
F6_Commercial_Grocery (WA)_Existing_Food Preparation_Natural Gas_Range_E8 | F6 | Commercial | Grocery (WA) | Existing | Food Preparation | Natural Gas | Range | E8 | Utility - Value of Sales | 0 | 0 | 0 | 0 | 0 | 0 | 0 | 0 | 0 | 0 | 0 | 0 | 0 | 0 | 0 | 0 | 0 | 0 | 0 | 0 | 0 | 0 | 0 | 0 | 0 | 0 | 0
F6_Commercial_Grocery (WA)_Existing_Food Preparation_Natural Gas_Range_E9 | F6 | Commercial | Grocery (WA) | Existing | Food Preparation | Natural Gas | Range | E9 | Utility - Value of Sales | 0 | 0 | 0 | 0 | 0 | 0 | 0 | 0 | 0 | 0 | 0 | 0 | 0 | 0 | 0 | 0 | 0 | 0 | 0 | 0 | 0 | 0 | 0 | 0 | 0 | 0 | 0
F6_Commercial_Grocery (WA)_Existing_Food Preparation_Natural Gas_Range_E10 | F6 | Commercial | Grocery (WA) | Existing | Food Preparation | Natural Gas | Range | E10 | Utility - Value of Sales | 0 | 0 | 0 | 0 | 0 | 0 | 0 | 0 | 0 | 0 | 0 | 0 | 0 | 0 | 0 | 0 | 0 | 0 | 0 | 0 | 0 | 0 | 0 | 0 | 0 | 0 | 0
F1_Commercial_Grocery (WA)_Existing_Food Preparation_Natural Gas_Steamer_E1 | F1 | Commercial | Grocery (WA) | Existing | Food Preparation | Natural Gas | Steamer | E1 | RVT - Cost of Equipment | 0.0041012 | 0.0041012 | 0.0041012 | 0.0041012 | 0.0041012 | 0.0041012 | 0.0041012 | 0.0041012 | 0.0041012 | 0.0041012 | 0.0041012 | 0.0041012 | 0.0041012 | 0.0041012 | 0.0041012 | 0.0041012 | 0.0041012 | 0.0041012 | 0.0041012 | 0.0041012 | 0.0041012 | 0.0041012 | 0.0041012 | 0.0041012 | 0.0041012 | 0.0041012 | 0.0041012
F1_Commercial_Grocery (WA)_Existing_Food Preparation_Natural Gas_Steamer_E2 | F1 | Commercial | Grocery (WA) | Existing | Food Preparation | Natural Gas | Steamer | E2 | RVT - Cost of Equipment | 0.0044067 | 0.0044067 | 0.0044067 | 0.0044067 | 0.0044067 | 0.0044067 | 0.0044067 | 0.0044067 | 0.0044067 | 0.0044067 | 0.0044067 | 0.0044067 | 0.0044067 | 0.0044067 | 0.0044067 | 0.0044067 | 0.0044067 | 0.0044067 | 0.0044067 | 0.0044067 | 0.0044067 | 0.0044067 | 0.0044067 | 0.0044067 | 0.0044067 | 0.0044067 | 0.0044067
F1_Commercial_Grocery (WA)_Existing_Food Preparation_Natural Gas_Steamer_E3 | F1 | Commercial | Grocery (WA) | Existing | Food Preparation | Natural Gas | Steamer | E3 | RVT - Cost of Equipment | 0 | 0 | 0 | 0 | 0 | 0 | 0 | 0 | 0 | 0 | 0 | 0 | 0 | 0 | 0 | 0 | 0 | 0 | 0 | 0 | 0 | 0 | 0 | 0 | 0 | 0 | 0
F1_Commercial_Grocery (WA)_Existing_Food Preparation_Natural Gas_Steamer_E4 | F1 | Commercial | Grocery (WA) | Existing | Food Preparation | Natural Gas | Steamer | E4 | RVT - Cost of Equipment | 0 | 0 | 0 | 0 | 0 | 0 | 0 | 0 | 0 | 0 | 0 | 0 | 0 | 0 | 0 | 0 | 0 | 0 | 0 | 0 | 0 | 0 | 0 | 0 | 0 | 0 | 0
F1_Commercial_Grocery (WA)_Existing_Food Preparation_Natural Gas_Steamer_E5 | F1 | Commercial | Grocery (WA) | Existing | Food Preparation | Natural Gas | Steamer | E5 | RVT - Cost of Equipment | 0 | 0 | 0 | 0 | 0 | 0 | 0 | 0 | 0 | 0 | 0 | 0 | 0 | 0 | 0 | 0 | 0 | 0 | 0 | 0 | 0 | 0 | 0 | 0 | 0 | 0 | 0
F1_Commercial_Grocery (WA)_Existing_Food Preparation_Natural Gas_Steamer_E6 | F1 | Commercial | Grocery (WA) | Existing | Food Preparation | Natural Gas | Steamer | E6 | RVT - Cost of Equipment | 0 | 0 | 0 | 0 | 0 | 0 | 0 | 0 | 0 | 0 | 0 | 0 | 0 | 0 | 0 | 0 | 0 | 0 | 0 | 0 | 0 | 0 | 0 | 0 | 0 | 0 | 0
F1_Commercial_Grocery (WA)_Existing_Food Preparation_Natural Gas_Steamer_E7 | F1 | Commercial | Grocery (WA) | Existing | Food Preparation | Natural Gas | Steamer | E7 | RVT - Cost of Equipment | 0 | 0 | 0 | 0 | 0 | 0 | 0 | 0 | 0 | 0 | 0 | 0 | 0 | 0 | 0 | 0 | 0 | 0 | 0 | 0 | 0 | 0 | 0 | 0 | 0 | 0 | 0
F1_Commercial_Grocery (WA)_Existing_Food Preparation_Natural Gas_Steamer_E8 | F1 | Commercial | Grocery (WA) | Existing | Food Preparation | Natural Gas | Steamer | E8 | RVT - Cost of Equipment | 0 | 0 | 0 | 0 | 0 | 0 | 0 | 0 | 0 | 0 | 0 | 0 | 0 | 0 | 0 | 0 | 0 | 0 | 0 | 0 | 0 | 0 | 0 | 0 | 0 | 0 | 0
F1_Commercial_Grocery (WA)_Existing_Food Preparation_Natural Gas_Steamer_E9 | F1 | Commercial | Grocery (WA) | Existing | Food Preparation | Natural Gas | Steamer | E9 | RVT - Cost of Equipment | 0 | 0 | 0 | 0 | 0 | 0 | 0 | 0 | 0 | 0 | 0 | 0 | 0 | 0 | 0 | 0 | 0 | 0 | 0 | 0 | 0 | 0 | 0 | 0 | 0 | 0 | 0
F1_Commercial_Grocery (WA)_Existing_Food Preparation_Natural Gas_Steamer_E10 | F1 | Commercial | Grocery (WA) | Existing | Food Preparation | Natural Gas | Steamer | E10 | RVT - Cost of Equipment | 0 | 0 | 0 | 0 | 0 | 0 | 0 | 0 | 0 | 0 | 0 | 0 | 0 | 0 | 0 | 0 | 0 | 0 | 0 | 0 | 0 | 0 | 0 | 0 | 0 | 0 | 0
F2_Commercial_Grocery (WA)_Existing_Food Preparation_Natural Gas_Steamer_E1 | F2 | Commercial | Grocery (WA) | Existing | Food Preparation | Natural Gas | Steamer | E1 | RVT - Cost of Operation | 0.085731 | 0.08735 | 0.089251 | 0.091467 | 0.094006 | 0.097174 | 0.10035 | 0.10337 | 0.1061 | 0.10875 | 0.11149 | 0.11398 | 0.11661 | 0.1191 | 0.12124 | 0.12318 | 0.12481 | 0.12637 | 0.12803 | 0.12958 | 0.13114 | 0.13345 | 0.13579 | 0.1382 | 0.14066 | 0.14316 | 0.1457
F2_Commercial_Grocery (WA)_Existing_Food Preparation_Natural Gas_Steamer_E2 | F2 | Commercial | Grocery (WA) | Existing | Food Preparation | Natural Gas | Steamer | E2 | RVT - Cost of Operation | 0.016175 | 0.016481 | 0.016839 | 0.017257 | 0.017736 | 0.018334 | 0.018934 | 0.019503 | 0.020018 | 0.020518 | 0.021035 | 0.021505 | 0.022002 | 0.022472 | 0.022876 | 0.02324 | 0.023549 | 0.023843 | 0.024156 | 0.024449 | 0.024742 | 0.025179 | 0.02562 | 0.026075 | 0.026539 | 0.02701 | 0.02749
F2_Commercial_Grocery (WA)_Existing_Food Preparation_Natural Gas_Steamer_E3 | F2 | Commercial | Grocery (WA) | Existing | Food Preparation | Natural Gas | Steamer | E3 | RVT - Cost of Operation | 0 | 0 | 0 | 0 | 0 | 0 | 0 | 0 | 0 | 0 | 0 | 0 | 0 | 0 | 0 | 0 | 0 | 0 | 0 | 0 | 0 | 0 | 0 | 0 | 0 | 0 | 0
F2_Commercial_Grocery (WA)_Existing_Food Preparation_Natural Gas_Steamer_E4 | F2 | Commercial | Grocery (WA) | Existing | Food Preparation | Natural Gas | Steamer | E4 | RVT - Cost of Operation | 0 | 0 | 0 | 0 | 0 | 0 | 0 | 0 | 0 | 0 | 0 | 0 | 0 | 0 | 0 | 0 | 0 | 0 | 0 | 0 | 0 | 0 | 0 | 0 | 0 | 0 | 0
F2_Commercial_Grocery (WA)_Existing_Food Preparation_Natural Gas_Steamer_E5 | F2 | Commercial | Grocery (WA) | Existing | Food Preparation | Natural Gas | Steamer | E5 | RVT - Cost of Operation | 0 | 0 | 0 | 0 | 0 | 0 | 0 | 0 | 0 | 0 | 0 | 0 | 0 | 0 | 0 | 0 | 0 | 0 | 0 | 0 | 0 | 0 | 0 | 0 | 0 | 0 | 0
F2_Commercial_Grocery (WA)_Existing_Food Preparation_Natural Gas_Steamer_E6 | F2 | Commercial | Grocery (WA) | Existing | Food Preparation | Natural Gas | Steamer | E6 | RVT - Cost of Operation | 0 | 0 | 0 | 0 | 0 | 0 | 0 | 0 | 0 | 0 | 0 | 0 | 0 | 0 | 0 | 0 | 0 | 0 | 0 | 0 | 0 | 0 | 0 | 0 | 0 | 0 | 0
F2_Commercial_Grocery (WA)_Existing_Food Preparation_Natural Gas_Steamer_E7 | F2 | Commercial | Grocery (WA) | Existing | Food Preparation | Natural Gas | Steamer | E7 | RVT - Cost of Operation | 0 | 0 | 0 | 0 | 0 | 0 | 0 | 0 | 0 | 0 | 0 | 0 | 0 | 0 | 0 | 0 | 0 | 0 | 0 | 0 | 0 | 0 | 0 | 0 | 0 | 0 | 0
F2_Commercial_Grocery (WA)_Existing_Food Preparation_Natural Gas_Steamer_E8 | F2 | Commercial | Grocery (WA) | Existing | Food Preparation | Natural Gas | Steamer | E8 | RVT - Cost of Operation | 0 | 0 | 0 | 0 | 0 | 0 | 0 | 0 | 0 | 0 | 0 | 0 | 0 | 0 | 0 | 0 | 0 | 0 | 0 | 0 | 0 | 0 | 0 | 0 | 0 | 0 | 0
F2_Commercial_Grocery (WA)_Existing_Food Preparation_Natural Gas_Steamer_E9 | F2 | Commercial | Grocery (WA) | Existing | Food Preparation | Natural Gas | Steamer | E9 | RVT - Cost of Operation | 0 | 0 | 0 | 0 | 0 | 0 | 0 | 0 | 0 | 0 | 0 | 0 | 0 | 0 | 0 | 0 | 0 | 0 | 0 | 0 | 0 | 0 | 0 | 0 | 0 | 0 | 0
F2_Commercial_Grocery (WA)_Existing_Food Preparation_Natural Gas_Steamer_E10 | F2 | Commercial | Grocery (WA) | Existing | Food Preparation | Natural Gas | Steamer | E10 | RVT - Cost of Operation | 0 | 0 | 0 | 0 | 0 | 0 | 0 | 0 | 0 | 0 | 0 | 0 | 0 | 0 | 0 | 0 | 0 | 0 | 0 | 0 | 0 | 0 | 0 | 0 | 0 | 0 | 0
F3_Commercial_Grocery (WA)_Existing_Food Preparation_Natural Gas_Steamer_E1 | F3 | Commercial | Grocery (WA) | Existing | Food Preparation | Natural Gas | Steamer | E1 | System - kBTUs of Consumption | 20.452 | 20.452 | 20.452 | 20.452 | 20.452 | 20.452 | 20.452 | 20.452 | 20.452 | 20.452 | 20.452 | 20.452 | 20.452 | 20.452 | 20.452 | 20.452 | 20.452 | 20.452 | 20.452 | 20.452 | 20.452 | 20.452 | 20.452 | 20.452 | 20.452 | 20.452 | 20.452
F3_Commercial_Grocery (WA)_Existing_Food Preparation_Natural Gas_Steamer_E2 | F3 | Commercial | Grocery (WA) | Existing | Food Preparation | Natural Gas | Steamer | E2 | System - kBTUs of Consumption | 3.8588 | 3.8588 | 3.8588 | 3.8588 | 3.8588 | 3.8588 | 3.8588 | 3.8588 | 3.8588 | 3.8588 | 3.8588 | 3.8588 | 3.8588 | 3.8588 | 3.8588 | 3.8588 | 3.8588 | 3.8588 | 3.8588 | 3.8588 | 3.8588 | 3.8588 | 3.8588 | 3.8588 | 3.8588 | 3.8588 | 3.8588
F3_Commercial_Grocery (WA)_Existing_Food Preparation_Natural Gas_Steamer_E3 | F3 | Commercial | Grocery (WA) | Existing | Food Preparation | Natural Gas | Steamer | E3 | System - kBTUs of Consumption | 0 | 0 | 0 | 0 | 0 | 0 | 0 | 0 | 0 | 0 | 0 | 0 | 0 | 0 | 0 | 0 | 0 | 0 | 0 | 0 | 0 | 0 | 0 | 0 | 0 | 0 | 0
F3_Commercial_Grocery (WA)_Existing_Food Preparation_Natural Gas_Steamer_E4 | F3 | Commercial | Grocery (WA) | Existing | Food Preparation | Natural Gas | Steamer | E4 | System - kBTUs of Consumption | 0 | 0 | 0 | 0 | 0 | 0 | 0 | 0 | 0 | 0 | 0 | 0 | 0 | 0 | 0 | 0 | 0 | 0 | 0 | 0 | 0 | 0 | 0 | 0 | 0 | 0 | 0
F3_Commercial_Grocery (WA)_Existing_Food Preparation_Natural Gas_Steamer_E5 | F3 | Commercial | Grocery (WA) | Existing | Food Preparation | Natural Gas | Steamer | E5 | System - kBTUs of Consumption | 0 | 0 | 0 | 0 | 0 | 0 | 0 | 0 | 0 | 0 | 0 | 0 | 0 | 0 | 0 | 0 | 0 | 0 | 0 | 0 | 0 | 0 | 0 | 0 | 0 | 0 | 0
F3_Commercial_Grocery (WA)_Existing_Food Preparation_Natural Gas_Steamer_E6 | F3 | Commercial | Grocery (WA) | Existing | Food Preparation | Natural Gas | Steamer | E6 | System - kBTUs of Consumption | 0 | 0 | 0 | 0 | 0 | 0 | 0 | 0 | 0 | 0 | 0 | 0 | 0 | 0 | 0 | 0 | 0 | 0 | 0 | 0 | 0 | 0 | 0 | 0 | 0 | 0 | 0
F3_Commercial_Grocery (WA)_Existing_Food Preparation_Natural Gas_Steamer_E7 | F3 | Commercial | Grocery (WA) | Existing | Food Preparation | Natural Gas | Steamer | E7 | System - kBTUs of Consumption | 0 | 0 | 0 | 0 | 0 | 0 | 0 | 0 | 0 | 0 | 0 | 0 | 0 | 0 | 0 | 0 | 0 | 0 | 0 | 0 | 0 | 0 | 0 | 0 | 0 | 0 | 0
F3_Commercial_Grocery (WA)_Existing_Food Preparation_Natural Gas_Steamer_E8 | F3 | Commercial | Grocery (WA) | Existing | Food Preparation | Natural Gas | Steamer | E8 | System - kBTUs of Consumption | 0 | 0 | 0 | 0 | 0 | 0 | 0 | 0 | 0 | 0 | 0 | 0 | 0 | 0 | 0 | 0 | 0 | 0 | 0 | 0 | 0 | 0 | 0 | 0 | 0 | 0 | 0
F3_Commercial_Grocery (WA)_Existing_Food Preparation_Natural Gas_Steamer_E9 | F3 | Commercial | Grocery (WA) | Existing | Food Preparation | Natural Gas | Steamer | E9 | System - kBTUs of Consumption | 0 | 0 | 0 | 0 | 0 | 0 | 0 | 0 | 0 | 0 | 0 | 0 | 0 | 0 | 0 | 0 | 0 | 0 | 0 | 0 | 0 | 0 | 0 | 0 | 0 | 0 | 0
F3_Commercial_Grocery (WA)_Existing_Food Preparation_Natural Gas_Steamer_E10 | F3 | Commercial | Grocery (WA) | Existing | Food Preparation | Natural Gas | Steamer | E10 | System - kBTUs of Consumption | 0 | 0 | 0 | 0 | 0 | 0 | 0 | 0 | 0 | 0 | 0 | 0 | 0 | 0 | 0 | 0 | 0 | 0 | 0 | 0 | 0 | 0 | 0 | 0 | 0 | 0 | 0
F4_Commercial_Grocery (WA)_Existing_Food Preparation_Natural Gas_Steamer_E1 | F4 | Commercial | Grocery (WA) | Existing | Food Preparation | Natural Gas | Steamer | E1 | Utility - Cost of Equipment | 0.0041012 | 0.0041012 | 0.0041012 | 0.0041012 | 0.0041012 | 0.0041012 | 0.0041012 | 0.0041012 | 0.0041012 | 0.0041012 | 0.0041012 | 0.0041012 | 0.0041012 | 0.0041012 | 0.0041012 | 0.0041012 | 0.0041012 | 0.0041012 | 0.0041012 | 0.0041012 | 0.0041012 | 0.0041012 | 0.0041012 | 0.0041012 | 0.0041012 | 0.0041012 | 0.0041012
F4_Commercial_Grocery (WA)_Existing_Food Preparation_Natural Gas_Steamer_E2 | F4 | Commercial | Grocery (WA) | Existing | Food Preparation | Natural Gas | Steamer | E2 | Utility - Cost of Equipment | 0.0044067 | 0.0044067 | 0.0044067 | 0.0044067 | 0.0044067 | 0.0044067 | 0.0044067 | 0.0044067 | 0.0044067 | 0.0044067 | 0.0044067 | 0.0044067 | 0.0044067 | 0.0044067 | 0.0044067 | 0.0044067 | 0.0044067 | 0.0044067 | 0.0044067 | 0.0044067 | 0.0044067 | 0.0044067 | 0.0044067 | 0.0044067 | 0.0044067 | 0.0044067 | 0.0044067
F4_Commercial_Grocery (WA)_Existing_Food Preparation_Natural Gas_Steamer_E3 | F4 | Commercial | Grocery (WA) | Existing | Food Preparation | Natural Gas | Steamer | E3 | Utility - Cost of Equipment | 0 | 0 | 0 | 0 | 0 | 0 | 0 | 0 | 0 | 0 | 0 | 0 | 0 | 0 | 0 | 0 | 0 | 0 | 0 | 0 | 0 | 0 | 0 | 0 | 0 | 0 | 0
F4_Commercial_Grocery (WA)_Existing_Food Preparation_Natural Gas_Steamer_E4 | F4 | Commercial | Grocery (WA) | Existing | Food Preparation | Natural Gas | Steamer | E4 | Utility - Cost of Equipment | 0 | 0 | 0 | 0 | 0 | 0 | 0 | 0 | 0 | 0 | 0 | 0 | 0 | 0 | 0 | 0 | 0 | 0 | 0 | 0 | 0 | 0 | 0 | 0 | 0 | 0 | 0
F4_Commercial_Grocery (WA)_Existing_Food Preparation_Natural Gas_Steamer_E5 | F4 | Commercial | Grocery (WA) | Existing | Food Preparation | Natural Gas | Steamer | E5 | Utility - Cost of Equipment | 0 | 0 | 0 | 0 | 0 | 0 | 0 | 0 | 0 | 0 | 0 | 0 | 0 | 0 | 0 | 0 | 0 | 0 | 0 | 0 | 0 | 0 | 0 | 0 | 0 | 0 | 0
F4_Commercial_Grocery (WA)_Existing_Food Preparation_Natural Gas_Steamer_E6 | F4 | Commercial | Grocery (WA) | Existing | Food Preparation | Natural Gas | Steamer | E6 | Utility - Cost of Equipment | 0 | 0 | 0 | 0 | 0 | 0 | 0 | 0 | 0 | 0 | 0 | 0 | 0 | 0 | 0 | 0 | 0 | 0 | 0 | 0 | 0 | 0 | 0 | 0 | 0 | 0 | 0
F4_Commercial_Grocery (WA)_Existing_Food Preparation_Natural Gas_Steamer_E7 | F4 | Commercial | Grocery (WA) | Existing | Food Preparation | Natural Gas | Steamer | E7 | Utility - Cost of Equipment | 0 | 0 | 0 | 0 | 0 | 0 | 0 | 0 | 0 | 0 | 0 | 0 | 0 | 0 | 0 | 0 | 0 | 0 | 0 | 0 | 0 | 0 | 0 | 0 | 0 | 0 | 0
F4_Commercial_Grocery (WA)_Existing_Food Preparation_Natural Gas_Steamer_E8 | F4 | Commercial | Grocery (WA) | Existing | Food Preparation | Natural Gas | Steamer | E8 | Utility - Cost of Equipment | 0 | 0 | 0 | 0 | 0 | 0 | 0 | 0 | 0 | 0 | 0 | 0 | 0 | 0 | 0 | 0 | 0 | 0 | 0 | 0 | 0 | 0 | 0 | 0 | 0 | 0 | 0
F4_Commercial_Grocery (WA)_Existing_Food Preparation_Natural Gas_Steamer_E9 | F4 | Commercial | Grocery (WA) | Existing | Food Preparation | Natural Gas | Steamer | E9 | Utility - Cost of Equipment | 0 | 0 | 0 | 0 | 0 | 0 | 0 | 0 | 0 | 0 | 0 | 0 | 0 | 0 | 0 | 0 | 0 | 0 | 0 | 0 | 0 | 0 | 0 | 0 | 0 | 0 | 0
F4_Commercial_Grocery (WA)_Existing_Food Preparation_Natural Gas_Steamer_E10 | F4 | Commercial | Grocery (WA) | Existing | Food Preparation | Natural Gas | Steamer | E10 | Utility - Cost of Equipment | 0 | 0 | 0 | 0 | 0 | 0 | 0 | 0 | 0 | 0 | 0 | 0 | 0 | 0 | 0 | 0 | 0 | 0 | 0 | 0 | 0 | 0 | 0 | 0 | 0 | 0 | 0
F5_Commercial_Grocery (WA)_Existing_Food Preparation_Natural Gas_Steamer_E1 | F5 | Commercial | Grocery (WA) | Existing | Food Preparation | Natural Gas | Steamer | E1 | Utility - Cost of Operation | 0.072789 | 0.074623 | 0.076797 | 0.079287 | 0.082104 | 0.085531 | 0.089058 | 0.092551 | 0.095914 | 0.099324 | 0.10204 | 0.10458 | 0.10731 | 0.10998 | 0.11237 | 0.11461 | 0.11661 | 0.1186 | 0.12071 | 0.12277 | 0.12489 | 0.1271 | 0.12933 | 0.13162 | 0.13396 | 0.13634 | 0.13876
F5_Commercial_Grocery (WA)_Existing_Food Preparation_Natural Gas_Steamer_E2 | F5 | Commercial | Grocery (WA) | Existing | Food Preparation | Natural Gas | Steamer | E2 | Utility - Cost of Operation | 0.013733 | 0.014079 | 0.01449 | 0.014959 | 0.015491 | 0.016137 | 0.016803 | 0.017462 | 0.018096 | 0.01874 | 0.019252 | 0.019731 | 0.020246 | 0.020751 | 0.021202 | 0.021624 | 0.022002 | 0.022376 | 0.022775 | 0.023164 | 0.023564 | 0.02398 | 0.0244 | 0.024834 | 0.025275 | 0.025724 | 0.026181
F5_Commercial_Grocery (WA)_Existing_Food Preparation_Natural Gas_Steamer_E3 | F5 | Commercial | Grocery (WA) | Existing | Food Preparation | Natural Gas | Steamer | E3 | Utility - Cost of Operation | 0 | 0 | 0 | 0 | 0 | 0 | 0 | 0 | 0 | 0 | 0 | 0 | 0 | 0 | 0 | 0 | 0 | 0 | 0 | 0 | 0 | 0 | 0 | 0 | 0 | 0 | 0
F5_Commercial_Grocery (WA)_Existing_Food Preparation_Natural Gas_Steamer_E4 | F5 | Commercial | Grocery (WA) | Existing | Food Preparation | Natural Gas | Steamer | E4 | Utility - Cost of Operation | 0 | 0 | 0 | 0 | 0 | 0 | 0 | 0 | 0 | 0 | 0 | 0 | 0 | 0 | 0 | 0 | 0 | 0 | 0 | 0 | 0 | 0 | 0 | 0 | 0 | 0 | 0
F5_Commercial_Grocery (WA)_Existing_Food Preparation_Natural Gas_Steamer_E5 | F5 | Commercial | Grocery (WA) | Existing | Food Preparation | Natural Gas | Steamer | E5 | Utility - Cost of Operation | 0 | 0 | 0 | 0 | 0 | 0 | 0 | 0 | 0 | 0 | 0 | 0 | 0 | 0 | 0 | 0 | 0 | 0 | 0 | 0 | 0 | 0 | 0 | 0 | 0 | 0 | 0
F5_Commercial_Grocery (WA)_Existing_Food Preparation_Natural Gas_Steamer_E6 | F5 | Commercial | Grocery (WA) | Existing | Food Preparation | Natural Gas | Steamer | E6 | Utility - Cost of Operation | 0 | 0 | 0 | 0 | 0 | 0 | 0 | 0 | 0 | 0 | 0 | 0 | 0 | 0 | 0 | 0 | 0 | 0 | 0 | 0 | 0 | 0 | 0 | 0 | 0 | 0 | 0
F5_Commercial_Grocery (WA)_Existing_Food Preparation_Natural Gas_Steamer_E7 | F5 | Commercial | Grocery (WA) | Existing | Food Preparation | Natural Gas | Steamer | E7 | Utility - Cost of Operation | 0 | 0 | 0 | 0 | 0 | 0 | 0 | 0 | 0 | 0 | 0 | 0 | 0 | 0 | 0 | 0 | 0 | 0 | 0 | 0 | 0 | 0 | 0 | 0 | 0 | 0 | 0
F5_Commercial_Grocery (WA)_Existing_Food Preparation_Natural Gas_Steamer_E8 | F5 | Commercial | Grocery (WA) | Existing | Food Preparation | Natural Gas | Steamer | E8 | Utility - Cost of Operation | 0 | 0 | 0 | 0 | 0 | 0 | 0 | 0 | 0 | 0 | 0 | 0 | 0 | 0 | 0 | 0 | 0 | 0 | 0 | 0 | 0 | 0 | 0 | 0 | 0 | 0 | 0
F5_Commercial_Grocery (WA)_Existing_Food Preparation_Natural Gas_Steamer_E9 | F5 | Commercial | Grocery (WA) | Existing | Food Preparation | Natural Gas | Steamer | E9 | Utility - Cost of Operation | 0 | 0 | 0 | 0 | 0 | 0 | 0 | 0 | 0 | 0 | 0 | 0 | 0 | 0 | 0 | 0 | 0 | 0 | 0 | 0 | 0 | 0 | 0 | 0 | 0 | 0 | 0
F5_Commercial_Grocery (WA)_Existing_Food Preparation_Natural Gas_Steamer_E10 | F5 | Commercial | Grocery (WA) | Existing | Food Preparation | Natural Gas | Steamer | E10 | Utility - Cost of Operation | 0 | 0 | 0 | 0 | 0 | 0 | 0 | 0 | 0 | 0 | 0 | 0 | 0 | 0 | 0 | 0 | 0 | 0 | 0 | 0 | 0 | 0 | 0 | 0 | 0 | 0 | 0
F6_Commercial_Grocery (WA)_Existing_Food Preparation_Natural Gas_Steamer_E1 | F6 | Commercial | Grocery (WA) | Existing | Food Preparation | Natural Gas | Steamer | E1 | Utility - Value of Sales | 0.085731 | 0.08735 | 0.089251 | 0.091467 | 0.094006 | 0.097174 | 0.10035 | 0.10337 | 0.1061 | 0.10875 | 0.11149 | 0.11398 | 0.11661 | 0.1191 | 0.12124 | 0.12318 | 0.12481 | 0.12637 | 0.12803 | 0.12958 | 0.13114 | 0.13345 | 0.13579 | 0.1382 | 0.14066 | 0.14316 | 0.1457
F6_Commercial_Grocery (WA)_Existing_Food Preparation_Natural Gas_Steamer_E2 | F6 | Commercial | Grocery (WA) | Existing | Food Preparation | Natural Gas | Steamer | E2 | Utility - Value of Sales | 0.016175 | 0.016481 | 0.016839 | 0.017257 | 0.017736 | 0.018334 | 0.018934 | 0.019503 | 0.020018 | 0.020518 | 0.021035 | 0.021505 | 0.022002 | 0.022472 | 0.022876 | 0.02324 | 0.023549 | 0.023843 | 0.024156 | 0.024449 | 0.024742 | 0.025179 | 0.02562 | 0.026075 | 0.026539 | 0.02701 | 0.02749
F6_Commercial_Grocery (WA)_Existing_Food Preparation_Natural Gas_Steamer_E3 | F6 | Commercial | Grocery (WA) | Existing | Food Preparation | Natural Gas | Steamer | E3 | Utility - Value of Sales | 0 | 0 | 0 | 0 | 0 | 0 | 0 | 0 | 0 | 0 | 0 | 0 | 0 | 0 | 0 | 0 | 0 | 0 | 0 | 0 | 0 | 0 | 0 | 0 | 0 | 0 | 0
F6_Commercial_Grocery (WA)_Existing_Food Preparation_Natural Gas_Steamer_E4 | F6 | Commercial | Grocery (WA) | Existing | Food Preparation | Natural Gas | Steamer | E4 | Utility - Value of Sales | 0 | 0 | 0 | 0 | 0 | 0 | 0 | 0 | 0 | 0 | 0 | 0 | 0 | 0 | 0 | 0 | 0 | 0 | 0 | 0 | 0 | 0 | 0 | 0 | 0 | 0 | 0
F6_Commercial_Grocery (WA)_Existing_Food Preparation_Natural Gas_Steamer_E5 | F6 | Commercial | Grocery (WA) | Existing | Food Preparation | Natural Gas | Steamer | E5 | Utility - Value of Sales | 0 | 0 | 0 | 0 | 0 | 0 | 0 | 0 | 0 | 0 | 0 | 0 | 0 | 0 | 0 | 0 | 0 | 0 | 0 | 0 | 0 | 0 | 0 | 0 | 0 | 0 | 0
F6_Commercial_Grocery (WA)_Existing_Food Preparation_Natural Gas_Steamer_E6 | F6 | Commercial | Grocery (WA) | Existing | Food Preparation | Natural Gas | Steamer | E6 | Utility - Value of Sales | 0 | 0 | 0 | 0 | 0 | 0 | 0 | 0 | 0 | 0 | 0 | 0 | 0 | 0 | 0 | 0 | 0 | 0 | 0 | 0 | 0 | 0 | 0 | 0 | 0 | 0 | 0
F6_Commercial_Grocery (WA)_Existing_Food Preparation_Natural Gas_Steamer_E7 | F6 | Commercial | Grocery (WA) | Existing | Food Preparation | Natural Gas | Steamer | E7 | Utility - Value of Sales | 0 | 0 | 0 | 0 | 0 | 0 | 0 | 0 | 0 | 0 | 0 | 0 | 0 | 0 | 0 | 0 | 0 | 0 | 0 | 0 | 0 | 0 | 0 | 0 | 0 | 0 | 0
F6_Commercial_Grocery (WA)_Existing_Food Preparation_Natural Gas_Steamer_E8 | F6 | Commercial | Grocery (WA) | Existing | Food Preparation | Natural Gas | Steamer | E8 | Utility - Value of Sales | 0 | 0 | 0 | 0 | 0 | 0 | 0 | 0 | 0 | 0 | 0 | 0 | 0 | 0 | 0 | 0 | 0 | 0 | 0 | 0 | 0 | 0 | 0 | 0 | 0 | 0 | 0
F6_Commercial_Grocery (WA)_Existing_Food Preparation_Natural Gas_Steamer_E9 | F6 | Commercial | Grocery (WA) | Existing | Food Preparation | Natural Gas | Steamer | E9 | Utility - Value of Sales | 0 | 0 | 0 | 0 | 0 | 0 | 0 | 0 | 0 | 0 | 0 | 0 | 0 | 0 | 0 | 0 | 0 | 0 | 0 | 0 | 0 | 0 | 0 | 0 | 0 | 0 | 0
F6_Commercial_Grocery (WA)_Existing_Food Preparation_Natural Gas_Steamer_E10 | F6 | Commercial | Grocery (WA) | Existing | Food Preparation | Natural Gas | Steamer | E10 | Utility - Value of Sales | 0 | 0 | 0 | 0 | 0 | 0 | 0 | 0 | 0 | 0 | 0 | 0 | 0 | 0 | 0 | 0 | 0 | 0 | 0 | 0 | 0 | 0 | 0 | 0 | 0 | 0 | 0
F1_Commercial_Grocery (WA)_Existing_Food Preparation_Natural Gas_Food Prep Other_E1 | F1 | Commercial | Grocery (WA) | Existing | Food Preparation | Natural Gas | Food Prep Other | E1 | RVT - Cost of Equipment | 0.0048988 | 0.0048988 | 0.0048988 | 0.0048988 | 0.0048988 | 0.0048988 | 0.0048988 | 0.0048988 | 0.0048988 | 0.0048988 | 0.0048988 | 0.0048988 | 0.0048988 | 0.0048988 | 0.0048988 | 0.0048988 | 0.0048988 | 0.0048988 | 0.0048988 | 0.0048988 | 0.0048988 | 0.0048988 | 0.0048988 | 0.0048988 | 0.0048988 | 0.0048988 | 0.0048988
F1_Commercial_Grocery (WA)_Existing_Food Preparation_Natural Gas_Food Prep Other_E2 | F1 | Commercial | Grocery (WA) | Existing | Food Preparation | Natural Gas | Food Prep Other | E2 | RVT - Cost of Equipment | 0.0049037 | 0.0049037 | 0.0049037 | 0.0049037 | 0.0049037 | 0.0049037 | 0.0049037 | 0.0049037 | 0.0049037 | 0.0049037 | 0.0049037 | 0.0049037 | 0.0049037 | 0.0049037 | 0.0049037 | 0.0049037 | 0.0049037 | 0.0049037 | 0.0049037 | 0.0049037 | 0.0049037 | 0.0049037 | 0.0049037 | 0.0049037 | 0.0049037 | 0.0049037 | 0.0049037
F1_Commercial_Grocery (WA)_Existing_Food Preparation_Natural Gas_Food Prep Other_E3 | F1 | Commercial | Grocery (WA) | Existing | Food Preparation | Natural Gas | Food Prep Other | E3 | RVT - Cost of Equipment | 0 | 0 | 0 | 0 | 0 | 0 | 0 | 0 | 0 | 0 | 0 | 0 | 0 | 0 | 0 | 0 | 0 | 0 | 0 | 0 | 0 | 0 | 0 | 0 | 0 | 0 | 0
F1_Commercial_Grocery (WA)_Existing_Food Preparation_Natural Gas_Food Prep Other_E4 | F1 | Commercial | Grocery (WA) | Existing | Food Preparation | Natural Gas | Food Prep Other | E4 | RVT - Cost of Equipment | 0 | 0 | 0 | 0 | 0 | 0 | 0 | 0 | 0 | 0 | 0 | 0 | 0 | 0 | 0 | 0 | 0 | 0 | 0 | 0 | 0 | 0 | 0 | 0 | 0 | 0 | 0
F1_Commercial_Grocery (WA)_Existing_Food Preparation_Natural Gas_Food Prep Other_E5 | F1 | Commercial | Grocery (WA) | Existing | Food Preparation | Natural Gas | Food Prep Other | E5 | RVT - Cost of Equipment | 0 | 0 | 0 | 0 | 0 | 0 | 0 | 0 | 0 | 0 | 0 | 0 | 0 | 0 | 0 | 0 | 0 | 0 | 0 | 0 | 0 | 0 | 0 | 0 | 0 | 0 | 0
F1_Commercial_Grocery (WA)_Existing_Food Preparation_Natural Gas_Food Prep Other_E6 | F1 | Commercial | Grocery (WA) | Existing | Food Preparation | Natural Gas | Food Prep Other | E6 | RVT - Cost of Equipment | 0 | 0 | 0 | 0 | 0 | 0 | 0 | 0 | 0 | 0 | 0 | 0 | 0 | 0 | 0 | 0 | 0 | 0 | 0 | 0 | 0 | 0 | 0 | 0 | 0 | 0 | 0
F1_Commercial_Grocery (WA)_Existing_Food Preparation_Natural Gas_Food Prep Other_E7 | F1 | Commercial | Grocery (WA) | Existing | Food Preparation | Natural Gas | Food Prep Other | E7 | RVT - Cost of Equipment | 0 | 0 | 0 | 0 | 0 | 0 | 0 | 0 | 0 | 0 | 0 | 0 | 0 | 0 | 0 | 0 | 0 | 0 | 0 | 0 | 0 | 0 | 0 | 0 | 0 | 0 | 0
F1_Commercial_Grocery (WA)_Existing_Food Preparation_Natural Gas_Food Prep Other_E8 | F1 | Commercial | Grocery (WA) | Existing | Food Preparation | Natural Gas | Food Prep Other | E8 | RVT - Cost of Equipment | 0 | 0 | 0 | 0 | 0 | 0 | 0 | 0 | 0 | 0 | 0 | 0 | 0 | 0 | 0 | 0 | 0 | 0 | 0 | 0 | 0 | 0 | 0 | 0 | 0 | 0 | 0
F1_Commercial_Grocery (WA)_Existing_Food Preparation_Natural Gas_Food Prep Other_E9 | F1 | Commercial | Grocery (WA) | Existing | Food Preparation | Natural Gas | Food Prep Other | E9 | RVT - Cost of Equipment | 0 | 0 | 0 | 0 | 0 | 0 | 0 | 0 | 0 | 0 | 0 | 0 | 0 | 0 | 0 | 0 | 0 | 0 | 0 | 0 | 0 | 0 | 0 | 0 | 0 | 0 | 0
F1_Commercial_Grocery (WA)_Existing_Food Preparation_Natural Gas_Food Prep Other_E10 | F1 | Commercial | Grocery (WA) | Existing | Food Preparation | Natural Gas | Food Prep Other | E10 | RVT - Cost of Equipment | 0 | 0 | 0 | 0 | 0 | 0 | 0 | 0 | 0 | 0 | 0 | 0 | 0 | 0 | 0 | 0 | 0 | 0 | 0 | 0 | 0 | 0 | 0 | 0 | 0 | 0 | 0
F2_Commercial_Grocery (WA)_Existing_Food Preparation_Natural Gas_Food Prep Other_E1 | F2 | Commercial | Grocery (WA) | Existing | Food Preparation | Natural Gas | Food Prep Other | E1 | RVT - Cost of Operation | 0.018111 | 0.018412 | 0.018779 | 0.019226 | 0.019757 | 0.020459 | 0.021179 | 0.021876 | 0.022517 | 0.023133 | 0.023766 | 0.024331 | 0.024921 | 0.025466 | 0.025924 | 0.026331 | 0.026665 | 0.026979 | 0.027316 | 0.027626 | 0.027935 | 0.028427 | 0.028925 | 0.029439 | 0.029962 | 0.030494 | 0.031036
F2_Commercial_Grocery (WA)_Existing_Food Preparation_Natural Gas_Food Prep Other_E2 | F2 | Commercial | Grocery (WA) | Existing | Food Preparation | Natural Gas | Food Prep Other | E2 | RVT - Cost of Operation | 0.01811 | 0.018412 | 0.018779 | 0.019226 | 0.019757 | 0.020459 | 0.021179 | 0.021876 | 0.022517 | 0.023133 | 0.023766 | 0.024331 | 0.024921 | 0.025465 | 0.025924 | 0.026331 | 0.026664 | 0.026979 | 0.027316 | 0.027625 | 0.027935 | 0.028427 | 0.028924 | 0.029438 | 0.029961 | 0.030494 | 0.031035
F2_Commercial_Grocery (WA)_Existing_Food Preparation_Natural Gas_Food Prep Other_E3 | F2 | Commercial | Grocery (WA) | Existing | Food Preparation | Natural Gas | Food Prep Other | E3 | RVT - Cost of Operation | 0 | 0 | 0 | 0 | 0 | 0 | 0 | 0 | 0 | 0 | 0 | 0 | 0 | 0 | 0 | 0 | 0 | 0 | 0 | 0 | 0 | 0 | 0 | 0 | 0 | 0 | 0
F2_Commercial_Grocery (WA)_Existing_Food Preparation_Natural Gas_Food Prep Other_E4 | F2 | Commercial | Grocery (WA) | Existing | Food Preparation | Natural Gas | Food Prep Other | E4 | RVT - Cost of Operation | 0 | 0 | 0 | 0 | 0 | 0 | 0 | 0 | 0 | 0 | 0 | 0 | 0 | 0 | 0 | 0 | 0 | 0 | 0 | 0 | 0 | 0 | 0 | 0 | 0 | 0 | 0
F2_Commercial_Grocery (WA)_Existing_Food Preparation_Natural Gas_Food Prep Other_E5 | F2 | Commercial | Grocery (WA) | Existing | Food Preparation | Natural Gas | Food Prep Other | E5 | RVT - Cost of Operation | 0 | 0 | 0 | 0 | 0 | 0 | 0 | 0 | 0 | 0 | 0 | 0 | 0 | 0 | 0 | 0 | 0 | 0 | 0 | 0 | 0 | 0 | 0 | 0 | 0 | 0 | 0
F2_Commercial_Grocery (WA)_Existing_Food Preparation_Natural Gas_Food Prep Other_E6 | F2 | Commercial | Grocery (WA) | Existing | Food Preparation | Natural Gas | Food Prep Other | E6 | RVT - Cost of Operation | 0 | 0 | 0 | 0 | 0 | 0 | 0 | 0 | 0 | 0 | 0 | 0 | 0 | 0 | 0 | 0 | 0 | 0 | 0 | 0 | 0 | 0 | 0 | 0 | 0 | 0 | 0
F2_Commercial_Grocery (WA)_Existing_Food Preparation_Natural Gas_Food Prep Other_E7 | F2 | Commercial | Grocery (WA) | Existing | Food Preparation | Natural Gas | Food Prep Other | E7 | RVT - Cost of Operation | 0 | 0 | 0 | 0 | 0 | 0 | 0 | 0 | 0 | 0 | 0 | 0 | 0 | 0 | 0 | 0 | 0 | 0 | 0 | 0 | 0 | 0 | 0 | 0 | 0 | 0 | 0
F2_Commercial_Grocery (WA)_Existing_Food Preparation_Natural Gas_Food Prep Other_E8 | F2 | Commercial | Grocery (WA) | Existing | Food Preparation | Natural Gas | Food Prep Other | E8 | RVT - Cost of Operation | 0 | 0 | 0 | 0 | 0 | 0 | 0 | 0 | 0 | 0 | 0 | 0 | 0 | 0 | 0 | 0 | 0 | 0 | 0 | 0 | 0 | 0 | 0 | 0 | 0 | 0 | 0
F2_Commercial_Grocery (WA)_Existing_Food Preparation_Natural Gas_Food Prep Other_E9 | F2 | Commercial | Grocery (WA) | Existing | Food Preparation | Natural Gas | Food Prep Other | E9 | RVT - Cost of Operation | 0 | 0 | 0 | 0 | 0 | 0 | 0 | 0 | 0 | 0 | 0 | 0 | 0 | 0 | 0 | 0 | 0 | 0 | 0 | 0 | 0 | 0 | 0 | 0 | 0 | 0 | 0
F2_Commercial_Grocery (WA)_Existing_Food Preparation_Natural Gas_Food Prep Other_E10 | F2 | Commercial | Grocery (WA) | Existing | Food Preparation | Natural Gas | Food Prep Other | E10 | RVT - Cost of Operation | 0 | 0 | 0 | 0 | 0 | 0 | 0 | 0 | 0 | 0 | 0 | 0 | 0 | 0 | 0 | 0 | 0 | 0 | 0 | 0 | 0 | 0 | 0 | 0 | 0 | 0 | 0
F3_Commercial_Grocery (WA)_Existing_Food Preparation_Natural Gas_Food Prep Other_E1 | F3 | Commercial | Grocery (WA) | Existing | Food Preparation | Natural Gas | Food Prep Other | E1 | System - kBTUs of Consumption | 4.3898 | 4.3898 | 4.3898 | 4.3898 | 4.3898 | 4.3898 | 4.3898 | 4.3898 | 4.3898 | 4.3898 | 4.3898 | 4.3898 | 4.3898 | 4.3898 | 4.3898 | 4.3898 | 4.3898 | 4.3898 | 4.3898 | 4.3898 | 4.3898 | 4.3898 | 4.3898 | 4.3898 | 4.3898 | 4.3898 | 4.3898
F3_Commercial_Grocery (WA)_Existing_Food Preparation_Natural Gas_Food Prep Other_E2 | F3 | Commercial | Grocery (WA) | Existing | Food Preparation | Natural Gas | Food Prep Other | E2 | System - kBTUs of Consumption | 4.3898 | 4.3898 | 4.3898 | 4.3898 | 4.3898 | 4.3898 | 4.3898 | 4.3898 | 4.3898 | 4.3898 | 4.3898 | 4.3898 | 4.3898 | 4.3898 | 4.3898 | 4.3898 | 4.3898 | 4.3898 | 4.3898 | 4.3898 | 4.3898 | 4.3898 | 4.3898 | 4.3898 | 4.3898 | 4.3898 | 4.3898
F3_Commercial_Grocery (WA)_Existing_Food Preparation_Natural Gas_Food Prep Other_E3 | F3 | Commercial | Grocery (WA) | Existing | Food Preparation | Natural Gas | Food Prep Other | E3 | System - kBTUs of Consumption | 0 | 0 | 0 | 0 | 0 | 0 | 0 | 0 | 0 | 0 | 0 | 0 | 0 | 0 | 0 | 0 | 0 | 0 | 0 | 0 | 0 | 0 | 0 | 0 | 0 | 0 | 0
F3_Commercial_Grocery (WA)_Existing_Food Preparation_Natural Gas_Food Prep Other_E4 | F3 | Commercial | Grocery (WA) | Existing | Food Preparation | Natural Gas | Food Prep Other | E4 | System - kBTUs of Consumption | 0 | 0 | 0 | 0 | 0 | 0 | 0 | 0 | 0 | 0 | 0 | 0 | 0 | 0 | 0 | 0 | 0 | 0 | 0 | 0 | 0 | 0 | 0 | 0 | 0 | 0 | 0
F3_Commercial_Grocery (WA)_Existing_Food Preparation_Natural Gas_Food Prep Other_E5 | F3 | Commercial | Grocery (WA) | Existing | Food Preparation | Natural Gas | Food Prep Other | E5 | System - kBTUs of Consumption | 0 | 0 | 0 | 0 | 0 | 0 | 0 | 0 | 0 | 0 | 0 | 0 | 0 | 0 | 0 | 0 | 0 | 0 | 0 | 0 | 0 | 0 | 0 | 0 | 0 | 0 | 0
F3_Commercial_Grocery (WA)_Existing_Food Preparation_Natural Gas_Food Prep Other_E6 | F3 | Commercial | Grocery (WA) | Existing | Food Preparation | Natural Gas | Food Prep Other | E6 | System - kBTUs of Consumption | 0 | 0 | 0 | 0 | 0 | 0 | 0 | 0 | 0 | 0 | 0 | 0 | 0 | 0 | 0 | 0 | 0 | 0 | 0 | 0 | 0 | 0 | 0 | 0 | 0 | 0 | 0
F3_Commercial_Grocery (WA)_Existing_Food Preparation_Natural Gas_Food Prep Other_E7 | F3 | Commercial | Grocery (WA) | Existing | Food Preparation | Natural Gas | Food Prep Other | E7 | System - kBTUs of Consumption | 0 | 0 | 0 | 0 | 0 | 0 | 0 | 0 | 0 | 0 | 0 | 0 | 0 | 0 | 0 | 0 | 0 | 0 | 0 | 0 | 0 | 0 | 0 | 0 | 0 | 0 | 0
F3_Commercial_Grocery (WA)_Existing_Food Preparation_Natural Gas_Food Prep Other_E8 | F3 | Commercial | Grocery (WA) | Existing | Food Preparation | Natural Gas | Food Prep Other | E8 | System - kBTUs of Consumption | 0 | 0 | 0 | 0 | 0 | 0 | 0 | 0 | 0 | 0 | 0 | 0 | 0 | 0 | 0 | 0 | 0 | 0 | 0 | 0 | 0 | 0 | 0 | 0 | 0 | 0 | 0
F3_Commercial_Grocery (WA)_Existing_Food Preparation_Natural Gas_Food Prep Other_E9 | F3 | Commercial | Grocery (WA) | Existing | Food Preparation | Natural Gas | Food Prep Other | E9 | System - kBTUs of Consumption | 0 | 0 | 0 | 0 | 0 | 0 | 0 | 0 | 0 | 0 | 0 | 0 | 0 | 0 | 0 | 0 | 0 | 0 | 0 | 0 | 0 | 0 | 0 | 0 | 0 | 0 | 0
F3_Commercial_Grocery (WA)_Existing_Food Preparation_Natural Gas_Food Prep Other_E10 | F3 | Commercial | Grocery (WA) | Existing | Food Preparation | Natural Gas | Food Prep Other | E10 | System - kBTUs of Consumption | 0 | 0 | 0 | 0 | 0 | 0 | 0 | 0 | 0 | 0 | 0 | 0 | 0 | 0 | 0 | 0 | 0 | 0 | 0 | 0 | 0 | 0 | 0 | 0 | 0 | 0 | 0
F4_Commercial_Grocery (WA)_Existing_Food Preparation_Natural Gas_Food Prep Other_E1 | F4 | Commercial | Grocery (WA) | Existing | Food Preparation | Natural Gas | Food Prep Other | E1 | Utility - Cost of Equipment | 0.0048988 | 0.0048988 | 0.0048988 | 0.0048988 | 0.0048988 | 0.0048988 | 0.0048988 | 0.0048988 | 0.0048988 | 0.0048988 | 0.0048988 | 0.0048988 | 0.0048988 | 0.0048988 | 0.0048988 | 0.0048988 | 0.0048988 | 0.0048988 | 0.0048988 | 0.0048988 | 0.0048988 | 0.0048988 | 0.0048988 | 0.0048988 | 0.0048988 | 0.0048988 | 0.0048988
F4_Commercial_Grocery (WA)_Existing_Food Preparation_Natural Gas_Food Prep Other_E2 | F4 | Commercial | Grocery (WA) | Existing | Food Preparation | Natural Gas | Food Prep Other | E2 | Utility - Cost of Equipment | 0.0049037 | 0.0049037 | 0.0049037 | 0.0049037 | 0.0049037 | 0.0049037 | 0.0049037 | 0.0049037 | 0.0049037 | 0.0049037 | 0.0049037 | 0.0049037 | 0.0049037 | 0.0049037 | 0.0049037 | 0.0049037 | 0.0049037 | 0.0049037 | 0.0049037 | 0.0049037 | 0.0049037 | 0.0049037 | 0.0049037 | 0.0049037 | 0.0049037 | 0.0049037 | 0.0049037
F4_Commercial_Grocery (WA)_Existing_Food Preparation_Natural Gas_Food Prep Other_E3 | F4 | Commercial | Grocery (WA) | Existing | Food Preparation | Natural Gas | Food Prep Other | E3 | Utility - Cost of Equipment | 0 | 0 | 0 | 0 | 0 | 0 | 0 | 0 | 0 | 0 | 0 | 0 | 0 | 0 | 0 | 0 | 0 | 0 | 0 | 0 | 0 | 0 | 0 | 0 | 0 | 0 | 0
F4_Commercial_Grocery (WA)_Existing_Food Preparation_Natural Gas_Food Prep Other_E4 | F4 | Commercial | Grocery (WA) | Existing | Food Preparation | Natural Gas | Food Prep Other | E4 | Utility - Cost of Equipment | 0 | 0 | 0 | 0 | 0 | 0 | 0 | 0 | 0 | 0 | 0 | 0 | 0 | 0 | 0 | 0 | 0 | 0 | 0 | 0 | 0 | 0 | 0 | 0 | 0 | 0 | 0
F4_Commercial_Grocery (WA)_Existing_Food Preparation_Natural Gas_Food Prep Other_E5 | F4 | Commercial | Grocery (WA) | Existing | Food Preparation | Natural Gas | Food Prep Other | E5 | Utility - Cost of Equipment | 0 | 0 | 0 | 0 | 0 | 0 | 0 | 0 | 0 | 0 | 0 | 0 | 0 | 0 | 0 | 0 | 0 | 0 | 0 | 0 | 0 | 0 | 0 | 0 | 0 | 0 | 0
F4_Commercial_Grocery (WA)_Existing_Food Preparation_Natural Gas_Food Prep Other_E6 | F4 | Commercial | Grocery (WA) | Existing | Food Preparation | Natural Gas | Food Prep Other | E6 | Utility - Cost of Equipment | 0 | 0 | 0 | 0 | 0 | 0 | 0 | 0 | 0 | 0 | 0 | 0 | 0 | 0 | 0 | 0 | 0 | 0 | 0 | 0 | 0 | 0 | 0 | 0 | 0 | 0 | 0
F4_Commercial_Grocery (WA)_Existing_Food Preparation_Natural Gas_Food Prep Other_E7 | F4 | Commercial | Grocery (WA) | Existing | Food Preparation | Natural Gas | Food Prep Other | E7 | Utility - Cost of Equipment | 0 | 0 | 0 | 0 | 0 | 0 | 0 | 0 | 0 | 0 | 0 | 0 | 0 | 0 | 0 | 0 | 0 | 0 | 0 | 0 | 0 | 0 | 0 | 0 | 0 | 0 | 0
F4_Commercial_Grocery (WA)_Existing_Food Preparation_Natural Gas_Food Prep Other_E8 | F4 | Commercial | Grocery (WA) | Existing | Food Preparation | Natural Gas | Food Prep Other | E8 | Utility - Cost of Equipment | 0 | 0 | 0 | 0 | 0 | 0 | 0 | 0 | 0 | 0 | 0 | 0 | 0 | 0 | 0 | 0 | 0 | 0 | 0 | 0 | 0 | 0 | 0 | 0 | 0 | 0 | 0
F4_Commercial_Grocery (WA)_Existing_Food Preparation_Natural Gas_Food Prep Other_E9 | F4 | Commercial | Grocery (WA) | Existing | Food Preparation | Natural Gas | Food Prep Other | E9 | Utility - Cost of Equipment | 0 | 0 | 0 | 0 | 0 | 0 | 0 | 0 | 0 | 0 | 0 | 0 | 0 | 0 | 0 | 0 | 0 | 0 | 0 | 0 | 0 | 0 | 0 | 0 | 0 | 0 | 0
F4_Commercial_Grocery (WA)_Existing_Food Preparation_Natural Gas_Food Prep Other_E10 | F4 | Commercial | Grocery (WA) | Existing | Food Preparation | Natural Gas | Food Prep Other | E10 | Utility - Cost of Equipment | 0 | 0 | 0 | 0 | 0 | 0 | 0 | 0 | 0 | 0 | 0 | 0 | 0 | 0 | 0 | 0 | 0 | 0 | 0 | 0 | 0 | 0 | 0 | 0 | 0 | 0 | 0
F5_Commercial_Grocery (WA)_Existing_Food Preparation_Natural Gas_Food Prep Other_E1 | F5 | Commercial | Grocery (WA) | Existing | Food Preparation | Natural Gas | Food Prep Other | E1 | Utility - Cost of Operation | 0.015224 | 0.015576 | 0.016018 | 0.016539 | 0.017146 | 0.017911 | 0.018707 | 0.019502 | 0.020268 | 0.021045 | 0.021651 | 0.022215 | 0.022823 | 0.023415 | 0.023937 | 0.024421 | 0.024848 | 0.025267 | 0.025718 | 0.026155 | 0.026605 | 0.027074 | 0.027547 | 0.028037 | 0.028535 | 0.029042 | 0.029558
F5_Commercial_Grocery (WA)_Existing_Food Preparation_Natural Gas_Food Prep Other_E2 | F5 | Commercial | Grocery (WA) | Existing | Food Preparation | Natural Gas | Food Prep Other | E2 | Utility - Cost of Operation | 0.015224 | 0.015576 | 0.016018 | 0.016539 | 0.017146 | 0.017911 | 0.018707 | 0.019502 | 0.020268 | 0.021045 | 0.021651 | 0.022215 | 0.022823 | 0.023415 | 0.023937 | 0.024421 | 0.024847 | 0.025267 | 0.025718 | 0.026155 | 0.026605 | 0.027074 | 0.027547 | 0.028036 | 0.028535 | 0.029042 | 0.029557
F5_Commercial_Grocery (WA)_Existing_Food Preparation_Natural Gas_Food Prep Other_E3 | F5 | Commercial | Grocery (WA) | Existing | Food Preparation | Natural Gas | Food Prep Other | E3 | Utility - Cost of Operation | 0 | 0 | 0 | 0 | 0 | 0 | 0 | 0 | 0 | 0 | 0 | 0 | 0 | 0 | 0 | 0 | 0 | 0 | 0 | 0 | 0 | 0 | 0 | 0 | 0 | 0 | 0
F5_Commercial_Grocery (WA)_Existing_Food Preparation_Natural Gas_Food Prep Other_E4 | F5 | Commercial | Grocery (WA) | Existing | Food Preparation | Natural Gas | Food Prep Other | E4 | Utility - Cost of Operation | 0 | 0 | 0 | 0 | 0 | 0 | 0 | 0 | 0 | 0 | 0 | 0 | 0 | 0 | 0 | 0 | 0 | 0 | 0 | 0 | 0 | 0 | 0 | 0 | 0 | 0 | 0
F5_Commercial_Grocery (WA)_Existing_Food Preparation_Natural Gas_Food Prep Other_E5 | F5 | Commercial | Grocery (WA) | Existing | Food Preparation | Natural Gas | Food Prep Other | E5 | Utility - Cost of Operation | 0 | 0 | 0 | 0 | 0 | 0 | 0 | 0 | 0 | 0 | 0 | 0 | 0 | 0 | 0 | 0 | 0 | 0 | 0 | 0 | 0 | 0 | 0 | 0 | 0 | 0 | 0
F5_Commercial_Grocery (WA)_Existing_Food Preparation_Natural Gas_Food Prep Other_E6 | F5 | Commercial | Grocery (WA) | Existing | Food Preparation | Natural Gas | Food Prep Other | E6 | Utility - Cost of Operation | 0 | 0 | 0 | 0 | 0 | 0 | 0 | 0 | 0 | 0 | 0 | 0 | 0 | 0 | 0 | 0 | 0 | 0 | 0 | 0 | 0 | 0 | 0 | 0 | 0 | 0 | 0
F5_Commercial_Grocery (WA)_Existing_Food Preparation_Natural Gas_Food Prep Other_E7 | F5 | Commercial | Grocery (WA) | Existing | Food Preparation | Natural Gas | Food Prep Other | E7 | Utility - Cost of Operation | 0 | 0 | 0 | 0 | 0 | 0 | 0 | 0 | 0 | 0 | 0 | 0 | 0 | 0 | 0 | 0 | 0 | 0 | 0 | 0 | 0 | 0 | 0 | 0 | 0 | 0 | 0
F5_Commercial_Grocery (WA)_Existing_Food Preparation_Natural Gas_Food Prep Other_E8 | F5 | Commercial | Grocery (WA) | Existing | Food Preparation | Natural Gas | Food Prep Other | E8 | Utility - Cost of Operation | 0 | 0 | 0 | 0 | 0 | 0 | 0 | 0 | 0 | 0 | 0 | 0 | 0 | 0 | 0 | 0 | 0 | 0 | 0 | 0 | 0 | 0 | 0 | 0 | 0 | 0 | 0
F5_Commercial_Grocery (WA)_Existing_Food Preparation_Natural Gas_Food Prep Other_E9 | F5 | Commercial | Grocery (WA) | Existing | Food Preparation | Natural Gas | Food Prep Other | E9 | Utility - Cost of Operation | 0 | 0 | 0 | 0 | 0 | 0 | 0 | 0 | 0 | 0 | 0 | 0 | 0 | 0 | 0 | 0 | 0 | 0 | 0 | 0 | 0 | 0 | 0 | 0 | 0 | 0 | 0
F5_Commercial_Grocery (WA)_Existing_Food Preparation_Natural Gas_Food Prep Other_E10 | F5 | Commercial | Grocery (WA) | Existing | Food Preparation | Natural Gas | Food Prep Other | E10 | Utility - Cost of Operation | 0 | 0 | 0 | 0 | 0 | 0 | 0 | 0 | 0 | 0 | 0 | 0 | 0 | 0 | 0 | 0 | 0 | 0 | 0 | 0 | 0 | 0 | 0 | 0 | 0 | 0 | 0
F6_Commercial_Grocery (WA)_Existing_Food Preparation_Natural Gas_Food Prep Other_E1 | F6 | Commercial | Grocery (WA) | Existing | Food Preparation | Natural Gas | Food Prep Other | E1 | Utility - Value of Sales | 0.018111 | 0.018412 | 0.018779 | 0.019226 | 0.019757 | 0.020459 | 0.021179 | 0.021876 | 0.022517 | 0.023133 | 0.023766 | 0.024331 | 0.024921 | 0.025466 | 0.025924 | 0.026331 | 0.026665 | 0.026979 | 0.027316 | 0.027626 | 0.027935 | 0.028427 | 0.028925 | 0.029439 | 0.029962 | 0.030494 | 0.031036
F6_Commercial_Grocery (WA)_Existing_Food Preparation_Natural Gas_Food Prep Other_E2 | F6 | Commercial | Grocery (WA) | Existing | Food Preparation | Natural Gas | Food Prep Other | E2 | Utility - Value of Sales | 0.01811 | 0.018412 | 0.018779 | 0.019226 | 0.019757 | 0.020459 | 0.021179 | 0.021876 | 0.022517 | 0.023133 | 0.023766 | 0.024331 | 0.024921 | 0.025465 | 0.025924 | 0.026331 | 0.026664 | 0.026979 | 0.027316 | 0.027625 | 0.027935 | 0.028427 | 0.028924 | 0.029438 | 0.029961 | 0.030494 | 0.031035
F6_Commercial_Grocery (WA)_Existing_Food Preparation_Natural Gas_Food Prep Other_E3 | F6 | Commercial | Grocery (WA) | Existing | Food Preparation | Natural Gas | Food Prep Other | E3 | Utility - Value of Sales | 0 | 0 | 0 | 0 | 0 | 0 | 0 | 0 | 0 | 0 | 0 | 0 | 0 | 0 | 0 | 0 | 0 | 0 | 0 | 0 | 0 | 0 | 0 | 0 | 0 | 0 | 0
F6_Commercial_Grocery (WA)_Existing_Food Preparation_Natural Gas_Food Prep Other_E4 | F6 | Commercial | Grocery (WA) | Existing | Food Preparation | Natural Gas | Food Prep Other | E4 | Utility - Value of Sales | 0 | 0 | 0 | 0 | 0 | 0 | 0 | 0 | 0 | 0 | 0 | 0 | 0 | 0 | 0 | 0 | 0 | 0 | 0 | 0 | 0 | 0 | 0 | 0 | 0 | 0 | 0
F6_Commercial_Grocery (WA)_Existing_Food Preparation_Natural Gas_Food Prep Other_E5 | F6 | Commercial | Grocery (WA) | Existing | Food Preparation | Natural Gas | Food Prep Other | E5 | Utility - Value of Sales | 0 | 0 | 0 | 0 | 0 | 0 | 0 | 0 | 0 | 0 | 0 | 0 | 0 | 0 | 0 | 0 | 0 | 0 | 0 | 0 | 0 | 0 | 0 | 0 | 0 | 0 | 0
F6_Commercial_Grocery (WA)_Existing_Food Preparation_Natural Gas_Food Prep Other_E6 | F6 | Commercial | Grocery (WA) | Existing | Food Preparation | Natural Gas | Food Prep Other | E6 | Utility - Value of Sales | 0 | 0 | 0 | 0 | 0 | 0 | 0 | 0 | 0 | 0 | 0 | 0 | 0 | 0 | 0 | 0 | 0 | 0 | 0 | 0 | 0 | 0 | 0 | 0 | 0 | 0 | 0
F6_Commercial_Grocery (WA)_Existing_Food Preparation_Natural Gas_Food Prep Other_E7 | F6 | Commercial | Grocery (WA) | Existing | Food Preparation | Natural Gas | Food Prep Other | E7 | Utility - Value of Sales | 0 | 0 | 0 | 0 | 0 | 0 | 0 | 0 | 0 | 0 | 0 | 0 | 0 | 0 | 0 | 0 | 0 | 0 | 0 | 0 | 0 | 0 | 0 | 0 | 0 | 0 | 0
F6_Commercial_Grocery (WA)_Existing_Food Preparation_Natural Gas_Food Prep Other_E8 | F6 | Commercial | Grocery (WA) | Existing | Food Preparation | Natural Gas | Food Prep Other | E8 | Utility - Value of Sales | 0 | 0 | 0 | 0 | 0 | 0 | 0 | 0 | 0 | 0 | 0 | 0 | 0 | 0 | 0 | 0 | 0 | 0 | 0 | 0 | 0 | 0 | 0 | 0 | 0 | 0 | 0
F6_Commercial_Grocery (WA)_Existing_Food Preparation_Natural Gas_Food Prep Other_E9 | F6 | Commercial | Grocery (WA) | Existing | Food Preparation | Natural Gas | Food Prep Other | E9 | Utility - Value of Sales | 0 | 0 | 0 | 0 | 0 | 0 | 0 | 0 | 0 | 0 | 0 | 0 | 0 | 0 | 0 | 0 | 0 | 0 | 0 | 0 | 0 | 0 | 0 | 0 | 0 | 0 | 0
F6_Commercial_Grocery (WA)_Existing_Food Preparation_Natural Gas_Food Prep Other_E10 | F6 | Commercial | Grocery (WA) | Existing | Food Preparation | Natural Gas | Food Prep Other | E10 | Utility - Value of Sales | 0 | 0 | 0 | 0 | 0 | 0 | 0 | 0 | 0 | 0 | 0 | 0 | 0 | 0 | 0 | 0 | 0 | 0 | 0 | 0 | 0 | 0 | 0 | 0 | 0 | 0 | 0
F1_Commercial_Grocery (WA)_Existing_Miscellaneous_Natural Gas_Pool Heater_E1 | F1 | Commercial | Grocery (WA) | Existing | Miscellaneous | Natural Gas | Pool Heater | E1 | RVT - Cost of Equipment | 0.0026828 | 0.0026828 | 0.0026828 | 0.0026828 | 0.0026828 | 0.0026828 | 0.0026828 | 0.0026828 | 0.0026828 | 0.0026828 | 0.0026828 | 0.0026828 | 0.0026828 | 0.0026828 | 0.0026828 | 0.0026828 | 0.0026828 | 0.0026828 | 0.0026828 | 0.0026828 | 0.0026828 | 0.0026828 | 0.0026828 | 0.0026828 | 0.0026828 | 0.0026828 | 0.0026828
F1_Commercial_Grocery (WA)_Existing_Miscellaneous_Natural Gas_Pool Heater_E2 | F1 | Commercial | Grocery (WA) | Existing | Miscellaneous | Natural Gas | Pool Heater | E2 | RVT - Cost of Equipment | 0.0043927 | 0.0043927 | 0.0043927 | 0.0043927 | 0.0043927 | 0.0043927 | 0.0043927 | 0.0043927 | 0.0043927 | 0.0043927 | 0.0043927 | 0.0043927 | 0.0043927 | 0.0043927 | 0.0043927 | 0.0043927 | 0.0043927 | 0.0043927 | 0.0043927 | 0.0043927 | 0.0043927 | 0.0043927 | 0.0043927 | 0.0043927 | 0.0043927 | 0.0043927 | 0.0043927
F1_Commercial_Grocery (WA)_Existing_Miscellaneous_Natural Gas_Pool Heater_E3 | F1 | Commercial | Grocery (WA) | Existing | Miscellaneous | Natural Gas | Pool Heater | E3 | RVT - Cost of Equipment | 0 | 0 | 0 | 0 | 0 | 0 | 0 | 0 | 0 | 0 | 0 | 0 | 0 | 0 | 0 | 0 | 0 | 0 | 0 | 0 | 0 | 0 | 0 | 0 | 0 | 0 | 0
F1_Commercial_Grocery (WA)_Existing_Miscellaneous_Natural Gas_Pool Heater_E4 | F1 | Commercial | Grocery (WA) | Existing | Miscellaneous | Natural Gas | Pool Heater | E4 | RVT - Cost of Equipment | 0 | 0 | 0 | 0 | 0 | 0 | 0 | 0 | 0 | 0 | 0 | 0 | 0 | 0 | 0 | 0 | 0 | 0 | 0 | 0 | 0 | 0 | 0 | 0 | 0 | 0 | 0
F1_Commercial_Grocery (WA)_Existing_Miscellaneous_Natural Gas_Pool Heater_E5 | F1 | Commercial | Grocery (WA) | Existing | Miscellaneous | Natural Gas | Pool Heater | E5 | RVT - Cost of Equipment | 0 | 0 | 0 | 0 | 0 | 0 | 0 | 0 | 0 | 0 | 0 | 0 | 0 | 0 | 0 | 0 | 0 | 0 | 0 | 0 | 0 | 0 | 0 | 0 | 0 | 0 | 0
F1_Commercial_Grocery (WA)_Existing_Miscellaneous_Natural Gas_Pool Heater_E6 | F1 | Commercial | Grocery (WA) | Existing | Miscellaneous | Natural Gas | Pool Heater | E6 | RVT - Cost of Equipment | 0 | 0 | 0 | 0 | 0 | 0 | 0 | 0 | 0 | 0 | 0 | 0 | 0 | 0 | 0 | 0 | 0 | 0 | 0 | 0 | 0 | 0 | 0 | 0 | 0 | 0 | 0
F1_Commercial_Grocery (WA)_Existing_Miscellaneous_Natural Gas_Pool Heater_E7 | F1 | Commercial | Grocery (WA) | Existing | Miscellaneous | Natural Gas | Pool Heater | E7 | RVT - Cost of Equipment | 0 | 0 | 0 | 0 | 0 | 0 | 0 | 0 | 0 | 0 | 0 | 0 | 0 | 0 | 0 | 0 | 0 | 0 | 0 | 0 | 0 | 0 | 0 | 0 | 0 | 0 | 0
F1_Commercial_Grocery (WA)_Existing_Miscellaneous_Natural Gas_Pool Heater_E8 | F1 | Commercial | Grocery (WA) | Existing | Miscellaneous | Natural Gas | Pool Heater | E8 | RVT - Cost of Equipment | 0 | 0 | 0 | 0 | 0 | 0 | 0 | 0 | 0 | 0 | 0 | 0 | 0 | 0 | 0 | 0 | 0 | 0 | 0 | 0 | 0 | 0 | 0 | 0 | 0 | 0 | 0
F1_Commercial_Grocery (WA)_Existing_Miscellaneous_Natural Gas_Pool Heater_E9 | F1 | Commercial | Grocery (WA) | Existing | Miscellaneous | Natural Gas | Pool Heater | E9 | RVT - Cost of Equipment | 0 | 0 | 0 | 0 | 0 | 0 | 0 | 0 | 0 | 0 | 0 | 0 | 0 | 0 | 0 | 0 | 0 | 0 | 0 | 0 | 0 | 0 | 0 | 0 | 0 | 0 | 0
F1_Commercial_Grocery (WA)_Existing_Miscellaneous_Natural Gas_Pool Heater_E10 | F1 | Commercial | Grocery (WA) | Existing | Miscellaneous | Natural Gas | Pool Heater | E10 | RVT - Cost of Equipment | 0 | 0 | 0 | 0 | 0 | 0 | 0 | 0 | 0 | 0 | 0 | 0 | 0 | 0 | 0 | 0 | 0 | 0 | 0 | 0 | 0 | 0 | 0 | 0 | 0 | 0 | 0
F2_Commercial_Grocery (WA)_Existing_Miscellaneous_Natural Gas_Pool Heater_E1 | F2 | Commercial | Grocery (WA) | Existing | Miscellaneous | Natural Gas | Pool Heater | E1 | RVT - Cost of Operation | 0.0040313 | 0.0040618 | 0.0041171 | 0.0042004 | 0.0043098 | 0.0044691 | 0.0046299 | 0.0047841 | 0.0049232 | 0.0050695 | 0.0052372 | 0.0053946 | 0.0055725 | 0.0057371 | 0.0058657 | 0.0059701 | 0.0060403 | 0.0060938 | 0.006154 | 0.0062033 | 0.0062516 | 0.0063614 | 0.0064717 | 0.0065867 | 0.0067037 | 0.0068228 | 0.006944
F2_Commercial_Grocery (WA)_Existing_Miscellaneous_Natural Gas_Pool Heater_E2 | F2 | Commercial | Grocery (WA) | Existing | Miscellaneous | Natural Gas | Pool Heater | E2 | RVT - Cost of Operation | 0.0034266 | 0.0034526 | 0.0034995 | 0.0035703 | 0.0036633 | 0.0037987 | 0.0039354 | 0.0040665 | 0.0041847 | 0.0043091 | 0.0044516 | 0.0045854 | 0.0047366 | 0.0048765 | 0.0049858 | 0.0050746 | 0.0051343 | 0.0051797 | 0.0052309 | 0.0052728 | 0.0053139 | 0.0054072 | 0.005501 | 0.0055987 | 0.0056982 | 0.0057994 | 0.0059024
F2_Commercial_Grocery (WA)_Existing_Miscellaneous_Natural Gas_Pool Heater_E3 | F2 | Commercial | Grocery (WA) | Existing | Miscellaneous | Natural Gas | Pool Heater | E3 | RVT - Cost of Operation | 0 | 0 | 0 | 0 | 0 | 0 | 0 | 0 | 0 | 0 | 0 | 0 | 0 | 0 | 0 | 0 | 0 | 0 | 0 | 0 | 0 | 0 | 0 | 0 | 0 | 0 | 0
F2_Commercial_Grocery (WA)_Existing_Miscellaneous_Natural Gas_Pool Heater_E4 | F2 | Commercial | Grocery (WA) | Existing | Miscellaneous | Natural Gas | Pool Heater | E4 | RVT - Cost of Operation | 0 | 0 | 0 | 0 | 0 | 0 | 0 | 0 | 0 | 0 | 0 | 0 | 0 | 0 | 0 | 0 | 0 | 0 | 0 | 0 | 0 | 0 | 0 | 0 | 0 | 0 | 0
F2_Commercial_Grocery (WA)_Existing_Miscellaneous_Natural Gas_Pool Heater_E5 | F2 | Commercial | Grocery (WA) | Existing | Miscellaneous | Natural Gas | Pool Heater | E5 | RVT - Cost of Operation | 0 | 0 | 0 | 0 | 0 | 0 | 0 | 0 | 0 | 0 | 0 | 0 | 0 | 0 | 0 | 0 | 0 | 0 | 0 | 0 | 0 | 0 | 0 | 0 | 0 | 0 | 0
F2_Commercial_Grocery (WA)_Existing_Miscellaneous_Natural Gas_Pool Heater_E6 | F2 | Commercial | Grocery (WA) | Existing | Miscellaneous | Natural Gas | Pool Heater | E6 | RVT - Cost of Operation | 0 | 0 | 0 | 0 | 0 | 0 | 0 | 0 | 0 | 0 | 0 | 0 | 0 | 0 | 0 | 0 | 0 | 0 | 0 | 0 | 0 | 0 | 0 | 0 | 0 | 0 | 0
F2_Commercial_Grocery (WA)_Existing_Miscellaneous_Natural Gas_Pool Heater_E7 | F2 | Commercial | Grocery (WA) | Existing | Miscellaneous | Natural Gas | Pool Heater | E7 | RVT - Cost of Operation | 0 | 0 | 0 | 0 | 0 | 0 | 0 | 0 | 0 | 0 | 0 | 0 | 0 | 0 | 0 | 0 | 0 | 0 | 0 | 0 | 0 | 0 | 0 | 0 | 0 | 0 | 0
F2_Commercial_Grocery (WA)_Existing_Miscellaneous_Natural Gas_Pool Heater_E8 | F2 | Commercial | Grocery (WA) | Existing | Miscellaneous | Natural Gas | Pool Heater | E8 | RVT - Cost of Operation | 0 | 0 | 0 | 0 | 0 | 0 | 0 | 0 | 0 | 0 | 0 | 0 | 0 | 0 | 0 | 0 | 0 | 0 | 0 | 0 | 0 | 0 | 0 | 0 | 0 | 0 | 0
F2_Commercial_Grocery (WA)_Existing_Miscellaneous_Natural Gas_Pool Heater_E9 | F2 | Commercial | Grocery (WA) | Existing | Miscellaneous | Natural Gas | Pool Heater | E9 | RVT - Cost of Operation | 0 | 0 | 0 | 0 | 0 | 0 | 0 | 0 | 0 | 0 | 0 | 0 | 0 | 0 | 0 | 0 | 0 | 0 | 0 | 0 | 0 | 0 | 0 | 0 | 0 | 0 | 0
F2_Commercial_Grocery (WA)_Existing_Miscellaneous_Natural Gas_Pool Heater_E10 | F2 | Commercial | Grocery (WA) | Existing | Miscellaneous | Natural Gas | Pool Heater | E10 | RVT - Cost of Operation | 0 | 0 | 0 | 0 | 0 | 0 | 0 | 0 | 0 | 0 | 0 | 0 | 0 | 0 | 0 | 0 | 0 | 0 | 0 | 0 | 0 | 0 | 0 | 0 | 0 | 0 | 0
F3_Commercial_Grocery (WA)_Existing_Miscellaneous_Natural Gas_Pool Heater_E1 | F3 | Commercial | Grocery (WA) | Existing | Miscellaneous | Natural Gas | Pool Heater | E1 | System - kBTUs of Consumption | 1.0152 | 1.0152 | 1.0152 | 1.0152 | 1.0152 | 1.0152 | 1.0152 | 1.0152 | 1.0152 | 1.0152 | 1.0152 | 1.0152 | 1.0152 | 1.0152 | 1.0152 | 1.0152 | 1.0152 | 1.0152 | 1.0152 | 1.0152 | 1.0152 | 1.0152 | 1.0152 | 1.0152 | 1.0152 | 1.0152 | 1.0152
F3_Commercial_Grocery (WA)_Existing_Miscellaneous_Natural Gas_Pool Heater_E2 | F3 | Commercial | Grocery (WA) | Existing | Miscellaneous | Natural Gas | Pool Heater | E2 | System - kBTUs of Consumption | 0.86294 | 0.86294 | 0.86294 | 0.86294 | 0.86294 | 0.86294 | 0.86294 | 0.86294 | 0.86294 | 0.86294 | 0.86294 | 0.86294 | 0.86294 | 0.86294 | 0.86294 | 0.86294 | 0.86294 | 0.86294 | 0.86294 | 0.86294 | 0.86294 | 0.86294 | 0.86294 | 0.86294 | 0.86294 | 0.86294 | 0.86294
F3_Commercial_Grocery (WA)_Existing_Miscellaneous_Natural Gas_Pool Heater_E3 | F3 | Commercial | Grocery (WA) | Existing | Miscellaneous | Natural Gas | Pool Heater | E3 | System - kBTUs of Consumption | 0 | 0 | 0 | 0 | 0 | 0 | 0 | 0 | 0 | 0 | 0 | 0 | 0 | 0 | 0 | 0 | 0 | 0 | 0 | 0 | 0 | 0 | 0 | 0 | 0 | 0 | 0
F3_Commercial_Grocery (WA)_Existing_Miscellaneous_Natural Gas_Pool Heater_E4 | F3 | Commercial | Grocery (WA) | Existing | Miscellaneous | Natural Gas | Pool Heater | E4 | System - kBTUs of Consumption | 0 | 0 | 0 | 0 | 0 | 0 | 0 | 0 | 0 | 0 | 0 | 0 | 0 | 0 | 0 | 0 | 0 | 0 | 0 | 0 | 0 | 0 | 0 | 0 | 0 | 0 | 0
F3_Commercial_Grocery (WA)_Existing_Miscellaneous_Natural Gas_Pool Heater_E5 | F3 | Commercial | Grocery (WA) | Existing | Miscellaneous | Natural Gas | Pool Heater | E5 | System - kBTUs of Consumption | 0 | 0 | 0 | 0 | 0 | 0 | 0 | 0 | 0 | 0 | 0 | 0 | 0 | 0 | 0 | 0 | 0 | 0 | 0 | 0 | 0 | 0 | 0 | 0 | 0 | 0 | 0
F3_Commercial_Grocery (WA)_Existing_Miscellaneous_Natural Gas_Pool Heater_E6 | F3 | Commercial | Grocery (WA) | Existing | Miscellaneous | Natural Gas | Pool Heater | E6 | System - kBTUs of Consumption | 0 | 0 | 0 | 0 | 0 | 0 | 0 | 0 | 0 | 0 | 0 | 0 | 0 | 0 | 0 | 0 | 0 | 0 | 0 | 0 | 0 | 0 | 0 | 0 | 0 | 0 | 0
F3_Commercial_Grocery (WA)_Existing_Miscellaneous_Natural Gas_Pool Heater_E7 | F3 | Commercial | Grocery (WA) | Existing | Miscellaneous | Natural Gas | Pool Heater | E7 | System - kBTUs of Consumption | 0 | 0 | 0 | 0 | 0 | 0 | 0 | 0 | 0 | 0 | 0 | 0 | 0 | 0 | 0 | 0 | 0 | 0 | 0 | 0 | 0 | 0 | 0 | 0 | 0 | 0 | 0
F3_Commercial_Grocery (WA)_Existing_Miscellaneous_Natural Gas_Pool Heater_E8 | F3 | Commercial | Grocery (WA) | Existing | Miscellaneous | Natural Gas | Pool Heater | E8 | System - kBTUs of Consumption | 0 | 0 | 0 | 0 | 0 | 0 | 0 | 0 | 0 | 0 | 0 | 0 | 0 | 0 | 0 | 0 | 0 | 0 | 0 | 0 | 0 | 0 | 0 | 0 | 0 | 0 | 0
F3_Commercial_Grocery (WA)_Existing_Miscellaneous_Natural Gas_Pool Heater_E9 | F3 | Commercial | Grocery (WA) | Existing | Miscellaneous | Natural Gas | Pool Heater | E9 | System - kBTUs of Consumption | 0 | 0 | 0 | 0 | 0 | 0 | 0 | 0 | 0 | 0 | 0 | 0 | 0 | 0 | 0 | 0 | 0 | 0 | 0 | 0 | 0 | 0 | 0 | 0 | 0 | 0 | 0
F3_Commercial_Grocery (WA)_Existing_Miscellaneous_Natural Gas_Pool Heater_E10 | F3 | Commercial | Grocery (WA) | Existing | Miscellaneous | Natural Gas | Pool Heater | E10 | System - kBTUs of Consumption | 0 | 0 | 0 | 0 | 0 | 0 | 0 | 0 | 0 | 0 | 0 | 0 | 0 | 0 | 0 | 0 | 0 | 0 | 0 | 0 | 0 | 0 | 0 | 0 | 0 | 0 | 0
F4_Commercial_Grocery (WA)_Existing_Miscellaneous_Natural Gas_Pool Heater_E1 | F4 | Commercial | Grocery (WA) | Existing | Miscellaneous | Natural Gas | Pool Heater | E1 | Utility - Cost of Equipment | 0.0026828 | 0.0026828 | 0.0026828 | 0.0026828 | 0.0026828 | 0.0026828 | 0.0026828 | 0.0026828 | 0.0026828 | 0.0026828 | 0.0026828 | 0.0026828 | 0.0026828 | 0.0026828 | 0.0026828 | 0.0026828 | 0.0026828 | 0.0026828 | 0.0026828 | 0.0026828 | 0.0026828 | 0.0026828 | 0.0026828 | 0.0026828 | 0.0026828 | 0.0026828 | 0.0026828
F4_Commercial_Grocery (WA)_Existing_Miscellaneous_Natural Gas_Pool Heater_E2 | F4 | Commercial | Grocery (WA) | Existing | Miscellaneous | Natural Gas | Pool Heater | E2 | Utility - Cost of Equipment | 0.0043927 | 0.0043927 | 0.0043927 | 0.0043927 | 0.0043927 | 0.0043927 | 0.0043927 | 0.0043927 | 0.0043927 | 0.0043927 | 0.0043927 | 0.0043927 | 0.0043927 | 0.0043927 | 0.0043927 | 0.0043927 | 0.0043927 | 0.0043927 | 0.0043927 | 0.0043927 | 0.0043927 | 0.0043927 | 0.0043927 | 0.0043927 | 0.0043927 | 0.0043927 | 0.0043927
F4_Commercial_Grocery (WA)_Existing_Miscellaneous_Natural Gas_Pool Heater_E3 | F4 | Commercial | Grocery (WA) | Existing | Miscellaneous | Natural Gas | Pool Heater | E3 | Utility - Cost of Equipment | 0 | 0 | 0 | 0 | 0 | 0 | 0 | 0 | 0 | 0 | 0 | 0 | 0 | 0 | 0 | 0 | 0 | 0 | 0 | 0 | 0 | 0 | 0 | 0 | 0 | 0 | 0
F4_Commercial_Grocery (WA)_Existing_Miscellaneous_Natural Gas_Pool Heater_E4 | F4 | Commercial | Grocery (WA) | Existing | Miscellaneous | Natural Gas | Pool Heater | E4 | Utility - Cost of Equipment | 0 | 0 | 0 | 0 | 0 | 0 | 0 | 0 | 0 | 0 | 0 | 0 | 0 | 0 | 0 | 0 | 0 | 0 | 0 | 0 | 0 | 0 | 0 | 0 | 0 | 0 | 0
F4_Commercial_Grocery (WA)_Existing_Miscellaneous_Natural Gas_Pool Heater_E5 | F4 | Commercial | Grocery (WA) | Existing | Miscellaneous | Natural Gas | Pool Heater | E5 | Utility - Cost of Equipment | 0 | 0 | 0 | 0 | 0 | 0 | 0 | 0 | 0 | 0 | 0 | 0 | 0 | 0 | 0 | 0 | 0 | 0 | 0 | 0 | 0 | 0 | 0 | 0 | 0 | 0 | 0
F4_Commercial_Grocery (WA)_Existing_Miscellaneous_Natural Gas_Pool Heater_E6 | F4 | Commercial | Grocery (WA) | Existing | Miscellaneous | Natural Gas | Pool Heater | E6 | Utility - Cost of Equipment | 0 | 0 | 0 | 0 | 0 | 0 | 0 | 0 | 0 | 0 | 0 | 0 | 0 | 0 | 0 | 0 | 0 | 0 | 0 | 0 | 0 | 0 | 0 | 0 | 0 | 0 | 0
F4_Commercial_Grocery (WA)_Existing_Miscellaneous_Natural Gas_Pool Heater_E7 | F4 | Commercial | Grocery (WA) | Existing | Miscellaneous | Natural Gas | Pool Heater | E7 | Utility - Cost of Equipment | 0 | 0 | 0 | 0 | 0 | 0 | 0 | 0 | 0 | 0 | 0 | 0 | 0 | 0 | 0 | 0 | 0 | 0 | 0 | 0 | 0 | 0 | 0 | 0 | 0 | 0 | 0
F4_Commercial_Grocery (WA)_Existing_Miscellaneous_Natural Gas_Pool Heater_E8 | F4 | Commercial | Grocery (WA) | Existing | Miscellaneous | Natural Gas | Pool Heater | E8 | Utility - Cost of Equipment | 0 | 0 | 0 | 0 | 0 | 0 | 0 | 0 | 0 | 0 | 0 | 0 | 0 | 0 | 0 | 0 | 0 | 0 | 0 | 0 | 0 | 0 | 0 | 0 | 0 | 0 | 0
F4_Commercial_Grocery (WA)_Existing_Miscellaneous_Natural Gas_Pool Heater_E9 | F4 | Commercial | Grocery (WA) | Existing | Miscellaneous | Natural Gas | Pool Heater | E9 | Utility - Cost of Equipment | 0 | 0 | 0 | 0 | 0 | 0 | 0 | 0 | 0 | 0 | 0 | 0 | 0 | 0 | 0 | 0 | 0 | 0 | 0 | 0 | 0 | 0 | 0 | 0 | 0 | 0 | 0
F4_Commercial_Grocery (WA)_Existing_Miscellaneous_Natural Gas_Pool Heater_E10 | F4 | Commercial | Grocery (WA) | Existing | Miscellaneous | Natural Gas | Pool Heater | E10 | Utility - Cost of Equipment | 0 | 0 | 0 | 0 | 0 | 0 | 0 | 0 | 0 | 0 | 0 | 0 | 0 | 0 | 0 | 0 | 0 | 0 | 0 | 0 | 0 | 0 | 0 | 0 | 0 | 0 | 0
F5_Commercial_Grocery (WA)_Existing_Miscellaneous_Natural Gas_Pool Heater_E1 | F5 | Commercial | Grocery (WA) | Existing | Miscellaneous | Natural Gas | Pool Heater | E1 | Utility - Cost of Operation | 0.0033594 | 0.0033849 | 0.0034397 | 0.0035283 | 0.0036504 | 0.0038279 | 0.0040225 | 0.0042176 | 0.0044066 | 0.0046086 | 0.0047611 | 0.0049042 | 0.0050659 | 0.005222 | 0.0053527 | 0.00547 | 0.0055659 | 0.0056578 | 0.0057594 | 0.005855 | 0.0059539 | 0.0060585 | 0.0061636 | 0.0062731 | 0.0063845 | 0.0064979 | 0.0066134
F5_Commercial_Grocery (WA)_Existing_Miscellaneous_Natural Gas_Pool Heater_E2 | F5 | Commercial | Grocery (WA) | Existing | Miscellaneous | Natural Gas | Pool Heater | E2 | Utility - Cost of Operation | 0.0028555 | 0.0028771 | 0.0029237 | 0.002999 | 0.0031029 | 0.0032537 | 0.0034191 | 0.003585 | 0.0037456 | 0.0039173 | 0.0040469 | 0.0041685 | 0.004306 | 0.0044387 | 0.0045498 | 0.0046495 | 0.004731 | 0.0048091 | 0.0048955 | 0.0049767 | 0.0050608 | 0.0051497 | 0.005239 | 0.0053321 | 0.0054268 | 0.0055232 | 0.0056214
F5_Commercial_Grocery (WA)_Existing_Miscellaneous_Natural Gas_Pool Heater_E3 | F5 | Commercial | Grocery (WA) | Existing | Miscellaneous | Natural Gas | Pool Heater | E3 | Utility - Cost of Operation | 0 | 0 | 0 | 0 | 0 | 0 | 0 | 0 | 0 | 0 | 0 | 0 | 0 | 0 | 0 | 0 | 0 | 0 | 0 | 0 | 0 | 0 | 0 | 0 | 0 | 0 | 0
F5_Commercial_Grocery (WA)_Existing_Miscellaneous_Natural Gas_Pool Heater_E4 | F5 | Commercial | Grocery (WA) | Existing | Miscellaneous | Natural Gas | Pool Heater | E4 | Utility - Cost of Operation | 0 | 0 | 0 | 0 | 0 | 0 | 0 | 0 | 0 | 0 | 0 | 0 | 0 | 0 | 0 | 0 | 0 | 0 | 0 | 0 | 0 | 0 | 0 | 0 | 0 | 0 | 0
F5_Commercial_Grocery (WA)_Existing_Miscellaneous_Natural Gas_Pool Heater_E5 | F5 | Commercial | Grocery (WA) | Existing | Miscellaneous | Natural Gas | Pool Heater | E5 | Utility - Cost of Operation | 0 | 0 | 0 | 0 | 0 | 0 | 0 | 0 | 0 | 0 | 0 | 0 | 0 | 0 | 0 | 0 | 0 | 0 | 0 | 0 | 0 | 0 | 0 | 0 | 0 | 0 | 0
F5_Commercial_Grocery (WA)_Existing_Miscellaneous_Natural Gas_Pool Heater_E6 | F5 | Commercial | Grocery (WA) | Existing | Miscellaneous | Natural Gas | Pool Heater | E6 | Utility - Cost of Operation | 0 | 0 | 0 | 0 | 0 | 0 | 0 | 0 | 0 | 0 | 0 | 0 | 0 | 0 | 0 | 0 | 0 | 0 | 0 | 0 | 0 | 0 | 0 | 0 | 0 | 0 | 0
F5_Commercial_Grocery (WA)_Existing_Miscellaneous_Natural Gas_Pool Heater_E7 | F5 | Commercial | Grocery (WA) | Existing | Miscellaneous | Natural Gas | Pool Heater | E7 | Utility - Cost of Operation | 0 | 0 | 0 | 0 | 0 | 0 | 0 | 0 | 0 | 0 | 0 | 0 | 0 | 0 | 0 | 0 | 0 | 0 | 0 | 0 | 0 | 0 | 0 | 0 | 0 | 0 | 0
F5_Commercial_Grocery (WA)_Existing_Miscellaneous_Natural Gas_Pool Heater_E8 | F5 | Commercial | Grocery (WA) | Existing | Miscellaneous | Natural Gas | Pool Heater | E8 | Utility - Cost of Operation | 0 | 0 | 0 | 0 | 0 | 0 | 0 | 0 | 0 | 0 | 0 | 0 | 0 | 0 | 0 | 0 | 0 | 0 | 0 | 0 | 0 | 0 | 0 | 0 | 0 | 0 | 0
F5_Commercial_Grocery (WA)_Existing_Miscellaneous_Natural Gas_Pool Heater_E9 | F5 | Commercial | Grocery (WA) | Existing | Miscellaneous | Natural Gas | Pool Heater | E9 | Utility - Cost of Operation | 0 | 0 | 0 | 0 | 0 | 0 | 0 | 0 | 0 | 0 | 0 | 0 | 0 | 0 | 0 | 0 | 0 | 0 | 0 | 0 | 0 | 0 | 0 | 0 | 0 | 0 | 0
F5_Commercial_Grocery (WA)_Existing_Miscellaneous_Natural Gas_Pool Heater_E10 | F5 | Commercial | Grocery (WA) | Existing | Miscellaneous | Natural Gas | Pool Heater | E10 | Utility - Cost of Operation | 0 | 0 | 0 | 0 | 0 | 0 | 0 | 0 | 0 | 0 | 0 | 0 | 0 | 0 | 0 | 0 | 0 | 0 | 0 | 0 | 0 | 0 | 0 | 0 | 0 | 0 | 0
F6_Commercial_Grocery (WA)_Existing_Miscellaneous_Natural Gas_Pool Heater_E1 | F6 | Commercial | Grocery (WA) | Existing | Miscellaneous | Natural Gas | Pool Heater | E1 | Utility - Value of Sales | 0.0040313 | 0.0040618 | 0.0041171 | 0.0042004 | 0.0043098 | 0.0044691 | 0.0046299 | 0.0047841 | 0.0049232 | 0.0050695 | 0.0052372 | 0.0053946 | 0.0055725 | 0.0057371 | 0.0058657 | 0.0059701 | 0.0060403 | 0.0060938 | 0.006154 | 0.0062033 | 0.0062516 | 0.0063614 | 0.0064717 | 0.0065867 | 0.0067037 | 0.0068228 | 0.006944
F6_Commercial_Grocery (WA)_Existing_Miscellaneous_Natural Gas_Pool Heater_E2 | F6 | Commercial | Grocery (WA) | Existing | Miscellaneous | Natural Gas | Pool Heater | E2 | Utility - Value of Sales | 0.0034266 | 0.0034526 | 0.0034995 | 0.0035703 | 0.0036633 | 0.0037987 | 0.0039354 | 0.0040665 | 0.0041847 | 0.0043091 | 0.0044516 | 0.0045854 | 0.0047366 | 0.0048765 | 0.0049858 | 0.0050746 | 0.0051343 | 0.0051797 | 0.0052309 | 0.0052728 | 0.0053139 | 0.0054072 | 0.005501 | 0.0055987 | 0.0056982 | 0.0057994 | 0.0059024
F6_Commercial_Grocery (WA)_Existing_Miscellaneous_Natural Gas_Pool Heater_E3 | F6 | Commercial | Grocery (WA) | Existing | Miscellaneous | Natural Gas | Pool Heater | E3 | Utility - Value of Sales | 0 | 0 | 0 | 0 | 0 | 0 | 0 | 0 | 0 | 0 | 0 | 0 | 0 | 0 | 0 | 0 | 0 | 0 | 0 | 0 | 0 | 0 | 0 | 0 | 0 | 0 | 0
F6_Commercial_Grocery (WA)_Existing_Miscellaneous_Natural Gas_Pool Heater_E4 | F6 | Commercial | Grocery (WA) | Existing | Miscellaneous | Natural Gas | Pool Heater | E4 | Utility - Value of Sales | 0 | 0 | 0 | 0 | 0 | 0 | 0 | 0 | 0 | 0 | 0 | 0 | 0 | 0 | 0 | 0 | 0 | 0 | 0 | 0 | 0 | 0 | 0 | 0 | 0 | 0 | 0
F6_Commercial_Grocery (WA)_Existing_Miscellaneous_Natural Gas_Pool Heater_E5 | F6 | Commercial | Grocery (WA) | Existing | Miscellaneous | Natural Gas | Pool Heater | E5 | Utility - Value of Sales | 0 | 0 | 0 | 0 | 0 | 0 | 0 | 0 | 0 | 0 | 0 | 0 | 0 | 0 | 0 | 0 | 0 | 0 | 0 | 0 | 0 | 0 | 0 | 0 | 0 | 0 | 0
F6_Commercial_Grocery (WA)_Existing_Miscellaneous_Natural Gas_Pool Heater_E6 | F6 | Commercial | Grocery (WA) | Existing | Miscellaneous | Natural Gas | Pool Heater | E6 | Utility - Value of Sales | 0 | 0 | 0 | 0 | 0 | 0 | 0 | 0 | 0 | 0 | 0 | 0 | 0 | 0 | 0 | 0 | 0 | 0 | 0 | 0 | 0 | 0 | 0 | 0 | 0 | 0 | 0
F6_Commercial_Grocery (WA)_Existing_Miscellaneous_Natural Gas_Pool Heater_E7 | F6 | Commercial | Grocery (WA) | Existing | Miscellaneous | Natural Gas | Pool Heater | E7 | Utility - Value of Sales | 0 | 0 | 0 | 0 | 0 | 0 | 0 | 0 | 0 | 0 | 0 | 0 | 0 | 0 | 0 | 0 | 0 | 0 | 0 | 0 | 0 | 0 | 0 | 0 | 0 | 0 | 0
F6_Commercial_Grocery (WA)_Existing_Miscellaneous_Natural Gas_Pool Heater_E8 | F6 | Commercial | Grocery (WA) | Existing | Miscellaneous | Natural Gas | Pool Heater | E8 | Utility - Value of Sales | 0 | 0 | 0 | 0 | 0 | 0 | 0 | 0 | 0 | 0 | 0 | 0 | 0 | 0 | 0 | 0 | 0 | 0 | 0 | 0 | 0 | 0 | 0 | 0 | 0 | 0 | 0
F6_Commercial_Grocery (WA)_Existing_Miscellaneous_Natural Gas_Pool Heater_E9 | F6 | Commercial | Grocery (WA) | Existing | Miscellaneous | Natural Gas | Pool Heater | E9 | Utility - Value of Sales | 0 | 0 | 0 | 0 | 0 | 0 | 0 | 0 | 0 | 0 | 0 | 0 | 0 | 0 | 0 | 0 | 0 | 0 | 0 | 0 | 0 | 0 | 0 | 0 | 0 | 0 | 0
F6_Commercial_Grocery (WA)_Existing_Miscellaneous_Natural Gas_Pool Heater_E10 | F6 | Commercial | Grocery (WA) | Existing | Miscellaneous | Natural Gas | Pool Heater | E10 | Utility - Value of Sales | 0 | 0 | 0 | 0 | 0 | 0 | 0 | 0 | 0 | 0 | 0 | 0 | 0 | 0 | 0 | 0 | 0 | 0 | 0 | 0 | 0 | 0 | 0 | 0 | 0 | 0 | 0
F1_Commercial_Grocery (WA)_Existing_Miscellaneous_Natural Gas_Miscellaneous_E1 | F1 | Commercial | Grocery (WA) | Existing | Miscellaneous | Natural Gas | Miscellaneous | E1 | RVT - Cost of Equipment | 0.0016138 | 0.0016138 | 0.0016138 | 0.0016138 | 0.0016138 | 0.0016138 | 0.0016138 | 0.0016138 | 0.0016138 | 0.0016138 | 0.0016138 | 0.0016138 | 0.0016138 | 0.0016138 | 0.0016138 | 0.0016138 | 0.0016138 | 0.0016138 | 0.0016138 | 0.0016138 | 0.0016138 | 0.0016138 | 0.0016138 | 0.0016138 | 0.0016138 | 0.0016138 | 0.0016138
F1_Commercial_Grocery (WA)_Existing_Miscellaneous_Natural Gas_Miscellaneous_E2 | F1 | Commercial | Grocery (WA) | Existing | Miscellaneous | Natural Gas | Miscellaneous | E2 | RVT - Cost of Equipment | 0 | 0 | 0 | 0 | 0 | 0 | 0 | 0 | 0 | 0 | 0 | 0 | 0 | 0 | 0 | 0 | 0 | 0 | 0 | 0 | 0 | 0 | 0 | 0 | 0 | 0 | 0
F1_Commercial_Grocery (WA)_Existing_Miscellaneous_Natural Gas_Miscellaneous_E3 | F1 | Commercial | Grocery (WA) | Existing | Miscellaneous | Natural Gas | Miscellaneous | E3 | RVT - Cost of Equipment | 0 | 0 | 0 | 0 | 0 | 0 | 0 | 0 | 0 | 0 | 0 | 0 | 0 | 0 | 0 | 0 | 0 | 0 | 0 | 0 | 0 | 0 | 0 | 0 | 0 | 0 | 0
F1_Commercial_Grocery (WA)_Existing_Miscellaneous_Natural Gas_Miscellaneous_E4 | F1 | Commercial | Grocery (WA) | Existing | Miscellaneous | Natural Gas | Miscellaneous | E4 | RVT - Cost of Equipment | 0 | 0 | 0 | 0 | 0 | 0 | 0 | 0 | 0 | 0 | 0 | 0 | 0 | 0 | 0 | 0 | 0 | 0 | 0 | 0 | 0 | 0 | 0 | 0 | 0 | 0 | 0
F1_Commercial_Grocery (WA)_Existing_Miscellaneous_Natural Gas_Miscellaneous_E5 | F1 | Commercial | Grocery (WA) | Existing | Miscellaneous | Natural Gas | Miscellaneous | E5 | RVT - Cost of Equipment | 0 | 0 | 0 | 0 | 0 | 0 | 0 | 0 | 0 | 0 | 0 | 0 | 0 | 0 | 0 | 0 | 0 | 0 | 0 | 0 | 0 | 0 | 0 | 0 | 0 | 0 | 0
F1_Commercial_Grocery (WA)_Existing_Miscellaneous_Natural Gas_Miscellaneous_E6 | F1 | Commercial | Grocery (WA) | Existing | Miscellaneous | Natural Gas | Miscellaneous | E6 | RVT - Cost of Equipment | 0 | 0 | 0 | 0 | 0 | 0 | 0 | 0 | 0 | 0 | 0 | 0 | 0 | 0 | 0 | 0 | 0 | 0 | 0 | 0 | 0 | 0 | 0 | 0 | 0 | 0 | 0
F1_Commercial_Grocery (WA)_Existing_Miscellaneous_Natural Gas_Miscellaneous_E7 | F1 | Commercial | Grocery (WA) | Existing | Miscellaneous | Natural Gas | Miscellaneous | E7 | RVT - Cost of Equipment | 0 | 0 | 0 | 0 | 0 | 0 | 0 | 0 | 0 | 0 | 0 | 0 | 0 | 0 | 0 | 0 | 0 | 0 | 0 | 0 | 0 | 0 | 0 | 0 | 0 | 0 | 0
F1_Commercial_Grocery (WA)_Existing_Miscellaneous_Natural Gas_Miscellaneous_E8 | F1 | Commercial | Grocery (WA) | Existing | Miscellaneous | Natural Gas | Miscellaneous | E8 | RVT - Cost of Equipment | 0 | 0 | 0 | 0 | 0 | 0 | 0 | 0 | 0 | 0 | 0 | 0 | 0 | 0 | 0 | 0 | 0 | 0 | 0 | 0 | 0 | 0 | 0 | 0 | 0 | 0 | 0
F1_Commercial_Grocery (WA)_Existing_Miscellaneous_Natural Gas_Miscellaneous_E9 | F1 | Commercial | Grocery (WA) | Existing | Miscellaneous | Natural Gas | Miscellaneous | E9 | RVT - Cost of Equipment | 0 | 0 | 0 | 0 | 0 | 0 | 0 | 0 | 0 | 0 | 0 | 0 | 0 | 0 | 0 | 0 | 0 | 0 | 0 | 0 | 0 | 0 | 0 | 0 | 0 | 0 | 0
F1_Commercial_Grocery (WA)_Existing_Miscellaneous_Natural Gas_Miscellaneous_E10 | F1 | Commercial | Grocery (WA) | Existing | Miscellaneous | Natural Gas | Miscellaneous | E10 | RVT - Cost of Equipment | 0 | 0 | 0 | 0 | 0 | 0 | 0 | 0 | 0 | 0 | 0 | 0 | 0 | 0 | 0 | 0 | 0 | 0 | 0 | 0 | 0 | 0 | 0 | 0 | 0 | 0 | 0
F2_Commercial_Grocery (WA)_Existing_Miscellaneous_Natural Gas_Miscellaneous_E1 | F2 | Commercial | Grocery (WA) | Existing | Miscellaneous | Natural Gas | Miscellaneous | E1 | RVT - Cost of Operation | 0.0025525 | 0.0025688 | 0.0025961 | 0.0026385 | 0.002701 | 0.002804 | 0.00291 | 0.003009 | 0.0030955 | 0.0031852 | 0.003288 | 0.0033848 | 0.0034999 | 0.0036102 | 0.003698 | 0.0037691 | 0.003817 | 0.0038555 | 0.0038939 | 0.0039186 | 0.0039422 | 0.0040113 | 0.0040806 | 0.004153 | 0.0042268 | 0.0043019 | 0.0043783
F2_Commercial_Grocery (WA)_Existing_Miscellaneous_Natural Gas_Miscellaneous_E2 | F2 | Commercial | Grocery (WA) | Existing | Miscellaneous | Natural Gas | Miscellaneous | E2 | RVT - Cost of Operation | 0 | 0 | 0 | 0 | 0 | 0 | 0 | 0 | 0 | 0 | 0 | 0 | 0 | 0 | 0 | 0 | 0 | 0 | 0 | 0 | 0 | 0 | 0 | 0 | 0 | 0 | 0
F2_Commercial_Grocery (WA)_Existing_Miscellaneous_Natural Gas_Miscellaneous_E3 | F2 | Commercial | Grocery (WA) | Existing | Miscellaneous | Natural Gas | Miscellaneous | E3 | RVT - Cost of Operation | 0 | 0 | 0 | 0 | 0 | 0 | 0 | 0 | 0 | 0 | 0 | 0 | 0 | 0 | 0 | 0 | 0 | 0 | 0 | 0 | 0 | 0 | 0 | 0 | 0 | 0 | 0
F2_Commercial_Grocery (WA)_Existing_Miscellaneous_Natural Gas_Miscellaneous_E4 | F2 | Commercial | Grocery (WA) | Existing | Miscellaneous | Natural Gas | Miscellaneous | E4 | RVT - Cost of Operation | 0 | 0 | 0 | 0 | 0 | 0 | 0 | 0 | 0 | 0 | 0 | 0 | 0 | 0 | 0 | 0 | 0 | 0 | 0 | 0 | 0 | 0 | 0 | 0 | 0 | 0 | 0
F2_Commercial_Grocery (WA)_Existing_Miscellaneous_Natural Gas_Miscellaneous_E5 | F2 | Commercial | Grocery (WA) | Existing | Miscellaneous | Natural Gas | Miscellaneous | E5 | RVT - Cost of Operation | 0 | 0 | 0 | 0 | 0 | 0 | 0 | 0 | 0 | 0 | 0 | 0 | 0 | 0 | 0 | 0 | 0 | 0 | 0 | 0 | 0 | 0 | 0 | 0 | 0 | 0 | 0
F2_Commercial_Grocery (WA)_Existing_Miscellaneous_Natural Gas_Miscellaneous_E6 | F2 | Commercial | Grocery (WA) | Existing | Miscellaneous | Natural Gas | Miscellaneous | E6 | RVT - Cost of Operation | 0 | 0 | 0 | 0 | 0 | 0 | 0 | 0 | 0 | 0 | 0 | 0 | 0 | 0 | 0 | 0 | 0 | 0 | 0 | 0 | 0 | 0 | 0 | 0 | 0 | 0 | 0
F2_Commercial_Grocery (WA)_Existing_Miscellaneous_Natural Gas_Miscellaneous_E7 | F2 | Commercial | Grocery (WA) | Existing | Miscellaneous | Natural Gas | Miscellaneous | E7 | RVT - Cost of Operation | 0 | 0 | 0 | 0 | 0 | 0 | 0 | 0 | 0 | 0 | 0 | 0 | 0 | 0 | 0 | 0 | 0 | 0 | 0 | 0 | 0 | 0 | 0 | 0 | 0 | 0 | 0
F2_Commercial_Grocery (WA)_Existing_Miscellaneous_Natural Gas_Miscellaneous_E8 | F2 | Commercial | Grocery (WA) | Existing | Miscellaneous | Natural Gas | Miscellaneous | E8 | RVT - Cost of Operation | 0 | 0 | 0 | 0 | 0 | 0 | 0 | 0 | 0 | 0 | 0 | 0 | 0 | 0 | 0 | 0 | 0 | 0 | 0 | 0 | 0 | 0 | 0 | 0 | 0 | 0 | 0
F2_Commercial_Grocery (WA)_Existing_Miscellaneous_Natural Gas_Miscellaneous_E9 | F2 | Commercial | Grocery (WA) | Existing | Miscellaneous | Natural Gas | Miscellaneous | E9 | RVT - Cost of Operation | 0 | 0 | 0 | 0 | 0 | 0 | 0 | 0 | 0 | 0 | 0 | 0 | 0 | 0 | 0 | 0 | 0 | 0 | 0 | 0 | 0 | 0 | 0 | 0 | 0 | 0 | 0
F2_Commercial_Grocery (WA)_Existing_Miscellaneous_Natural Gas_Miscellaneous_E10 | F2 | Commercial | Grocery (WA) | Existing | Miscellaneous | Natural Gas | Miscellaneous | E10 | RVT - Cost of Operation | 0 | 0 | 0 | 0 | 0 | 0 | 0 | 0 | 0 | 0 | 0 | 0 | 0 | 0 | 0 | 0 | 0 | 0 | 0 | 0 | 0 | 0 | 0 | 0 | 0 | 0 | 0
F3_Commercial_Grocery (WA)_Existing_Miscellaneous_Natural Gas_Miscellaneous_E1 | F3 | Commercial | Grocery (WA) | Existing | Miscellaneous | Natural Gas | Miscellaneous | E1 | System - kBTUs of Consumption | 0.65196 | 0.65196 | 0.65196 | 0.65196 | 0.65196 | 0.65196 | 0.65196 | 0.65196 | 0.65196 | 0.65196 | 0.65196 | 0.65196 | 0.65196 | 0.65196 | 0.65196 | 0.65196 | 0.65196 | 0.65196 | 0.65196 | 0.65196 | 0.65196 | 0.65196 | 0.65196 | 0.65196 | 0.65196 | 0.65196 | 0.65196
F3_Commercial_Grocery (WA)_Existing_Miscellaneous_Natural Gas_Miscellaneous_E2 | F3 | Commercial | Grocery (WA) | Existing | Miscellaneous | Natural Gas | Miscellaneous | E2 | System - kBTUs of Consumption | 0 | 0 | 0 | 0 | 0 | 0 | 0 | 0 | 0 | 0 | 0 | 0 | 0 | 0 | 0 | 0 | 0 | 0 | 0 | 0 | 0 | 0 | 0 | 0 | 0 | 0 | 0
F3_Commercial_Grocery (WA)_Existing_Miscellaneous_Natural Gas_Miscellaneous_E3 | F3 | Commercial | Grocery (WA) | Existing | Miscellaneous | Natural Gas | Miscellaneous | E3 | System - kBTUs of Consumption | 0 | 0 | 0 | 0 | 0 | 0 | 0 | 0 | 0 | 0 | 0 | 0 | 0 | 0 | 0 | 0 | 0 | 0 | 0 | 0 | 0 | 0 | 0 | 0 | 0 | 0 | 0
F3_Commercial_Grocery (WA)_Existing_Miscellaneous_Natural Gas_Miscellaneous_E4 | F3 | Commercial | Grocery (WA) | Existing | Miscellaneous | Natural Gas | Miscellaneous | E4 | System - kBTUs of Consumption | 0 | 0 | 0 | 0 | 0 | 0 | 0 | 0 | 0 | 0 | 0 | 0 | 0 | 0 | 0 | 0 | 0 | 0 | 0 | 0 | 0 | 0 | 0 | 0 | 0 | 0 | 0
F3_Commercial_Grocery (WA)_Existing_Miscellaneous_Natural Gas_Miscellaneous_E5 | F3 | Commercial | Grocery (WA) | Existing | Miscellaneous | Natural Gas | Miscellaneous | E5 | System - kBTUs of Consumption | 0 | 0 | 0 | 0 | 0 | 0 | 0 | 0 | 0 | 0 | 0 | 0 | 0 | 0 | 0 | 0 | 0 | 0 | 0 | 0 | 0 | 0 | 0 | 0 | 0 | 0 | 0
F3_Commercial_Grocery (WA)_Existing_Miscellaneous_Natural Gas_Miscellaneous_E6 | F3 | Commercial | Grocery (WA) | Existing | Miscellaneous | Natural Gas | Miscellaneous | E6 | System - kBTUs of Consumption | 0 | 0 | 0 | 0 | 0 | 0 | 0 | 0 | 0 | 0 | 0 | 0 | 0 | 0 | 0 | 0 | 0 | 0 | 0 | 0 | 0 | 0 | 0 | 0 | 0 | 0 | 0
F3_Commercial_Grocery (WA)_Existing_Miscellaneous_Natural Gas_Miscellaneous_E7 | F3 | Commercial | Grocery (WA) | Existing | Miscellaneous | Natural Gas | Miscellaneous | E7 | System - kBTUs of Consumption | 0 | 0 | 0 | 0 | 0 | 0 | 0 | 0 | 0 | 0 | 0 | 0 | 0 | 0 | 0 | 0 | 0 | 0 | 0 | 0 | 0 | 0 | 0 | 0 | 0 | 0 | 0
F3_Commercial_Grocery (WA)_Existing_Miscellaneous_Natural Gas_Miscellaneous_E8 | F3 | Commercial | Grocery (WA) | Existing | Miscellaneous | Natural Gas | Miscellaneous | E8 | System - kBTUs of Consumption | 0 | 0 | 0 | 0 | 0 | 0 | 0 | 0 | 0 | 0 | 0 | 0 | 0 | 0 | 0 | 0 | 0 | 0 | 0 | 0 | 0 | 0 | 0 | 0 | 0 | 0 | 0
F3_Commercial_Grocery (WA)_Existing_Miscellaneous_Natural Gas_Miscellaneous_E9 | F3 | Commercial | Grocery (WA) | Existing | Miscellaneous | Natural Gas | Miscellaneous | E9 | System - kBTUs of Consumption | 0 | 0 | 0 | 0 | 0 | 0 | 0 | 0 | 0 | 0 | 0 | 0 | 0 | 0 | 0 | 0 | 0 | 0 | 0 | 0 | 0 | 0 | 0 | 0 | 0 | 0 | 0
F3_Commercial_Grocery (WA)_Existing_Miscellaneous_Natural Gas_Miscellaneous_E10 | F3 | Commercial | Grocery (WA) | Existing | Miscellaneous | Natural Gas | Miscellaneous | E10 | System - kBTUs of Consumption | 0 | 0 | 0 | 0 | 0 | 0 | 0 | 0 | 0 | 0 | 0 | 0 | 0 | 0 | 0 | 0 | 0 | 0 | 0 | 0 | 0 | 0 | 0 | 0 | 0 | 0 | 0
F4_Commercial_Grocery (WA)_Existing_Miscellaneous_Natural Gas_Miscellaneous_E1 | F4 | Commercial | Grocery (WA) | Existing | Miscellaneous | Natural Gas | Miscellaneous | E1 | Utility - Cost of Equipment | 0.0016138 | 0.0016138 | 0.0016138 | 0.0016138 | 0.0016138 | 0.0016138 | 0.0016138 | 0.0016138 | 0.0016138 | 0.0016138 | 0.0016138 | 0.0016138 | 0.0016138 | 0.0016138 | 0.0016138 | 0.0016138 | 0.0016138 | 0.0016138 | 0.0016138 | 0.0016138 | 0.0016138 | 0.0016138 | 0.0016138 | 0.0016138 | 0.0016138 | 0.0016138 | 0.0016138
F4_Commercial_Grocery (WA)_Existing_Miscellaneous_Natural Gas_Miscellaneous_E2 | F4 | Commercial | Grocery (WA) | Existing | Miscellaneous | Natural Gas | Miscellaneous | E2 | Utility - Cost of Equipment | 0 | 0 | 0 | 0 | 0 | 0 | 0 | 0 | 0 | 0 | 0 | 0 | 0 | 0 | 0 | 0 | 0 | 0 | 0 | 0 | 0 | 0 | 0 | 0 | 0 | 0 | 0
F4_Commercial_Grocery (WA)_Existing_Miscellaneous_Natural Gas_Miscellaneous_E3 | F4 | Commercial | Grocery (WA) | Existing | Miscellaneous | Natural Gas | Miscellaneous | E3 | Utility - Cost of Equipment | 0 | 0 | 0 | 0 | 0 | 0 | 0 | 0 | 0 | 0 | 0 | 0 | 0 | 0 | 0 | 0 | 0 | 0 | 0 | 0 | 0 | 0 | 0 | 0 | 0 | 0 | 0
F4_Commercial_Grocery (WA)_Existing_Miscellaneous_Natural Gas_Miscellaneous_E4 | F4 | Commercial | Grocery (WA) | Existing | Miscellaneous | Natural Gas | Miscellaneous | E4 | Utility - Cost of Equipment | 0 | 0 | 0 | 0 | 0 | 0 | 0 | 0 | 0 | 0 | 0 | 0 | 0 | 0 | 0 | 0 | 0 | 0 | 0 | 0 | 0 | 0 | 0 | 0 | 0 | 0 | 0
F4_Commercial_Grocery (WA)_Existing_Miscellaneous_Natural Gas_Miscellaneous_E5 | F4 | Commercial | Grocery (WA) | Existing | Miscellaneous | Natural Gas | Miscellaneous | E5 | Utility - Cost of Equipment | 0 | 0 | 0 | 0 | 0 | 0 | 0 | 0 | 0 | 0 | 0 | 0 | 0 | 0 | 0 | 0 | 0 | 0 | 0 | 0 | 0 | 0 | 0 | 0 | 0 | 0 | 0
F4_Commercial_Grocery (WA)_Existing_Miscellaneous_Natural Gas_Miscellaneous_E6 | F4 | Commercial | Grocery (WA) | Existing | Miscellaneous | Natural Gas | Miscellaneous | E6 | Utility - Cost of Equipment | 0 | 0 | 0 | 0 | 0 | 0 | 0 | 0 | 0 | 0 | 0 | 0 | 0 | 0 | 0 | 0 | 0 | 0 | 0 | 0 | 0 | 0 | 0 | 0 | 0 | 0 | 0
F4_Commercial_Grocery (WA)_Existing_Miscellaneous_Natural Gas_Miscellaneous_E7 | F4 | Commercial | Grocery (WA) | Existing | Miscellaneous | Natural Gas | Miscellaneous | E7 | Utility - Cost of Equipment | 0 | 0 | 0 | 0 | 0 | 0 | 0 | 0 | 0 | 0 | 0 | 0 | 0 | 0 | 0 | 0 | 0 | 0 | 0 | 0 | 0 | 0 | 0 | 0 | 0 | 0 | 0
F4_Commercial_Grocery (WA)_Existing_Miscellaneous_Natural Gas_Miscellaneous_E8 | F4 | Commercial | Grocery (WA) | Existing | Miscellaneous | Natural Gas | Miscellaneous | E8 | Utility - Cost of Equipment | 0 | 0 | 0 | 0 | 0 | 0 | 0 | 0 | 0 | 0 | 0 | 0 | 0 | 0 | 0 | 0 | 0 | 0 | 0 | 0 | 0 | 0 | 0 | 0 | 0 | 0 | 0
F4_Commercial_Grocery (WA)_Existing_Miscellaneous_Natural Gas_Miscellaneous_E9 | F4 | Commercial | Grocery (WA) | Existing | Miscellaneous | Natural Gas | Miscellaneous | E9 | Utility - Cost of Equipment | 0 | 0 | 0 | 0 | 0 | 0 | 0 | 0 | 0 | 0 | 0 | 0 | 0 | 0 | 0 | 0 | 0 | 0 | 0 | 0 | 0 | 0 | 0 | 0 | 0 | 0 | 0
F4_Commercial_Grocery (WA)_Existing_Miscellaneous_Natural Gas_Miscellaneous_E10 | F4 | Commercial | Grocery (WA) | Existing | Miscellaneous | Natural Gas | Miscellaneous | E10 | Utility - Cost of Equipment | 0 | 0 | 0 | 0 | 0 | 0 | 0 | 0 | 0 | 0 | 0 | 0 | 0 | 0 | 0 | 0 | 0 | 0 | 0 | 0 | 0 | 0 | 0 | 0 | 0 | 0 | 0
F5_Commercial_Grocery (WA)_Existing_Miscellaneous_Natural Gas_Miscellaneous_E1 | F5 | Commercial | Grocery (WA) | Existing | Miscellaneous | Natural Gas | Miscellaneous | E1 | Utility - Cost of Operation | 0.0021271 | 0.0021407 | 0.0021681 | 0.0022136 | 0.0022823 | 0.002392 | 0.0025126 | 0.0026372 | 0.0027625 | 0.0028957 | 0.0029891 | 0.0030771 | 0.0031817 | 0.0032854 | 0.0033726 | 0.0034492 | 0.0035098 | 0.0035679 | 0.0036326 | 0.0036925 | 0.0037545 | 0.0038203 | 0.0038862 | 0.0039553 | 0.0040256 | 0.0040971 | 0.0041699
F5_Commercial_Grocery (WA)_Existing_Miscellaneous_Natural Gas_Miscellaneous_E2 | F5 | Commercial | Grocery (WA) | Existing | Miscellaneous | Natural Gas | Miscellaneous | E2 | Utility - Cost of Operation | 0 | 0 | 0 | 0 | 0 | 0 | 0 | 0 | 0 | 0 | 0 | 0 | 0 | 0 | 0 | 0 | 0 | 0 | 0 | 0 | 0 | 0 | 0 | 0 | 0 | 0 | 0
F5_Commercial_Grocery (WA)_Existing_Miscellaneous_Natural Gas_Miscellaneous_E3 | F5 | Commercial | Grocery (WA) | Existing | Miscellaneous | Natural Gas | Miscellaneous | E3 | Utility - Cost of Operation | 0 | 0 | 0 | 0 | 0 | 0 | 0 | 0 | 0 | 0 | 0 | 0 | 0 | 0 | 0 | 0 | 0 | 0 | 0 | 0 | 0 | 0 | 0 | 0 | 0 | 0 | 0
F5_Commercial_Grocery (WA)_Existing_Miscellaneous_Natural Gas_Miscellaneous_E4 | F5 | Commercial | Grocery (WA) | Existing | Miscellaneous | Natural Gas | Miscellaneous | E4 | Utility - Cost of Operation | 0 | 0 | 0 | 0 | 0 | 0 | 0 | 0 | 0 | 0 | 0 | 0 | 0 | 0 | 0 | 0 | 0 | 0 | 0 | 0 | 0 | 0 | 0 | 0 | 0 | 0 | 0
F5_Commercial_Grocery (WA)_Existing_Miscellaneous_Natural Gas_Miscellaneous_E5 | F5 | Commercial | Grocery (WA) | Existing | Miscellaneous | Natural Gas | Miscellaneous | E5 | Utility - Cost of Operation | 0 | 0 | 0 | 0 | 0 | 0 | 0 | 0 | 0 | 0 | 0 | 0 | 0 | 0 | 0 | 0 | 0 | 0 | 0 | 0 | 0 | 0 | 0 | 0 | 0 | 0 | 0
F5_Commercial_Grocery (WA)_Existing_Miscellaneous_Natural Gas_Miscellaneous_E6 | F5 | Commercial | Grocery (WA) | Existing | Miscellaneous | Natural Gas | Miscellaneous | E6 | Utility - Cost of Operation | 0 | 0 | 0 | 0 | 0 | 0 | 0 | 0 | 0 | 0 | 0 | 0 | 0 | 0 | 0 | 0 | 0 | 0 | 0 | 0 | 0 | 0 | 0 | 0 | 0 | 0 | 0
F5_Commercial_Grocery (WA)_Existing_Miscellaneous_Natural Gas_Miscellaneous_E7 | F5 | Commercial | Grocery (WA) | Existing | Miscellaneous | Natural Gas | Miscellaneous | E7 | Utility - Cost of Operation | 0 | 0 | 0 | 0 | 0 | 0 | 0 | 0 | 0 | 0 | 0 | 0 | 0 | 0 | 0 | 0 | 0 | 0 | 0 | 0 | 0 | 0 | 0 | 0 | 0 | 0 | 0
F5_Commercial_Grocery (WA)_Existing_Miscellaneous_Natural Gas_Miscellaneous_E8 | F5 | Commercial | Grocery (WA) | Existing | Miscellaneous | Natural Gas | Miscellaneous | E8 | Utility - Cost of Operation | 0 | 0 | 0 | 0 | 0 | 0 | 0 | 0 | 0 | 0 | 0 | 0 | 0 | 0 | 0 | 0 | 0 | 0 | 0 | 0 | 0 | 0 | 0 | 0 | 0 | 0 | 0
F5_Commercial_Grocery (WA)_Existing_Miscellaneous_Natural Gas_Miscellaneous_E9 | F5 | Commercial | Grocery (WA) | Existing | Miscellaneous | Natural Gas | Miscellaneous | E9 | Utility - Cost of Operation | 0 | 0 | 0 | 0 | 0 | 0 | 0 | 0 | 0 | 0 | 0 | 0 | 0 | 0 | 0 | 0 | 0 | 0 | 0 | 0 | 0 | 0 | 0 | 0 | 0 | 0 | 0
F5_Commercial_Grocery (WA)_Existing_Miscellaneous_Natural Gas_Miscellaneous_E10 | F5 | Commercial | Grocery (WA) | Existing | Miscellaneous | Natural Gas | Miscellaneous | E10 | Utility - Cost of Operation | 0 | 0 | 0 | 0 | 0 | 0 | 0 | 0 | 0 | 0 | 0 | 0 | 0 | 0 | 0 | 0 | 0 | 0 | 0 | 0 | 0 | 0 | 0 | 0 | 0 | 0 | 0
F6_Commercial_Grocery (WA)_Existing_Miscellaneous_Natural Gas_Miscellaneous_E1 | F6 | Commercial | Grocery (WA) | Existing | Miscellaneous | Natural Gas | Miscellaneous | E1 | Utility - Value of Sales | 0.0025525 | 0.0025688 | 0.0025961 | 0.0026385 | 0.002701 | 0.002804 | 0.00291 | 0.003009 | 0.0030955 | 0.0031852 | 0.003288 | 0.0033848 | 0.0034999 | 0.0036102 | 0.003698 | 0.0037691 | 0.003817 | 0.0038555 | 0.0038939 | 0.0039186 | 0.0039422 | 0.0040113 | 0.0040806 | 0.004153 | 0.0042268 | 0.0043019 | 0.0043783
F6_Commercial_Grocery (WA)_Existing_Miscellaneous_Natural Gas_Miscellaneous_E2 | F6 | Commercial | Grocery (WA) | Existing | Miscellaneous | Natural Gas | Miscellaneous | E2 | Utility - Value of Sales | 0 | 0 | 0 | 0 | 0 | 0 | 0 | 0 | 0 | 0 | 0 | 0 | 0 | 0 | 0 | 0 | 0 | 0 | 0 | 0 | 0 | 0 | 0 | 0 | 0 | 0 | 0
F6_Commercial_Grocery (WA)_Existing_Miscellaneous_Natural Gas_Miscellaneous_E3 | F6 | Commercial | Grocery (WA) | Existing | Miscellaneous | Natural Gas | Miscellaneous | E3 | Utility - Value of Sales | 0 | 0 | 0 | 0 | 0 | 0 | 0 | 0 | 0 | 0 | 0 | 0 | 0 | 0 | 0 | 0 | 0 | 0 | 0 | 0 | 0 | 0 | 0 | 0 | 0 | 0 | 0
F6_Commercial_Grocery (WA)_Existing_Miscellaneous_Natural Gas_Miscellaneous_E4 | F6 | Commercial | Grocery (WA) | Existing | Miscellaneous | Natural Gas | Miscellaneous | E4 | Utility - Value of Sales | 0 | 0 | 0 | 0 | 0 | 0 | 0 | 0 | 0 | 0 | 0 | 0 | 0 | 0 | 0 | 0 | 0 | 0 | 0 | 0 | 0 | 0 | 0 | 0 | 0 | 0 | 0
F6_Commercial_Grocery (WA)_Existing_Miscellaneous_Natural Gas_Miscellaneous_E5 | F6 | Commercial | Grocery (WA) | Existing | Miscellaneous | Natural Gas | Miscellaneous | E5 | Utility - Value of Sales | 0 | 0 | 0 | 0 | 0 | 0 | 0 | 0 | 0 | 0 | 0 | 0 | 0 | 0 | 0 | 0 | 0 | 0 | 0 | 0 | 0 | 0 | 0 | 0 | 0 | 0 | 0
F6_Commercial_Grocery (WA)_Existing_Miscellaneous_Natural Gas_Miscellaneous_E6 | F6 | Commercial | Grocery (WA) | Existing | Miscellaneous | Natural Gas | Miscellaneous | E6 | Utility - Value of Sales | 0 | 0 | 0 | 0 | 0 | 0 | 0 | 0 | 0 | 0 | 0 | 0 | 0 | 0 | 0 | 0 | 0 | 0 | 0 | 0 | 0 | 0 | 0 | 0 | 0 | 0 | 0
F6_Commercial_Grocery (WA)_Existing_Miscellaneous_Natural Gas_Miscellaneous_E7 | F6 | Commercial | Grocery (WA) | Existing | Miscellaneous | Natural Gas | Miscellaneous | E7 | Utility - Value of Sales | 0 | 0 | 0 | 0 | 0 | 0 | 0 | 0 | 0 | 0 | 0 | 0 | 0 | 0 | 0 | 0 | 0 | 0 | 0 | 0 | 0 | 0 | 0 | 0 | 0 | 0 | 0
F6_Commercial_Grocery (WA)_Existing_Miscellaneous_Natural Gas_Miscellaneous_E8 | F6 | Commercial | Grocery (WA) | Existing | Miscellaneous | Natural Gas | Miscellaneous | E8 | Utility - Value of Sales | 0 | 0 | 0 | 0 | 0 | 0 | 0 | 0 | 0 | 0 | 0 | 0 | 0 | 0 | 0 | 0 | 0 | 0 | 0 | 0 | 0 | 0 | 0 | 0 | 0 | 0 | 0
F6_Commercial_Grocery (WA)_Existing_Miscellaneous_Natural Gas_Miscellaneous_E9 | F6 | Commercial | Grocery (WA) | Existing | Miscellaneous | Natural Gas | Miscellaneous | E9 | Utility - Value of Sales | 0 | 0 | 0 | 0 | 0 | 0 | 0 | 0 | 0 | 0 | 0 | 0 | 0 | 0 | 0 | 0 | 0 | 0 | 0 | 0 | 0 | 0 | 0 | 0 | 0 | 0 | 0
F6_Commercial_Grocery (WA)_Existing_Miscellaneous_Natural Gas_Miscellaneous_E10 | F6 | Commercial | Grocery (WA) | Existing | Miscellaneous | Natural Gas | Miscellaneous | E10 | Utility - Value of Sales | 0 | 0 | 0 | 0 | 0 | 0 | 0 | 0 | 0 | 0 | 0 | 0 | 0 | 0 | 0 | 0 | 0 | 0 | 0 | 0 | 0 | 0 | 0 | 0 | 0 | 0 | 0
F1_Commercial_Grocery (WA)_New_Space Heating_Natural Gas_Furnace_E1 | F1 | Commercial | Grocery (WA) | New | Space Heating | Natural Gas | Furnace | E1 | RVT - Cost of Equipment | 0.075113 | 0.075113 | 0.075113 | 0.075113 | 0.075113 | 0.075113 | 0.075113 | 0.075113 | 0.075113 | 0.075113 | 0.075113 | 0.075113 | 0.075113 | 0.075113 | 0.075113 | 0.075113 | 0.075113 | 0.075113 | 0.075113 | 0.075113 | 0.075113 | 0.075113 | 0.075113 | 0.075113 | 0.075113 | 0.075113 | 0.075113
F1_Commercial_Grocery (WA)_New_Space Heating_Natural Gas_Furnace_E2 | F1 | Commercial | Grocery (WA) | New | Space Heating | Natural Gas | Furnace | E2 | RVT - Cost of Equipment | 0.15182 | 0.15182 | 0.15182 | 0.15182 | 0.15182 | 0.15182 | 0.15182 | 0.15182 | 0.15182 | 0.15182 | 0.15182 | 0.15182 | 0.15182 | 0.15182 | 0.15182 | 0.15182 | 0.15182 | 0.15182 | 0.15182 | 0.15182 | 0.15182 | 0.15182 | 0.15182 | 0.15182 | 0.15182 | 0.15182 | 0.15182
F1_Commercial_Grocery (WA)_New_Space Heating_Natural Gas_Furnace_E3 | F1 | Commercial | Grocery (WA) | New | Space Heating | Natural Gas | Furnace | E3 | RVT - Cost of Equipment | 0.092292 | 0.092292 | 0.092292 | 0.092292 | 0.092292 | 0.092292 | 0.092292 | 0.092292 | 0.092292 | 0.092292 | 0.092292 | 0.092292 | 0.092292 | 0.092292 | 0.092292 | 0.092292 | 0.092292 | 0.092292 | 0.092292 | 0.092292 | 0.092292 | 0.092292 | 0.092292 | 0.092292 | 0.092292 | 0.092292 | 0.092292
F1_Commercial_Grocery (WA)_New_Space Heating_Natural Gas_Furnace_E4 | F1 | Commercial | Grocery (WA) | New | Space Heating | Natural Gas | Furnace | E4 | RVT - Cost of Equipment | 0 | 0 | 0 | 0 | 0 | 0 | 0 | 0 | 0 | 0 | 0 | 0 | 0 | 0 | 0 | 0 | 0 | 0 | 0 | 0 | 0 | 0 | 0 | 0 | 0 | 0 | 0
F1_Commercial_Grocery (WA)_New_Space Heating_Natural Gas_Furnace_E5 | F1 | Commercial | Grocery (WA) | New | Space Heating | Natural Gas | Furnace | E5 | RVT - Cost of Equipment | 0 | 0 | 0 | 0 | 0 | 0 | 0 | 0 | 0 | 0 | 0 | 0 | 0 | 0 | 0 | 0 | 0 | 0 | 0 | 0 | 0 | 0 | 0 | 0 | 0 | 0 | 0
F1_Commercial_Grocery (WA)_New_Space Heating_Natural Gas_Furnace_E6 | F1 | Commercial | Grocery (WA) | New | Space Heating | Natural Gas | Furnace | E6 | RVT - Cost of Equipment | 0 | 0 | 0 | 0 | 0 | 0 | 0 | 0 | 0 | 0 | 0 | 0 | 0 | 0 | 0 | 0 | 0 | 0 | 0 | 0 | 0 | 0 | 0 | 0 | 0 | 0 | 0
F1_Commercial_Grocery (WA)_New_Space Heating_Natural Gas_Furnace_E7 | F1 | Commercial | Grocery (WA) | New | Space Heating | Natural Gas | Furnace | E7 | RVT - Cost of Equipment | 0 | 0 | 0 | 0 | 0 | 0 | 0 | 0 | 0 | 0 | 0 | 0 | 0 | 0 | 0 | 0 | 0 | 0 | 0 | 0 | 0 | 0 | 0 | 0 | 0 | 0 | 0
F1_Commercial_Grocery (WA)_New_Space Heating_Natural Gas_Furnace_E8 | F1 | Commercial | Grocery (WA) | New | Space Heating | Natural Gas | Furnace | E8 | RVT - Cost of Equipment | 0 | 0 | 0 | 0 | 0 | 0 | 0 | 0 | 0 | 0 | 0 | 0 | 0 | 0 | 0 | 0 | 0 | 0 | 0 | 0 | 0 | 0 | 0 | 0 | 0 | 0 | 0
F1_Commercial_Grocery (WA)_New_Space Heating_Natural Gas_Furnace_E9 | F1 | Commercial | Grocery (WA) | New | Space Heating | Natural Gas | Furnace | E9 | RVT - Cost of Equipment | 0 | 0 | 0 | 0 | 0 | 0 | 0 | 0 | 0 | 0 | 0 | 0 | 0 | 0 | 0 | 0 | 0 | 0 | 0 | 0 | 0 | 0 | 0 | 0 | 0 | 0 | 0
F1_Commercial_Grocery (WA)_New_Space Heating_Natural Gas_Furnace_E10 | F1 | Commercial | Grocery (WA) | New | Space Heating | Natural Gas | Furnace | E10 | RVT - Cost of Equipment | 0 | 0 | 0 | 0 | 0 | 0 | 0 | 0 | 0 | 0 | 0 | 0 | 0 | 0 | 0 | 0 | 0 | 0 | 0 | 0 | 0 | 0 | 0 | 0 | 0 | 0 | 0
F2_Commercial_Grocery (WA)_New_Space Heating_Natural Gas_Furnace_E1 | F2 | Commercial | Grocery (WA) | New | Space Heating | Natural Gas | Furnace | E1 | RVT - Cost of Operation | 0.24084 | 0.24284 | 0.24617 | 0.25002 | 0.25443 | 0.26162 | 0.26874 | 0.27619 | 0.28273 | 0.28908 | 0.29627 | 0.30256 | 0.30955 | 0.31676 | 0.32317 | 0.32933 | 0.33475 | 0.34029 | 0.34603 | 0.35184 | 0.35765 | 0.36545 | 0.3747 | 0.38265 | 0.39077 | 0.39907 | 0.40754
F2_Commercial_Grocery (WA)_New_Space Heating_Natural Gas_Furnace_E2 | F2 | Commercial | Grocery (WA) | New | Space Heating | Natural Gas | Furnace | E2 | RVT - Cost of Operation | 0.21407 | 0.21585 | 0.21881 | 0.22224 | 0.22616 | 0.23254 | 0.23888 | 0.2455 | 0.25131 | 0.25695 | 0.26335 | 0.26893 | 0.27515 | 0.28156 | 0.28726 | 0.29273 | 0.29755 | 0.30247 | 0.30757 | 0.31274 | 0.3179 | 0.32484 | 0.33306 | 0.34013 | 0.34735 | 0.35472 | 0.36225
F2_Commercial_Grocery (WA)_New_Space Heating_Natural Gas_Furnace_E3 | F2 | Commercial | Grocery (WA) | New | Space Heating | Natural Gas | Furnace | E3 | RVT - Cost of Operation | 0.2007 | 0.20237 | 0.20514 | 0.20835 | 0.21203 | 0.21801 | 0.22395 | 0.23016 | 0.23561 | 0.2409 | 0.24689 | 0.25213 | 0.25796 | 0.26396 | 0.26931 | 0.27444 | 0.27896 | 0.28357 | 0.28836 | 0.2932 | 0.29804 | 0.30454 | 0.31225 | 0.31888 | 0.32564 | 0.33256 | 0.33961
F2_Commercial_Grocery (WA)_New_Space Heating_Natural Gas_Furnace_E4 | F2 | Commercial | Grocery (WA) | New | Space Heating | Natural Gas | Furnace | E4 | RVT - Cost of Operation | 0 | 0 | 0 | 0 | 0 | 0 | 0 | 0 | 0 | 0 | 0 | 0 | 0 | 0 | 0 | 0 | 0 | 0 | 0 | 0 | 0 | 0 | 0 | 0 | 0 | 0 | 0
F2_Commercial_Grocery (WA)_New_Space Heating_Natural Gas_Furnace_E5 | F2 | Commercial | Grocery (WA) | New | Space Heating | Natural Gas | Furnace | E5 | RVT - Cost of Operation | 0 | 0 | 0 | 0 | 0 | 0 | 0 | 0 | 0 | 0 | 0 | 0 | 0 | 0 | 0 | 0 | 0 | 0 | 0 | 0 | 0 | 0 | 0 | 0 | 0 | 0 | 0
F2_Commercial_Grocery (WA)_New_Space Heating_Natural Gas_Furnace_E6 | F2 | Commercial | Grocery (WA) | New | Space Heating | Natural Gas | Furnace | E6 | RVT - Cost of Operation | 0 | 0 | 0 | 0 | 0 | 0 | 0 | 0 | 0 | 0 | 0 | 0 | 0 | 0 | 0 | 0 | 0 | 0 | 0 | 0 | 0 | 0 | 0 | 0 | 0 | 0 | 0
F2_Commercial_Grocery (WA)_New_Space Heating_Natural Gas_Furnace_E7 | F2 | Commercial | Grocery (WA) | New | Space Heating | Natural Gas | Furnace | E7 | RVT - Cost of Operation | 0 | 0 | 0 | 0 | 0 | 0 | 0 | 0 | 0 | 0 | 0 | 0 | 0 | 0 | 0 | 0 | 0 | 0 | 0 | 0 | 0 | 0 | 0 | 0 | 0 | 0 | 0
F2_Commercial_Grocery (WA)_New_Space Heating_Natural Gas_Furnace_E8 | F2 | Commercial | Grocery (WA) | New | Space Heating | Natural Gas | Furnace | E8 | RVT - Cost of Operation | 0 | 0 | 0 | 0 | 0 | 0 | 0 | 0 | 0 | 0 | 0 | 0 | 0 | 0 | 0 | 0 | 0 | 0 | 0 | 0 | 0 | 0 | 0 | 0 | 0 | 0 | 0
F2_Commercial_Grocery (WA)_New_Space Heating_Natural Gas_Furnace_E9 | F2 | Commercial | Grocery (WA) | New | Space Heating | Natural Gas | Furnace | E9 | RVT - Cost of Operation | 0 | 0 | 0 | 0 | 0 | 0 | 0 | 0 | 0 | 0 | 0 | 0 | 0 | 0 | 0 | 0 | 0 | 0 | 0 | 0 | 0 | 0 | 0 | 0 | 0 | 0 | 0
F2_Commercial_Grocery (WA)_New_Space Heating_Natural Gas_Furnace_E10 | F2 | Commercial | Grocery (WA) | New | Space Heating | Natural Gas | Furnace | E10 | RVT - Cost of Operation | 0 | 0 | 0 | 0 | 0 | 0 | 0 | 0 | 0 | 0 | 0 | 0 | 0 | 0 | 0 | 0 | 0 | 0 | 0 | 0 | 0 | 0 | 0 | 0 | 0 | 0 | 0
F3_Commercial_Grocery (WA)_New_Space Heating_Natural Gas_Furnace_E1 | F3 | Commercial | Grocery (WA) | New | Space Heating | Natural Gas | Furnace | E1 | System - kBTUs of Consumption | 53.0003 | 52.8673 | 52.8673 | 52.8673 | 52.8673 | 52.8673 | 52.8673 | 52.8673 | 52.8673 | 52.8673 | 52.8673 | 52.8673 | 52.8673 | 52.8673 | 52.8673 | 52.8673 | 52.8673 | 52.8673 | 52.8673 | 52.8673 | 52.8673 | 52.8673 | 52.8673 | 52.8673 | 52.8673 | 52.8673 | 52.8673
F3_Commercial_Grocery (WA)_New_Space Heating_Natural Gas_Furnace_E2 | F3 | Commercial | Grocery (WA) | New | Space Heating | Natural Gas | Furnace | E2 | System - kBTUs of Consumption | 47.1101 | 46.9918 | 46.9918 | 46.9918 | 46.9918 | 46.9918 | 46.9918 | 46.9918 | 46.9918 | 46.9918 | 46.9918 | 46.9918 | 46.9918 | 46.9918 | 46.9918 | 46.9918 | 46.9918 | 46.9918 | 46.9918 | 46.9918 | 46.9918 | 46.9918 | 46.9918 | 46.9918 | 46.9918 | 46.9918 | 46.9918
F3_Commercial_Grocery (WA)_New_Space Heating_Natural Gas_Furnace_E3 | F3 | Commercial | Grocery (WA) | New | Space Heating | Natural Gas | Furnace | E3 | System - kBTUs of Consumption | 44.1667 | 44.0558 | 44.0558 | 44.0558 | 44.0558 | 44.0558 | 44.0558 | 44.0558 | 44.0558 | 44.0558 | 44.0558 | 44.0558 | 44.0558 | 44.0558 | 44.0558 | 44.0558 | 44.0558 | 44.0558 | 44.0558 | 44.0558 | 44.0558 | 44.0558 | 44.0558 | 44.0558 | 44.0558 | 44.0558 | 44.0558
F3_Commercial_Grocery (WA)_New_Space Heating_Natural Gas_Furnace_E4 | F3 | Commercial | Grocery (WA) | New | Space Heating | Natural Gas | Furnace | E4 | System - kBTUs of Consumption | 0 | 0 | 0 | 0 | 0 | 0 | 0 | 0 | 0 | 0 | 0 | 0 | 0 | 0 | 0 | 0 | 0 | 0 | 0 | 0 | 0 | 0 | 0 | 0 | 0 | 0 | 0
F3_Commercial_Grocery (WA)_New_Space Heating_Natural Gas_Furnace_E5 | F3 | Commercial | Grocery (WA) | New | Space Heating | Natural Gas | Furnace | E5 | System - kBTUs of Consumption | 0 | 0 | 0 | 0 | 0 | 0 | 0 | 0 | 0 | 0 | 0 | 0 | 0 | 0 | 0 | 0 | 0 | 0 | 0 | 0 | 0 | 0 | 0 | 0 | 0 | 0 | 0
F3_Commercial_Grocery (WA)_New_Space Heating_Natural Gas_Furnace_E6 | F3 | Commercial | Grocery (WA) | New | Space Heating | Natural Gas | Furnace | E6 | System - kBTUs of Consumption | 0 | 0 | 0 | 0 | 0 | 0 | 0 | 0 | 0 | 0 | 0 | 0 | 0 | 0 | 0 | 0 | 0 | 0 | 0 | 0 | 0 | 0 | 0 | 0 | 0 | 0 | 0
F3_Commercial_Grocery (WA)_New_Space Heating_Natural Gas_Furnace_E7 | F3 | Commercial | Grocery (WA) | New | Space Heating | Natural Gas | Furnace | E7 | System - kBTUs of Consumption | 0 | 0 | 0 | 0 | 0 | 0 | 0 | 0 | 0 | 0 | 0 | 0 | 0 | 0 | 0 | 0 | 0 | 0 | 0 | 0 | 0 | 0 | 0 | 0 | 0 | 0 | 0
F3_Commercial_Grocery (WA)_New_Space Heating_Natural Gas_Furnace_E8 | F3 | Commercial | Grocery (WA) | New | Space Heating | Natural Gas | Furnace | E8 | System - kBTUs of Consumption | 0 | 0 | 0 | 0 | 0 | 0 | 0 | 0 | 0 | 0 | 0 | 0 | 0 | 0 | 0 | 0 | 0 | 0 | 0 | 0 | 0 | 0 | 0 | 0 | 0 | 0 | 0
F3_Commercial_Grocery (WA)_New_Space Heating_Natural Gas_Furnace_E9 | F3 | Commercial | Grocery (WA) | New | Space Heating | Natural Gas | Furnace | E9 | System - kBTUs of Consumption | 0 | 0 | 0 | 0 | 0 | 0 | 0 | 0 | 0 | 0 | 0 | 0 | 0 | 0 | 0 | 0 | 0 | 0 | 0 | 0 | 0 | 0 | 0 | 0 | 0 | 0 | 0
F3_Commercial_Grocery (WA)_New_Space Heating_Natural Gas_Furnace_E10 | F3 | Commercial | Grocery (WA) | New | Space Heating | Natural Gas | Furnace | E10 | System - kBTUs of Consumption | 0 | 0 | 0 | 0 | 0 | 0 | 0 | 0 | 0 | 0 | 0 | 0 | 0 | 0 | 0 | 0 | 0 | 0 | 0 | 0 | 0 | 0 | 0 | 0 | 0 | 0 | 0
F4_Commercial_Grocery (WA)_New_Space Heating_Natural Gas_Furnace_E1 | F4 | Commercial | Grocery (WA) | New | Space Heating | Natural Gas | Furnace | E1 | Utility - Cost of Equipment | 0.075113 | 0.075113 | 0.075113 | 0.075113 | 0.075113 | 0.075113 | 0.075113 | 0.075113 | 0.075113 | 0.075113 | 0.075113 | 0.075113 | 0.075113 | 0.075113 | 0.075113 | 0.075113 | 0.075113 | 0.075113 | 0.075113 | 0.075113 | 0.075113 | 0.075113 | 0.075113 | 0.075113 | 0.075113 | 0.075113 | 0.075113
F4_Commercial_Grocery (WA)_New_Space Heating_Natural Gas_Furnace_E2 | F4 | Commercial | Grocery (WA) | New | Space Heating | Natural Gas | Furnace | E2 | Utility - Cost of Equipment | 0.15182 | 0.15182 | 0.15182 | 0.15182 | 0.15182 | 0.15182 | 0.15182 | 0.15182 | 0.15182 | 0.15182 | 0.15182 | 0.15182 | 0.15182 | 0.15182 | 0.15182 | 0.15182 | 0.15182 | 0.15182 | 0.15182 | 0.15182 | 0.15182 | 0.15182 | 0.15182 | 0.15182 | 0.15182 | 0.15182 | 0.15182
F4_Commercial_Grocery (WA)_New_Space Heating_Natural Gas_Furnace_E3 | F4 | Commercial | Grocery (WA) | New | Space Heating | Natural Gas | Furnace | E3 | Utility - Cost of Equipment | 0.092292 | 0.092292 | 0.092292 | 0.092292 | 0.092292 | 0.092292 | 0.092292 | 0.092292 | 0.092292 | 0.092292 | 0.092292 | 0.092292 | 0.092292 | 0.092292 | 0.092292 | 0.092292 | 0.092292 | 0.092292 | 0.092292 | 0.092292 | 0.092292 | 0.092292 | 0.092292 | 0.092292 | 0.092292 | 0.092292 | 0.092292
F4_Commercial_Grocery (WA)_New_Space Heating_Natural Gas_Furnace_E4 | F4 | Commercial | Grocery (WA) | New | Space Heating | Natural Gas | Furnace | E4 | Utility - Cost of Equipment | 0 | 0 | 0 | 0 | 0 | 0 | 0 | 0 | 0 | 0 | 0 | 0 | 0 | 0 | 0 | 0 | 0 | 0 | 0 | 0 | 0 | 0 | 0 | 0 | 0 | 0 | 0
F4_Commercial_Grocery (WA)_New_Space Heating_Natural Gas_Furnace_E5 | F4 | Commercial | Grocery (WA) | New | Space Heating | Natural Gas | Furnace | E5 | Utility - Cost of Equipment | 0 | 0 | 0 | 0 | 0 | 0 | 0 | 0 | 0 | 0 | 0 | 0 | 0 | 0 | 0 | 0 | 0 | 0 | 0 | 0 | 0 | 0 | 0 | 0 | 0 | 0 | 0
F4_Commercial_Grocery (WA)_New_Space Heating_Natural Gas_Furnace_E6 | F4 | Commercial | Grocery (WA) | New | Space Heating | Natural Gas | Furnace | E6 | Utility - Cost of Equipment | 0 | 0 | 0 | 0 | 0 | 0 | 0 | 0 | 0 | 0 | 0 | 0 | 0 | 0 | 0 | 0 | 0 | 0 | 0 | 0 | 0 | 0 | 0 | 0 | 0 | 0 | 0
F4_Commercial_Grocery (WA)_New_Space Heating_Natural Gas_Furnace_E7 | F4 | Commercial | Grocery (WA) | New | Space Heating | Natural Gas | Furnace | E7 | Utility - Cost of Equipment | 0 | 0 | 0 | 0 | 0 | 0 | 0 | 0 | 0 | 0 | 0 | 0 | 0 | 0 | 0 | 0 | 0 | 0 | 0 | 0 | 0 | 0 | 0 | 0 | 0 | 0 | 0
F4_Commercial_Grocery (WA)_New_Space Heating_Natural Gas_Furnace_E8 | F4 | Commercial | Grocery (WA) | New | Space Heating | Natural Gas | Furnace | E8 | Utility - Cost of Equipment | 0 | 0 | 0 | 0 | 0 | 0 | 0 | 0 | 0 | 0 | 0 | 0 | 0 | 0 | 0 | 0 | 0 | 0 | 0 | 0 | 0 | 0 | 0 | 0 | 0 | 0 | 0
F4_Commercial_Grocery (WA)_New_Space Heating_Natural Gas_Furnace_E9 | F4 | Commercial | Grocery (WA) | New | Space Heating | Natural Gas | Furnace | E9 | Utility - Cost of Equipment | 0 | 0 | 0 | 0 | 0 | 0 | 0 | 0 | 0 | 0 | 0 | 0 | 0 | 0 | 0 | 0 | 0 | 0 | 0 | 0 | 0 | 0 | 0 | 0 | 0 | 0 | 0
F4_Commercial_Grocery (WA)_New_Space Heating_Natural Gas_Furnace_E10 | F4 | Commercial | Grocery (WA) | New | Space Heating | Natural Gas | Furnace | E10 | Utility - Cost of Equipment | 0 | 0 | 0 | 0 | 0 | 0 | 0 | 0 | 0 | 0 | 0 | 0 | 0 | 0 | 0 | 0 | 0 | 0 | 0 | 0 | 0 | 0 | 0 | 0 | 0 | 0 | 0
F5_Commercial_Grocery (WA)_New_Space Heating_Natural Gas_Furnace_E1 | F5 | Commercial | Grocery (WA) | New | Space Heating | Natural Gas | Furnace | E1 | Utility - Cost of Operation | 0.20633 | 0.20933 | 0.21358 | 0.21844 | 0.22394 | 0.23195 | 0.24012 | 0.2488 | 0.25697 | 0.26525 | 0.27249 | 0.27904 | 0.28631 | 0.29385 | 0.30076 | 0.30751 | 0.3137 | 0.32009 | 0.32677 | 0.33363 | 0.34062 | 0.34805 | 0.35686 | 0.36443 | 0.37217 | 0.38007 | 0.38813
F5_Commercial_Grocery (WA)_New_Space Heating_Natural Gas_Furnace_E2 | F5 | Commercial | Grocery (WA) | New | Space Heating | Natural Gas | Furnace | E2 | Utility - Cost of Operation | 0.1834 | 0.18607 | 0.18985 | 0.19416 | 0.19905 | 0.20617 | 0.21344 | 0.22115 | 0.22841 | 0.23577 | 0.24221 | 0.24803 | 0.25449 | 0.2612 | 0.26733 | 0.27334 | 0.27883 | 0.28451 | 0.29045 | 0.29655 | 0.30277 | 0.30937 | 0.3172 | 0.32393 | 0.33081 | 0.33783 | 0.345
F5_Commercial_Grocery (WA)_New_Space Heating_Natural Gas_Furnace_E3 | F5 | Commercial | Grocery (WA) | New | Space Heating | Natural Gas | Furnace | E3 | Utility - Cost of Operation | 0.17194 | 0.17444 | 0.17798 | 0.18203 | 0.18662 | 0.19329 | 0.2001 | 0.20733 | 0.21414 | 0.22104 | 0.22708 | 0.23253 | 0.23859 | 0.24488 | 0.25063 | 0.25626 | 0.26141 | 0.26674 | 0.27231 | 0.27802 | 0.28385 | 0.29004 | 0.29738 | 0.30369 | 0.31014 | 0.31672 | 0.32344
F5_Commercial_Grocery (WA)_New_Space Heating_Natural Gas_Furnace_E4 | F5 | Commercial | Grocery (WA) | New | Space Heating | Natural Gas | Furnace | E4 | Utility - Cost of Operation | 0 | 0 | 0 | 0 | 0 | 0 | 0 | 0 | 0 | 0 | 0 | 0 | 0 | 0 | 0 | 0 | 0 | 0 | 0 | 0 | 0 | 0 | 0 | 0 | 0 | 0 | 0
F5_Commercial_Grocery (WA)_New_Space Heating_Natural Gas_Furnace_E5 | F5 | Commercial | Grocery (WA) | New | Space Heating | Natural Gas | Furnace | E5 | Utility - Cost of Operation | 0 | 0 | 0 | 0 | 0 | 0 | 0 | 0 | 0 | 0 | 0 | 0 | 0 | 0 | 0 | 0 | 0 | 0 | 0 | 0 | 0 | 0 | 0 | 0 | 0 | 0 | 0
F5_Commercial_Grocery (WA)_New_Space Heating_Natural Gas_Furnace_E6 | F5 | Commercial | Grocery (WA) | New | Space Heating | Natural Gas | Furnace | E6 | Utility - Cost of Operation | 0 | 0 | 0 | 0 | 0 | 0 | 0 | 0 | 0 | 0 | 0 | 0 | 0 | 0 | 0 | 0 | 0 | 0 | 0 | 0 | 0 | 0 | 0 | 0 | 0 | 0 | 0
F5_Commercial_Grocery (WA)_New_Space Heating_Natural Gas_Furnace_E7 | F5 | Commercial | Grocery (WA) | New | Space Heating | Natural Gas | Furnace | E7 | Utility - Cost of Operation | 0 | 0 | 0 | 0 | 0 | 0 | 0 | 0 | 0 | 0 | 0 | 0 | 0 | 0 | 0 | 0 | 0 | 0 | 0 | 0 | 0 | 0 | 0 | 0 | 0 | 0 | 0
F5_Commercial_Grocery (WA)_New_Space Heating_Natural Gas_Furnace_E8 | F5 | Commercial | Grocery (WA) | New | Space Heating | Natural Gas | Furnace | E8 | Utility - Cost of Operation | 0 | 0 | 0 | 0 | 0 | 0 | 0 | 0 | 0 | 0 | 0 | 0 | 0 | 0 | 0 | 0 | 0 | 0 | 0 | 0 | 0 | 0 | 0 | 0 | 0 | 0 | 0
F5_Commercial_Grocery (WA)_New_Space Heating_Natural Gas_Furnace_E9 | F5 | Commercial | Grocery (WA) | New | Space Heating | Natural Gas | Furnace | E9 | Utility - Cost of Operation | 0 | 0 | 0 | 0 | 0 | 0 | 0 | 0 | 0 | 0 | 0 | 0 | 0 | 0 | 0 | 0 | 0 | 0 | 0 | 0 | 0 | 0 | 0 | 0 | 0 | 0 | 0
F5_Commercial_Grocery (WA)_New_Space Heating_Natural Gas_Furnace_E10 | F5 | Commercial | Grocery (WA) | New | Space Heating | Natural Gas | Furnace | E10 | Utility - Cost of Operation | 0 | 0 | 0 | 0 | 0 | 0 | 0 | 0 | 0 | 0 | 0 | 0 | 0 | 0 | 0 | 0 | 0 | 0 | 0 | 0 | 0 | 0 | 0 | 0 | 0 | 0 | 0
F6_Commercial_Grocery (WA)_New_Space Heating_Natural Gas_Furnace_E1 | F6 | Commercial | Grocery (WA) | New | Space Heating | Natural Gas | Furnace | E1 | Utility - Value of Sales | 0.24084 | 0.24284 | 0.24617 | 0.25002 | 0.25443 | 0.26162 | 0.26874 | 0.27619 | 0.28273 | 0.28908 | 0.29627 | 0.30256 | 0.30955 | 0.31676 | 0.32317 | 0.32933 | 0.33475 | 0.34029 | 0.34603 | 0.35184 | 0.35765 | 0.36545 | 0.3747 | 0.38265 | 0.39077 | 0.39907 | 0.40754
F6_Commercial_Grocery (WA)_New_Space Heating_Natural Gas_Furnace_E2 | F6 | Commercial | Grocery (WA) | New | Space Heating | Natural Gas | Furnace | E2 | Utility - Value of Sales | 0.21407 | 0.21585 | 0.21881 | 0.22224 | 0.22616 | 0.23254 | 0.23888 | 0.2455 | 0.25131 | 0.25695 | 0.26335 | 0.26893 | 0.27515 | 0.28156 | 0.28726 | 0.29273 | 0.29755 | 0.30247 | 0.30757 | 0.31274 | 0.3179 | 0.32484 | 0.33306 | 0.34013 | 0.34735 | 0.35472 | 0.36225
F6_Commercial_Grocery (WA)_New_Space Heating_Natural Gas_Furnace_E3 | F6 | Commercial | Grocery (WA) | New | Space Heating | Natural Gas | Furnace | E3 | Utility - Value of Sales | 0.2007 | 0.20237 | 0.20514 | 0.20835 | 0.21203 | 0.21801 | 0.22395 | 0.23016 | 0.23561 | 0.2409 | 0.24689 | 0.25213 | 0.25796 | 0.26396 | 0.26931 | 0.27444 | 0.27896 | 0.28357 | 0.28836 | 0.2932 | 0.29804 | 0.30454 | 0.31225 | 0.31888 | 0.32564 | 0.33256 | 0.33961
F6_Commercial_Grocery (WA)_New_Space Heating_Natural Gas_Furnace_E4 | F6 | Commercial | Grocery (WA) | New | Space Heating | Natural Gas | Furnace | E4 | Utility - Value of Sales | 0 | 0 | 0 | 0 | 0 | 0 | 0 | 0 | 0 | 0 | 0 | 0 | 0 | 0 | 0 | 0 | 0 | 0 | 0 | 0 | 0 | 0 | 0 | 0 | 0 | 0 | 0
F6_Commercial_Grocery (WA)_New_Space Heating_Natural Gas_Furnace_E5 | F6 | Commercial | Grocery (WA) | New | Space Heating | Natural Gas | Furnace | E5 | Utility - Value of Sales | 0 | 0 | 0 | 0 | 0 | 0 | 0 | 0 | 0 | 0 | 0 | 0 | 0 | 0 | 0 | 0 | 0 | 0 | 0 | 0 | 0 | 0 | 0 | 0 | 0 | 0 | 0
F6_Commercial_Grocery (WA)_New_Space Heating_Natural Gas_Furnace_E6 | F6 | Commercial | Grocery (WA) | New | Space Heating | Natural Gas | Furnace | E6 | Utility - Value of Sales | 0 | 0 | 0 | 0 | 0 | 0 | 0 | 0 | 0 | 0 | 0 | 0 | 0 | 0 | 0 | 0 | 0 | 0 | 0 | 0 | 0 | 0 | 0 | 0 | 0 | 0 | 0
F6_Commercial_Grocery (WA)_New_Space Heating_Natural Gas_Furnace_E7 | F6 | Commercial | Grocery (WA) | New | Space Heating | Natural Gas | Furnace | E7 | Utility - Value of Sales | 0 | 0 | 0 | 0 | 0 | 0 | 0 | 0 | 0 | 0 | 0 | 0 | 0 | 0 | 0 | 0 | 0 | 0 | 0 | 0 | 0 | 0 | 0 | 0 | 0 | 0 | 0
F6_Commercial_Grocery (WA)_New_Space Heating_Natural Gas_Furnace_E8 | F6 | Commercial | Grocery (WA) | New | Space Heating | Natural Gas | Furnace | E8 | Utility - Value of Sales | 0 | 0 | 0 | 0 | 0 | 0 | 0 | 0 | 0 | 0 | 0 | 0 | 0 | 0 | 0 | 0 | 0 | 0 | 0 | 0 | 0 | 0 | 0 | 0 | 0 | 0 | 0
F6_Commercial_Grocery (WA)_New_Space Heating_Natural Gas_Furnace_E9 | F6 | Commercial | Grocery (WA) | New | Space Heating | Natural Gas | Furnace | E9 | Utility - Value of Sales | 0 | 0 | 0 | 0 | 0 | 0 | 0 | 0 | 0 | 0 | 0 | 0 | 0 | 0 | 0 | 0 | 0 | 0 | 0 | 0 | 0 | 0 | 0 | 0 | 0 | 0 | 0
F6_Commercial_Grocery (WA)_New_Space Heating_Natural Gas_Furnace_E10 | F6 | Commercial | Grocery (WA) | New | Space Heating | Natural Gas | Furnace | E10 | Utility - Value of Sales | 0 | 0 | 0 | 0 | 0 | 0 | 0 | 0 | 0 | 0 | 0 | 0 | 0 | 0 | 0 | 0 | 0 | 0 | 0 | 0 | 0 | 0 | 0 | 0 | 0 | 0 | 0
F1_Commercial_Grocery (WA)_New_Space Heating_Natural Gas_Boiler_E1 | F1 | Commercial | Grocery (WA) | New | Space Heating | Natural Gas | Boiler | E1 | RVT - Cost of Equipment | 0.14092 | 0.14092 | 0.14092 | 0.14092 | 0.14092 | 0.14092 | 0.14092 | 0.14092 | 0.14092 | 0.14092 | 0.14092 | 0.14092 | 0.14092 | 0.14092 | 0.14092 | 0.14092 | 0.14092 | 0.14092 | 0.14092 | 0.14092 | 0.14092 | 0.14092 | 0.14092 | 0.14092 | 0.14092 | 0.14092 | 0.14092
F1_Commercial_Grocery (WA)_New_Space Heating_Natural Gas_Boiler_E2 | F1 | Commercial | Grocery (WA) | New | Space Heating | Natural Gas | Boiler | E2 | RVT - Cost of Equipment | 0.14683 | 0.14683 | 0.14683 | 0.14683 | 0.14683 | 0.14683 | 0.14683 | 0.14683 | 0.14683 | 0.14683 | 0.14683 | 0.14683 | 0.14683 | 0.14683 | 0.14683 | 0.14683 | 0.14683 | 0.14683 | 0.14683 | 0.14683 | 0.14683 | 0.14683 | 0.14683 | 0.14683 | 0.14683 | 0.14683 | 0.14683
F1_Commercial_Grocery (WA)_New_Space Heating_Natural Gas_Boiler_E3 | F1 | Commercial | Grocery (WA) | New | Space Heating | Natural Gas | Boiler | E3 | RVT - Cost of Equipment | 0.13707 | 0.13707 | 0.13707 | 0.13707 | 0.13707 | 0.13707 | 0.13707 | 0.13707 | 0.13707 | 0.13707 | 0.13707 | 0.13707 | 0.13707 | 0.13707 | 0.13707 | 0.13707 | 0.13707 | 0.13707 | 0.13707 | 0.13707 | 0.13707 | 0.13707 | 0.13707 | 0.13707 | 0.13707 | 0.13707 | 0.13707
F1_Commercial_Grocery (WA)_New_Space Heating_Natural Gas_Boiler_E4 | F1 | Commercial | Grocery (WA) | New | Space Heating | Natural Gas | Boiler | E4 | RVT - Cost of Equipment | 1.1304 | 1.1304 | 1.1304 | 1.1304 | 1.1304 | 1.1304 | 1.1304 | 1.1304 | 1.1304 | 1.1304 | 1.1304 | 1.1304 | 1.1304 | 1.1304 | 1.1304 | 1.1304 | 1.1304 | 1.1304 | 1.1304 | 1.1304 | 1.1304 | 1.1304 | 1.1304 | 1.1304 | 1.1304 | 1.1304 | 1.1304
F1_Commercial_Grocery (WA)_New_Space Heating_Natural Gas_Boiler_E5 | F1 | Commercial | Grocery (WA) | New | Space Heating | Natural Gas | Boiler | E5 | RVT - Cost of Equipment | 0 | 0 | 0 | 0 | 0 | 0 | 0 | 0 | 0 | 0 | 0 | 0 | 0 | 0 | 0 | 0 | 0 | 0 | 0 | 0 | 0 | 0 | 0 | 0 | 0 | 0 | 0
F1_Commercial_Grocery (WA)_New_Space Heating_Natural Gas_Boiler_E6 | F1 | Commercial | Grocery (WA) | New | Space Heating | Natural Gas | Boiler | E6 | RVT - Cost of Equipment | 0 | 0 | 0 | 0 | 0 | 0 | 0 | 0 | 0 | 0 | 0 | 0 | 0 | 0 | 0 | 0 | 0 | 0 | 0 | 0 | 0 | 0 | 0 | 0 | 0 | 0 | 0
F1_Commercial_Grocery (WA)_New_Space Heating_Natural Gas_Boiler_E7 | F1 | Commercial | Grocery (WA) | New | Space Heating | Natural Gas | Boiler | E7 | RVT - Cost of Equipment | 0 | 0 | 0 | 0 | 0 | 0 | 0 | 0 | 0 | 0 | 0 | 0 | 0 | 0 | 0 | 0 | 0 | 0 | 0 | 0 | 0 | 0 | 0 | 0 | 0 | 0 | 0
F1_Commercial_Grocery (WA)_New_Space Heating_Natural Gas_Boiler_E8 | F1 | Commercial | Grocery (WA) | New | Space Heating | Natural Gas | Boiler | E8 | RVT - Cost of Equipment | 0 | 0 | 0 | 0 | 0 | 0 | 0 | 0 | 0 | 0 | 0 | 0 | 0 | 0 | 0 | 0 | 0 | 0 | 0 | 0 | 0 | 0 | 0 | 0 | 0 | 0 | 0
F1_Commercial_Grocery (WA)_New_Space Heating_Natural Gas_Boiler_E9 | F1 | Commercial | Grocery (WA) | New | Space Heating | Natural Gas | Boiler | E9 | RVT - Cost of Equipment | 0 | 0 | 0 | 0 | 0 | 0 | 0 | 0 | 0 | 0 | 0 | 0 | 0 | 0 | 0 | 0 | 0 | 0 | 0 | 0 | 0 | 0 | 0 | 0 | 0 | 0 | 0
F1_Commercial_Grocery (WA)_New_Space Heating_Natural Gas_Boiler_E10 | F1 | Commercial | Grocery (WA) | New | Space Heating | Natural Gas | Boiler | E10 | RVT - Cost of Equipment | 0 | 0 | 0 | 0 | 0 | 0 | 0 | 0 | 0 | 0 | 0 | 0 | 0 | 0 | 0 | 0 | 0 | 0 | 0 | 0 | 0 | 0 | 0 | 0 | 0 | 0 | 0
F2_Commercial_Grocery (WA)_New_Space Heating_Natural Gas_Boiler_E1 | F2 | Commercial | Grocery (WA) | New | Space Heating | Natural Gas | Boiler | E1 | RVT - Cost of Operation | 0.9221 | 0.9332 | 0.94788 | 0.9639 | 0.98136 | 1.006 | 1.0307 | 1.0565 | 1.0803 | 1.1039 | 1.1301 | 1.1542 | 1.1804 | 1.207 | 1.2319 | 1.2562 | 1.2789 | 1.302 | 1.3259 | 1.3501 | 1.3745 | 1.4041 | 1.4373 | 1.4672 | 1.4974 | 1.5204 | 1.5412
F2_Commercial_Grocery (WA)_New_Space Heating_Natural Gas_Boiler_E2 | F2 | Commercial | Grocery (WA) | New | Space Heating | Natural Gas | Boiler | E2 | RVT - Cost of Operation | 0.86787 | 0.87832 | 0.89213 | 0.90721 | 0.92365 | 0.94686 | 0.9701 | 0.9944 | 1.0168 | 1.039 | 1.0636 | 1.0863 | 1.1109 | 1.136 | 1.1594 | 1.1823 | 1.2037 | 1.2254 | 1.2479 | 1.2707 | 1.2937 | 1.3215 | 1.3528 | 1.3809 | 1.4093 | 1.431 | 1.4505
F2_Commercial_Grocery (WA)_New_Space Heating_Natural Gas_Boiler_E3 | F2 | Commercial | Grocery (WA) | New | Space Heating | Natural Gas | Boiler | E3 | RVT - Cost of Operation | 0.76051 | 0.76967 | 0.78177 | 0.79498 | 0.80939 | 0.82973 | 0.85009 | 0.87139 | 0.89101 | 0.91048 | 0.93202 | 0.95194 | 0.97351 | 0.99551 | 1.016 | 1.0361 | 1.0548 | 1.0738 | 1.0935 | 1.1135 | 1.1336 | 1.158 | 1.1854 | 1.2101 | 1.235 | 1.254 | 1.2711
F2_Commercial_Grocery (WA)_New_Space Heating_Natural Gas_Boiler_E4 | F2 | Commercial | Grocery (WA) | New | Space Heating | Natural Gas | Boiler | E4 | RVT - Cost of Operation | 0.48045 | 0.48445 | 0.49109 | 0.49877 | 0.50757 | 0.5219 | 0.53612 | 0.55098 | 0.56403 | 0.57669 | 0.59104 | 0.60357 | 0.61753 | 0.6319 | 0.6447 | 0.65698 | 0.6678 | 0.67885 | 0.6903 | 0.70189 | 0.71348 | 0.72904 | 0.74749 | 0.76336 | 0.77956 | 0.79611 | 0.813
F2_Commercial_Grocery (WA)_New_Space Heating_Natural Gas_Boiler_E5 | F2 | Commercial | Grocery (WA) | New | Space Heating | Natural Gas | Boiler | E5 | RVT - Cost of Operation | 0 | 0 | 0 | 0 | 0 | 0 | 0 | 0 | 0 | 0 | 0 | 0 | 0 | 0 | 0 | 0 | 0 | 0 | 0 | 0 | 0 | 0 | 0 | 0 | 0 | 0 | 0
F2_Commercial_Grocery (WA)_New_Space Heating_Natural Gas_Boiler_E6 | F2 | Commercial | Grocery (WA) | New | Space Heating | Natural Gas | Boiler | E6 | RVT - Cost of Operation | 0 | 0 | 0 | 0 | 0 | 0 | 0 | 0 | 0 | 0 | 0 | 0 | 0 | 0 | 0 | 0 | 0 | 0 | 0 | 0 | 0 | 0 | 0 | 0 | 0 | 0 | 0
F2_Commercial_Grocery (WA)_New_Space Heating_Natural Gas_Boiler_E7 | F2 | Commercial | Grocery (WA) | New | Space Heating | Natural Gas | Boiler | E7 | RVT - Cost of Operation | 0 | 0 | 0 | 0 | 0 | 0 | 0 | 0 | 0 | 0 | 0 | 0 | 0 | 0 | 0 | 0 | 0 | 0 | 0 | 0 | 0 | 0 | 0 | 0 | 0 | 0 | 0
F2_Commercial_Grocery (WA)_New_Space Heating_Natural Gas_Boiler_E8 | F2 | Commercial | Grocery (WA) | New | Space Heating | Natural Gas | Boiler | E8 | RVT - Cost of Operation | 0 | 0 | 0 | 0 | 0 | 0 | 0 | 0 | 0 | 0 | 0 | 0 | 0 | 0 | 0 | 0 | 0 | 0 | 0 | 0 | 0 | 0 | 0 | 0 | 0 | 0 | 0
F2_Commercial_Grocery (WA)_New_Space Heating_Natural Gas_Boiler_E9 | F2 | Commercial | Grocery (WA) | New | Space Heating | Natural Gas | Boiler | E9 | RVT - Cost of Operation | 0 | 0 | 0 | 0 | 0 | 0 | 0 | 0 | 0 | 0 | 0 | 0 | 0 | 0 | 0 | 0 | 0 | 0 | 0 | 0 | 0 | 0 | 0 | 0 | 0 | 0 | 0
F2_Commercial_Grocery (WA)_New_Space Heating_Natural Gas_Boiler_E10 | F2 | Commercial | Grocery (WA) | New | Space Heating | Natural Gas | Boiler | E10 | RVT - Cost of Operation | 0 | 0 | 0 | 0 | 0 | 0 | 0 | 0 | 0 | 0 | 0 | 0 | 0 | 0 | 0 | 0 | 0 | 0 | 0 | 0 | 0 | 0 | 0 | 0 | 0 | 0 | 0
F3_Commercial_Grocery (WA)_New_Space Heating_Natural Gas_Boiler_E1 | F3 | Commercial | Grocery (WA) | New | Space Heating | Natural Gas | Boiler | E1 | System - kBTUs of Consumption | 181.4409 | 181.2086 | 181.2086 | 181.2086 | 181.2086 | 181.2086 | 181.2086 | 181.2086 | 181.2086 | 181.2086 | 181.2086 | 181.2086 | 181.2086 | 181.2086 | 181.2086 | 181.2086 | 181.2086 | 181.2086 | 181.2086 | 181.2086 | 181.2086 | 181.2086 | 181.2086 | 181.2086 | 181.2086 | 178.9715 | 176.175
F3_Commercial_Grocery (WA)_New_Space Heating_Natural Gas_Boiler_E2 | F3 | Commercial | Grocery (WA) | New | Space Heating | Natural Gas | Boiler | E2 | System - kBTUs of Consumption | 170.7701 | 170.5515 | 170.5515 | 170.5515 | 170.5515 | 170.5515 | 170.5515 | 170.5515 | 170.5515 | 170.5515 | 170.5515 | 170.5515 | 170.5515 | 170.5515 | 170.5515 | 170.5515 | 170.5515 | 170.5515 | 170.5515 | 170.5515 | 170.5515 | 170.5515 | 170.5515 | 170.5515 | 170.5515 | 168.4459 | 165.8139
F3_Commercial_Grocery (WA)_New_Space Heating_Natural Gas_Boiler_E3 | F3 | Commercial | Grocery (WA) | New | Space Heating | Natural Gas | Boiler | E3 | System - kBTUs of Consumption | 149.645 | 149.4534 | 149.4534 | 149.4534 | 149.4534 | 149.4534 | 149.4534 | 149.4534 | 149.4534 | 149.4534 | 149.4534 | 149.4534 | 149.4534 | 149.4534 | 149.4534 | 149.4534 | 149.4534 | 149.4534 | 149.4534 | 149.4534 | 149.4534 | 149.4534 | 149.4534 | 149.4534 | 149.4534 | 147.6083 | 145.3019
F3_Commercial_Grocery (WA)_New_Space Heating_Natural Gas_Boiler_E4 | F3 | Commercial | Grocery (WA) | New | Space Heating | Natural Gas | Boiler | E4 | System - kBTUs of Consumption | 105.7308 | 105.4653 | 105.4653 | 105.4653 | 105.4653 | 105.4653 | 105.4653 | 105.4653 | 105.4653 | 105.4653 | 105.4653 | 105.4653 | 105.4653 | 105.4653 | 105.4653 | 105.4653 | 105.4653 | 105.4653 | 105.4653 | 105.4653 | 105.4653 | 105.4653 | 105.4653 | 105.4653 | 105.4653 | 105.4653 | 105.4653
F3_Commercial_Grocery (WA)_New_Space Heating_Natural Gas_Boiler_E5 | F3 | Commercial | Grocery (WA) | New | Space Heating | Natural Gas | Boiler | E5 | System - kBTUs of Consumption | 0 | 0 | 0 | 0 | 0 | 0 | 0 | 0 | 0 | 0 | 0 | 0 | 0 | 0 | 0 | 0 | 0 | 0 | 0 | 0 | 0 | 0 | 0 | 0 | 0 | 0 | 0
F3_Commercial_Grocery (WA)_New_Space Heating_Natural Gas_Boiler_E6 | F3 | Commercial | Grocery (WA) | New | Space Heating | Natural Gas | Boiler | E6 | System - kBTUs of Consumption | 0 | 0 | 0 | 0 | 0 | 0 | 0 | 0 | 0 | 0 | 0 | 0 | 0 | 0 | 0 | 0 | 0 | 0 | 0 | 0 | 0 | 0 | 0 | 0 | 0 | 0 | 0
F3_Commercial_Grocery (WA)_New_Space Heating_Natural Gas_Boiler_E7 | F3 | Commercial | Grocery (WA) | New | Space Heating | Natural Gas | Boiler | E7 | System - kBTUs of Consumption | 0 | 0 | 0 | 0 | 0 | 0 | 0 | 0 | 0 | 0 | 0 | 0 | 0 | 0 | 0 | 0 | 0 | 0 | 0 | 0 | 0 | 0 | 0 | 0 | 0 | 0 | 0
F3_Commercial_Grocery (WA)_New_Space Heating_Natural Gas_Boiler_E8 | F3 | Commercial | Grocery (WA) | New | Space Heating | Natural Gas | Boiler | E8 | System - kBTUs of Consumption | 0 | 0 | 0 | 0 | 0 | 0 | 0 | 0 | 0 | 0 | 0 | 0 | 0 | 0 | 0 | 0 | 0 | 0 | 0 | 0 | 0 | 0 | 0 | 0 | 0 | 0 | 0
F3_Commercial_Grocery (WA)_New_Space Heating_Natural Gas_Boiler_E9 | F3 | Commercial | Grocery (WA) | New | Space Heating | Natural Gas | Boiler | E9 | System - kBTUs of Consumption | 0 | 0 | 0 | 0 | 0 | 0 | 0 | 0 | 0 | 0 | 0 | 0 | 0 | 0 | 0 | 0 | 0 | 0 | 0 | 0 | 0 | 0 | 0 | 0 | 0 | 0 | 0
F3_Commercial_Grocery (WA)_New_Space Heating_Natural Gas_Boiler_E10 | F3 | Commercial | Grocery (WA) | New | Space Heating | Natural Gas | Boiler | E10 | System - kBTUs of Consumption | 0 | 0 | 0 | 0 | 0 | 0 | 0 | 0 | 0 | 0 | 0 | 0 | 0 | 0 | 0 | 0 | 0 | 0 | 0 | 0 | 0 | 0 | 0 | 0 | 0 | 0 | 0
F4_Commercial_Grocery (WA)_New_Space Heating_Natural Gas_Boiler_E1 | F4 | Commercial | Grocery (WA) | New | Space Heating | Natural Gas | Boiler | E1 | Utility - Cost of Equipment | 0.14092 | 0.14092 | 0.14092 | 0.14092 | 0.14092 | 0.14092 | 0.14092 | 0.14092 | 0.14092 | 0.14092 | 0.14092 | 0.14092 | 0.14092 | 0.14092 | 0.14092 | 0.14092 | 0.14092 | 0.14092 | 0.14092 | 0.14092 | 0.14092 | 0.14092 | 0.14092 | 0.14092 | 0.14092 | 0.14092 | 0.14092
F4_Commercial_Grocery (WA)_New_Space Heating_Natural Gas_Boiler_E2 | F4 | Commercial | Grocery (WA) | New | Space Heating | Natural Gas | Boiler | E2 | Utility - Cost of Equipment | 0.14683 | 0.14683 | 0.14683 | 0.14683 | 0.14683 | 0.14683 | 0.14683 | 0.14683 | 0.14683 | 0.14683 | 0.14683 | 0.14683 | 0.14683 | 0.14683 | 0.14683 | 0.14683 | 0.14683 | 0.14683 | 0.14683 | 0.14683 | 0.14683 | 0.14683 | 0.14683 | 0.14683 | 0.14683 | 0.14683 | 0.14683
F4_Commercial_Grocery (WA)_New_Space Heating_Natural Gas_Boiler_E3 | F4 | Commercial | Grocery (WA) | New | Space Heating | Natural Gas | Boiler | E3 | Utility - Cost of Equipment | 0.13707 | 0.13707 | 0.13707 | 0.13707 | 0.13707 | 0.13707 | 0.13707 | 0.13707 | 0.13707 | 0.13707 | 0.13707 | 0.13707 | 0.13707 | 0.13707 | 0.13707 | 0.13707 | 0.13707 | 0.13707 | 0.13707 | 0.13707 | 0.13707 | 0.13707 | 0.13707 | 0.13707 | 0.13707 | 0.13707 | 0.13707
F4_Commercial_Grocery (WA)_New_Space Heating_Natural Gas_Boiler_E4 | F4 | Commercial | Grocery (WA) | New | Space Heating | Natural Gas | Boiler | E4 | Utility - Cost of Equipment | 1.1304 | 1.1304 | 1.1304 | 1.1304 | 1.1304 | 1.1304 | 1.1304 | 1.1304 | 1.1304 | 1.1304 | 1.1304 | 1.1304 | 1.1304 | 1.1304 | 1.1304 | 1.1304 | 1.1304 | 1.1304 | 1.1304 | 1.1304 | 1.1304 | 1.1304 | 1.1304 | 1.1304 | 1.1304 | 1.1304 | 1.1304
F4_Commercial_Grocery (WA)_New_Space Heating_Natural Gas_Boiler_E5 | F4 | Commercial | Grocery (WA) | New | Space Heating | Natural Gas | Boiler | E5 | Utility - Cost of Equipment | 0 | 0 | 0 | 0 | 0 | 0 | 0 | 0 | 0 | 0 | 0 | 0 | 0 | 0 | 0 | 0 | 0 | 0 | 0 | 0 | 0 | 0 | 0 | 0 | 0 | 0 | 0
F4_Commercial_Grocery (WA)_New_Space Heating_Natural Gas_Boiler_E6 | F4 | Commercial | Grocery (WA) | New | Space Heating | Natural Gas | Boiler | E6 | Utility - Cost of Equipment | 0 | 0 | 0 | 0 | 0 | 0 | 0 | 0 | 0 | 0 | 0 | 0 | 0 | 0 | 0 | 0 | 0 | 0 | 0 | 0 | 0 | 0 | 0 | 0 | 0 | 0 | 0
F4_Commercial_Grocery (WA)_New_Space Heating_Natural Gas_Boiler_E7 | F4 | Commercial | Grocery (WA) | New | Space Heating | Natural Gas | Boiler | E7 | Utility - Cost of Equipment | 0 | 0 | 0 | 0 | 0 | 0 | 0 | 0 | 0 | 0 | 0 | 0 | 0 | 0 | 0 | 0 | 0 | 0 | 0 | 0 | 0 | 0 | 0 | 0 | 0 | 0 | 0
F4_Commercial_Grocery (WA)_New_Space Heating_Natural Gas_Boiler_E8 | F4 | Commercial | Grocery (WA) | New | Space Heating | Natural Gas | Boiler | E8 | Utility - Cost of Equipment | 0 | 0 | 0 | 0 | 0 | 0 | 0 | 0 | 0 | 0 | 0 | 0 | 0 | 0 | 0 | 0 | 0 | 0 | 0 | 0 | 0 | 0 | 0 | 0 | 0 | 0 | 0
F4_Commercial_Grocery (WA)_New_Space Heating_Natural Gas_Boiler_E9 | F4 | Commercial | Grocery (WA) | New | Space Heating | Natural Gas | Boiler | E9 | Utility - Cost of Equipment | 0 | 0 | 0 | 0 | 0 | 0 | 0 | 0 | 0 | 0 | 0 | 0 | 0 | 0 | 0 | 0 | 0 | 0 | 0 | 0 | 0 | 0 | 0 | 0 | 0 | 0 | 0
F4_Commercial_Grocery (WA)_New_Space Heating_Natural Gas_Boiler_E10 | F4 | Commercial | Grocery (WA) | New | Space Heating | Natural Gas | Boiler | E10 | Utility - Cost of Equipment | 0 | 0 | 0 | 0 | 0 | 0 | 0 | 0 | 0 | 0 | 0 | 0 | 0 | 0 | 0 | 0 | 0 | 0 | 0 | 0 | 0 | 0 | 0 | 0 | 0 | 0 | 0
F5_Commercial_Grocery (WA)_New_Space Heating_Natural Gas_Boiler_E1 | F5 | Commercial | Grocery (WA) | New | Space Heating | Natural Gas | Boiler | E1 | Utility - Cost of Operation | 0.81338 | 0.82757 | 0.84511 | 0.86417 | 0.88488 | 0.91205 | 0.93975 | 0.96891 | 0.99697 | 1.0255 | 1.0515 | 1.076 | 1.1024 | 1.1296 | 1.1553 | 1.1807 | 1.2049 | 1.2298 | 1.2556 | 1.2821 | 1.3091 | 1.3372 | 1.3689 | 1.3973 | 1.4261 | 1.448 | 1.4678
F5_Commercial_Grocery (WA)_New_Space Heating_Natural Gas_Boiler_E2 | F5 | Commercial | Grocery (WA) | New | Space Heating | Natural Gas | Boiler | E2 | Utility - Cost of Operation | 0.76554 | 0.7789 | 0.7954 | 0.81335 | 0.83284 | 0.85841 | 0.88448 | 0.91193 | 0.93833 | 0.96517 | 0.9897 | 1.0127 | 1.0376 | 1.0631 | 1.0873 | 1.1113 | 1.134 | 1.1575 | 1.1818 | 1.2067 | 1.2321 | 1.2586 | 1.2884 | 1.3151 | 1.3422 | 1.3629 | 1.3815
F5_Commercial_Grocery (WA)_New_Space Heating_Natural Gas_Boiler_E3 | F5 | Commercial | Grocery (WA) | New | Space Heating | Natural Gas | Boiler | E3 | Utility - Cost of Operation | 0.67084 | 0.68254 | 0.69701 | 0.71273 | 0.72981 | 0.75222 | 0.77506 | 0.79912 | 0.82226 | 0.84578 | 0.86727 | 0.88744 | 0.90925 | 0.93163 | 0.9528 | 0.97381 | 0.99376 | 1.0143 | 1.0356 | 1.0574 | 1.0797 | 1.1029 | 1.129 | 1.1525 | 1.1762 | 1.1943 | 1.2106
F5_Commercial_Grocery (WA)_New_Space Heating_Natural Gas_Boiler_E4 | F5 | Commercial | Grocery (WA) | New | Space Heating | Natural Gas | Boiler | E4 | Utility - Cost of Operation | 0.41161 | 0.41759 | 0.42608 | 0.43576 | 0.44674 | 0.46272 | 0.47902 | 0.49633 | 0.51263 | 0.52914 | 0.5436 | 0.55667 | 0.57117 | 0.58621 | 0.59998 | 0.61346 | 0.6258 | 0.63854 | 0.65187 | 0.66556 | 0.67951 | 0.69433 | 0.7119 | 0.72701 | 0.74244 | 0.7582 | 0.77429
F5_Commercial_Grocery (WA)_New_Space Heating_Natural Gas_Boiler_E5 | F5 | Commercial | Grocery (WA) | New | Space Heating | Natural Gas | Boiler | E5 | Utility - Cost of Operation | 0 | 0 | 0 | 0 | 0 | 0 | 0 | 0 | 0 | 0 | 0 | 0 | 0 | 0 | 0 | 0 | 0 | 0 | 0 | 0 | 0 | 0 | 0 | 0 | 0 | 0 | 0
F5_Commercial_Grocery (WA)_New_Space Heating_Natural Gas_Boiler_E6 | F5 | Commercial | Grocery (WA) | New | Space Heating | Natural Gas | Boiler | E6 | Utility - Cost of Operation | 0 | 0 | 0 | 0 | 0 | 0 | 0 | 0 | 0 | 0 | 0 | 0 | 0 | 0 | 0 | 0 | 0 | 0 | 0 | 0 | 0 | 0 | 0 | 0 | 0 | 0 | 0
F5_Commercial_Grocery (WA)_New_Space Heating_Natural Gas_Boiler_E7 | F5 | Commercial | Grocery (WA) | New | Space Heating | Natural Gas | Boiler | E7 | Utility - Cost of Operation | 0 | 0 | 0 | 0 | 0 | 0 | 0 | 0 | 0 | 0 | 0 | 0 | 0 | 0 | 0 | 0 | 0 | 0 | 0 | 0 | 0 | 0 | 0 | 0 | 0 | 0 | 0
F5_Commercial_Grocery (WA)_New_Space Heating_Natural Gas_Boiler_E8 | F5 | Commercial | Grocery (WA) | New | Space Heating | Natural Gas | Boiler | E8 | Utility - Cost of Operation | 0 | 0 | 0 | 0 | 0 | 0 | 0 | 0 | 0 | 0 | 0 | 0 | 0 | 0 | 0 | 0 | 0 | 0 | 0 | 0 | 0 | 0 | 0 | 0 | 0 | 0 | 0
F5_Commercial_Grocery (WA)_New_Space Heating_Natural Gas_Boiler_E9 | F5 | Commercial | Grocery (WA) | New | Space Heating | Natural Gas | Boiler | E9 | Utility - Cost of Operation | 0 | 0 | 0 | 0 | 0 | 0 | 0 | 0 | 0 | 0 | 0 | 0 | 0 | 0 | 0 | 0 | 0 | 0 | 0 | 0 | 0 | 0 | 0 | 0 | 0 | 0 | 0
F5_Commercial_Grocery (WA)_New_Space Heating_Natural Gas_Boiler_E10 | F5 | Commercial | Grocery (WA) | New | Space Heating | Natural Gas | Boiler | E10 | Utility - Cost of Operation | 0 | 0 | 0 | 0 | 0 | 0 | 0 | 0 | 0 | 0 | 0 | 0 | 0 | 0 | 0 | 0 | 0 | 0 | 0 | 0 | 0 | 0 | 0 | 0 | 0 | 0 | 0
F6_Commercial_Grocery (WA)_New_Space Heating_Natural Gas_Boiler_E1 | F6 | Commercial | Grocery (WA) | New | Space Heating | Natural Gas | Boiler | E1 | Utility - Value of Sales | 0.9221 | 0.9332 | 0.94788 | 0.9639 | 0.98136 | 1.006 | 1.0307 | 1.0565 | 1.0803 | 1.1039 | 1.1301 | 1.1542 | 1.1804 | 1.207 | 1.2319 | 1.2562 | 1.2789 | 1.302 | 1.3259 | 1.3501 | 1.3745 | 1.4041 | 1.4373 | 1.4672 | 1.4974 | 1.5204 | 1.5412
F6_Commercial_Grocery (WA)_New_Space Heating_Natural Gas_Boiler_E2 | F6 | Commercial | Grocery (WA) | New | Space Heating | Natural Gas | Boiler | E2 | Utility - Value of Sales | 0.86787 | 0.87832 | 0.89213 | 0.90721 | 0.92365 | 0.94686 | 0.9701 | 0.9944 | 1.0168 | 1.039 | 1.0636 | 1.0863 | 1.1109 | 1.136 | 1.1594 | 1.1823 | 1.2037 | 1.2254 | 1.2479 | 1.2707 | 1.2937 | 1.3215 | 1.3528 | 1.3809 | 1.4093 | 1.431 | 1.4505
F6_Commercial_Grocery (WA)_New_Space Heating_Natural Gas_Boiler_E3 | F6 | Commercial | Grocery (WA) | New | Space Heating | Natural Gas | Boiler | E3 | Utility - Value of Sales | 0.76051 | 0.76967 | 0.78177 | 0.79498 | 0.80939 | 0.82973 | 0.85009 | 0.87139 | 0.89101 | 0.91048 | 0.93202 | 0.95194 | 0.97351 | 0.99551 | 1.016 | 1.0361 | 1.0548 | 1.0738 | 1.0935 | 1.1135 | 1.1336 | 1.158 | 1.1854 | 1.2101 | 1.235 | 1.254 | 1.2711
F6_Commercial_Grocery (WA)_New_Space Heating_Natural Gas_Boiler_E4 | F6 | Commercial | Grocery (WA) | New | Space Heating | Natural Gas | Boiler | E4 | Utility - Value of Sales | 0.48045 | 0.48445 | 0.49109 | 0.49877 | 0.50757 | 0.5219 | 0.53612 | 0.55098 | 0.56403 | 0.57669 | 0.59104 | 0.60357 | 0.61753 | 0.6319 | 0.6447 | 0.65698 | 0.6678 | 0.67885 | 0.6903 | 0.70189 | 0.71348 | 0.72904 | 0.74749 | 0.76336 | 0.77956 | 0.79611 | 0.813
F6_Commercial_Grocery (WA)_New_Space Heating_Natural Gas_Boiler_E5 | F6 | Commercial | Grocery (WA) | New | Space Heating | Natural Gas | Boiler | E5 | Utility - Value of Sales | 0 | 0 | 0 | 0 | 0 | 0 | 0 | 0 | 0 | 0 | 0 | 0 | 0 | 0 | 0 | 0 | 0 | 0 | 0 | 0 | 0 | 0 | 0 | 0 | 0 | 0 | 0
F6_Commercial_Grocery (WA)_New_Space Heating_Natural Gas_Boiler_E6 | F6 | Commercial | Grocery (WA) | New | Space Heating | Natural Gas | Boiler | E6 | Utility - Value of Sales | 0 | 0 | 0 | 0 | 0 | 0 | 0 | 0 | 0 | 0 | 0 | 0 | 0 | 0 | 0 | 0 | 0 | 0 | 0 | 0 | 0 | 0 | 0 | 0 | 0 | 0 | 0
F6_Commercial_Grocery (WA)_New_Space Heating_Natural Gas_Boiler_E7 | F6 | Commercial | Grocery (WA) | New | Space Heating | Natural Gas | Boiler | E7 | Utility - Value of Sales | 0 | 0 | 0 | 0 | 0 | 0 | 0 | 0 | 0 | 0 | 0 | 0 | 0 | 0 | 0 | 0 | 0 | 0 | 0 | 0 | 0 | 0 | 0 | 0 | 0 | 0 | 0
F6_Commercial_Grocery (WA)_New_Space Heating_Natural Gas_Boiler_E8 | F6 | Commercial | Grocery (WA) | New | Space Heating | Natural Gas | Boiler | E8 | Utility - Value of Sales | 0 | 0 | 0 | 0 | 0 | 0 | 0 | 0 | 0 | 0 | 0 | 0 | 0 | 0 | 0 | 0 | 0 | 0 | 0 | 0 | 0 | 0 | 0 | 0 | 0 | 0 | 0
F6_Commercial_Grocery (WA)_New_Space Heating_Natural Gas_Boiler_E9 | F6 | Commercial | Grocery (WA) | New | Space Heating | Natural Gas | Boiler | E9 | Utility - Value of Sales | 0 | 0 | 0 | 0 | 0 | 0 | 0 | 0 | 0 | 0 | 0 | 0 | 0 | 0 | 0 | 0 | 0 | 0 | 0 | 0 | 0 | 0 | 0 | 0 | 0 | 0 | 0
F6_Commercial_Grocery (WA)_New_Space Heating_Natural Gas_Boiler_E10 | F6 | Commercial | Grocery (WA) | New | Space Heating | Natural Gas | Boiler | E10 | Utility - Value of Sales | 0 | 0 | 0 | 0 | 0 | 0 | 0 | 0 | 0 | 0 | 0 | 0 | 0 | 0 | 0 | 0 | 0 | 0 | 0 | 0 | 0 | 0 | 0 | 0 | 0 | 0 | 0
F1_Commercial_Grocery (WA)_New_Space Heating_Natural Gas_Unit Heater_E1 | F1 | Commercial | Grocery (WA) | New | Space Heating | Natural Gas | Unit Heater | E1 | RVT - Cost of Equipment | 0.0009015 | 0.0009015 | 0.0009015 | 0.0009015 | 0.0009015 | 0.0009015 | 0.0009015 | 0.0009015 | 0.0009015 | 0.0009015 | 0.0009015 | 0.0009015 | 0.0009015 | 0.0009015 | 0.0009015 | 0.0009015 | 0.0009015 | 0.0009015 | 0.0009015 | 0.0009015 | 0.0009015 | 0.0009015 | 0.0009015 | 0.0009015 | 0.0009015 | 0.0009015 | 0.0009015
F1_Commercial_Grocery (WA)_New_Space Heating_Natural Gas_Unit Heater_E2 | F1 | Commercial | Grocery (WA) | New | Space Heating | Natural Gas | Unit Heater | E2 | RVT - Cost of Equipment | 0.0019771 | 0.0019771 | 0.0019771 | 0.0019771 | 0.0019771 | 0.0019771 | 0.0019771 | 0.0019771 | 0.0019771 | 0.0019771 | 0.0019771 | 0.0019771 | 0.0019771 | 0.0019771 | 0.0019771 | 0.0019771 | 0.0019771 | 0.0019771 | 0.0019771 | 0.0019771 | 0.0019771 | 0.0019771 | 0.0019771 | 0.0019771 | 0.0019771 | 0.0019771 | 0.0019771
F1_Commercial_Grocery (WA)_New_Space Heating_Natural Gas_Unit Heater_E3 | F1 | Commercial | Grocery (WA) | New | Space Heating | Natural Gas | Unit Heater | E3 | RVT - Cost of Equipment | 0.0012538 | 0.0012538 | 0.0012538 | 0.0012538 | 0.0012538 | 0.0012538 | 0.0012538 | 0.0012538 | 0.0012538 | 0.0012538 | 0.0012538 | 0.0012538 | 0.0012538 | 0.0012538 | 0.0012538 | 0.0012538 | 0.0012538 | 0.0012538 | 0.0012538 | 0.0012538 | 0.0012538 | 0.0012538 | 0.0012538 | 0.0012538 | 0.0012538 | 0.0012538 | 0.0012538
F1_Commercial_Grocery (WA)_New_Space Heating_Natural Gas_Unit Heater_E4 | F1 | Commercial | Grocery (WA) | New | Space Heating | Natural Gas | Unit Heater | E4 | RVT - Cost of Equipment | 0 | 0 | 0 | 0 | 0 | 0 | 0 | 0 | 0 | 0 | 0 | 0 | 0 | 0 | 0 | 0 | 0 | 0 | 0 | 0 | 0 | 0 | 0 | 0 | 0 | 0 | 0
F1_Commercial_Grocery (WA)_New_Space Heating_Natural Gas_Unit Heater_E5 | F1 | Commercial | Grocery (WA) | New | Space Heating | Natural Gas | Unit Heater | E5 | RVT - Cost of Equipment | 0 | 0 | 0 | 0 | 0 | 0 | 0 | 0 | 0 | 0 | 0 | 0 | 0 | 0 | 0 | 0 | 0 | 0 | 0 | 0 | 0 | 0 | 0 | 0 | 0 | 0 | 0
F1_Commercial_Grocery (WA)_New_Space Heating_Natural Gas_Unit Heater_E6 | F1 | Commercial | Grocery (WA) | New | Space Heating | Natural Gas | Unit Heater | E6 | RVT - Cost of Equipment | 0 | 0 | 0 | 0 | 0 | 0 | 0 | 0 | 0 | 0 | 0 | 0 | 0 | 0 | 0 | 0 | 0 | 0 | 0 | 0 | 0 | 0 | 0 | 0 | 0 | 0 | 0
F1_Commercial_Grocery (WA)_New_Space Heating_Natural Gas_Unit Heater_E7 | F1 | Commercial | Grocery (WA) | New | Space Heating | Natural Gas | Unit Heater | E7 | RVT - Cost of Equipment | 0 | 0 | 0 | 0 | 0 | 0 | 0 | 0 | 0 | 0 | 0 | 0 | 0 | 0 | 0 | 0 | 0 | 0 | 0 | 0 | 0 | 0 | 0 | 0 | 0 | 0 | 0
F1_Commercial_Grocery (WA)_New_Space Heating_Natural Gas_Unit Heater_E8 | F1 | Commercial | Grocery (WA) | New | Space Heating | Natural Gas | Unit Heater | E8 | RVT - Cost of Equipment | 0 | 0 | 0 | 0 | 0 | 0 | 0 | 0 | 0 | 0 | 0 | 0 | 0 | 0 | 0 | 0 | 0 | 0 | 0 | 0 | 0 | 0 | 0 | 0 | 0 | 0 | 0
F1_Commercial_Grocery (WA)_New_Space Heating_Natural Gas_Unit Heater_E9 | F1 | Commercial | Grocery (WA) | New | Space Heating | Natural Gas | Unit Heater | E9 | RVT - Cost of Equipment | 0 | 0 | 0 | 0 | 0 | 0 | 0 | 0 | 0 | 0 | 0 | 0 | 0 | 0 | 0 | 0 | 0 | 0 | 0 | 0 | 0 | 0 | 0 | 0 | 0 | 0 | 0
F1_Commercial_Grocery (WA)_New_Space Heating_Natural Gas_Unit Heater_E10 | F1 | Commercial | Grocery (WA) | New | Space Heating | Natural Gas | Unit Heater | E10 | RVT - Cost of Equipment | 0 | 0 | 0 | 0 | 0 | 0 | 0 | 0 | 0 | 0 | 0 | 0 | 0 | 0 | 0 | 0 | 0 | 0 | 0 | 0 | 0 | 0 | 0 | 0 | 0 | 0 | 0
F2_Commercial_Grocery (WA)_New_Space Heating_Natural Gas_Unit Heater_E1 | F2 | Commercial | Grocery (WA) | New | Space Heating | Natural Gas | Unit Heater | E1 | RVT - Cost of Operation | 0.14326 | 0.14476 | 0.14692 | 0.1493 | 0.15193 | 0.15589 | 0.15981 | 0.16394 | 0.16768 | 0.17137 | 0.17552 | 0.17928 | 0.1834 | 0.18761 | 0.19144 | 0.19516 | 0.19853 | 0.20197 | 0.20553 | 0.20914 | 0.21277 | 0.21739 | 0.22273 | 0.22746 | 0.23229 | 0.23722 | 0.24226
F2_Commercial_Grocery (WA)_New_Space Heating_Natural Gas_Unit Heater_E2 | F2 | Commercial | Grocery (WA) | New | Space Heating | Natural Gas | Unit Heater | E2 | RVT - Cost of Operation | 0.12742 | 0.12876 | 0.13068 | 0.13279 | 0.13513 | 0.13865 | 0.14214 | 0.14581 | 0.14914 | 0.15242 | 0.15611 | 0.15946 | 0.16312 | 0.16686 | 0.17027 | 0.17358 | 0.17658 | 0.17964 | 0.18281 | 0.18602 | 0.18924 | 0.19335 | 0.19811 | 0.20231 | 0.2066 | 0.21099 | 0.21547
F2_Commercial_Grocery (WA)_New_Space Heating_Natural Gas_Unit Heater_E3 | F2 | Commercial | Grocery (WA) | New | Space Heating | Natural Gas | Unit Heater | E3 | RVT - Cost of Operation | 0.12174 | 0.12275 | 0.12444 | 0.12638 | 0.12861 | 0.13224 | 0.13584 | 0.13961 | 0.14292 | 0.14613 | 0.14976 | 0.15294 | 0.15647 | 0.16012 | 0.16336 | 0.16647 | 0.16921 | 0.17201 | 0.17491 | 0.17785 | 0.18079 | 0.18473 | 0.1894 | 0.19342 | 0.19753 | 0.20172 | 0.206
F2_Commercial_Grocery (WA)_New_Space Heating_Natural Gas_Unit Heater_E4 | F2 | Commercial | Grocery (WA) | New | Space Heating | Natural Gas | Unit Heater | E4 | RVT - Cost of Operation | 0 | 0 | 0 | 0 | 0 | 0 | 0 | 0 | 0 | 0 | 0 | 0 | 0 | 0 | 0 | 0 | 0 | 0 | 0 | 0 | 0 | 0 | 0 | 0 | 0 | 0 | 0
F2_Commercial_Grocery (WA)_New_Space Heating_Natural Gas_Unit Heater_E5 | F2 | Commercial | Grocery (WA) | New | Space Heating | Natural Gas | Unit Heater | E5 | RVT - Cost of Operation | 0 | 0 | 0 | 0 | 0 | 0 | 0 | 0 | 0 | 0 | 0 | 0 | 0 | 0 | 0 | 0 | 0 | 0 | 0 | 0 | 0 | 0 | 0 | 0 | 0 | 0 | 0
F2_Commercial_Grocery (WA)_New_Space Heating_Natural Gas_Unit Heater_E6 | F2 | Commercial | Grocery (WA) | New | Space Heating | Natural Gas | Unit Heater | E6 | RVT - Cost of Operation | 0 | 0 | 0 | 0 | 0 | 0 | 0 | 0 | 0 | 0 | 0 | 0 | 0 | 0 | 0 | 0 | 0 | 0 | 0 | 0 | 0 | 0 | 0 | 0 | 0 | 0 | 0
F2_Commercial_Grocery (WA)_New_Space Heating_Natural Gas_Unit Heater_E7 | F2 | Commercial | Grocery (WA) | New | Space Heating | Natural Gas | Unit Heater | E7 | RVT - Cost of Operation | 0 | 0 | 0 | 0 | 0 | 0 | 0 | 0 | 0 | 0 | 0 | 0 | 0 | 0 | 0 | 0 | 0 | 0 | 0 | 0 | 0 | 0 | 0 | 0 | 0 | 0 | 0
F2_Commercial_Grocery (WA)_New_Space Heating_Natural Gas_Unit Heater_E8 | F2 | Commercial | Grocery (WA) | New | Space Heating | Natural Gas | Unit Heater | E8 | RVT - Cost of Operation | 0 | 0 | 0 | 0 | 0 | 0 | 0 | 0 | 0 | 0 | 0 | 0 | 0 | 0 | 0 | 0 | 0 | 0 | 0 | 0 | 0 | 0 | 0 | 0 | 0 | 0 | 0
F2_Commercial_Grocery (WA)_New_Space Heating_Natural Gas_Unit Heater_E9 | F2 | Commercial | Grocery (WA) | New | Space Heating | Natural Gas | Unit Heater | E9 | RVT - Cost of Operation | 0 | 0 | 0 | 0 | 0 | 0 | 0 | 0 | 0 | 0 | 0 | 0 | 0 | 0 | 0 | 0 | 0 | 0 | 0 | 0 | 0 | 0 | 0 | 0 | 0 | 0 | 0
F2_Commercial_Grocery (WA)_New_Space Heating_Natural Gas_Unit Heater_E10 | F2 | Commercial | Grocery (WA) | New | Space Heating | Natural Gas | Unit Heater | E10 | RVT - Cost of Operation | 0 | 0 | 0 | 0 | 0 | 0 | 0 | 0 | 0 | 0 | 0 | 0 | 0 | 0 | 0 | 0 | 0 | 0 | 0 | 0 | 0 | 0 | 0 | 0 | 0 | 0 | 0
F3_Commercial_Grocery (WA)_New_Space Heating_Natural Gas_Unit Heater_E1 | F3 | Commercial | Grocery (WA) | New | Space Heating | Natural Gas | Unit Heater | E1 | System - kBTUs of Consumption | 30.2662 | 30.2092 | 30.2092 | 30.2092 | 30.2092 | 30.2092 | 30.2092 | 30.2092 | 30.2092 | 30.2092 | 30.2092 | 30.2092 | 30.2092 | 30.2092 | 30.2092 | 30.2092 | 30.2092 | 30.2092 | 30.2092 | 30.2092 | 30.2092 | 30.2092 | 30.2092 | 30.2092 | 30.2092 | 30.2092 | 30.2092
F3_Commercial_Grocery (WA)_New_Space Heating_Natural Gas_Unit Heater_E2 | F3 | Commercial | Grocery (WA) | New | Space Heating | Natural Gas | Unit Heater | E2 | System - kBTUs of Consumption | 26.9194 | 26.8687 | 26.8687 | 26.8687 | 26.8687 | 26.8687 | 26.8687 | 26.8687 | 26.8687 | 26.8687 | 26.8687 | 26.8687 | 26.8687 | 26.8687 | 26.8687 | 26.8687 | 26.8687 | 26.8687 | 26.8687 | 26.8687 | 26.8687 | 26.8687 | 26.8687 | 26.8687 | 26.8687 | 26.8687 | 26.8687
F3_Commercial_Grocery (WA)_New_Space Heating_Natural Gas_Unit Heater_E3 | F3 | Commercial | Grocery (WA) | New | Space Heating | Natural Gas | Unit Heater | E3 | System - kBTUs of Consumption | 26.7908 | 26.7235 | 26.7235 | 26.7235 | 26.7235 | 26.7235 | 26.7235 | 26.7235 | 26.7235 | 26.7235 | 26.7235 | 26.7235 | 26.7235 | 26.7235 | 26.7235 | 26.7235 | 26.7235 | 26.7235 | 26.7235 | 26.7235 | 26.7235 | 26.7235 | 26.7235 | 26.7235 | 26.7235 | 26.7235 | 26.7235
F3_Commercial_Grocery (WA)_New_Space Heating_Natural Gas_Unit Heater_E4 | F3 | Commercial | Grocery (WA) | New | Space Heating | Natural Gas | Unit Heater | E4 | System - kBTUs of Consumption | 0 | 0 | 0 | 0 | 0 | 0 | 0 | 0 | 0 | 0 | 0 | 0 | 0 | 0 | 0 | 0 | 0 | 0 | 0 | 0 | 0 | 0 | 0 | 0 | 0 | 0 | 0
F3_Commercial_Grocery (WA)_New_Space Heating_Natural Gas_Unit Heater_E5 | F3 | Commercial | Grocery (WA) | New | Space Heating | Natural Gas | Unit Heater | E5 | System - kBTUs of Consumption | 0 | 0 | 0 | 0 | 0 | 0 | 0 | 0 | 0 | 0 | 0 | 0 | 0 | 0 | 0 | 0 | 0 | 0 | 0 | 0 | 0 | 0 | 0 | 0 | 0 | 0 | 0
F3_Commercial_Grocery (WA)_New_Space Heating_Natural Gas_Unit Heater_E6 | F3 | Commercial | Grocery (WA) | New | Space Heating | Natural Gas | Unit Heater | E6 | System - kBTUs of Consumption | 0 | 0 | 0 | 0 | 0 | 0 | 0 | 0 | 0 | 0 | 0 | 0 | 0 | 0 | 0 | 0 | 0 | 0 | 0 | 0 | 0 | 0 | 0 | 0 | 0 | 0 | 0
F3_Commercial_Grocery (WA)_New_Space Heating_Natural Gas_Unit Heater_E7 | F3 | Commercial | Grocery (WA) | New | Space Heating | Natural Gas | Unit Heater | E7 | System - kBTUs of Consumption | 0 | 0 | 0 | 0 | 0 | 0 | 0 | 0 | 0 | 0 | 0 | 0 | 0 | 0 | 0 | 0 | 0 | 0 | 0 | 0 | 0 | 0 | 0 | 0 | 0 | 0 | 0
F3_Commercial_Grocery (WA)_New_Space Heating_Natural Gas_Unit Heater_E8 | F3 | Commercial | Grocery (WA) | New | Space Heating | Natural Gas | Unit Heater | E8 | System - kBTUs of Consumption | 0 | 0 | 0 | 0 | 0 | 0 | 0 | 0 | 0 | 0 | 0 | 0 | 0 | 0 | 0 | 0 | 0 | 0 | 0 | 0 | 0 | 0 | 0 | 0 | 0 | 0 | 0
F3_Commercial_Grocery (WA)_New_Space Heating_Natural Gas_Unit Heater_E9 | F3 | Commercial | Grocery (WA) | New | Space Heating | Natural Gas | Unit Heater | E9 | System - kBTUs of Consumption | 0 | 0 | 0 | 0 | 0 | 0 | 0 | 0 | 0 | 0 | 0 | 0 | 0 | 0 | 0 | 0 | 0 | 0 | 0 | 0 | 0 | 0 | 0 | 0 | 0 | 0 | 0
F3_Commercial_Grocery (WA)_New_Space Heating_Natural Gas_Unit Heater_E10 | F3 | Commercial | Grocery (WA) | New | Space Heating | Natural Gas | Unit Heater | E10 | System - kBTUs of Consumption | 0 | 0 | 0 | 0 | 0 | 0 | 0 | 0 | 0 | 0 | 0 | 0 | 0 | 0 | 0 | 0 | 0 | 0 | 0 | 0 | 0 | 0 | 0 | 0 | 0 | 0 | 0
F4_Commercial_Grocery (WA)_New_Space Heating_Natural Gas_Unit Heater_E1 | F4 | Commercial | Grocery (WA) | New | Space Heating | Natural Gas | Unit Heater | E1 | Utility - Cost of Equipment | 0.0009015 | 0.0009015 | 0.0009015 | 0.0009015 | 0.0009015 | 0.0009015 | 0.0009015 | 0.0009015 | 0.0009015 | 0.0009015 | 0.0009015 | 0.0009015 | 0.0009015 | 0.0009015 | 0.0009015 | 0.0009015 | 0.0009015 | 0.0009015 | 0.0009015 | 0.0009015 | 0.0009015 | 0.0009015 | 0.0009015 | 0.0009015 | 0.0009015 | 0.0009015 | 0.0009015
F4_Commercial_Grocery (WA)_New_Space Heating_Natural Gas_Unit Heater_E2 | F4 | Commercial | Grocery (WA) | New | Space Heating | Natural Gas | Unit Heater | E2 | Utility - Cost of Equipment | 0.0019771 | 0.0019771 | 0.0019771 | 0.0019771 | 0.0019771 | 0.0019771 | 0.0019771 | 0.0019771 | 0.0019771 | 0.0019771 | 0.0019771 | 0.0019771 | 0.0019771 | 0.0019771 | 0.0019771 | 0.0019771 | 0.0019771 | 0.0019771 | 0.0019771 | 0.0019771 | 0.0019771 | 0.0019771 | 0.0019771 | 0.0019771 | 0.0019771 | 0.0019771 | 0.0019771
F4_Commercial_Grocery (WA)_New_Space Heating_Natural Gas_Unit Heater_E3 | F4 | Commercial | Grocery (WA) | New | Space Heating | Natural Gas | Unit Heater | E3 | Utility - Cost of Equipment | 0.0012538 | 0.0012538 | 0.0012538 | 0.0012538 | 0.0012538 | 0.0012538 | 0.0012538 | 0.0012538 | 0.0012538 | 0.0012538 | 0.0012538 | 0.0012538 | 0.0012538 | 0.0012538 | 0.0012538 | 0.0012538 | 0.0012538 | 0.0012538 | 0.0012538 | 0.0012538 | 0.0012538 | 0.0012538 | 0.0012538 | 0.0012538 | 0.0012538 | 0.0012538 | 0.0012538
F4_Commercial_Grocery (WA)_New_Space Heating_Natural Gas_Unit Heater_E4 | F4 | Commercial | Grocery (WA) | New | Space Heating | Natural Gas | Unit Heater | E4 | Utility - Cost of Equipment | 0 | 0 | 0 | 0 | 0 | 0 | 0 | 0 | 0 | 0 | 0 | 0 | 0 | 0 | 0 | 0 | 0 | 0 | 0 | 0 | 0 | 0 | 0 | 0 | 0 | 0 | 0
F4_Commercial_Grocery (WA)_New_Space Heating_Natural Gas_Unit Heater_E5 | F4 | Commercial | Grocery (WA) | New | Space Heating | Natural Gas | Unit Heater | E5 | Utility - Cost of Equipment | 0 | 0 | 0 | 0 | 0 | 0 | 0 | 0 | 0 | 0 | 0 | 0 | 0 | 0 | 0 | 0 | 0 | 0 | 0 | 0 | 0 | 0 | 0 | 0 | 0 | 0 | 0
F4_Commercial_Grocery (WA)_New_Space Heating_Natural Gas_Unit Heater_E6 | F4 | Commercial | Grocery (WA) | New | Space Heating | Natural Gas | Unit Heater | E6 | Utility - Cost of Equipment | 0 | 0 | 0 | 0 | 0 | 0 | 0 | 0 | 0 | 0 | 0 | 0 | 0 | 0 | 0 | 0 | 0 | 0 | 0 | 0 | 0 | 0 | 0 | 0 | 0 | 0 | 0
F4_Commercial_Grocery (WA)_New_Space Heating_Natural Gas_Unit Heater_E7 | F4 | Commercial | Grocery (WA) | New | Space Heating | Natural Gas | Unit Heater | E7 | Utility - Cost of Equipment | 0 | 0 | 0 | 0 | 0 | 0 | 0 | 0 | 0 | 0 | 0 | 0 | 0 | 0 | 0 | 0 | 0 | 0 | 0 | 0 | 0 | 0 | 0 | 0 | 0 | 0 | 0
F4_Commercial_Grocery (WA)_New_Space Heating_Natural Gas_Unit Heater_E8 | F4 | Commercial | Grocery (WA) | New | Space Heating | Natural Gas | Unit Heater | E8 | Utility - Cost of Equipment | 0 | 0 | 0 | 0 | 0 | 0 | 0 | 0 | 0 | 0 | 0 | 0 | 0 | 0 | 0 | 0 | 0 | 0 | 0 | 0 | 0 | 0 | 0 | 0 | 0 | 0 | 0
F4_Commercial_Grocery (WA)_New_Space Heating_Natural Gas_Unit Heater_E9 | F4 | Commercial | Grocery (WA) | New | Space Heating | Natural Gas | Unit Heater | E9 | Utility - Cost of Equipment | 0 | 0 | 0 | 0 | 0 | 0 | 0 | 0 | 0 | 0 | 0 | 0 | 0 | 0 | 0 | 0 | 0 | 0 | 0 | 0 | 0 | 0 | 0 | 0 | 0 | 0 | 0
F4_Commercial_Grocery (WA)_New_Space Heating_Natural Gas_Unit Heater_E10 | F4 | Commercial | Grocery (WA) | New | Space Heating | Natural Gas | Unit Heater | E10 | Utility - Cost of Equipment | 0 | 0 | 0 | 0 | 0 | 0 | 0 | 0 | 0 | 0 | 0 | 0 | 0 | 0 | 0 | 0 | 0 | 0 | 0 | 0 | 0 | 0 | 0 | 0 | 0 | 0 | 0
F5_Commercial_Grocery (WA)_New_Space Heating_Natural Gas_Unit Heater_E1 | F5 | Commercial | Grocery (WA) | New | Space Heating | Natural Gas | Unit Heater | E1 | Utility - Cost of Operation | 0.12428 | 0.12632 | 0.12898 | 0.13192 | 0.13516 | 0.13962 | 0.14416 | 0.14896 | 0.15356 | 0.15824 | 0.16242 | 0.16628 | 0.1705 | 0.17484 | 0.17887 | 0.18285 | 0.18657 | 0.19039 | 0.19438 | 0.19847 | 0.20264 | 0.20704 | 0.21213 | 0.21663 | 0.22123 | 0.22592 | 0.23072
F5_Commercial_Grocery (WA)_New_Space Heating_Natural Gas_Unit Heater_E2 | F5 | Commercial | Grocery (WA) | New | Space Heating | Natural Gas | Unit Heater | E2 | Utility - Cost of Operation | 0.11053 | 0.11235 | 0.11472 | 0.11733 | 0.12021 | 0.12418 | 0.12822 | 0.13249 | 0.13658 | 0.14074 | 0.14446 | 0.14789 | 0.15165 | 0.1555 | 0.15909 | 0.16263 | 0.16594 | 0.16934 | 0.17289 | 0.17652 | 0.18023 | 0.18414 | 0.18867 | 0.19268 | 0.19677 | 0.20094 | 0.20521
F5_Commercial_Grocery (WA)_New_Space Heating_Natural Gas_Unit Heater_E3 | F5 | Commercial | Grocery (WA) | New | Space Heating | Natural Gas | Unit Heater | E3 | Utility - Cost of Operation | 0.1043 | 0.10581 | 0.10796 | 0.11042 | 0.1132 | 0.11725 | 0.12138 | 0.12576 | 0.12989 | 0.13408 | 0.13774 | 0.14105 | 0.14473 | 0.14854 | 0.15203 | 0.15544 | 0.15857 | 0.1618 | 0.16518 | 0.16864 | 0.17218 | 0.17593 | 0.18039 | 0.18421 | 0.18812 | 0.19212 | 0.19619
F5_Commercial_Grocery (WA)_New_Space Heating_Natural Gas_Unit Heater_E4 | F5 | Commercial | Grocery (WA) | New | Space Heating | Natural Gas | Unit Heater | E4 | Utility - Cost of Operation | 0 | 0 | 0 | 0 | 0 | 0 | 0 | 0 | 0 | 0 | 0 | 0 | 0 | 0 | 0 | 0 | 0 | 0 | 0 | 0 | 0 | 0 | 0 | 0 | 0 | 0 | 0
F5_Commercial_Grocery (WA)_New_Space Heating_Natural Gas_Unit Heater_E5 | F5 | Commercial | Grocery (WA) | New | Space Heating | Natural Gas | Unit Heater | E5 | Utility - Cost of Operation | 0 | 0 | 0 | 0 | 0 | 0 | 0 | 0 | 0 | 0 | 0 | 0 | 0 | 0 | 0 | 0 | 0 | 0 | 0 | 0 | 0 | 0 | 0 | 0 | 0 | 0 | 0
F5_Commercial_Grocery (WA)_New_Space Heating_Natural Gas_Unit Heater_E6 | F5 | Commercial | Grocery (WA) | New | Space Heating | Natural Gas | Unit Heater | E6 | Utility - Cost of Operation | 0 | 0 | 0 | 0 | 0 | 0 | 0 | 0 | 0 | 0 | 0 | 0 | 0 | 0 | 0 | 0 | 0 | 0 | 0 | 0 | 0 | 0 | 0 | 0 | 0 | 0 | 0
F5_Commercial_Grocery (WA)_New_Space Heating_Natural Gas_Unit Heater_E7 | F5 | Commercial | Grocery (WA) | New | Space Heating | Natural Gas | Unit Heater | E7 | Utility - Cost of Operation | 0 | 0 | 0 | 0 | 0 | 0 | 0 | 0 | 0 | 0 | 0 | 0 | 0 | 0 | 0 | 0 | 0 | 0 | 0 | 0 | 0 | 0 | 0 | 0 | 0 | 0 | 0
F5_Commercial_Grocery (WA)_New_Space Heating_Natural Gas_Unit Heater_E8 | F5 | Commercial | Grocery (WA) | New | Space Heating | Natural Gas | Unit Heater | E8 | Utility - Cost of Operation | 0 | 0 | 0 | 0 | 0 | 0 | 0 | 0 | 0 | 0 | 0 | 0 | 0 | 0 | 0 | 0 | 0 | 0 | 0 | 0 | 0 | 0 | 0 | 0 | 0 | 0 | 0
F5_Commercial_Grocery (WA)_New_Space Heating_Natural Gas_Unit Heater_E9 | F5 | Commercial | Grocery (WA) | New | Space Heating | Natural Gas | Unit Heater | E9 | Utility - Cost of Operation | 0 | 0 | 0 | 0 | 0 | 0 | 0 | 0 | 0 | 0 | 0 | 0 | 0 | 0 | 0 | 0 | 0 | 0 | 0 | 0 | 0 | 0 | 0 | 0 | 0 | 0 | 0
F5_Commercial_Grocery (WA)_New_Space Heating_Natural Gas_Unit Heater_E10 | F5 | Commercial | Grocery (WA) | New | Space Heating | Natural Gas | Unit Heater | E10 | Utility - Cost of Operation | 0 | 0 | 0 | 0 | 0 | 0 | 0 | 0 | 0 | 0 | 0 | 0 | 0 | 0 | 0 | 0 | 0 | 0 | 0 | 0 | 0 | 0 | 0 | 0 | 0 | 0 | 0
F6_Commercial_Grocery (WA)_New_Space Heating_Natural Gas_Unit Heater_E1 | F6 | Commercial | Grocery (WA) | New | Space Heating | Natural Gas | Unit Heater | E1 | Utility - Value of Sales | 0.14326 | 0.14476 | 0.14692 | 0.1493 | 0.15193 | 0.15589 | 0.15981 | 0.16394 | 0.16768 | 0.17137 | 0.17552 | 0.17928 | 0.1834 | 0.18761 | 0.19144 | 0.19516 | 0.19853 | 0.20197 | 0.20553 | 0.20914 | 0.21277 | 0.21739 | 0.22273 | 0.22746 | 0.23229 | 0.23722 | 0.24226
F6_Commercial_Grocery (WA)_New_Space Heating_Natural Gas_Unit Heater_E2 | F6 | Commercial | Grocery (WA) | New | Space Heating | Natural Gas | Unit Heater | E2 | Utility - Value of Sales | 0.12742 | 0.12876 | 0.13068 | 0.13279 | 0.13513 | 0.13865 | 0.14214 | 0.14581 | 0.14914 | 0.15242 | 0.15611 | 0.15946 | 0.16312 | 0.16686 | 0.17027 | 0.17358 | 0.17658 | 0.17964 | 0.18281 | 0.18602 | 0.18924 | 0.19335 | 0.19811 | 0.20231 | 0.2066 | 0.21099 | 0.21547
F6_Commercial_Grocery (WA)_New_Space Heating_Natural Gas_Unit Heater_E3 | F6 | Commercial | Grocery (WA) | New | Space Heating | Natural Gas | Unit Heater | E3 | Utility - Value of Sales | 0.12174 | 0.12275 | 0.12444 | 0.12638 | 0.12861 | 0.13224 | 0.13584 | 0.13961 | 0.14292 | 0.14613 | 0.14976 | 0.15294 | 0.15647 | 0.16012 | 0.16336 | 0.16647 | 0.16921 | 0.17201 | 0.17491 | 0.17785 | 0.18079 | 0.18473 | 0.1894 | 0.19342 | 0.19753 | 0.20172 | 0.206
F6_Commercial_Grocery (WA)_New_Space Heating_Natural Gas_Unit Heater_E4 | F6 | Commercial | Grocery (WA) | New | Space Heating | Natural Gas | Unit Heater | E4 | Utility - Value of Sales | 0 | 0 | 0 | 0 | 0 | 0 | 0 | 0 | 0 | 0 | 0 | 0 | 0 | 0 | 0 | 0 | 0 | 0 | 0 | 0 | 0 | 0 | 0 | 0 | 0 | 0 | 0
F6_Commercial_Grocery (WA)_New_Space Heating_Natural Gas_Unit Heater_E5 | F6 | Commercial | Grocery (WA) | New | Space Heating | Natural Gas | Unit Heater | E5 | Utility - Value of Sales | 0 | 0 | 0 | 0 | 0 | 0 | 0 | 0 | 0 | 0 | 0 | 0 | 0 | 0 | 0 | 0 | 0 | 0 | 0 | 0 | 0 | 0 | 0 | 0 | 0 | 0 | 0
F6_Commercial_Grocery (WA)_New_Space Heating_Natural Gas_Unit Heater_E6 | F6 | Commercial | Grocery (WA) | New | Space Heating | Natural Gas | Unit Heater | E6 | Utility - Value of Sales | 0 | 0 | 0 | 0 | 0 | 0 | 0 | 0 | 0 | 0 | 0 | 0 | 0 | 0 | 0 | 0 | 0 | 0 | 0 | 0 | 0 | 0 | 0 | 0 | 0 | 0 | 0
F6_Commercial_Grocery (WA)_New_Space Heating_Natural Gas_Unit Heater_E7 | F6 | Commercial | Grocery (WA) | New | Space Heating | Natural Gas | Unit Heater | E7 | Utility - Value of Sales | 0 | 0 | 0 | 0 | 0 | 0 | 0 | 0 | 0 | 0 | 0 | 0 | 0 | 0 | 0 | 0 | 0 | 0 | 0 | 0 | 0 | 0 | 0 | 0 | 0 | 0 | 0
F6_Commercial_Grocery (WA)_New_Space Heating_Natural Gas_Unit Heater_E8 | F6 | Commercial | Grocery (WA) | New | Space Heating | Natural Gas | Unit Heater | E8 | Utility - Value of Sales | 0 | 0 | 0 | 0 | 0 | 0 | 0 | 0 | 0 | 0 | 0 | 0 | 0 | 0 | 0 | 0 | 0 | 0 | 0 | 0 | 0 | 0 | 0 | 0 | 0 | 0 | 0
F6_Commercial_Grocery (WA)_New_Space Heating_Natural Gas_Unit Heater_E9 | F6 | Commercial | Grocery (WA) | New | Space Heating | Natural Gas | Unit Heater | E9 | Utility - Value of Sales | 0 | 0 | 0 | 0 | 0 | 0 | 0 | 0 | 0 | 0 | 0 | 0 | 0 | 0 | 0 | 0 | 0 | 0 | 0 | 0 | 0 | 0 | 0 | 0 | 0 | 0 | 0
F6_Commercial_Grocery (WA)_New_Space Heating_Natural Gas_Unit Heater_E10 | F6 | Commercial | Grocery (WA) | New | Space Heating | Natural Gas | Unit Heater | E10 | Utility - Value of Sales | 0 | 0 | 0 | 0 | 0 | 0 | 0 | 0 | 0 | 0 | 0 | 0 | 0 | 0 | 0 | 0 | 0 | 0 | 0 | 0 | 0 | 0 | 0 | 0 | 0 | 0 | 0
F1_Commercial_Grocery (WA)_New_Water Heating_Natural Gas_Water Heater_E1 | F1 | Commercial | Grocery (WA) | New | Water Heating | Natural Gas | Water Heater | E1 | RVT - Cost of Equipment | 0.010202 | 0.010202 | 0.010202 | 0.010202 | 0.010202 | 0.010202 | 0.010202 | 0.010202 | 0.010202 | 0.010202 | 0.010202 | 0.010202 | 0.010202 | 0.010202 | 0.010202 | 0.010202 | 0.010202 | 0.010202 | 0.010202 | 0.010202 | 0.010202 | 0.010202 | 0.010202 | 0.010202 | 0.010202 | 0.010202 | 0.010202
F1_Commercial_Grocery (WA)_New_Water Heating_Natural Gas_Water Heater_E2 | F1 | Commercial | Grocery (WA) | New | Water Heating | Natural Gas | Water Heater | E2 | RVT - Cost of Equipment | 0.012243 | 0.012243 | 0.012243 | 0.012243 | 0.012243 | 0.012243 | 0.012243 | 0.012243 | 0.012243 | 0.012243 | 0.012243 | 0.012243 | 0.012243 | 0.012243 | 0.012243 | 0.012243 | 0.012243 | 0.012243 | 0.012243 | 0.012243 | 0.012243 | 0.012243 | 0.012243 | 0.012243 | 0.012243 | 0.012243 | 0.012243
F1_Commercial_Grocery (WA)_New_Water Heating_Natural Gas_Water Heater_E3 | F1 | Commercial | Grocery (WA) | New | Water Heating | Natural Gas | Water Heater | E3 | RVT - Cost of Equipment | 0.015049 | 0.015049 | 0.015049 | 0.015049 | 0.015049 | 0.015049 | 0.015049 | 0.015049 | 0.015049 | 0.015049 | 0.015049 | 0.015049 | 0.015049 | 0.015049 | 0.015049 | 0.015049 | 0.015049 | 0.015049 | 0.015049 | 0.015049 | 0.015049 | 0.015049 | 0.015049 | 0.015049 | 0.015049 | 0.015049 | 0.015049
F1_Commercial_Grocery (WA)_New_Water Heating_Natural Gas_Water Heater_E4 | F1 | Commercial | Grocery (WA) | New | Water Heating | Natural Gas | Water Heater | E4 | RVT - Cost of Equipment | 0.015168 | 0.015168 | 0.015168 | 0.015168 | 0.015168 | 0.015168 | 0.015168 | 0.015168 | 0.015168 | 0.015168 | 0.015168 | 0.015168 | 0.015168 | 0.015168 | 0.015168 | 0.015168 | 0.015168 | 0.015168 | 0.015168 | 0.015168 | 0.015168 | 0.015168 | 0.015168 | 0.015168 | 0.015168 | 0.015168 | 0.015168
F1_Commercial_Grocery (WA)_New_Water Heating_Natural Gas_Water Heater_E5 | F1 | Commercial | Grocery (WA) | New | Water Heating | Natural Gas | Water Heater | E5 | RVT - Cost of Equipment | 0.032743 | 0.032743 | 0.032743 | 0.032743 | 0.032743 | 0.032743 | 0.032743 | 0.032743 | 0.032743 | 0.032743 | 0.032743 | 0.032743 | 0.032743 | 0.032743 | 0.032743 | 0.032743 | 0.032743 | 0.032743 | 0.032743 | 0.032743 | 0.032743 | 0.032743 | 0.032743 | 0.032743 | 0.032743 | 0.032743 | 0.032743
F1_Commercial_Grocery (WA)_New_Water Heating_Natural Gas_Water Heater_E6 | F1 | Commercial | Grocery (WA) | New | Water Heating | Natural Gas | Water Heater | E6 | RVT - Cost of Equipment | 0 | 0 | 0 | 0 | 0 | 0 | 0 | 0 | 0 | 0 | 0 | 0 | 0 | 0 | 0 | 0 | 0 | 0 | 0 | 0 | 0 | 0 | 0 | 0 | 0 | 0 | 0
F1_Commercial_Grocery (WA)_New_Water Heating_Natural Gas_Water Heater_E7 | F1 | Commercial | Grocery (WA) | New | Water Heating | Natural Gas | Water Heater | E7 | RVT - Cost of Equipment | 0 | 0 | 0 | 0 | 0 | 0 | 0 | 0 | 0 | 0 | 0 | 0 | 0 | 0 | 0 | 0 | 0 | 0 | 0 | 0 | 0 | 0 | 0 | 0 | 0 | 0 | 0
F1_Commercial_Grocery (WA)_New_Water Heating_Natural Gas_Water Heater_E8 | F1 | Commercial | Grocery (WA) | New | Water Heating | Natural Gas | Water Heater | E8 | RVT - Cost of Equipment | 0 | 0 | 0 | 0 | 0 | 0 | 0 | 0 | 0 | 0 | 0 | 0 | 0 | 0 | 0 | 0 | 0 | 0 | 0 | 0 | 0 | 0 | 0 | 0 | 0 | 0 | 0
F1_Commercial_Grocery (WA)_New_Water Heating_Natural Gas_Water Heater_E9 | F1 | Commercial | Grocery (WA) | New | Water Heating | Natural Gas | Water Heater | E9 | RVT - Cost of Equipment | 0 | 0 | 0 | 0 | 0 | 0 | 0 | 0 | 0 | 0 | 0 | 0 | 0 | 0 | 0 | 0 | 0 | 0 | 0 | 0 | 0 | 0 | 0 | 0 | 0 | 0 | 0
F1_Commercial_Grocery (WA)_New_Water Heating_Natural Gas_Water Heater_E10 | F1 | Commercial | Grocery (WA) | New | Water Heating | Natural Gas | Water Heater | E10 | RVT - Cost of Equipment | 0 | 0 | 0 | 0 | 0 | 0 | 0 | 0 | 0 | 0 | 0 | 0 | 0 | 0 | 0 | 0 | 0 | 0 | 0 | 0 | 0 | 0 | 0 | 0 | 0 | 0 | 0
F2_Commercial_Grocery (WA)_New_Water Heating_Natural Gas_Water Heater_E1 | F2 | Commercial | Grocery (WA) | New | Water Heating | Natural Gas | Water Heater | E1 | RVT - Cost of Operation | 0.099344 | 0.10134 | 0.10359 | 0.10611 | 0.10893 | 0.11233 | 0.1157 | 0.11889 | 0.12179 | 0.12461 | 0.12753 | 0.1302 | 0.13306 | 0.13583 | 0.13827 | 0.1405 | 0.14246 | 0.14435 | 0.14634 | 0.14823 | 0.15013 | 0.15278 | 0.15547 | 0.15823 | 0.16104 | 0.1639 | 0.16681
F2_Commercial_Grocery (WA)_New_Water Heating_Natural Gas_Water Heater_E2 | F2 | Commercial | Grocery (WA) | New | Water Heating | Natural Gas | Water Heater | E2 | RVT - Cost of Operation | 0.088306 | 0.090081 | 0.092078 | 0.094321 | 0.096823 | 0.099846 | 0.10285 | 0.10568 | 0.10826 | 0.11076 | 0.11336 | 0.11574 | 0.11828 | 0.12074 | 0.1229 | 0.12489 | 0.12663 | 0.12831 | 0.13008 | 0.13176 | 0.13345 | 0.13581 | 0.13819 | 0.14065 | 0.14315 | 0.14569 | 0.14828
F2_Commercial_Grocery (WA)_New_Water Heating_Natural Gas_Water Heater_E3 | F2 | Commercial | Grocery (WA) | New | Water Heating | Natural Gas | Water Heater | E3 | RVT - Cost of Operation | 0.084548 | 0.086247 | 0.08816 | 0.090308 | 0.092703 | 0.095598 | 0.09847 | 0.10119 | 0.10365 | 0.10605 | 0.10853 | 0.11081 | 0.11324 | 0.1156 | 0.11767 | 0.11958 | 0.12124 | 0.12285 | 0.12454 | 0.12615 | 0.12777 | 0.13003 | 0.13231 | 0.13466 | 0.13706 | 0.13949 | 0.14197
F2_Commercial_Grocery (WA)_New_Water Heating_Natural Gas_Water Heater_E4 | F2 | Commercial | Grocery (WA) | New | Water Heating | Natural Gas | Water Heater | E4 | RVT - Cost of Operation | 0.088639 | 0.090422 | 0.092366 | 0.094482 | 0.096784 | 0.099496 | 0.10218 | 0.10474 | 0.1071 | 0.10944 | 0.11187 | 0.11416 | 0.11658 | 0.11895 | 0.12108 | 0.12307 | 0.12486 | 0.12661 | 0.12844 | 0.13021 | 0.13198 | 0.13432 | 0.13668 | 0.13911 | 0.14158 | 0.1441 | 0.14666
F2_Commercial_Grocery (WA)_New_Water Heating_Natural Gas_Water Heater_E5 | F2 | Commercial | Grocery (WA) | New | Water Heating | Natural Gas | Water Heater | E5 | RVT - Cost of Operation | 0.052119 | 0.053142 | 0.05433 | 0.055704 | 0.057273 | 0.059187 | 0.061085 | 0.062868 | 0.064469 | 0.066018 | 0.067613 | 0.069053 | 0.070597 | 0.072088 | 0.073382 | 0.074559 | 0.075569 | 0.076537 | 0.077564 | 0.07853 | 0.0795 | 0.080903 | 0.082322 | 0.083785 | 0.085273 | 0.086788 | 0.08833
F2_Commercial_Grocery (WA)_New_Water Heating_Natural Gas_Water Heater_E6 | F2 | Commercial | Grocery (WA) | New | Water Heating | Natural Gas | Water Heater | E6 | RVT - Cost of Operation | 0 | 0 | 0 | 0 | 0 | 0 | 0 | 0 | 0 | 0 | 0 | 0 | 0 | 0 | 0 | 0 | 0 | 0 | 0 | 0 | 0 | 0 | 0 | 0 | 0 | 0 | 0
F2_Commercial_Grocery (WA)_New_Water Heating_Natural Gas_Water Heater_E7 | F2 | Commercial | Grocery (WA) | New | Water Heating | Natural Gas | Water Heater | E7 | RVT - Cost of Operation | 0 | 0 | 0 | 0 | 0 | 0 | 0 | 0 | 0 | 0 | 0 | 0 | 0 | 0 | 0 | 0 | 0 | 0 | 0 | 0 | 0 | 0 | 0 | 0 | 0 | 0 | 0
F2_Commercial_Grocery (WA)_New_Water Heating_Natural Gas_Water Heater_E8 | F2 | Commercial | Grocery (WA) | New | Water Heating | Natural Gas | Water Heater | E8 | RVT - Cost of Operation | 0 | 0 | 0 | 0 | 0 | 0 | 0 | 0 | 0 | 0 | 0 | 0 | 0 | 0 | 0 | 0 | 0 | 0 | 0 | 0 | 0 | 0 | 0 | 0 | 0 | 0 | 0
F2_Commercial_Grocery (WA)_New_Water Heating_Natural Gas_Water Heater_E9 | F2 | Commercial | Grocery (WA) | New | Water Heating | Natural Gas | Water Heater | E9 | RVT - Cost of Operation | 0 | 0 | 0 | 0 | 0 | 0 | 0 | 0 | 0 | 0 | 0 | 0 | 0 | 0 | 0 | 0 | 0 | 0 | 0 | 0 | 0 | 0 | 0 | 0 | 0 | 0 | 0
F2_Commercial_Grocery (WA)_New_Water Heating_Natural Gas_Water Heater_E10 | F2 | Commercial | Grocery (WA) | New | Water Heating | Natural Gas | Water Heater | E10 | RVT - Cost of Operation | 0 | 0 | 0 | 0 | 0 | 0 | 0 | 0 | 0 | 0 | 0 | 0 | 0 | 0 | 0 | 0 | 0 | 0 | 0 | 0 | 0 | 0 | 0 | 0 | 0 | 0 | 0
F3_Commercial_Grocery (WA)_New_Water Heating_Natural Gas_Water Heater_E1 | F3 | Commercial | Grocery (WA) | New | Water Heating | Natural Gas | Water Heater | E1 | System - kBTUs of Consumption | 22.9845 | 22.9845 | 22.9845 | 22.9845 | 22.9845 | 22.9845 | 22.9845 | 22.9845 | 22.9845 | 22.9845 | 22.9845 | 22.9845 | 22.9845 | 22.9845 | 22.9845 | 22.9845 | 22.9845 | 22.9845 | 22.9845 | 22.9845 | 22.9845 | 22.9845 | 22.9845 | 22.9845 | 22.9845 | 22.9845 | 22.9845
F3_Commercial_Grocery (WA)_New_Water Heating_Natural Gas_Water Heater_E2 | F3 | Commercial | Grocery (WA) | New | Water Heating | Natural Gas | Water Heater | E2 | System - kBTUs of Consumption | 20.4307 | 20.4307 | 20.4307 | 20.4307 | 20.4307 | 20.4307 | 20.4307 | 20.4307 | 20.4307 | 20.4307 | 20.4307 | 20.4307 | 20.4307 | 20.4307 | 20.4307 | 20.4307 | 20.4307 | 20.4307 | 20.4307 | 20.4307 | 20.4307 | 20.4307 | 20.4307 | 20.4307 | 20.4307 | 20.4307 | 20.4307
F3_Commercial_Grocery (WA)_New_Water Heating_Natural Gas_Water Heater_E3 | F3 | Commercial | Grocery (WA) | New | Water Heating | Natural Gas | Water Heater | E3 | System - kBTUs of Consumption | 19.5613 | 19.5613 | 19.5613 | 19.5613 | 19.5613 | 19.5613 | 19.5613 | 19.5613 | 19.5613 | 19.5613 | 19.5613 | 19.5613 | 19.5613 | 19.5613 | 19.5613 | 19.5613 | 19.5613 | 19.5613 | 19.5613 | 19.5613 | 19.5613 | 19.5613 | 19.5613 | 19.5613 | 19.5613 | 19.5613 | 19.5613
F3_Commercial_Grocery (WA)_New_Water Heating_Natural Gas_Water Heater_E4 | F3 | Commercial | Grocery (WA) | New | Water Heating | Natural Gas | Water Heater | E4 | System - kBTUs of Consumption | 19.5405 | 19.5405 | 19.5405 | 19.5405 | 19.5405 | 19.5405 | 19.5405 | 19.5405 | 19.5405 | 19.5405 | 19.5405 | 19.5405 | 19.5405 | 19.5405 | 19.5405 | 19.5405 | 19.5405 | 19.5405 | 19.5405 | 19.5405 | 19.5405 | 19.5405 | 19.5405 | 19.5405 | 19.5405 | 19.5405 | 19.5405
F3_Commercial_Grocery (WA)_New_Water Heating_Natural Gas_Water Heater_E5 | F3 | Commercial | Grocery (WA) | New | Water Heating | Natural Gas | Water Heater | E5 | System - kBTUs of Consumption | 12.2584 | 12.2584 | 12.2584 | 12.2584 | 12.2584 | 12.2584 | 12.2584 | 12.2584 | 12.2584 | 12.2584 | 12.2584 | 12.2584 | 12.2584 | 12.2584 | 12.2584 | 12.2584 | 12.2584 | 12.2584 | 12.2584 | 12.2584 | 12.2584 | 12.2584 | 12.2584 | 12.2584 | 12.2584 | 12.2584 | 12.2584
F3_Commercial_Grocery (WA)_New_Water Heating_Natural Gas_Water Heater_E6 | F3 | Commercial | Grocery (WA) | New | Water Heating | Natural Gas | Water Heater | E6 | System - kBTUs of Consumption | 0 | 0 | 0 | 0 | 0 | 0 | 0 | 0 | 0 | 0 | 0 | 0 | 0 | 0 | 0 | 0 | 0 | 0 | 0 | 0 | 0 | 0 | 0 | 0 | 0 | 0 | 0
F3_Commercial_Grocery (WA)_New_Water Heating_Natural Gas_Water Heater_E7 | F3 | Commercial | Grocery (WA) | New | Water Heating | Natural Gas | Water Heater | E7 | System - kBTUs of Consumption | 0 | 0 | 0 | 0 | 0 | 0 | 0 | 0 | 0 | 0 | 0 | 0 | 0 | 0 | 0 | 0 | 0 | 0 | 0 | 0 | 0 | 0 | 0 | 0 | 0 | 0 | 0
F3_Commercial_Grocery (WA)_New_Water Heating_Natural Gas_Water Heater_E8 | F3 | Commercial | Grocery (WA) | New | Water Heating | Natural Gas | Water Heater | E8 | System - kBTUs of Consumption | 0 | 0 | 0 | 0 | 0 | 0 | 0 | 0 | 0 | 0 | 0 | 0 | 0 | 0 | 0 | 0 | 0 | 0 | 0 | 0 | 0 | 0 | 0 | 0 | 0 | 0 | 0
F3_Commercial_Grocery (WA)_New_Water Heating_Natural Gas_Water Heater_E9 | F3 | Commercial | Grocery (WA) | New | Water Heating | Natural Gas | Water Heater | E9 | System - kBTUs of Consumption | 0 | 0 | 0 | 0 | 0 | 0 | 0 | 0 | 0 | 0 | 0 | 0 | 0 | 0 | 0 | 0 | 0 | 0 | 0 | 0 | 0 | 0 | 0 | 0 | 0 | 0 | 0
F3_Commercial_Grocery (WA)_New_Water Heating_Natural Gas_Water Heater_E10 | F3 | Commercial | Grocery (WA) | New | Water Heating | Natural Gas | Water Heater | E10 | System - kBTUs of Consumption | 0 | 0 | 0 | 0 | 0 | 0 | 0 | 0 | 0 | 0 | 0 | 0 | 0 | 0 | 0 | 0 | 0 | 0 | 0 | 0 | 0 | 0 | 0 | 0 | 0 | 0 | 0
F4_Commercial_Grocery (WA)_New_Water Heating_Natural Gas_Water Heater_E1 | F4 | Commercial | Grocery (WA) | New | Water Heating | Natural Gas | Water Heater | E1 | Utility - Cost of Equipment | 0.010202 | 0.010202 | 0.010202 | 0.010202 | 0.010202 | 0.010202 | 0.010202 | 0.010202 | 0.010202 | 0.010202 | 0.010202 | 0.010202 | 0.010202 | 0.010202 | 0.010202 | 0.010202 | 0.010202 | 0.010202 | 0.010202 | 0.010202 | 0.010202 | 0.010202 | 0.010202 | 0.010202 | 0.010202 | 0.010202 | 0.010202
F4_Commercial_Grocery (WA)_New_Water Heating_Natural Gas_Water Heater_E2 | F4 | Commercial | Grocery (WA) | New | Water Heating | Natural Gas | Water Heater | E2 | Utility - Cost of Equipment | 0.012243 | 0.012243 | 0.012243 | 0.012243 | 0.012243 | 0.012243 | 0.012243 | 0.012243 | 0.012243 | 0.012243 | 0.012243 | 0.012243 | 0.012243 | 0.012243 | 0.012243 | 0.012243 | 0.012243 | 0.012243 | 0.012243 | 0.012243 | 0.012243 | 0.012243 | 0.012243 | 0.012243 | 0.012243 | 0.012243 | 0.012243
F4_Commercial_Grocery (WA)_New_Water Heating_Natural Gas_Water Heater_E3 | F4 | Commercial | Grocery (WA) | New | Water Heating | Natural Gas | Water Heater | E3 | Utility - Cost of Equipment | 0.015049 | 0.015049 | 0.015049 | 0.015049 | 0.015049 | 0.015049 | 0.015049 | 0.015049 | 0.015049 | 0.015049 | 0.015049 | 0.015049 | 0.015049 | 0.015049 | 0.015049 | 0.015049 | 0.015049 | 0.015049 | 0.015049 | 0.015049 | 0.015049 | 0.015049 | 0.015049 | 0.015049 | 0.015049 | 0.015049 | 0.015049
F4_Commercial_Grocery (WA)_New_Water Heating_Natural Gas_Water Heater_E4 | F4 | Commercial | Grocery (WA) | New | Water Heating | Natural Gas | Water Heater | E4 | Utility - Cost of Equipment | 0.015168 | 0.015168 | 0.015168 | 0.015168 | 0.015168 | 0.015168 | 0.015168 | 0.015168 | 0.015168 | 0.015168 | 0.015168 | 0.015168 | 0.015168 | 0.015168 | 0.015168 | 0.015168 | 0.015168 | 0.015168 | 0.015168 | 0.015168 | 0.015168 | 0.015168 | 0.015168 | 0.015168 | 0.015168 | 0.015168 | 0.015168
F4_Commercial_Grocery (WA)_New_Water Heating_Natural Gas_Water Heater_E5 | F4 | Commercial | Grocery (WA) | New | Water Heating | Natural Gas | Water Heater | E5 | Utility - Cost of Equipment | 0.032743 | 0.032743 | 0.032743 | 0.032743 | 0.032743 | 0.032743 | 0.032743 | 0.032743 | 0.032743 | 0.032743 | 0.032743 | 0.032743 | 0.032743 | 0.032743 | 0.032743 | 0.032743 | 0.032743 | 0.032743 | 0.032743 | 0.032743 | 0.032743 | 0.032743 | 0.032743 | 0.032743 | 0.032743 | 0.032743 | 0.032743
F4_Commercial_Grocery (WA)_New_Water Heating_Natural Gas_Water Heater_E6 | F4 | Commercial | Grocery (WA) | New | Water Heating | Natural Gas | Water Heater | E6 | Utility - Cost of Equipment | 0 | 0 | 0 | 0 | 0 | 0 | 0 | 0 | 0 | 0 | 0 | 0 | 0 | 0 | 0 | 0 | 0 | 0 | 0 | 0 | 0 | 0 | 0 | 0 | 0 | 0 | 0
F4_Commercial_Grocery (WA)_New_Water Heating_Natural Gas_Water Heater_E7 | F4 | Commercial | Grocery (WA) | New | Water Heating | Natural Gas | Water Heater | E7 | Utility - Cost of Equipment | 0 | 0 | 0 | 0 | 0 | 0 | 0 | 0 | 0 | 0 | 0 | 0 | 0 | 0 | 0 | 0 | 0 | 0 | 0 | 0 | 0 | 0 | 0 | 0 | 0 | 0 | 0
F4_Commercial_Grocery (WA)_New_Water Heating_Natural Gas_Water Heater_E8 | F4 | Commercial | Grocery (WA) | New | Water Heating | Natural Gas | Water Heater | E8 | Utility - Cost of Equipment | 0 | 0 | 0 | 0 | 0 | 0 | 0 | 0 | 0 | 0 | 0 | 0 | 0 | 0 | 0 | 0 | 0 | 0 | 0 | 0 | 0 | 0 | 0 | 0 | 0 | 0 | 0
F4_Commercial_Grocery (WA)_New_Water Heating_Natural Gas_Water Heater_E9 | F4 | Commercial | Grocery (WA) | New | Water Heating | Natural Gas | Water Heater | E9 | Utility - Cost of Equipment | 0 | 0 | 0 | 0 | 0 | 0 | 0 | 0 | 0 | 0 | 0 | 0 | 0 | 0 | 0 | 0 | 0 | 0 | 0 | 0 | 0 | 0 | 0 | 0 | 0 | 0 | 0
F4_Commercial_Grocery (WA)_New_Water Heating_Natural Gas_Water Heater_E10 | F4 | Commercial | Grocery (WA) | New | Water Heating | Natural Gas | Water Heater | E10 | Utility - Cost of Equipment | 0 | 0 | 0 | 0 | 0 | 0 | 0 | 0 | 0 | 0 | 0 | 0 | 0 | 0 | 0 | 0 | 0 | 0 | 0 | 0 | 0 | 0 | 0 | 0 | 0 | 0 | 0
F5_Commercial_Grocery (WA)_New_Water Heating_Natural Gas_Water Heater_E1 | F5 | Commercial | Grocery (WA) | New | Water Heating | Natural Gas | Water Heater | E1 | Utility - Cost of Operation | 0.085219 | 0.087457 | 0.08997 | 0.092784 | 0.095917 | 0.099624 | 0.1034 | 0.10712 | 0.1107 | 0.11433 | 0.11728 | 0.12007 | 0.12305 | 0.12598 | 0.12865 | 0.13117 | 0.13347 | 0.13575 | 0.13817 | 0.14055 | 0.14298 | 0.14551 | 0.14806 | 0.15069 | 0.15337 | 0.1561 | 0.15887
F5_Commercial_Grocery (WA)_New_Water Heating_Natural Gas_Water Heater_E2 | F5 | Commercial | Grocery (WA) | New | Water Heating | Natural Gas | Water Heater | E2 | Utility - Cost of Operation | 0.07575 | 0.07774 | 0.079973 | 0.082474 | 0.08526 | 0.088555 | 0.091911 | 0.095217 | 0.098396 | 0.10162 | 0.10425 | 0.10673 | 0.10938 | 0.11199 | 0.11435 | 0.11659 | 0.11864 | 0.12067 | 0.12282 | 0.12493 | 0.1271 | 0.12934 | 0.13161 | 0.13395 | 0.13633 | 0.13875 | 0.14122
F5_Commercial_Grocery (WA)_New_Water Heating_Natural Gas_Water Heater_E3 | F5 | Commercial | Grocery (WA) | New | Water Heating | Natural Gas | Water Heater | E3 | Utility - Cost of Operation | 0.072527 | 0.074432 | 0.07657 | 0.078965 | 0.081632 | 0.084787 | 0.088 | 0.091165 | 0.094209 | 0.097298 | 0.099813 | 0.10219 | 0.10472 | 0.10722 | 0.10949 | 0.11163 | 0.11359 | 0.11553 | 0.11759 | 0.11961 | 0.12169 | 0.12384 | 0.12601 | 0.12825 | 0.13053 | 0.13285 | 0.13521
F5_Commercial_Grocery (WA)_New_Water Heating_Natural Gas_Water Heater_E4 | F5 | Commercial | Grocery (WA) | New | Water Heating | Natural Gas | Water Heater | E4 | Utility - Cost of Operation | 0.077011 | 0.079 | 0.081174 | 0.083546 | 0.086134 | 0.089129 | 0.092168 | 0.095173 | 0.09808 | 0.10103 | 0.1035 | 0.10585 | 0.10835 | 0.11082 | 0.1131 | 0.11528 | 0.1173 | 0.11932 | 0.12145 | 0.12355 | 0.1257 | 0.12792 | 0.13017 | 0.13249 | 0.13484 | 0.13723 | 0.13967
F5_Commercial_Grocery (WA)_New_Water Heating_Natural Gas_Water Heater_E5 | F5 | Commercial | Grocery (WA) | New | Water Heating | Natural Gas | Water Heater | E5 | Utility - Cost of Operation | 0.044418 | 0.045586 | 0.046919 | 0.048439 | 0.050156 | 0.052211 | 0.054308 | 0.056371 | 0.058349 | 0.060355 | 0.061966 | 0.063477 | 0.065099 | 0.066691 | 0.068123 | 0.06947 | 0.070687 | 0.071891 | 0.073173 | 0.074427 | 0.075714 | 0.077051 | 0.078402 | 0.079795 | 0.081212 | 0.082655 | 0.084124
F5_Commercial_Grocery (WA)_New_Water Heating_Natural Gas_Water Heater_E6 | F5 | Commercial | Grocery (WA) | New | Water Heating | Natural Gas | Water Heater | E6 | Utility - Cost of Operation | 0 | 0 | 0 | 0 | 0 | 0 | 0 | 0 | 0 | 0 | 0 | 0 | 0 | 0 | 0 | 0 | 0 | 0 | 0 | 0 | 0 | 0 | 0 | 0 | 0 | 0 | 0
F5_Commercial_Grocery (WA)_New_Water Heating_Natural Gas_Water Heater_E7 | F5 | Commercial | Grocery (WA) | New | Water Heating | Natural Gas | Water Heater | E7 | Utility - Cost of Operation | 0 | 0 | 0 | 0 | 0 | 0 | 0 | 0 | 0 | 0 | 0 | 0 | 0 | 0 | 0 | 0 | 0 | 0 | 0 | 0 | 0 | 0 | 0 | 0 | 0 | 0 | 0
F5_Commercial_Grocery (WA)_New_Water Heating_Natural Gas_Water Heater_E8 | F5 | Commercial | Grocery (WA) | New | Water Heating | Natural Gas | Water Heater | E8 | Utility - Cost of Operation | 0 | 0 | 0 | 0 | 0 | 0 | 0 | 0 | 0 | 0 | 0 | 0 | 0 | 0 | 0 | 0 | 0 | 0 | 0 | 0 | 0 | 0 | 0 | 0 | 0 | 0 | 0
F5_Commercial_Grocery (WA)_New_Water Heating_Natural Gas_Water Heater_E9 | F5 | Commercial | Grocery (WA) | New | Water Heating | Natural Gas | Water Heater | E9 | Utility - Cost of Operation | 0 | 0 | 0 | 0 | 0 | 0 | 0 | 0 | 0 | 0 | 0 | 0 | 0 | 0 | 0 | 0 | 0 | 0 | 0 | 0 | 0 | 0 | 0 | 0 | 0 | 0 | 0
F5_Commercial_Grocery (WA)_New_Water Heating_Natural Gas_Water Heater_E10 | F5 | Commercial | Grocery (WA) | New | Water Heating | Natural Gas | Water Heater | E10 | Utility - Cost of Operation | 0 | 0 | 0 | 0 | 0 | 0 | 0 | 0 | 0 | 0 | 0 | 0 | 0 | 0 | 0 | 0 | 0 | 0 | 0 | 0 | 0 | 0 | 0 | 0 | 0 | 0 | 0
F6_Commercial_Grocery (WA)_New_Water Heating_Natural Gas_Water Heater_E1 | F6 | Commercial | Grocery (WA) | New | Water Heating | Natural Gas | Water Heater | E1 | Utility - Value of Sales | 0.099344 | 0.10134 | 0.10359 | 0.10611 | 0.10893 | 0.11233 | 0.1157 | 0.11889 | 0.12179 | 0.12461 | 0.12753 | 0.1302 | 0.13306 | 0.13583 | 0.13827 | 0.1405 | 0.14246 | 0.14435 | 0.14634 | 0.14823 | 0.15013 | 0.15278 | 0.15547 | 0.15823 | 0.16104 | 0.1639 | 0.16681
F6_Commercial_Grocery (WA)_New_Water Heating_Natural Gas_Water Heater_E2 | F6 | Commercial | Grocery (WA) | New | Water Heating | Natural Gas | Water Heater | E2 | Utility - Value of Sales | 0.088306 | 0.090081 | 0.092078 | 0.094321 | 0.096823 | 0.099846 | 0.10285 | 0.10568 | 0.10826 | 0.11076 | 0.11336 | 0.11574 | 0.11828 | 0.12074 | 0.1229 | 0.12489 | 0.12663 | 0.12831 | 0.13008 | 0.13176 | 0.13345 | 0.13581 | 0.13819 | 0.14065 | 0.14315 | 0.14569 | 0.14828
F6_Commercial_Grocery (WA)_New_Water Heating_Natural Gas_Water Heater_E3 | F6 | Commercial | Grocery (WA) | New | Water Heating | Natural Gas | Water Heater | E3 | Utility - Value of Sales | 0.084548 | 0.086247 | 0.08816 | 0.090308 | 0.092703 | 0.095598 | 0.09847 | 0.10119 | 0.10365 | 0.10605 | 0.10853 | 0.11081 | 0.11324 | 0.1156 | 0.11767 | 0.11958 | 0.12124 | 0.12285 | 0.12454 | 0.12615 | 0.12777 | 0.13003 | 0.13231 | 0.13466 | 0.13706 | 0.13949 | 0.14197
F6_Commercial_Grocery (WA)_New_Water Heating_Natural Gas_Water Heater_E4 | F6 | Commercial | Grocery (WA) | New | Water Heating | Natural Gas | Water Heater | E4 | Utility - Value of Sales | 0.088639 | 0.090422 | 0.092366 | 0.094482 | 0.096784 | 0.099496 | 0.10218 | 0.10474 | 0.1071 | 0.10944 | 0.11187 | 0.11416 | 0.11658 | 0.11895 | 0.12108 | 0.12307 | 0.12486 | 0.12661 | 0.12844 | 0.13021 | 0.13198 | 0.13432 | 0.13668 | 0.13911 | 0.14158 | 0.1441 | 0.14666
F6_Commercial_Grocery (WA)_New_Water Heating_Natural Gas_Water Heater_E5 | F6 | Commercial | Grocery (WA) | New | Water Heating | Natural Gas | Water Heater | E5 | Utility - Value of Sales | 0.052119 | 0.053142 | 0.05433 | 0.055704 | 0.057273 | 0.059187 | 0.061085 | 0.062868 | 0.064469 | 0.066018 | 0.067613 | 0.069053 | 0.070597 | 0.072088 | 0.073382 | 0.074559 | 0.075569 | 0.076537 | 0.077564 | 0.07853 | 0.0795 | 0.080903 | 0.082322 | 0.083785 | 0.085273 | 0.086788 | 0.08833
F6_Commercial_Grocery (WA)_New_Water Heating_Natural Gas_Water Heater_E6 | F6 | Commercial | Grocery (WA) | New | Water Heating | Natural Gas | Water Heater | E6 | Utility - Value of Sales | 0 | 0 | 0 | 0 | 0 | 0 | 0 | 0 | 0 | 0 | 0 | 0 | 0 | 0 | 0 | 0 | 0 | 0 | 0 | 0 | 0 | 0 | 0 | 0 | 0 | 0 | 0
F6_Commercial_Grocery (WA)_New_Water Heating_Natural Gas_Water Heater_E7 | F6 | Commercial | Grocery (WA) | New | Water Heating | Natural Gas | Water Heater | E7 | Utility - Value of Sales | 0 | 0 | 0 | 0 | 0 | 0 | 0 | 0 | 0 | 0 | 0 | 0 | 0 | 0 | 0 | 0 | 0 | 0 | 0 | 0 | 0 | 0 | 0 | 0 | 0 | 0 | 0
F6_Commercial_Grocery (WA)_New_Water Heating_Natural Gas_Water Heater_E8 | F6 | Commercial | Grocery (WA) | New | Water Heating | Natural Gas | Water Heater | E8 | Utility - Value of Sales | 0 | 0 | 0 | 0 | 0 | 0 | 0 | 0 | 0 | 0 | 0 | 0 | 0 | 0 | 0 | 0 | 0 | 0 | 0 | 0 | 0 | 0 | 0 | 0 | 0 | 0 | 0
F6_Commercial_Grocery (WA)_New_Water Heating_Natural Gas_Water Heater_E9 | F6 | Commercial | Grocery (WA) | New | Water Heating | Natural Gas | Water Heater | E9 | Utility - Value of Sales | 0 | 0 | 0 | 0 | 0 | 0 | 0 | 0 | 0 | 0 | 0 | 0 | 0 | 0 | 0 | 0 | 0 | 0 | 0 | 0 | 0 | 0 | 0 | 0 | 0 | 0 | 0
F6_Commercial_Grocery (WA)_New_Water Heating_Natural Gas_Water Heater_E10 | F6 | Commercial | Grocery (WA) | New | Water Heating | Natural Gas | Water Heater | E10 | Utility - Value of Sales | 0 | 0 | 0 | 0 | 0 | 0 | 0 | 0 | 0 | 0 | 0 | 0 | 0 | 0 | 0 | 0 | 0 | 0 | 0 | 0 | 0 | 0 | 0 | 0 | 0 | 0 | 0
F1_Commercial_Grocery (WA)_New_Food Preparation_Natural Gas_Oven_E1 | F1 | Commercial | Grocery (WA) | New | Food Preparation | Natural Gas | Oven | E1 | RVT - Cost of Equipment | 0.0011178 | 0.0011178 | 0.0011178 | 0.0011178 | 0.0011178 | 0.0011178 | 0.0011178 | 0.0011178 | 0.0011178 | 0.0011178 | 0.0011178 | 0.0011178 | 0.0011178 | 0.0011178 | 0.0011178 | 0.0011178 | 0.0011178 | 0.0011178 | 0.0011178 | 0.0011178 | 0.0011178 | 0.0011178 | 0.0011178 | 0.0011178 | 0.0011178 | 0.0011178 | 0.0011178
F1_Commercial_Grocery (WA)_New_Food Preparation_Natural Gas_Oven_E2 | F1 | Commercial | Grocery (WA) | New | Food Preparation | Natural Gas | Oven | E2 | RVT - Cost of Equipment | 0.0015231 | 0.0015231 | 0.0015231 | 0.0015231 | 0.0015231 | 0.0015231 | 0.0015231 | 0.0015231 | 0.0015231 | 0.0015231 | 0.0015231 | 0.0015231 | 0.0015231 | 0.0015231 | 0.0015231 | 0.0015231 | 0.0015231 | 0.0015231 | 0.0015231 | 0.0015231 | 0.0015231 | 0.0015231 | 0.0015231 | 0.0015231 | 0.0015231 | 0.0015231 | 0.0015231
F1_Commercial_Grocery (WA)_New_Food Preparation_Natural Gas_Oven_E3 | F1 | Commercial | Grocery (WA) | New | Food Preparation | Natural Gas | Oven | E3 | RVT - Cost of Equipment | 0 | 0 | 0 | 0 | 0 | 0 | 0 | 0 | 0 | 0 | 0 | 0 | 0 | 0 | 0 | 0 | 0 | 0 | 0 | 0 | 0 | 0 | 0 | 0 | 0 | 0 | 0
F1_Commercial_Grocery (WA)_New_Food Preparation_Natural Gas_Oven_E4 | F1 | Commercial | Grocery (WA) | New | Food Preparation | Natural Gas | Oven | E4 | RVT - Cost of Equipment | 0 | 0 | 0 | 0 | 0 | 0 | 0 | 0 | 0 | 0 | 0 | 0 | 0 | 0 | 0 | 0 | 0 | 0 | 0 | 0 | 0 | 0 | 0 | 0 | 0 | 0 | 0
F1_Commercial_Grocery (WA)_New_Food Preparation_Natural Gas_Oven_E5 | F1 | Commercial | Grocery (WA) | New | Food Preparation | Natural Gas | Oven | E5 | RVT - Cost of Equipment | 0 | 0 | 0 | 0 | 0 | 0 | 0 | 0 | 0 | 0 | 0 | 0 | 0 | 0 | 0 | 0 | 0 | 0 | 0 | 0 | 0 | 0 | 0 | 0 | 0 | 0 | 0
F1_Commercial_Grocery (WA)_New_Food Preparation_Natural Gas_Oven_E6 | F1 | Commercial | Grocery (WA) | New | Food Preparation | Natural Gas | Oven | E6 | RVT - Cost of Equipment | 0 | 0 | 0 | 0 | 0 | 0 | 0 | 0 | 0 | 0 | 0 | 0 | 0 | 0 | 0 | 0 | 0 | 0 | 0 | 0 | 0 | 0 | 0 | 0 | 0 | 0 | 0
F1_Commercial_Grocery (WA)_New_Food Preparation_Natural Gas_Oven_E7 | F1 | Commercial | Grocery (WA) | New | Food Preparation | Natural Gas | Oven | E7 | RVT - Cost of Equipment | 0 | 0 | 0 | 0 | 0 | 0 | 0 | 0 | 0 | 0 | 0 | 0 | 0 | 0 | 0 | 0 | 0 | 0 | 0 | 0 | 0 | 0 | 0 | 0 | 0 | 0 | 0
F1_Commercial_Grocery (WA)_New_Food Preparation_Natural Gas_Oven_E8 | F1 | Commercial | Grocery (WA) | New | Food Preparation | Natural Gas | Oven | E8 | RVT - Cost of Equipment | 0 | 0 | 0 | 0 | 0 | 0 | 0 | 0 | 0 | 0 | 0 | 0 | 0 | 0 | 0 | 0 | 0 | 0 | 0 | 0 | 0 | 0 | 0 | 0 | 0 | 0 | 0
F1_Commercial_Grocery (WA)_New_Food Preparation_Natural Gas_Oven_E9 | F1 | Commercial | Grocery (WA) | New | Food Preparation | Natural Gas | Oven | E9 | RVT - Cost of Equipment | 0 | 0 | 0 | 0 | 0 | 0 | 0 | 0 | 0 | 0 | 0 | 0 | 0 | 0 | 0 | 0 | 0 | 0 | 0 | 0 | 0 | 0 | 0 | 0 | 0 | 0 | 0
F1_Commercial_Grocery (WA)_New_Food Preparation_Natural Gas_Oven_E10 | F1 | Commercial | Grocery (WA) | New | Food Preparation | Natural Gas | Oven | E10 | RVT - Cost of Equipment | 0 | 0 | 0 | 0 | 0 | 0 | 0 | 0 | 0 | 0 | 0 | 0 | 0 | 0 | 0 | 0 | 0 | 0 | 0 | 0 | 0 | 0 | 0 | 0 | 0 | 0 | 0
F2_Commercial_Grocery (WA)_New_Food Preparation_Natural Gas_Oven_E1 | F2 | Commercial | Grocery (WA) | New | Food Preparation | Natural Gas | Oven | E1 | RVT - Cost of Operation | 0.045921 | 0.046685 | 0.047617 | 0.048749 | 0.050096 | 0.051876 | 0.053702 | 0.055469 | 0.057095 | 0.058657 | 0.060261 | 0.061694 | 0.063189 | 0.06457 | 0.065734 | 0.066765 | 0.06761 | 0.068407 | 0.069262 | 0.070047 | 0.070831 | 0.07208 | 0.073341 | 0.074644 | 0.07597 | 0.07732 | 0.078693
F2_Commercial_Grocery (WA)_New_Food Preparation_Natural Gas_Oven_E2 | F2 | Commercial | Grocery (WA) | New | Food Preparation | Natural Gas | Oven | E2 | RVT - Cost of Operation | 0.032608 | 0.033151 | 0.033812 | 0.034616 | 0.035573 | 0.036837 | 0.038134 | 0.039388 | 0.040543 | 0.041652 | 0.042791 | 0.043809 | 0.04487 | 0.045851 | 0.046677 | 0.047409 | 0.04801 | 0.048576 | 0.049183 | 0.04974 | 0.050297 | 0.051184 | 0.052079 | 0.053004 | 0.053946 | 0.054904 | 0.05588
F2_Commercial_Grocery (WA)_New_Food Preparation_Natural Gas_Oven_E3 | F2 | Commercial | Grocery (WA) | New | Food Preparation | Natural Gas | Oven | E3 | RVT - Cost of Operation | 0 | 0 | 0 | 0 | 0 | 0 | 0 | 0 | 0 | 0 | 0 | 0 | 0 | 0 | 0 | 0 | 0 | 0 | 0 | 0 | 0 | 0 | 0 | 0 | 0 | 0 | 0
F2_Commercial_Grocery (WA)_New_Food Preparation_Natural Gas_Oven_E4 | F2 | Commercial | Grocery (WA) | New | Food Preparation | Natural Gas | Oven | E4 | RVT - Cost of Operation | 0 | 0 | 0 | 0 | 0 | 0 | 0 | 0 | 0 | 0 | 0 | 0 | 0 | 0 | 0 | 0 | 0 | 0 | 0 | 0 | 0 | 0 | 0 | 0 | 0 | 0 | 0
F2_Commercial_Grocery (WA)_New_Food Preparation_Natural Gas_Oven_E5 | F2 | Commercial | Grocery (WA) | New | Food Preparation | Natural Gas | Oven | E5 | RVT - Cost of Operation | 0 | 0 | 0 | 0 | 0 | 0 | 0 | 0 | 0 | 0 | 0 | 0 | 0 | 0 | 0 | 0 | 0 | 0 | 0 | 0 | 0 | 0 | 0 | 0 | 0 | 0 | 0
F2_Commercial_Grocery (WA)_New_Food Preparation_Natural Gas_Oven_E6 | F2 | Commercial | Grocery (WA) | New | Food Preparation | Natural Gas | Oven | E6 | RVT - Cost of Operation | 0 | 0 | 0 | 0 | 0 | 0 | 0 | 0 | 0 | 0 | 0 | 0 | 0 | 0 | 0 | 0 | 0 | 0 | 0 | 0 | 0 | 0 | 0 | 0 | 0 | 0 | 0
F2_Commercial_Grocery (WA)_New_Food Preparation_Natural Gas_Oven_E7 | F2 | Commercial | Grocery (WA) | New | Food Preparation | Natural Gas | Oven | E7 | RVT - Cost of Operation | 0 | 0 | 0 | 0 | 0 | 0 | 0 | 0 | 0 | 0 | 0 | 0 | 0 | 0 | 0 | 0 | 0 | 0 | 0 | 0 | 0 | 0 | 0 | 0 | 0 | 0 | 0
F2_Commercial_Grocery (WA)_New_Food Preparation_Natural Gas_Oven_E8 | F2 | Commercial | Grocery (WA) | New | Food Preparation | Natural Gas | Oven | E8 | RVT - Cost of Operation | 0 | 0 | 0 | 0 | 0 | 0 | 0 | 0 | 0 | 0 | 0 | 0 | 0 | 0 | 0 | 0 | 0 | 0 | 0 | 0 | 0 | 0 | 0 | 0 | 0 | 0 | 0
F2_Commercial_Grocery (WA)_New_Food Preparation_Natural Gas_Oven_E9 | F2 | Commercial | Grocery (WA) | New | Food Preparation | Natural Gas | Oven | E9 | RVT - Cost of Operation | 0 | 0 | 0 | 0 | 0 | 0 | 0 | 0 | 0 | 0 | 0 | 0 | 0 | 0 | 0 | 0 | 0 | 0 | 0 | 0 | 0 | 0 | 0 | 0 | 0 | 0 | 0
F2_Commercial_Grocery (WA)_New_Food Preparation_Natural Gas_Oven_E10 | F2 | Commercial | Grocery (WA) | New | Food Preparation | Natural Gas | Oven | E10 | RVT - Cost of Operation | 0 | 0 | 0 | 0 | 0 | 0 | 0 | 0 | 0 | 0 | 0 | 0 | 0 | 0 | 0 | 0 | 0 | 0 | 0 | 0 | 0 | 0 | 0 | 0 | 0 | 0 | 0
F3_Commercial_Grocery (WA)_New_Food Preparation_Natural Gas_Oven_E1 | F3 | Commercial | Grocery (WA) | New | Food Preparation | Natural Gas | Oven | E1 | System - kBTUs of Consumption | 11.1308 | 11.1308 | 11.1308 | 11.1308 | 11.1308 | 11.1308 | 11.1308 | 11.1308 | 11.1308 | 11.1308 | 11.1308 | 11.1308 | 11.1308 | 11.1308 | 11.1308 | 11.1308 | 11.1308 | 11.1308 | 11.1308 | 11.1308 | 11.1308 | 11.1308 | 11.1308 | 11.1308 | 11.1308 | 11.1308 | 11.1308
F3_Commercial_Grocery (WA)_New_Food Preparation_Natural Gas_Oven_E2 | F3 | Commercial | Grocery (WA) | New | Food Preparation | Natural Gas | Oven | E2 | System - kBTUs of Consumption | 7.9039 | 7.9039 | 7.9039 | 7.9039 | 7.9039 | 7.9039 | 7.9039 | 7.9039 | 7.9039 | 7.9039 | 7.9039 | 7.9039 | 7.9039 | 7.9039 | 7.9039 | 7.9039 | 7.9039 | 7.9039 | 7.9039 | 7.9039 | 7.9039 | 7.9039 | 7.9039 | 7.9039 | 7.9039 | 7.9039 | 7.9039
F3_Commercial_Grocery (WA)_New_Food Preparation_Natural Gas_Oven_E3 | F3 | Commercial | Grocery (WA) | New | Food Preparation | Natural Gas | Oven | E3 | System - kBTUs of Consumption | 0 | 0 | 0 | 0 | 0 | 0 | 0 | 0 | 0 | 0 | 0 | 0 | 0 | 0 | 0 | 0 | 0 | 0 | 0 | 0 | 0 | 0 | 0 | 0 | 0 | 0 | 0
F3_Commercial_Grocery (WA)_New_Food Preparation_Natural Gas_Oven_E4 | F3 | Commercial | Grocery (WA) | New | Food Preparation | Natural Gas | Oven | E4 | System - kBTUs of Consumption | 0 | 0 | 0 | 0 | 0 | 0 | 0 | 0 | 0 | 0 | 0 | 0 | 0 | 0 | 0 | 0 | 0 | 0 | 0 | 0 | 0 | 0 | 0 | 0 | 0 | 0 | 0
F3_Commercial_Grocery (WA)_New_Food Preparation_Natural Gas_Oven_E5 | F3 | Commercial | Grocery (WA) | New | Food Preparation | Natural Gas | Oven | E5 | System - kBTUs of Consumption | 0 | 0 | 0 | 0 | 0 | 0 | 0 | 0 | 0 | 0 | 0 | 0 | 0 | 0 | 0 | 0 | 0 | 0 | 0 | 0 | 0 | 0 | 0 | 0 | 0 | 0 | 0
F3_Commercial_Grocery (WA)_New_Food Preparation_Natural Gas_Oven_E6 | F3 | Commercial | Grocery (WA) | New | Food Preparation | Natural Gas | Oven | E6 | System - kBTUs of Consumption | 0 | 0 | 0 | 0 | 0 | 0 | 0 | 0 | 0 | 0 | 0 | 0 | 0 | 0 | 0 | 0 | 0 | 0 | 0 | 0 | 0 | 0 | 0 | 0 | 0 | 0 | 0
F3_Commercial_Grocery (WA)_New_Food Preparation_Natural Gas_Oven_E7 | F3 | Commercial | Grocery (WA) | New | Food Preparation | Natural Gas | Oven | E7 | System - kBTUs of Consumption | 0 | 0 | 0 | 0 | 0 | 0 | 0 | 0 | 0 | 0 | 0 | 0 | 0 | 0 | 0 | 0 | 0 | 0 | 0 | 0 | 0 | 0 | 0 | 0 | 0 | 0 | 0
F3_Commercial_Grocery (WA)_New_Food Preparation_Natural Gas_Oven_E8 | F3 | Commercial | Grocery (WA) | New | Food Preparation | Natural Gas | Oven | E8 | System - kBTUs of Consumption | 0 | 0 | 0 | 0 | 0 | 0 | 0 | 0 | 0 | 0 | 0 | 0 | 0 | 0 | 0 | 0 | 0 | 0 | 0 | 0 | 0 | 0 | 0 | 0 | 0 | 0 | 0
F3_Commercial_Grocery (WA)_New_Food Preparation_Natural Gas_Oven_E9 | F3 | Commercial | Grocery (WA) | New | Food Preparation | Natural Gas | Oven | E9 | System - kBTUs of Consumption | 0 | 0 | 0 | 0 | 0 | 0 | 0 | 0 | 0 | 0 | 0 | 0 | 0 | 0 | 0 | 0 | 0 | 0 | 0 | 0 | 0 | 0 | 0 | 0 | 0 | 0 | 0
F3_Commercial_Grocery (WA)_New_Food Preparation_Natural Gas_Oven_E10 | F3 | Commercial | Grocery (WA) | New | Food Preparation | Natural Gas | Oven | E10 | System - kBTUs of Consumption | 0 | 0 | 0 | 0 | 0 | 0 | 0 | 0 | 0 | 0 | 0 | 0 | 0 | 0 | 0 | 0 | 0 | 0 | 0 | 0 | 0 | 0 | 0 | 0 | 0 | 0 | 0
F4_Commercial_Grocery (WA)_New_Food Preparation_Natural Gas_Oven_E1 | F4 | Commercial | Grocery (WA) | New | Food Preparation | Natural Gas | Oven | E1 | Utility - Cost of Equipment | 0.0011178 | 0.0011178 | 0.0011178 | 0.0011178 | 0.0011178 | 0.0011178 | 0.0011178 | 0.0011178 | 0.0011178 | 0.0011178 | 0.0011178 | 0.0011178 | 0.0011178 | 0.0011178 | 0.0011178 | 0.0011178 | 0.0011178 | 0.0011178 | 0.0011178 | 0.0011178 | 0.0011178 | 0.0011178 | 0.0011178 | 0.0011178 | 0.0011178 | 0.0011178 | 0.0011178
F4_Commercial_Grocery (WA)_New_Food Preparation_Natural Gas_Oven_E2 | F4 | Commercial | Grocery (WA) | New | Food Preparation | Natural Gas | Oven | E2 | Utility - Cost of Equipment | 0.0015231 | 0.0015231 | 0.0015231 | 0.0015231 | 0.0015231 | 0.0015231 | 0.0015231 | 0.0015231 | 0.0015231 | 0.0015231 | 0.0015231 | 0.0015231 | 0.0015231 | 0.0015231 | 0.0015231 | 0.0015231 | 0.0015231 | 0.0015231 | 0.0015231 | 0.0015231 | 0.0015231 | 0.0015231 | 0.0015231 | 0.0015231 | 0.0015231 | 0.0015231 | 0.0015231
F4_Commercial_Grocery (WA)_New_Food Preparation_Natural Gas_Oven_E3 | F4 | Commercial | Grocery (WA) | New | Food Preparation | Natural Gas | Oven | E3 | Utility - Cost of Equipment | 0 | 0 | 0 | 0 | 0 | 0 | 0 | 0 | 0 | 0 | 0 | 0 | 0 | 0 | 0 | 0 | 0 | 0 | 0 | 0 | 0 | 0 | 0 | 0 | 0 | 0 | 0
F4_Commercial_Grocery (WA)_New_Food Preparation_Natural Gas_Oven_E4 | F4 | Commercial | Grocery (WA) | New | Food Preparation | Natural Gas | Oven | E4 | Utility - Cost of Equipment | 0 | 0 | 0 | 0 | 0 | 0 | 0 | 0 | 0 | 0 | 0 | 0 | 0 | 0 | 0 | 0 | 0 | 0 | 0 | 0 | 0 | 0 | 0 | 0 | 0 | 0 | 0
F4_Commercial_Grocery (WA)_New_Food Preparation_Natural Gas_Oven_E5 | F4 | Commercial | Grocery (WA) | New | Food Preparation | Natural Gas | Oven | E5 | Utility - Cost of Equipment | 0 | 0 | 0 | 0 | 0 | 0 | 0 | 0 | 0 | 0 | 0 | 0 | 0 | 0 | 0 | 0 | 0 | 0 | 0 | 0 | 0 | 0 | 0 | 0 | 0 | 0 | 0
F4_Commercial_Grocery (WA)_New_Food Preparation_Natural Gas_Oven_E6 | F4 | Commercial | Grocery (WA) | New | Food Preparation | Natural Gas | Oven | E6 | Utility - Cost of Equipment | 0 | 0 | 0 | 0 | 0 | 0 | 0 | 0 | 0 | 0 | 0 | 0 | 0 | 0 | 0 | 0 | 0 | 0 | 0 | 0 | 0 | 0 | 0 | 0 | 0 | 0 | 0
F4_Commercial_Grocery (WA)_New_Food Preparation_Natural Gas_Oven_E7 | F4 | Commercial | Grocery (WA) | New | Food Preparation | Natural Gas | Oven | E7 | Utility - Cost of Equipment | 0 | 0 | 0 | 0 | 0 | 0 | 0 | 0 | 0 | 0 | 0 | 0 | 0 | 0 | 0 | 0 | 0 | 0 | 0 | 0 | 0 | 0 | 0 | 0 | 0 | 0 | 0
F4_Commercial_Grocery (WA)_New_Food Preparation_Natural Gas_Oven_E8 | F4 | Commercial | Grocery (WA) | New | Food Preparation | Natural Gas | Oven | E8 | Utility - Cost of Equipment | 0 | 0 | 0 | 0 | 0 | 0 | 0 | 0 | 0 | 0 | 0 | 0 | 0 | 0 | 0 | 0 | 0 | 0 | 0 | 0 | 0 | 0 | 0 | 0 | 0 | 0 | 0
F4_Commercial_Grocery (WA)_New_Food Preparation_Natural Gas_Oven_E9 | F4 | Commercial | Grocery (WA) | New | Food Preparation | Natural Gas | Oven | E9 | Utility - Cost of Equipment | 0 | 0 | 0 | 0 | 0 | 0 | 0 | 0 | 0 | 0 | 0 | 0 | 0 | 0 | 0 | 0 | 0 | 0 | 0 | 0 | 0 | 0 | 0 | 0 | 0 | 0 | 0
F4_Commercial_Grocery (WA)_New_Food Preparation_Natural Gas_Oven_E10 | F4 | Commercial | Grocery (WA) | New | Food Preparation | Natural Gas | Oven | E10 | Utility - Cost of Equipment | 0 | 0 | 0 | 0 | 0 | 0 | 0 | 0 | 0 | 0 | 0 | 0 | 0 | 0 | 0 | 0 | 0 | 0 | 0 | 0 | 0 | 0 | 0 | 0 | 0 | 0 | 0
F5_Commercial_Grocery (WA)_New_Food Preparation_Natural Gas_Oven_E1 | F5 | Commercial | Grocery (WA) | New | Food Preparation | Natural Gas | Oven | E1 | Utility - Cost of Operation | 0.038602 | 0.039494 | 0.040615 | 0.041937 | 0.043475 | 0.045414 | 0.047434 | 0.049449 | 0.051391 | 0.053361 | 0.054898 | 0.056328 | 0.057869 | 0.059371 | 0.060695 | 0.061922 | 0.063003 | 0.064066 | 0.06521 | 0.066318 | 0.067459 | 0.068648 | 0.069848 | 0.071089 | 0.072352 | 0.073638 | 0.074946
F5_Commercial_Grocery (WA)_New_Food Preparation_Natural Gas_Oven_E2 | F5 | Commercial | Grocery (WA) | New | Food Preparation | Natural Gas | Oven | E2 | Utility - Cost of Operation | 0.027411 | 0.028044 | 0.02884 | 0.029779 | 0.030871 | 0.032249 | 0.033683 | 0.035113 | 0.036493 | 0.037891 | 0.038983 | 0.039998 | 0.041093 | 0.042159 | 0.0431 | 0.04397 | 0.044738 | 0.045493 | 0.046305 | 0.047092 | 0.047902 | 0.048746 | 0.049599 | 0.05048 | 0.051377 | 0.05229 | 0.053219
F5_Commercial_Grocery (WA)_New_Food Preparation_Natural Gas_Oven_E3 | F5 | Commercial | Grocery (WA) | New | Food Preparation | Natural Gas | Oven | E3 | Utility - Cost of Operation | 0 | 0 | 0 | 0 | 0 | 0 | 0 | 0 | 0 | 0 | 0 | 0 | 0 | 0 | 0 | 0 | 0 | 0 | 0 | 0 | 0 | 0 | 0 | 0 | 0 | 0 | 0
F5_Commercial_Grocery (WA)_New_Food Preparation_Natural Gas_Oven_E4 | F5 | Commercial | Grocery (WA) | New | Food Preparation | Natural Gas | Oven | E4 | Utility - Cost of Operation | 0 | 0 | 0 | 0 | 0 | 0 | 0 | 0 | 0 | 0 | 0 | 0 | 0 | 0 | 0 | 0 | 0 | 0 | 0 | 0 | 0 | 0 | 0 | 0 | 0 | 0 | 0
F5_Commercial_Grocery (WA)_New_Food Preparation_Natural Gas_Oven_E5 | F5 | Commercial | Grocery (WA) | New | Food Preparation | Natural Gas | Oven | E5 | Utility - Cost of Operation | 0 | 0 | 0 | 0 | 0 | 0 | 0 | 0 | 0 | 0 | 0 | 0 | 0 | 0 | 0 | 0 | 0 | 0 | 0 | 0 | 0 | 0 | 0 | 0 | 0 | 0 | 0
F5_Commercial_Grocery (WA)_New_Food Preparation_Natural Gas_Oven_E6 | F5 | Commercial | Grocery (WA) | New | Food Preparation | Natural Gas | Oven | E6 | Utility - Cost of Operation | 0 | 0 | 0 | 0 | 0 | 0 | 0 | 0 | 0 | 0 | 0 | 0 | 0 | 0 | 0 | 0 | 0 | 0 | 0 | 0 | 0 | 0 | 0 | 0 | 0 | 0 | 0
F5_Commercial_Grocery (WA)_New_Food Preparation_Natural Gas_Oven_E7 | F5 | Commercial | Grocery (WA) | New | Food Preparation | Natural Gas | Oven | E7 | Utility - Cost of Operation | 0 | 0 | 0 | 0 | 0 | 0 | 0 | 0 | 0 | 0 | 0 | 0 | 0 | 0 | 0 | 0 | 0 | 0 | 0 | 0 | 0 | 0 | 0 | 0 | 0 | 0 | 0
F5_Commercial_Grocery (WA)_New_Food Preparation_Natural Gas_Oven_E8 | F5 | Commercial | Grocery (WA) | New | Food Preparation | Natural Gas | Oven | E8 | Utility - Cost of Operation | 0 | 0 | 0 | 0 | 0 | 0 | 0 | 0 | 0 | 0 | 0 | 0 | 0 | 0 | 0 | 0 | 0 | 0 | 0 | 0 | 0 | 0 | 0 | 0 | 0 | 0 | 0
F5_Commercial_Grocery (WA)_New_Food Preparation_Natural Gas_Oven_E9 | F5 | Commercial | Grocery (WA) | New | Food Preparation | Natural Gas | Oven | E9 | Utility - Cost of Operation | 0 | 0 | 0 | 0 | 0 | 0 | 0 | 0 | 0 | 0 | 0 | 0 | 0 | 0 | 0 | 0 | 0 | 0 | 0 | 0 | 0 | 0 | 0 | 0 | 0 | 0 | 0
F5_Commercial_Grocery (WA)_New_Food Preparation_Natural Gas_Oven_E10 | F5 | Commercial | Grocery (WA) | New | Food Preparation | Natural Gas | Oven | E10 | Utility - Cost of Operation | 0 | 0 | 0 | 0 | 0 | 0 | 0 | 0 | 0 | 0 | 0 | 0 | 0 | 0 | 0 | 0 | 0 | 0 | 0 | 0 | 0 | 0 | 0 | 0 | 0 | 0 | 0
F6_Commercial_Grocery (WA)_New_Food Preparation_Natural Gas_Oven_E1 | F6 | Commercial | Grocery (WA) | New | Food Preparation | Natural Gas | Oven | E1 | Utility - Value of Sales | 0.045921 | 0.046685 | 0.047617 | 0.048749 | 0.050096 | 0.051876 | 0.053702 | 0.055469 | 0.057095 | 0.058657 | 0.060261 | 0.061694 | 0.063189 | 0.06457 | 0.065734 | 0.066765 | 0.06761 | 0.068407 | 0.069262 | 0.070047 | 0.070831 | 0.07208 | 0.073341 | 0.074644 | 0.07597 | 0.07732 | 0.078693
F6_Commercial_Grocery (WA)_New_Food Preparation_Natural Gas_Oven_E2 | F6 | Commercial | Grocery (WA) | New | Food Preparation | Natural Gas | Oven | E2 | Utility - Value of Sales | 0.032608 | 0.033151 | 0.033812 | 0.034616 | 0.035573 | 0.036837 | 0.038134 | 0.039388 | 0.040543 | 0.041652 | 0.042791 | 0.043809 | 0.04487 | 0.045851 | 0.046677 | 0.047409 | 0.04801 | 0.048576 | 0.049183 | 0.04974 | 0.050297 | 0.051184 | 0.052079 | 0.053004 | 0.053946 | 0.054904 | 0.05588
F6_Commercial_Grocery (WA)_New_Food Preparation_Natural Gas_Oven_E3 | F6 | Commercial | Grocery (WA) | New | Food Preparation | Natural Gas | Oven | E3 | Utility - Value of Sales | 0 | 0 | 0 | 0 | 0 | 0 | 0 | 0 | 0 | 0 | 0 | 0 | 0 | 0 | 0 | 0 | 0 | 0 | 0 | 0 | 0 | 0 | 0 | 0 | 0 | 0 | 0
F6_Commercial_Grocery (WA)_New_Food Preparation_Natural Gas_Oven_E4 | F6 | Commercial | Grocery (WA) | New | Food Preparation | Natural Gas | Oven | E4 | Utility - Value of Sales | 0 | 0 | 0 | 0 | 0 | 0 | 0 | 0 | 0 | 0 | 0 | 0 | 0 | 0 | 0 | 0 | 0 | 0 | 0 | 0 | 0 | 0 | 0 | 0 | 0 | 0 | 0
F6_Commercial_Grocery (WA)_New_Food Preparation_Natural Gas_Oven_E5 | F6 | Commercial | Grocery (WA) | New | Food Preparation | Natural Gas | Oven | E5 | Utility - Value of Sales | 0 | 0 | 0 | 0 | 0 | 0 | 0 | 0 | 0 | 0 | 0 | 0 | 0 | 0 | 0 | 0 | 0 | 0 | 0 | 0 | 0 | 0 | 0 | 0 | 0 | 0 | 0
F6_Commercial_Grocery (WA)_New_Food Preparation_Natural Gas_Oven_E6 | F6 | Commercial | Grocery (WA) | New | Food Preparation | Natural Gas | Oven | E6 | Utility - Value of Sales | 0 | 0 | 0 | 0 | 0 | 0 | 0 | 0 | 0 | 0 | 0 | 0 | 0 | 0 | 0 | 0 | 0 | 0 | 0 | 0 | 0 | 0 | 0 | 0 | 0 | 0 | 0
F6_Commercial_Grocery (WA)_New_Food Preparation_Natural Gas_Oven_E7 | F6 | Commercial | Grocery (WA) | New | Food Preparation | Natural Gas | Oven | E7 | Utility - Value of Sales | 0 | 0 | 0 | 0 | 0 | 0 | 0 | 0 | 0 | 0 | 0 | 0 | 0 | 0 | 0 | 0 | 0 | 0 | 0 | 0 | 0 | 0 | 0 | 0 | 0 | 0 | 0
F6_Commercial_Grocery (WA)_New_Food Preparation_Natural Gas_Oven_E8 | F6 | Commercial | Grocery (WA) | New | Food Preparation | Natural Gas | Oven | E8 | Utility - Value of Sales | 0 | 0 | 0 | 0 | 0 | 0 | 0 | 0 | 0 | 0 | 0 | 0 | 0 | 0 | 0 | 0 | 0 | 0 | 0 | 0 | 0 | 0 | 0 | 0 | 0 | 0 | 0
F6_Commercial_Grocery (WA)_New_Food Preparation_Natural Gas_Oven_E9 | F6 | Commercial | Grocery (WA) | New | Food Preparation | Natural Gas | Oven | E9 | Utility - Value of Sales | 0 | 0 | 0 | 0 | 0 | 0 | 0 | 0 | 0 | 0 | 0 | 0 | 0 | 0 | 0 | 0 | 0 | 0 | 0 | 0 | 0 | 0 | 0 | 0 | 0 | 0 | 0
F6_Commercial_Grocery (WA)_New_Food Preparation_Natural Gas_Oven_E10 | F6 | Commercial | Grocery (WA) | New | Food Preparation | Natural Gas | Oven | E10 | Utility - Value of Sales | 0 | 0 | 0 | 0 | 0 | 0 | 0 | 0 | 0 | 0 | 0 | 0 | 0 | 0 | 0 | 0 | 0 | 0 | 0 | 0 | 0 | 0 | 0 | 0 | 0 | 0 | 0
F1_Commercial_Grocery (WA)_New_Food Preparation_Natural Gas_Conveyor Oven_E1 | F1 | Commercial | Grocery (WA) | New | Food Preparation | Natural Gas | Conveyor Oven | E1 | RVT - Cost of Equipment | 0.00064752 | 0.00064752 | 0.00064752 | 0.00064752 | 0.00064752 | 0.00064752 | 0.00064752 | 0.00064752 | 0.00064752 | 0.00064752 | 0.00064752 | 0.00064752 | 0.00064752 | 0.00064752 | 0.00064752 | 0.00064752 | 0.00064752 | 0.00064752 | 0.00064752 | 0.00064752 | 0.00064752 | 0.00064752 | 0.00064752 | 0.00064752 | 0.00064752 | 0.00064752 | 0.00064752
F1_Commercial_Grocery (WA)_New_Food Preparation_Natural Gas_Conveyor Oven_E2 | F1 | Commercial | Grocery (WA) | New | Food Preparation | Natural Gas | Conveyor Oven | E2 | RVT - Cost of Equipment | 0.0013718 | 0.0013718 | 0.0013718 | 0.0013718 | 0.0013718 | 0.0013718 | 0.0013718 | 0.0013718 | 0.0013718 | 0.0013718 | 0.0013718 | 0.0013718 | 0.0013718 | 0.0013718 | 0.0013718 | 0.0013718 | 0.0013718 | 0.0013718 | 0.0013718 | 0.0013718 | 0.0013718 | 0.0013718 | 0.0013718 | 0.0013718 | 0.0013718 | 0.0013718 | 0.0013718
F1_Commercial_Grocery (WA)_New_Food Preparation_Natural Gas_Conveyor Oven_E3 | F1 | Commercial | Grocery (WA) | New | Food Preparation | Natural Gas | Conveyor Oven | E3 | RVT - Cost of Equipment | 0 | 0 | 0 | 0 | 0 | 0 | 0 | 0 | 0 | 0 | 0 | 0 | 0 | 0 | 0 | 0 | 0 | 0 | 0 | 0 | 0 | 0 | 0 | 0 | 0 | 0 | 0
F1_Commercial_Grocery (WA)_New_Food Preparation_Natural Gas_Conveyor Oven_E4 | F1 | Commercial | Grocery (WA) | New | Food Preparation | Natural Gas | Conveyor Oven | E4 | RVT - Cost of Equipment | 0 | 0 | 0 | 0 | 0 | 0 | 0 | 0 | 0 | 0 | 0 | 0 | 0 | 0 | 0 | 0 | 0 | 0 | 0 | 0 | 0 | 0 | 0 | 0 | 0 | 0 | 0
F1_Commercial_Grocery (WA)_New_Food Preparation_Natural Gas_Conveyor Oven_E5 | F1 | Commercial | Grocery (WA) | New | Food Preparation | Natural Gas | Conveyor Oven | E5 | RVT - Cost of Equipment | 0 | 0 | 0 | 0 | 0 | 0 | 0 | 0 | 0 | 0 | 0 | 0 | 0 | 0 | 0 | 0 | 0 | 0 | 0 | 0 | 0 | 0 | 0 | 0 | 0 | 0 | 0
F1_Commercial_Grocery (WA)_New_Food Preparation_Natural Gas_Conveyor Oven_E6 | F1 | Commercial | Grocery (WA) | New | Food Preparation | Natural Gas | Conveyor Oven | E6 | RVT - Cost of Equipment | 0 | 0 | 0 | 0 | 0 | 0 | 0 | 0 | 0 | 0 | 0 | 0 | 0 | 0 | 0 | 0 | 0 | 0 | 0 | 0 | 0 | 0 | 0 | 0 | 0 | 0 | 0
F1_Commercial_Grocery (WA)_New_Food Preparation_Natural Gas_Conveyor Oven_E7 | F1 | Commercial | Grocery (WA) | New | Food Preparation | Natural Gas | Conveyor Oven | E7 | RVT - Cost of Equipment | 0 | 0 | 0 | 0 | 0 | 0 | 0 | 0 | 0 | 0 | 0 | 0 | 0 | 0 | 0 | 0 | 0 | 0 | 0 | 0 | 0 | 0 | 0 | 0 | 0 | 0 | 0
F1_Commercial_Grocery (WA)_New_Food Preparation_Natural Gas_Conveyor Oven_E8 | F1 | Commercial | Grocery (WA) | New | Food Preparation | Natural Gas | Conveyor Oven | E8 | RVT - Cost of Equipment | 0 | 0 | 0 | 0 | 0 | 0 | 0 | 0 | 0 | 0 | 0 | 0 | 0 | 0 | 0 | 0 | 0 | 0 | 0 | 0 | 0 | 0 | 0 | 0 | 0 | 0 | 0
F1_Commercial_Grocery (WA)_New_Food Preparation_Natural Gas_Conveyor Oven_E9 | F1 | Commercial | Grocery (WA) | New | Food Preparation | Natural Gas | Conveyor Oven | E9 | RVT - Cost of Equipment | 0 | 0 | 0 | 0 | 0 | 0 | 0 | 0 | 0 | 0 | 0 | 0 | 0 | 0 | 0 | 0 | 0 | 0 | 0 | 0 | 0 | 0 | 0 | 0 | 0 | 0 | 0
F1_Commercial_Grocery (WA)_New_Food Preparation_Natural Gas_Conveyor Oven_E10 | F1 | Commercial | Grocery (WA) | New | Food Preparation | Natural Gas | Conveyor Oven | E10 | RVT - Cost of Equipment | 0 | 0 | 0 | 0 | 0 | 0 | 0 | 0 | 0 | 0 | 0 | 0 | 0 | 0 | 0 | 0 | 0 | 0 | 0 | 0 | 0 | 0 | 0 | 0 | 0 | 0 | 0
F2_Commercial_Grocery (WA)_New_Food Preparation_Natural Gas_Conveyor Oven_E1 | F2 | Commercial | Grocery (WA) | New | Food Preparation | Natural Gas | Conveyor Oven | E1 | RVT - Cost of Operation | 0.079888 | 0.081595 | 0.083452 | 0.085465 | 0.087647 | 0.090217 | 0.092732 | 0.095127 | 0.097321 | 0.099479 | 0.10173 | 0.10384 | 0.10608 | 0.10826 | 0.1102 | 0.112 | 0.11359 | 0.11514 | 0.11677 | 0.11833 | 0.1199 | 0.12202 | 0.12416 | 0.12637 | 0.12861 | 0.1309 | 0.13322
F2_Commercial_Grocery (WA)_New_Food Preparation_Natural Gas_Conveyor Oven_E2 | F2 | Commercial | Grocery (WA) | New | Food Preparation | Natural Gas | Conveyor Oven | E2 | RVT - Cost of Operation | 0.06349 | 0.064847 | 0.066323 | 0.067922 | 0.069656 | 0.071699 | 0.073698 | 0.0756 | 0.077345 | 0.079059 | 0.080852 | 0.082524 | 0.084305 | 0.086038 | 0.08758 | 0.08901 | 0.090277 | 0.091509 | 0.092803 | 0.094041 | 0.095289 | 0.096973 | 0.098677 | 0.10043 | 0.10221 | 0.10403 | 0.10588
F2_Commercial_Grocery (WA)_New_Food Preparation_Natural Gas_Conveyor Oven_E3 | F2 | Commercial | Grocery (WA) | New | Food Preparation | Natural Gas | Conveyor Oven | E3 | RVT - Cost of Operation | 0 | 0 | 0 | 0 | 0 | 0 | 0 | 0 | 0 | 0 | 0 | 0 | 0 | 0 | 0 | 0 | 0 | 0 | 0 | 0 | 0 | 0 | 0 | 0 | 0 | 0 | 0
F2_Commercial_Grocery (WA)_New_Food Preparation_Natural Gas_Conveyor Oven_E4 | F2 | Commercial | Grocery (WA) | New | Food Preparation | Natural Gas | Conveyor Oven | E4 | RVT - Cost of Operation | 0 | 0 | 0 | 0 | 0 | 0 | 0 | 0 | 0 | 0 | 0 | 0 | 0 | 0 | 0 | 0 | 0 | 0 | 0 | 0 | 0 | 0 | 0 | 0 | 0 | 0 | 0
F2_Commercial_Grocery (WA)_New_Food Preparation_Natural Gas_Conveyor Oven_E5 | F2 | Commercial | Grocery (WA) | New | Food Preparation | Natural Gas | Conveyor Oven | E5 | RVT - Cost of Operation | 0 | 0 | 0 | 0 | 0 | 0 | 0 | 0 | 0 | 0 | 0 | 0 | 0 | 0 | 0 | 0 | 0 | 0 | 0 | 0 | 0 | 0 | 0 | 0 | 0 | 0 | 0
F2_Commercial_Grocery (WA)_New_Food Preparation_Natural Gas_Conveyor Oven_E6 | F2 | Commercial | Grocery (WA) | New | Food Preparation | Natural Gas | Conveyor Oven | E6 | RVT - Cost of Operation | 0 | 0 | 0 | 0 | 0 | 0 | 0 | 0 | 0 | 0 | 0 | 0 | 0 | 0 | 0 | 0 | 0 | 0 | 0 | 0 | 0 | 0 | 0 | 0 | 0 | 0 | 0
F2_Commercial_Grocery (WA)_New_Food Preparation_Natural Gas_Conveyor Oven_E7 | F2 | Commercial | Grocery (WA) | New | Food Preparation | Natural Gas | Conveyor Oven | E7 | RVT - Cost of Operation | 0 | 0 | 0 | 0 | 0 | 0 | 0 | 0 | 0 | 0 | 0 | 0 | 0 | 0 | 0 | 0 | 0 | 0 | 0 | 0 | 0 | 0 | 0 | 0 | 0 | 0 | 0
F2_Commercial_Grocery (WA)_New_Food Preparation_Natural Gas_Conveyor Oven_E8 | F2 | Commercial | Grocery (WA) | New | Food Preparation | Natural Gas | Conveyor Oven | E8 | RVT - Cost of Operation | 0 | 0 | 0 | 0 | 0 | 0 | 0 | 0 | 0 | 0 | 0 | 0 | 0 | 0 | 0 | 0 | 0 | 0 | 0 | 0 | 0 | 0 | 0 | 0 | 0 | 0 | 0
F2_Commercial_Grocery (WA)_New_Food Preparation_Natural Gas_Conveyor Oven_E9 | F2 | Commercial | Grocery (WA) | New | Food Preparation | Natural Gas | Conveyor Oven | E9 | RVT - Cost of Operation | 0 | 0 | 0 | 0 | 0 | 0 | 0 | 0 | 0 | 0 | 0 | 0 | 0 | 0 | 0 | 0 | 0 | 0 | 0 | 0 | 0 | 0 | 0 | 0 | 0 | 0 | 0
F2_Commercial_Grocery (WA)_New_Food Preparation_Natural Gas_Conveyor Oven_E10 | F2 | Commercial | Grocery (WA) | New | Food Preparation | Natural Gas | Conveyor Oven | E10 | RVT - Cost of Operation | 0 | 0 | 0 | 0 | 0 | 0 | 0 | 0 | 0 | 0 | 0 | 0 | 0 | 0 | 0 | 0 | 0 | 0 | 0 | 0 | 0 | 0 | 0 | 0 | 0 | 0 | 0
F3_Commercial_Grocery (WA)_New_Food Preparation_Natural Gas_Conveyor Oven_E1 | F3 | Commercial | Grocery (WA) | New | Food Preparation | Natural Gas | Conveyor Oven | E1 | System - kBTUs of Consumption | 17.9634 | 17.9634 | 17.9634 | 17.9634 | 17.9634 | 17.9634 | 17.9634 | 17.9634 | 17.9634 | 17.9634 | 17.9634 | 17.9634 | 17.9634 | 17.9634 | 17.9634 | 17.9634 | 17.9634 | 17.9634 | 17.9634 | 17.9634 | 17.9634 | 17.9634 | 17.9634 | 17.9634 | 17.9634 | 17.9634 | 17.9634
F3_Commercial_Grocery (WA)_New_Food Preparation_Natural Gas_Conveyor Oven_E2 | F3 | Commercial | Grocery (WA) | New | Food Preparation | Natural Gas | Conveyor Oven | E2 | System - kBTUs of Consumption | 14.2761 | 14.2761 | 14.2761 | 14.2761 | 14.2761 | 14.2761 | 14.2761 | 14.2761 | 14.2761 | 14.2761 | 14.2761 | 14.2761 | 14.2761 | 14.2761 | 14.2761 | 14.2761 | 14.2761 | 14.2761 | 14.2761 | 14.2761 | 14.2761 | 14.2761 | 14.2761 | 14.2761 | 14.2761 | 14.2761 | 14.2761
F3_Commercial_Grocery (WA)_New_Food Preparation_Natural Gas_Conveyor Oven_E3 | F3 | Commercial | Grocery (WA) | New | Food Preparation | Natural Gas | Conveyor Oven | E3 | System - kBTUs of Consumption | 0 | 0 | 0 | 0 | 0 | 0 | 0 | 0 | 0 | 0 | 0 | 0 | 0 | 0 | 0 | 0 | 0 | 0 | 0 | 0 | 0 | 0 | 0 | 0 | 0 | 0 | 0
F3_Commercial_Grocery (WA)_New_Food Preparation_Natural Gas_Conveyor Oven_E4 | F3 | Commercial | Grocery (WA) | New | Food Preparation | Natural Gas | Conveyor Oven | E4 | System - kBTUs of Consumption | 0 | 0 | 0 | 0 | 0 | 0 | 0 | 0 | 0 | 0 | 0 | 0 | 0 | 0 | 0 | 0 | 0 | 0 | 0 | 0 | 0 | 0 | 0 | 0 | 0 | 0 | 0
F3_Commercial_Grocery (WA)_New_Food Preparation_Natural Gas_Conveyor Oven_E5 | F3 | Commercial | Grocery (WA) | New | Food Preparation | Natural Gas | Conveyor Oven | E5 | System - kBTUs of Consumption | 0 | 0 | 0 | 0 | 0 | 0 | 0 | 0 | 0 | 0 | 0 | 0 | 0 | 0 | 0 | 0 | 0 | 0 | 0 | 0 | 0 | 0 | 0 | 0 | 0 | 0 | 0
F3_Commercial_Grocery (WA)_New_Food Preparation_Natural Gas_Conveyor Oven_E6 | F3 | Commercial | Grocery (WA) | New | Food Preparation | Natural Gas | Conveyor Oven | E6 | System - kBTUs of Consumption | 0 | 0 | 0 | 0 | 0 | 0 | 0 | 0 | 0 | 0 | 0 | 0 | 0 | 0 | 0 | 0 | 0 | 0 | 0 | 0 | 0 | 0 | 0 | 0 | 0 | 0 | 0
F3_Commercial_Grocery (WA)_New_Food Preparation_Natural Gas_Conveyor Oven_E7 | F3 | Commercial | Grocery (WA) | New | Food Preparation | Natural Gas | Conveyor Oven | E7 | System - kBTUs of Consumption | 0 | 0 | 0 | 0 | 0 | 0 | 0 | 0 | 0 | 0 | 0 | 0 | 0 | 0 | 0 | 0 | 0 | 0 | 0 | 0 | 0 | 0 | 0 | 0 | 0 | 0 | 0
F3_Commercial_Grocery (WA)_New_Food Preparation_Natural Gas_Conveyor Oven_E8 | F3 | Commercial | Grocery (WA) | New | Food Preparation | Natural Gas | Conveyor Oven | E8 | System - kBTUs of Consumption | 0 | 0 | 0 | 0 | 0 | 0 | 0 | 0 | 0 | 0 | 0 | 0 | 0 | 0 | 0 | 0 | 0 | 0 | 0 | 0 | 0 | 0 | 0 | 0 | 0 | 0 | 0
F3_Commercial_Grocery (WA)_New_Food Preparation_Natural Gas_Conveyor Oven_E9 | F3 | Commercial | Grocery (WA) | New | Food Preparation | Natural Gas | Conveyor Oven | E9 | System - kBTUs of Consumption | 0 | 0 | 0 | 0 | 0 | 0 | 0 | 0 | 0 | 0 | 0 | 0 | 0 | 0 | 0 | 0 | 0 | 0 | 0 | 0 | 0 | 0 | 0 | 0 | 0 | 0 | 0
F3_Commercial_Grocery (WA)_New_Food Preparation_Natural Gas_Conveyor Oven_E10 | F3 | Commercial | Grocery (WA) | New | Food Preparation | Natural Gas | Conveyor Oven | E10 | System - kBTUs of Consumption | 0 | 0 | 0 | 0 | 0 | 0 | 0 | 0 | 0 | 0 | 0 | 0 | 0 | 0 | 0 | 0 | 0 | 0 | 0 | 0 | 0 | 0 | 0 | 0 | 0 | 0 | 0
F4_Commercial_Grocery (WA)_New_Food Preparation_Natural Gas_Conveyor Oven_E1 | F4 | Commercial | Grocery (WA) | New | Food Preparation | Natural Gas | Conveyor Oven | E1 | Utility - Cost of Equipment | 0.00064752 | 0.00064752 | 0.00064752 | 0.00064752 | 0.00064752 | 0.00064752 | 0.00064752 | 0.00064752 | 0.00064752 | 0.00064752 | 0.00064752 | 0.00064752 | 0.00064752 | 0.00064752 | 0.00064752 | 0.00064752 | 0.00064752 | 0.00064752 | 0.00064752 | 0.00064752 | 0.00064752 | 0.00064752 | 0.00064752 | 0.00064752 | 0.00064752 | 0.00064752 | 0.00064752
F4_Commercial_Grocery (WA)_New_Food Preparation_Natural Gas_Conveyor Oven_E2 | F4 | Commercial | Grocery (WA) | New | Food Preparation | Natural Gas | Conveyor Oven | E2 | Utility - Cost of Equipment | 0.0013718 | 0.0013718 | 0.0013718 | 0.0013718 | 0.0013718 | 0.0013718 | 0.0013718 | 0.0013718 | 0.0013718 | 0.0013718 | 0.0013718 | 0.0013718 | 0.0013718 | 0.0013718 | 0.0013718 | 0.0013718 | 0.0013718 | 0.0013718 | 0.0013718 | 0.0013718 | 0.0013718 | 0.0013718 | 0.0013718 | 0.0013718 | 0.0013718 | 0.0013718 | 0.0013718
F4_Commercial_Grocery (WA)_New_Food Preparation_Natural Gas_Conveyor Oven_E3 | F4 | Commercial | Grocery (WA) | New | Food Preparation | Natural Gas | Conveyor Oven | E3 | Utility - Cost of Equipment | 0 | 0 | 0 | 0 | 0 | 0 | 0 | 0 | 0 | 0 | 0 | 0 | 0 | 0 | 0 | 0 | 0 | 0 | 0 | 0 | 0 | 0 | 0 | 0 | 0 | 0 | 0
F4_Commercial_Grocery (WA)_New_Food Preparation_Natural Gas_Conveyor Oven_E4 | F4 | Commercial | Grocery (WA) | New | Food Preparation | Natural Gas | Conveyor Oven | E4 | Utility - Cost of Equipment | 0 | 0 | 0 | 0 | 0 | 0 | 0 | 0 | 0 | 0 | 0 | 0 | 0 | 0 | 0 | 0 | 0 | 0 | 0 | 0 | 0 | 0 | 0 | 0 | 0 | 0 | 0
F4_Commercial_Grocery (WA)_New_Food Preparation_Natural Gas_Conveyor Oven_E5 | F4 | Commercial | Grocery (WA) | New | Food Preparation | Natural Gas | Conveyor Oven | E5 | Utility - Cost of Equipment | 0 | 0 | 0 | 0 | 0 | 0 | 0 | 0 | 0 | 0 | 0 | 0 | 0 | 0 | 0 | 0 | 0 | 0 | 0 | 0 | 0 | 0 | 0 | 0 | 0 | 0 | 0
F4_Commercial_Grocery (WA)_New_Food Preparation_Natural Gas_Conveyor Oven_E6 | F4 | Commercial | Grocery (WA) | New | Food Preparation | Natural Gas | Conveyor Oven | E6 | Utility - Cost of Equipment | 0 | 0 | 0 | 0 | 0 | 0 | 0 | 0 | 0 | 0 | 0 | 0 | 0 | 0 | 0 | 0 | 0 | 0 | 0 | 0 | 0 | 0 | 0 | 0 | 0 | 0 | 0
F4_Commercial_Grocery (WA)_New_Food Preparation_Natural Gas_Conveyor Oven_E7 | F4 | Commercial | Grocery (WA) | New | Food Preparation | Natural Gas | Conveyor Oven | E7 | Utility - Cost of Equipment | 0 | 0 | 0 | 0 | 0 | 0 | 0 | 0 | 0 | 0 | 0 | 0 | 0 | 0 | 0 | 0 | 0 | 0 | 0 | 0 | 0 | 0 | 0 | 0 | 0 | 0 | 0
F4_Commercial_Grocery (WA)_New_Food Preparation_Natural Gas_Conveyor Oven_E8 | F4 | Commercial | Grocery (WA) | New | Food Preparation | Natural Gas | Conveyor Oven | E8 | Utility - Cost of Equipment | 0 | 0 | 0 | 0 | 0 | 0 | 0 | 0 | 0 | 0 | 0 | 0 | 0 | 0 | 0 | 0 | 0 | 0 | 0 | 0 | 0 | 0 | 0 | 0 | 0 | 0 | 0
F4_Commercial_Grocery (WA)_New_Food Preparation_Natural Gas_Conveyor Oven_E9 | F4 | Commercial | Grocery (WA) | New | Food Preparation | Natural Gas | Conveyor Oven | E9 | Utility - Cost of Equipment | 0 | 0 | 0 | 0 | 0 | 0 | 0 | 0 | 0 | 0 | 0 | 0 | 0 | 0 | 0 | 0 | 0 | 0 | 0 | 0 | 0 | 0 | 0 | 0 | 0 | 0 | 0
F4_Commercial_Grocery (WA)_New_Food Preparation_Natural Gas_Conveyor Oven_E10 | F4 | Commercial | Grocery (WA) | New | Food Preparation | Natural Gas | Conveyor Oven | E10 | Utility - Cost of Equipment | 0 | 0 | 0 | 0 | 0 | 0 | 0 | 0 | 0 | 0 | 0 | 0 | 0 | 0 | 0 | 0 | 0 | 0 | 0 | 0 | 0 | 0 | 0 | 0 | 0 | 0 | 0
F5_Commercial_Grocery (WA)_New_Food Preparation_Natural Gas_Conveyor Oven_E1 | F5 | Commercial | Grocery (WA) | New | Food Preparation | Natural Gas | Conveyor Oven | E1 | Utility - Cost of Operation | 0.068914 | 0.070763 | 0.072795 | 0.075021 | 0.07746 | 0.080302 | 0.083183 | 0.086026 | 0.088769 | 0.091552 | 0.093848 | 0.096027 | 0.098351 | 0.10064 | 0.10274 | 0.10474 | 0.10658 | 0.10841 | 0.11034 | 0.11224 | 0.11419 | 0.11621 | 0.11825 | 0.12035 | 0.12249 | 0.12467 | 0.12688
F5_Commercial_Grocery (WA)_New_Food Preparation_Natural Gas_Conveyor Oven_E2 | F5 | Commercial | Grocery (WA) | New | Food Preparation | Natural Gas | Conveyor Oven | E2 | Utility - Cost of Operation | 0.054768 | 0.056238 | 0.057853 | 0.059622 | 0.061561 | 0.063819 | 0.066109 | 0.068368 | 0.070548 | 0.07276 | 0.074584 | 0.076316 | 0.078163 | 0.079985 | 0.081652 | 0.083239 | 0.084701 | 0.086154 | 0.087689 | 0.089201 | 0.090751 | 0.092355 | 0.093978 | 0.095648 | 0.097347 | 0.099077 | 0.10084
F5_Commercial_Grocery (WA)_New_Food Preparation_Natural Gas_Conveyor Oven_E3 | F5 | Commercial | Grocery (WA) | New | Food Preparation | Natural Gas | Conveyor Oven | E3 | Utility - Cost of Operation | 0 | 0 | 0 | 0 | 0 | 0 | 0 | 0 | 0 | 0 | 0 | 0 | 0 | 0 | 0 | 0 | 0 | 0 | 0 | 0 | 0 | 0 | 0 | 0 | 0 | 0 | 0
F5_Commercial_Grocery (WA)_New_Food Preparation_Natural Gas_Conveyor Oven_E4 | F5 | Commercial | Grocery (WA) | New | Food Preparation | Natural Gas | Conveyor Oven | E4 | Utility - Cost of Operation | 0 | 0 | 0 | 0 | 0 | 0 | 0 | 0 | 0 | 0 | 0 | 0 | 0 | 0 | 0 | 0 | 0 | 0 | 0 | 0 | 0 | 0 | 0 | 0 | 0 | 0 | 0
F5_Commercial_Grocery (WA)_New_Food Preparation_Natural Gas_Conveyor Oven_E5 | F5 | Commercial | Grocery (WA) | New | Food Preparation | Natural Gas | Conveyor Oven | E5 | Utility - Cost of Operation | 0 | 0 | 0 | 0 | 0 | 0 | 0 | 0 | 0 | 0 | 0 | 0 | 0 | 0 | 0 | 0 | 0 | 0 | 0 | 0 | 0 | 0 | 0 | 0 | 0 | 0 | 0
F5_Commercial_Grocery (WA)_New_Food Preparation_Natural Gas_Conveyor Oven_E6 | F5 | Commercial | Grocery (WA) | New | Food Preparation | Natural Gas | Conveyor Oven | E6 | Utility - Cost of Operation | 0 | 0 | 0 | 0 | 0 | 0 | 0 | 0 | 0 | 0 | 0 | 0 | 0 | 0 | 0 | 0 | 0 | 0 | 0 | 0 | 0 | 0 | 0 | 0 | 0 | 0 | 0
F5_Commercial_Grocery (WA)_New_Food Preparation_Natural Gas_Conveyor Oven_E7 | F5 | Commercial | Grocery (WA) | New | Food Preparation | Natural Gas | Conveyor Oven | E7 | Utility - Cost of Operation | 0 | 0 | 0 | 0 | 0 | 0 | 0 | 0 | 0 | 0 | 0 | 0 | 0 | 0 | 0 | 0 | 0 | 0 | 0 | 0 | 0 | 0 | 0 | 0 | 0 | 0 | 0
F5_Commercial_Grocery (WA)_New_Food Preparation_Natural Gas_Conveyor Oven_E8 | F5 | Commercial | Grocery (WA) | New | Food Preparation | Natural Gas | Conveyor Oven | E8 | Utility - Cost of Operation | 0 | 0 | 0 | 0 | 0 | 0 | 0 | 0 | 0 | 0 | 0 | 0 | 0 | 0 | 0 | 0 | 0 | 0 | 0 | 0 | 0 | 0 | 0 | 0 | 0 | 0 | 0
F5_Commercial_Grocery (WA)_New_Food Preparation_Natural Gas_Conveyor Oven_E9 | F5 | Commercial | Grocery (WA) | New | Food Preparation | Natural Gas | Conveyor Oven | E9 | Utility - Cost of Operation | 0 | 0 | 0 | 0 | 0 | 0 | 0 | 0 | 0 | 0 | 0 | 0 | 0 | 0 | 0 | 0 | 0 | 0 | 0 | 0 | 0 | 0 | 0 | 0 | 0 | 0 | 0
F5_Commercial_Grocery (WA)_New_Food Preparation_Natural Gas_Conveyor Oven_E10 | F5 | Commercial | Grocery (WA) | New | Food Preparation | Natural Gas | Conveyor Oven | E10 | Utility - Cost of Operation | 0 | 0 | 0 | 0 | 0 | 0 | 0 | 0 | 0 | 0 | 0 | 0 | 0 | 0 | 0 | 0 | 0 | 0 | 0 | 0 | 0 | 0 | 0 | 0 | 0 | 0 | 0
F6_Commercial_Grocery (WA)_New_Food Preparation_Natural Gas_Conveyor Oven_E1 | F6 | Commercial | Grocery (WA) | New | Food Preparation | Natural Gas | Conveyor Oven | E1 | Utility - Value of Sales | 0.079888 | 0.081595 | 0.083452 | 0.085465 | 0.087647 | 0.090217 | 0.092732 | 0.095127 | 0.097321 | 0.099479 | 0.10173 | 0.10384 | 0.10608 | 0.10826 | 0.1102 | 0.112 | 0.11359 | 0.11514 | 0.11677 | 0.11833 | 0.1199 | 0.12202 | 0.12416 | 0.12637 | 0.12861 | 0.1309 | 0.13322
F6_Commercial_Grocery (WA)_New_Food Preparation_Natural Gas_Conveyor Oven_E2 | F6 | Commercial | Grocery (WA) | New | Food Preparation | Natural Gas | Conveyor Oven | E2 | Utility - Value of Sales | 0.06349 | 0.064847 | 0.066323 | 0.067922 | 0.069656 | 0.071699 | 0.073698 | 0.0756 | 0.077345 | 0.079059 | 0.080852 | 0.082524 | 0.084305 | 0.086038 | 0.08758 | 0.08901 | 0.090277 | 0.091509 | 0.092803 | 0.094041 | 0.095289 | 0.096973 | 0.098677 | 0.10043 | 0.10221 | 0.10403 | 0.10588
F6_Commercial_Grocery (WA)_New_Food Preparation_Natural Gas_Conveyor Oven_E3 | F6 | Commercial | Grocery (WA) | New | Food Preparation | Natural Gas | Conveyor Oven | E3 | Utility - Value of Sales | 0 | 0 | 0 | 0 | 0 | 0 | 0 | 0 | 0 | 0 | 0 | 0 | 0 | 0 | 0 | 0 | 0 | 0 | 0 | 0 | 0 | 0 | 0 | 0 | 0 | 0 | 0
F6_Commercial_Grocery (WA)_New_Food Preparation_Natural Gas_Conveyor Oven_E4 | F6 | Commercial | Grocery (WA) | New | Food Preparation | Natural Gas | Conveyor Oven | E4 | Utility - Value of Sales | 0 | 0 | 0 | 0 | 0 | 0 | 0 | 0 | 0 | 0 | 0 | 0 | 0 | 0 | 0 | 0 | 0 | 0 | 0 | 0 | 0 | 0 | 0 | 0 | 0 | 0 | 0
F6_Commercial_Grocery (WA)_New_Food Preparation_Natural Gas_Conveyor Oven_E5 | F6 | Commercial | Grocery (WA) | New | Food Preparation | Natural Gas | Conveyor Oven | E5 | Utility - Value of Sales | 0 | 0 | 0 | 0 | 0 | 0 | 0 | 0 | 0 | 0 | 0 | 0 | 0 | 0 | 0 | 0 | 0 | 0 | 0 | 0 | 0 | 0 | 0 | 0 | 0 | 0 | 0
F6_Commercial_Grocery (WA)_New_Food Preparation_Natural Gas_Conveyor Oven_E6 | F6 | Commercial | Grocery (WA) | New | Food Preparation | Natural Gas | Conveyor Oven | E6 | Utility - Value of Sales | 0 | 0 | 0 | 0 | 0 | 0 | 0 | 0 | 0 | 0 | 0 | 0 | 0 | 0 | 0 | 0 | 0 | 0 | 0 | 0 | 0 | 0 | 0 | 0 | 0 | 0 | 0
F6_Commercial_Grocery (WA)_New_Food Preparation_Natural Gas_Conveyor Oven_E7 | F6 | Commercial | Grocery (WA) | New | Food Preparation | Natural Gas | Conveyor Oven | E7 | Utility - Value of Sales | 0 | 0 | 0 | 0 | 0 | 0 | 0 | 0 | 0 | 0 | 0 | 0 | 0 | 0 | 0 | 0 | 0 | 0 | 0 | 0 | 0 | 0 | 0 | 0 | 0 | 0 | 0
F6_Commercial_Grocery (WA)_New_Food Preparation_Natural Gas_Conveyor Oven_E8 | F6 | Commercial | Grocery (WA) | New | Food Preparation | Natural Gas | Conveyor Oven | E8 | Utility - Value of Sales | 0 | 0 | 0 | 0 | 0 | 0 | 0 | 0 | 0 | 0 | 0 | 0 | 0 | 0 | 0 | 0 | 0 | 0 | 0 | 0 | 0 | 0 | 0 | 0 | 0 | 0 | 0
F6_Commercial_Grocery (WA)_New_Food Preparation_Natural Gas_Conveyor Oven_E9 | F6 | Commercial | Grocery (WA) | New | Food Preparation | Natural Gas | Conveyor Oven | E9 | Utility - Value of Sales | 0 | 0 | 0 | 0 | 0 | 0 | 0 | 0 | 0 | 0 | 0 | 0 | 0 | 0 | 0 | 0 | 0 | 0 | 0 | 0 | 0 | 0 | 0 | 0 | 0 | 0 | 0
F6_Commercial_Grocery (WA)_New_Food Preparation_Natural Gas_Conveyor Oven_E10 | F6 | Commercial | Grocery (WA) | New | Food Preparation | Natural Gas | Conveyor Oven | E10 | Utility - Value of Sales | 0 | 0 | 0 | 0 | 0 | 0 | 0 | 0 | 0 | 0 | 0 | 0 | 0 | 0 | 0 | 0 | 0 | 0 | 0 | 0 | 0 | 0 | 0 | 0 | 0 | 0 | 0
F1_Commercial_Grocery (WA)_New_Food Preparation_Natural Gas_Double Rack Oven_E1 | F1 | Commercial | Grocery (WA) | New | Food Preparation | Natural Gas | Double Rack Oven | E1 | RVT - Cost of Equipment | 0.0013723 | 0.0013723 | 0.0013723 | 0.0013723 | 0.0013723 | 0.0013723 | 0.0013723 | 0.0013723 | 0.0013723 | 0.0013723 | 0.0013723 | 0.0013723 | 0.0013723 | 0.0013723 | 0.0013723 | 0.0013723 | 0.0013723 | 0.0013723 | 0.0013723 | 0.0013723 | 0.0013723 | 0.0013723 | 0.0013723 | 0.0013723 | 0.0013723 | 0.0013723 | 0.0013723
F1_Commercial_Grocery (WA)_New_Food Preparation_Natural Gas_Double Rack Oven_E2 | F1 | Commercial | Grocery (WA) | New | Food Preparation | Natural Gas | Double Rack Oven | E2 | RVT - Cost of Equipment | 0.0062258 | 0.0062258 | 0.0062258 | 0.0062258 | 0.0062258 | 0.0062258 | 0.0062258 | 0.0062258 | 0.0062258 | 0.0062258 | 0.0062258 | 0.0062258 | 0.0062258 | 0.0062258 | 0.0062258 | 0.0062258 | 0.0062258 | 0.0062258 | 0.0062258 | 0.0062258 | 0.0062258 | 0.0062258 | 0.0062258 | 0.0062258 | 0.0062258 | 0.0062258 | 0.0062258
F1_Commercial_Grocery (WA)_New_Food Preparation_Natural Gas_Double Rack Oven_E3 | F1 | Commercial | Grocery (WA) | New | Food Preparation | Natural Gas | Double Rack Oven | E3 | RVT - Cost of Equipment | 0 | 0 | 0 | 0 | 0 | 0 | 0 | 0 | 0 | 0 | 0 | 0 | 0 | 0 | 0 | 0 | 0 | 0 | 0 | 0 | 0 | 0 | 0 | 0 | 0 | 0 | 0
F1_Commercial_Grocery (WA)_New_Food Preparation_Natural Gas_Double Rack Oven_E4 | F1 | Commercial | Grocery (WA) | New | Food Preparation | Natural Gas | Double Rack Oven | E4 | RVT - Cost of Equipment | 0 | 0 | 0 | 0 | 0 | 0 | 0 | 0 | 0 | 0 | 0 | 0 | 0 | 0 | 0 | 0 | 0 | 0 | 0 | 0 | 0 | 0 | 0 | 0 | 0 | 0 | 0
F1_Commercial_Grocery (WA)_New_Food Preparation_Natural Gas_Double Rack Oven_E5 | F1 | Commercial | Grocery (WA) | New | Food Preparation | Natural Gas | Double Rack Oven | E5 | RVT - Cost of Equipment | 0 | 0 | 0 | 0 | 0 | 0 | 0 | 0 | 0 | 0 | 0 | 0 | 0 | 0 | 0 | 0 | 0 | 0 | 0 | 0 | 0 | 0 | 0 | 0 | 0 | 0 | 0
F1_Commercial_Grocery (WA)_New_Food Preparation_Natural Gas_Double Rack Oven_E6 | F1 | Commercial | Grocery (WA) | New | Food Preparation | Natural Gas | Double Rack Oven | E6 | RVT - Cost of Equipment | 0 | 0 | 0 | 0 | 0 | 0 | 0 | 0 | 0 | 0 | 0 | 0 | 0 | 0 | 0 | 0 | 0 | 0 | 0 | 0 | 0 | 0 | 0 | 0 | 0 | 0 | 0
F1_Commercial_Grocery (WA)_New_Food Preparation_Natural Gas_Double Rack Oven_E7 | F1 | Commercial | Grocery (WA) | New | Food Preparation | Natural Gas | Double Rack Oven | E7 | RVT - Cost of Equipment | 0 | 0 | 0 | 0 | 0 | 0 | 0 | 0 | 0 | 0 | 0 | 0 | 0 | 0 | 0 | 0 | 0 | 0 | 0 | 0 | 0 | 0 | 0 | 0 | 0 | 0 | 0
F1_Commercial_Grocery (WA)_New_Food Preparation_Natural Gas_Double Rack Oven_E8 | F1 | Commercial | Grocery (WA) | New | Food Preparation | Natural Gas | Double Rack Oven | E8 | RVT - Cost of Equipment | 0 | 0 | 0 | 0 | 0 | 0 | 0 | 0 | 0 | 0 | 0 | 0 | 0 | 0 | 0 | 0 | 0 | 0 | 0 | 0 | 0 | 0 | 0 | 0 | 0 | 0 | 0
F1_Commercial_Grocery (WA)_New_Food Preparation_Natural Gas_Double Rack Oven_E9 | F1 | Commercial | Grocery (WA) | New | Food Preparation | Natural Gas | Double Rack Oven | E9 | RVT - Cost of Equipment | 0 | 0 | 0 | 0 | 0 | 0 | 0 | 0 | 0 | 0 | 0 | 0 | 0 | 0 | 0 | 0 | 0 | 0 | 0 | 0 | 0 | 0 | 0 | 0 | 0 | 0 | 0
F1_Commercial_Grocery (WA)_New_Food Preparation_Natural Gas_Double Rack Oven_E10 | F1 | Commercial | Grocery (WA) | New | Food Preparation | Natural Gas | Double Rack Oven | E10 | RVT - Cost of Equipment | 0 | 0 | 0 | 0 | 0 | 0 | 0 | 0 | 0 | 0 | 0 | 0 | 0 | 0 | 0 | 0 | 0 | 0 | 0 | 0 | 0 | 0 | 0 | 0 | 0 | 0 | 0
F2_Commercial_Grocery (WA)_New_Food Preparation_Natural Gas_Double Rack Oven_E1 | F2 | Commercial | Grocery (WA) | New | Food Preparation | Natural Gas | Double Rack Oven | E1 | RVT - Cost of Operation | 0.12964 | 0.13209 | 0.13496 | 0.13831 | 0.14215 | 0.14694 | 0.15175 | 0.15631 | 0.16044 | 0.16444 | 0.16859 | 0.17236 | 0.17634 | 0.1801 | 0.18334 | 0.18626 | 0.18874 | 0.1911 | 0.19361 | 0.19595 | 0.1983 | 0.2018 | 0.20534 | 0.20899 | 0.2127 | 0.21648 | 0.22032
F2_Commercial_Grocery (WA)_New_Food Preparation_Natural Gas_Double Rack Oven_E2 | F2 | Commercial | Grocery (WA) | New | Food Preparation | Natural Gas | Double Rack Oven | E2 | RVT - Cost of Operation | 0.080316 | 0.081834 | 0.083615 | 0.085691 | 0.088069 | 0.091037 | 0.094014 | 0.09684 | 0.099399 | 0.10188 | 0.10445 | 0.10678 | 0.10925 | 0.11158 | 0.11359 | 0.1154 | 0.11693 | 0.11839 | 0.11995 | 0.1214 | 0.12286 | 0.12502 | 0.12722 | 0.12948 | 0.13178 | 0.13412 | 0.1365
F2_Commercial_Grocery (WA)_New_Food Preparation_Natural Gas_Double Rack Oven_E3 | F2 | Commercial | Grocery (WA) | New | Food Preparation | Natural Gas | Double Rack Oven | E3 | RVT - Cost of Operation | 0 | 0 | 0 | 0 | 0 | 0 | 0 | 0 | 0 | 0 | 0 | 0 | 0 | 0 | 0 | 0 | 0 | 0 | 0 | 0 | 0 | 0 | 0 | 0 | 0 | 0 | 0
F2_Commercial_Grocery (WA)_New_Food Preparation_Natural Gas_Double Rack Oven_E4 | F2 | Commercial | Grocery (WA) | New | Food Preparation | Natural Gas | Double Rack Oven | E4 | RVT - Cost of Operation | 0 | 0 | 0 | 0 | 0 | 0 | 0 | 0 | 0 | 0 | 0 | 0 | 0 | 0 | 0 | 0 | 0 | 0 | 0 | 0 | 0 | 0 | 0 | 0 | 0 | 0 | 0
F2_Commercial_Grocery (WA)_New_Food Preparation_Natural Gas_Double Rack Oven_E5 | F2 | Commercial | Grocery (WA) | New | Food Preparation | Natural Gas | Double Rack Oven | E5 | RVT - Cost of Operation | 0 | 0 | 0 | 0 | 0 | 0 | 0 | 0 | 0 | 0 | 0 | 0 | 0 | 0 | 0 | 0 | 0 | 0 | 0 | 0 | 0 | 0 | 0 | 0 | 0 | 0 | 0
F2_Commercial_Grocery (WA)_New_Food Preparation_Natural Gas_Double Rack Oven_E6 | F2 | Commercial | Grocery (WA) | New | Food Preparation | Natural Gas | Double Rack Oven | E6 | RVT - Cost of Operation | 0 | 0 | 0 | 0 | 0 | 0 | 0 | 0 | 0 | 0 | 0 | 0 | 0 | 0 | 0 | 0 | 0 | 0 | 0 | 0 | 0 | 0 | 0 | 0 | 0 | 0 | 0
F2_Commercial_Grocery (WA)_New_Food Preparation_Natural Gas_Double Rack Oven_E7 | F2 | Commercial | Grocery (WA) | New | Food Preparation | Natural Gas | Double Rack Oven | E7 | RVT - Cost of Operation | 0 | 0 | 0 | 0 | 0 | 0 | 0 | 0 | 0 | 0 | 0 | 0 | 0 | 0 | 0 | 0 | 0 | 0 | 0 | 0 | 0 | 0 | 0 | 0 | 0 | 0 | 0
F2_Commercial_Grocery (WA)_New_Food Preparation_Natural Gas_Double Rack Oven_E8 | F2 | Commercial | Grocery (WA) | New | Food Preparation | Natural Gas | Double Rack Oven | E8 | RVT - Cost of Operation | 0 | 0 | 0 | 0 | 0 | 0 | 0 | 0 | 0 | 0 | 0 | 0 | 0 | 0 | 0 | 0 | 0 | 0 | 0 | 0 | 0 | 0 | 0 | 0 | 0 | 0 | 0
F2_Commercial_Grocery (WA)_New_Food Preparation_Natural Gas_Double Rack Oven_E9 | F2 | Commercial | Grocery (WA) | New | Food Preparation | Natural Gas | Double Rack Oven | E9 | RVT - Cost of Operation | 0 | 0 | 0 | 0 | 0 | 0 | 0 | 0 | 0 | 0 | 0 | 0 | 0 | 0 | 0 | 0 | 0 | 0 | 0 | 0 | 0 | 0 | 0 | 0 | 0 | 0 | 0
F2_Commercial_Grocery (WA)_New_Food Preparation_Natural Gas_Double Rack Oven_E10 | F2 | Commercial | Grocery (WA) | New | Food Preparation | Natural Gas | Double Rack Oven | E10 | RVT - Cost of Operation | 0 | 0 | 0 | 0 | 0 | 0 | 0 | 0 | 0 | 0 | 0 | 0 | 0 | 0 | 0 | 0 | 0 | 0 | 0 | 0 | 0 | 0 | 0 | 0 | 0 | 0 | 0
F3_Commercial_Grocery (WA)_New_Food Preparation_Natural Gas_Double Rack Oven_E1 | F3 | Commercial | Grocery (WA) | New | Food Preparation | Natural Gas | Double Rack Oven | E1 | System - kBTUs of Consumption | 30.9269 | 30.9269 | 30.9269 | 30.9269 | 30.9269 | 30.9269 | 30.9269 | 30.9269 | 30.9269 | 30.9269 | 30.9269 | 30.9269 | 30.9269 | 30.9269 | 30.9269 | 30.9269 | 30.9269 | 30.9269 | 30.9269 | 30.9269 | 30.9269 | 30.9269 | 30.9269 | 30.9269 | 30.9269 | 30.9269 | 30.9269
F3_Commercial_Grocery (WA)_New_Food Preparation_Natural Gas_Double Rack Oven_E2 | F3 | Commercial | Grocery (WA) | New | Food Preparation | Natural Gas | Double Rack Oven | E2 | System - kBTUs of Consumption | 19.1604 | 19.1604 | 19.1604 | 19.1604 | 19.1604 | 19.1604 | 19.1604 | 19.1604 | 19.1604 | 19.1604 | 19.1604 | 19.1604 | 19.1604 | 19.1604 | 19.1604 | 19.1604 | 19.1604 | 19.1604 | 19.1604 | 19.1604 | 19.1604 | 19.1604 | 19.1604 | 19.1604 | 19.1604 | 19.1604 | 19.1604
F3_Commercial_Grocery (WA)_New_Food Preparation_Natural Gas_Double Rack Oven_E3 | F3 | Commercial | Grocery (WA) | New | Food Preparation | Natural Gas | Double Rack Oven | E3 | System - kBTUs of Consumption | 0 | 0 | 0 | 0 | 0 | 0 | 0 | 0 | 0 | 0 | 0 | 0 | 0 | 0 | 0 | 0 | 0 | 0 | 0 | 0 | 0 | 0 | 0 | 0 | 0 | 0 | 0
F3_Commercial_Grocery (WA)_New_Food Preparation_Natural Gas_Double Rack Oven_E4 | F3 | Commercial | Grocery (WA) | New | Food Preparation | Natural Gas | Double Rack Oven | E4 | System - kBTUs of Consumption | 0 | 0 | 0 | 0 | 0 | 0 | 0 | 0 | 0 | 0 | 0 | 0 | 0 | 0 | 0 | 0 | 0 | 0 | 0 | 0 | 0 | 0 | 0 | 0 | 0 | 0 | 0
F3_Commercial_Grocery (WA)_New_Food Preparation_Natural Gas_Double Rack Oven_E5 | F3 | Commercial | Grocery (WA) | New | Food Preparation | Natural Gas | Double Rack Oven | E5 | System - kBTUs of Consumption | 0 | 0 | 0 | 0 | 0 | 0 | 0 | 0 | 0 | 0 | 0 | 0 | 0 | 0 | 0 | 0 | 0 | 0 | 0 | 0 | 0 | 0 | 0 | 0 | 0 | 0 | 0
F3_Commercial_Grocery (WA)_New_Food Preparation_Natural Gas_Double Rack Oven_E6 | F3 | Commercial | Grocery (WA) | New | Food Preparation | Natural Gas | Double Rack Oven | E6 | System - kBTUs of Consumption | 0 | 0 | 0 | 0 | 0 | 0 | 0 | 0 | 0 | 0 | 0 | 0 | 0 | 0 | 0 | 0 | 0 | 0 | 0 | 0 | 0 | 0 | 0 | 0 | 0 | 0 | 0
F3_Commercial_Grocery (WA)_New_Food Preparation_Natural Gas_Double Rack Oven_E7 | F3 | Commercial | Grocery (WA) | New | Food Preparation | Natural Gas | Double Rack Oven | E7 | System - kBTUs of Consumption | 0 | 0 | 0 | 0 | 0 | 0 | 0 | 0 | 0 | 0 | 0 | 0 | 0 | 0 | 0 | 0 | 0 | 0 | 0 | 0 | 0 | 0 | 0 | 0 | 0 | 0 | 0
F3_Commercial_Grocery (WA)_New_Food Preparation_Natural Gas_Double Rack Oven_E8 | F3 | Commercial | Grocery (WA) | New | Food Preparation | Natural Gas | Double Rack Oven | E8 | System - kBTUs of Consumption | 0 | 0 | 0 | 0 | 0 | 0 | 0 | 0 | 0 | 0 | 0 | 0 | 0 | 0 | 0 | 0 | 0 | 0 | 0 | 0 | 0 | 0 | 0 | 0 | 0 | 0 | 0
F3_Commercial_Grocery (WA)_New_Food Preparation_Natural Gas_Double Rack Oven_E9 | F3 | Commercial | Grocery (WA) | New | Food Preparation | Natural Gas | Double Rack Oven | E9 | System - kBTUs of Consumption | 0 | 0 | 0 | 0 | 0 | 0 | 0 | 0 | 0 | 0 | 0 | 0 | 0 | 0 | 0 | 0 | 0 | 0 | 0 | 0 | 0 | 0 | 0 | 0 | 0 | 0 | 0
F3_Commercial_Grocery (WA)_New_Food Preparation_Natural Gas_Double Rack Oven_E10 | F3 | Commercial | Grocery (WA) | New | Food Preparation | Natural Gas | Double Rack Oven | E10 | System - kBTUs of Consumption | 0 | 0 | 0 | 0 | 0 | 0 | 0 | 0 | 0 | 0 | 0 | 0 | 0 | 0 | 0 | 0 | 0 | 0 | 0 | 0 | 0 | 0 | 0 | 0 | 0 | 0 | 0
F4_Commercial_Grocery (WA)_New_Food Preparation_Natural Gas_Double Rack Oven_E1 | F4 | Commercial | Grocery (WA) | New | Food Preparation | Natural Gas | Double Rack Oven | E1 | Utility - Cost of Equipment | 0.0013723 | 0.0013723 | 0.0013723 | 0.0013723 | 0.0013723 | 0.0013723 | 0.0013723 | 0.0013723 | 0.0013723 | 0.0013723 | 0.0013723 | 0.0013723 | 0.0013723 | 0.0013723 | 0.0013723 | 0.0013723 | 0.0013723 | 0.0013723 | 0.0013723 | 0.0013723 | 0.0013723 | 0.0013723 | 0.0013723 | 0.0013723 | 0.0013723 | 0.0013723 | 0.0013723
F4_Commercial_Grocery (WA)_New_Food Preparation_Natural Gas_Double Rack Oven_E2 | F4 | Commercial | Grocery (WA) | New | Food Preparation | Natural Gas | Double Rack Oven | E2 | Utility - Cost of Equipment | 0.0062258 | 0.0062258 | 0.0062258 | 0.0062258 | 0.0062258 | 0.0062258 | 0.0062258 | 0.0062258 | 0.0062258 | 0.0062258 | 0.0062258 | 0.0062258 | 0.0062258 | 0.0062258 | 0.0062258 | 0.0062258 | 0.0062258 | 0.0062258 | 0.0062258 | 0.0062258 | 0.0062258 | 0.0062258 | 0.0062258 | 0.0062258 | 0.0062258 | 0.0062258 | 0.0062258
F4_Commercial_Grocery (WA)_New_Food Preparation_Natural Gas_Double Rack Oven_E3 | F4 | Commercial | Grocery (WA) | New | Food Preparation | Natural Gas | Double Rack Oven | E3 | Utility - Cost of Equipment | 0 | 0 | 0 | 0 | 0 | 0 | 0 | 0 | 0 | 0 | 0 | 0 | 0 | 0 | 0 | 0 | 0 | 0 | 0 | 0 | 0 | 0 | 0 | 0 | 0 | 0 | 0
F4_Commercial_Grocery (WA)_New_Food Preparation_Natural Gas_Double Rack Oven_E4 | F4 | Commercial | Grocery (WA) | New | Food Preparation | Natural Gas | Double Rack Oven | E4 | Utility - Cost of Equipment | 0 | 0 | 0 | 0 | 0 | 0 | 0 | 0 | 0 | 0 | 0 | 0 | 0 | 0 | 0 | 0 | 0 | 0 | 0 | 0 | 0 | 0 | 0 | 0 | 0 | 0 | 0
F4_Commercial_Grocery (WA)_New_Food Preparation_Natural Gas_Double Rack Oven_E5 | F4 | Commercial | Grocery (WA) | New | Food Preparation | Natural Gas | Double Rack Oven | E5 | Utility - Cost of Equipment | 0 | 0 | 0 | 0 | 0 | 0 | 0 | 0 | 0 | 0 | 0 | 0 | 0 | 0 | 0 | 0 | 0 | 0 | 0 | 0 | 0 | 0 | 0 | 0 | 0 | 0 | 0
F4_Commercial_Grocery (WA)_New_Food Preparation_Natural Gas_Double Rack Oven_E6 | F4 | Commercial | Grocery (WA) | New | Food Preparation | Natural Gas | Double Rack Oven | E6 | Utility - Cost of Equipment | 0 | 0 | 0 | 0 | 0 | 0 | 0 | 0 | 0 | 0 | 0 | 0 | 0 | 0 | 0 | 0 | 0 | 0 | 0 | 0 | 0 | 0 | 0 | 0 | 0 | 0 | 0
F4_Commercial_Grocery (WA)_New_Food Preparation_Natural Gas_Double Rack Oven_E7 | F4 | Commercial | Grocery (WA) | New | Food Preparation | Natural Gas | Double Rack Oven | E7 | Utility - Cost of Equipment | 0 | 0 | 0 | 0 | 0 | 0 | 0 | 0 | 0 | 0 | 0 | 0 | 0 | 0 | 0 | 0 | 0 | 0 | 0 | 0 | 0 | 0 | 0 | 0 | 0 | 0 | 0
F4_Commercial_Grocery (WA)_New_Food Preparation_Natural Gas_Double Rack Oven_E8 | F4 | Commercial | Grocery (WA) | New | Food Preparation | Natural Gas | Double Rack Oven | E8 | Utility - Cost of Equipment | 0 | 0 | 0 | 0 | 0 | 0 | 0 | 0 | 0 | 0 | 0 | 0 | 0 | 0 | 0 | 0 | 0 | 0 | 0 | 0 | 0 | 0 | 0 | 0 | 0 | 0 | 0
F4_Commercial_Grocery (WA)_New_Food Preparation_Natural Gas_Double Rack Oven_E9 | F4 | Commercial | Grocery (WA) | New | Food Preparation | Natural Gas | Double Rack Oven | E9 | Utility - Cost of Equipment | 0 | 0 | 0 | 0 | 0 | 0 | 0 | 0 | 0 | 0 | 0 | 0 | 0 | 0 | 0 | 0 | 0 | 0 | 0 | 0 | 0 | 0 | 0 | 0 | 0 | 0 | 0
F4_Commercial_Grocery (WA)_New_Food Preparation_Natural Gas_Double Rack Oven_E10 | F4 | Commercial | Grocery (WA) | New | Food Preparation | Natural Gas | Double Rack Oven | E10 | Utility - Cost of Equipment | 0 | 0 | 0 | 0 | 0 | 0 | 0 | 0 | 0 | 0 | 0 | 0 | 0 | 0 | 0 | 0 | 0 | 0 | 0 | 0 | 0 | 0 | 0 | 0 | 0 | 0 | 0
F5_Commercial_Grocery (WA)_New_Food Preparation_Natural Gas_Double Rack Oven_E1 | F5 | Commercial | Grocery (WA) | New | Food Preparation | Natural Gas | Double Rack Oven | E1 | Utility - Cost of Operation | 0.11007 | 0.11284 | 0.11613 | 0.1199 | 0.12415 | 0.12934 | 0.13467 | 0.13995 | 0.14504 | 0.15019 | 0.1543 | 0.15814 | 0.16227 | 0.16631 | 0.16993 | 0.17331 | 0.17634 | 0.17934 | 0.18253 | 0.18565 | 0.18886 | 0.19219 | 0.19556 | 0.19904 | 0.20257 | 0.20617 | 0.20983
F5_Commercial_Grocery (WA)_New_Food Preparation_Natural Gas_Double Rack Oven_E2 | F5 | Commercial | Grocery (WA) | New | Food Preparation | Natural Gas | Double Rack Oven | E2 | Utility - Cost of Operation | 0.068192 | 0.069911 | 0.071947 | 0.07428 | 0.076919 | 0.080129 | 0.083434 | 0.086706 | 0.089857 | 0.093051 | 0.095593 | 0.097974 | 0.10053 | 0.10304 | 0.10528 | 0.10737 | 0.10925 | 0.11111 | 0.11309 | 0.11502 | 0.11701 | 0.11907 | 0.12116 | 0.12331 | 0.1255 | 0.12773 | 0.13
F5_Commercial_Grocery (WA)_New_Food Preparation_Natural Gas_Double Rack Oven_E3 | F5 | Commercial | Grocery (WA) | New | Food Preparation | Natural Gas | Double Rack Oven | E3 | Utility - Cost of Operation | 0 | 0 | 0 | 0 | 0 | 0 | 0 | 0 | 0 | 0 | 0 | 0 | 0 | 0 | 0 | 0 | 0 | 0 | 0 | 0 | 0 | 0 | 0 | 0 | 0 | 0 | 0
F5_Commercial_Grocery (WA)_New_Food Preparation_Natural Gas_Double Rack Oven_E4 | F5 | Commercial | Grocery (WA) | New | Food Preparation | Natural Gas | Double Rack Oven | E4 | Utility - Cost of Operation | 0 | 0 | 0 | 0 | 0 | 0 | 0 | 0 | 0 | 0 | 0 | 0 | 0 | 0 | 0 | 0 | 0 | 0 | 0 | 0 | 0 | 0 | 0 | 0 | 0 | 0 | 0
F5_Commercial_Grocery (WA)_New_Food Preparation_Natural Gas_Double Rack Oven_E5 | F5 | Commercial | Grocery (WA) | New | Food Preparation | Natural Gas | Double Rack Oven | E5 | Utility - Cost of Operation | 0 | 0 | 0 | 0 | 0 | 0 | 0 | 0 | 0 | 0 | 0 | 0 | 0 | 0 | 0 | 0 | 0 | 0 | 0 | 0 | 0 | 0 | 0 | 0 | 0 | 0 | 0
F5_Commercial_Grocery (WA)_New_Food Preparation_Natural Gas_Double Rack Oven_E6 | F5 | Commercial | Grocery (WA) | New | Food Preparation | Natural Gas | Double Rack Oven | E6 | Utility - Cost of Operation | 0 | 0 | 0 | 0 | 0 | 0 | 0 | 0 | 0 | 0 | 0 | 0 | 0 | 0 | 0 | 0 | 0 | 0 | 0 | 0 | 0 | 0 | 0 | 0 | 0 | 0 | 0
F5_Commercial_Grocery (WA)_New_Food Preparation_Natural Gas_Double Rack Oven_E7 | F5 | Commercial | Grocery (WA) | New | Food Preparation | Natural Gas | Double Rack Oven | E7 | Utility - Cost of Operation | 0 | 0 | 0 | 0 | 0 | 0 | 0 | 0 | 0 | 0 | 0 | 0 | 0 | 0 | 0 | 0 | 0 | 0 | 0 | 0 | 0 | 0 | 0 | 0 | 0 | 0 | 0
F5_Commercial_Grocery (WA)_New_Food Preparation_Natural Gas_Double Rack Oven_E8 | F5 | Commercial | Grocery (WA) | New | Food Preparation | Natural Gas | Double Rack Oven | E8 | Utility - Cost of Operation | 0 | 0 | 0 | 0 | 0 | 0 | 0 | 0 | 0 | 0 | 0 | 0 | 0 | 0 | 0 | 0 | 0 | 0 | 0 | 0 | 0 | 0 | 0 | 0 | 0 | 0 | 0
F5_Commercial_Grocery (WA)_New_Food Preparation_Natural Gas_Double Rack Oven_E9 | F5 | Commercial | Grocery (WA) | New | Food Preparation | Natural Gas | Double Rack Oven | E9 | Utility - Cost of Operation | 0 | 0 | 0 | 0 | 0 | 0 | 0 | 0 | 0 | 0 | 0 | 0 | 0 | 0 | 0 | 0 | 0 | 0 | 0 | 0 | 0 | 0 | 0 | 0 | 0 | 0 | 0
F5_Commercial_Grocery (WA)_New_Food Preparation_Natural Gas_Double Rack Oven_E10 | F5 | Commercial | Grocery (WA) | New | Food Preparation | Natural Gas | Double Rack Oven | E10 | Utility - Cost of Operation | 0 | 0 | 0 | 0 | 0 | 0 | 0 | 0 | 0 | 0 | 0 | 0 | 0 | 0 | 0 | 0 | 0 | 0 | 0 | 0 | 0 | 0 | 0 | 0 | 0 | 0 | 0
F6_Commercial_Grocery (WA)_New_Food Preparation_Natural Gas_Double Rack Oven_E1 | F6 | Commercial | Grocery (WA) | New | Food Preparation | Natural Gas | Double Rack Oven | E1 | Utility - Value of Sales | 0.12964 | 0.13209 | 0.13496 | 0.13831 | 0.14215 | 0.14694 | 0.15175 | 0.15631 | 0.16044 | 0.16444 | 0.16859 | 0.17236 | 0.17634 | 0.1801 | 0.18334 | 0.18626 | 0.18874 | 0.1911 | 0.19361 | 0.19595 | 0.1983 | 0.2018 | 0.20534 | 0.20899 | 0.2127 | 0.21648 | 0.22032
F6_Commercial_Grocery (WA)_New_Food Preparation_Natural Gas_Double Rack Oven_E2 | F6 | Commercial | Grocery (WA) | New | Food Preparation | Natural Gas | Double Rack Oven | E2 | Utility - Value of Sales | 0.080316 | 0.081834 | 0.083615 | 0.085691 | 0.088069 | 0.091037 | 0.094014 | 0.09684 | 0.099399 | 0.10188 | 0.10445 | 0.10678 | 0.10925 | 0.11158 | 0.11359 | 0.1154 | 0.11693 | 0.11839 | 0.11995 | 0.1214 | 0.12286 | 0.12502 | 0.12722 | 0.12948 | 0.13178 | 0.13412 | 0.1365
F6_Commercial_Grocery (WA)_New_Food Preparation_Natural Gas_Double Rack Oven_E3 | F6 | Commercial | Grocery (WA) | New | Food Preparation | Natural Gas | Double Rack Oven | E3 | Utility - Value of Sales | 0 | 0 | 0 | 0 | 0 | 0 | 0 | 0 | 0 | 0 | 0 | 0 | 0 | 0 | 0 | 0 | 0 | 0 | 0 | 0 | 0 | 0 | 0 | 0 | 0 | 0 | 0
F6_Commercial_Grocery (WA)_New_Food Preparation_Natural Gas_Double Rack Oven_E4 | F6 | Commercial | Grocery (WA) | New | Food Preparation | Natural Gas | Double Rack Oven | E4 | Utility - Value of Sales | 0 | 0 | 0 | 0 | 0 | 0 | 0 | 0 | 0 | 0 | 0 | 0 | 0 | 0 | 0 | 0 | 0 | 0 | 0 | 0 | 0 | 0 | 0 | 0 | 0 | 0 | 0
F6_Commercial_Grocery (WA)_New_Food Preparation_Natural Gas_Double Rack Oven_E5 | F6 | Commercial | Grocery (WA) | New | Food Preparation | Natural Gas | Double Rack Oven | E5 | Utility - Value of Sales | 0 | 0 | 0 | 0 | 0 | 0 | 0 | 0 | 0 | 0 | 0 | 0 | 0 | 0 | 0 | 0 | 0 | 0 | 0 | 0 | 0 | 0 | 0 | 0 | 0 | 0 | 0
F6_Commercial_Grocery (WA)_New_Food Preparation_Natural Gas_Double Rack Oven_E6 | F6 | Commercial | Grocery (WA) | New | Food Preparation | Natural Gas | Double Rack Oven | E6 | Utility - Value of Sales | 0 | 0 | 0 | 0 | 0 | 0 | 0 | 0 | 0 | 0 | 0 | 0 | 0 | 0 | 0 | 0 | 0 | 0 | 0 | 0 | 0 | 0 | 0 | 0 | 0 | 0 | 0
F6_Commercial_Grocery (WA)_New_Food Preparation_Natural Gas_Double Rack Oven_E7 | F6 | Commercial | Grocery (WA) | New | Food Preparation | Natural Gas | Double Rack Oven | E7 | Utility - Value of Sales | 0 | 0 | 0 | 0 | 0 | 0 | 0 | 0 | 0 | 0 | 0 | 0 | 0 | 0 | 0 | 0 | 0 | 0 | 0 | 0 | 0 | 0 | 0 | 0 | 0 | 0 | 0
F6_Commercial_Grocery (WA)_New_Food Preparation_Natural Gas_Double Rack Oven_E8 | F6 | Commercial | Grocery (WA) | New | Food Preparation | Natural Gas | Double Rack Oven | E8 | Utility - Value of Sales | 0 | 0 | 0 | 0 | 0 | 0 | 0 | 0 | 0 | 0 | 0 | 0 | 0 | 0 | 0 | 0 | 0 | 0 | 0 | 0 | 0 | 0 | 0 | 0 | 0 | 0 | 0
F6_Commercial_Grocery (WA)_New_Food Preparation_Natural Gas_Double Rack Oven_E9 | F6 | Commercial | Grocery (WA) | New | Food Preparation | Natural Gas | Double Rack Oven | E9 | Utility - Value of Sales | 0 | 0 | 0 | 0 | 0 | 0 | 0 | 0 | 0 | 0 | 0 | 0 | 0 | 0 | 0 | 0 | 0 | 0 | 0 | 0 | 0 | 0 | 0 | 0 | 0 | 0 | 0
F6_Commercial_Grocery (WA)_New_Food Preparation_Natural Gas_Double Rack Oven_E10 | F6 | Commercial | Grocery (WA) | New | Food Preparation | Natural Gas | Double Rack Oven | E10 | Utility - Value of Sales | 0 | 0 | 0 | 0 | 0 | 0 | 0 | 0 | 0 | 0 | 0 | 0 | 0 | 0 | 0 | 0 | 0 | 0 | 0 | 0 | 0 | 0 | 0 | 0 | 0 | 0 | 0
F1_Commercial_Grocery (WA)_New_Food Preparation_Natural Gas_Fryer_E1 | F1 | Commercial | Grocery (WA) | New | Food Preparation | Natural Gas | Fryer | E1 | RVT - Cost of Equipment | 0.0083627 | 0.0083627 | 0.0083627 | 0.0083627 | 0.0083627 | 0.0083627 | 0.0083627 | 0.0083627 | 0.0083627 | 0.0083627 | 0.0083627 | 0.0083627 | 0.0083627 | 0.0083627 | 0.0083627 | 0.0083627 | 0.0083627 | 0.0083627 | 0.0083627 | 0.0083627 | 0.0083627 | 0.0083627 | 0.0083627 | 0.0083627 | 0.0083627 | 0.0083627 | 0.0083627
F1_Commercial_Grocery (WA)_New_Food Preparation_Natural Gas_Fryer_E2 | F1 | Commercial | Grocery (WA) | New | Food Preparation | Natural Gas | Fryer | E2 | RVT - Cost of Equipment | 0.012377 | 0.012377 | 0.012377 | 0.012377 | 0.012377 | 0.012377 | 0.012377 | 0.012377 | 0.012377 | 0.012377 | 0.012377 | 0.012377 | 0.012377 | 0.012377 | 0.012377 | 0.012377 | 0.012377 | 0.012377 | 0.012377 | 0.012377 | 0.012377 | 0.012377 | 0.012377 | 0.012377 | 0.012377 | 0.012377 | 0.012377
F1_Commercial_Grocery (WA)_New_Food Preparation_Natural Gas_Fryer_E3 | F1 | Commercial | Grocery (WA) | New | Food Preparation | Natural Gas | Fryer | E3 | RVT - Cost of Equipment | 0 | 0 | 0 | 0 | 0 | 0 | 0 | 0 | 0 | 0 | 0 | 0 | 0 | 0 | 0 | 0 | 0 | 0 | 0 | 0 | 0 | 0 | 0 | 0 | 0 | 0 | 0
F1_Commercial_Grocery (WA)_New_Food Preparation_Natural Gas_Fryer_E4 | F1 | Commercial | Grocery (WA) | New | Food Preparation | Natural Gas | Fryer | E4 | RVT - Cost of Equipment | 0 | 0 | 0 | 0 | 0 | 0 | 0 | 0 | 0 | 0 | 0 | 0 | 0 | 0 | 0 | 0 | 0 | 0 | 0 | 0 | 0 | 0 | 0 | 0 | 0 | 0 | 0
F1_Commercial_Grocery (WA)_New_Food Preparation_Natural Gas_Fryer_E5 | F1 | Commercial | Grocery (WA) | New | Food Preparation | Natural Gas | Fryer | E5 | RVT - Cost of Equipment | 0 | 0 | 0 | 0 | 0 | 0 | 0 | 0 | 0 | 0 | 0 | 0 | 0 | 0 | 0 | 0 | 0 | 0 | 0 | 0 | 0 | 0 | 0 | 0 | 0 | 0 | 0
F1_Commercial_Grocery (WA)_New_Food Preparation_Natural Gas_Fryer_E6 | F1 | Commercial | Grocery (WA) | New | Food Preparation | Natural Gas | Fryer | E6 | RVT - Cost of Equipment | 0 | 0 | 0 | 0 | 0 | 0 | 0 | 0 | 0 | 0 | 0 | 0 | 0 | 0 | 0 | 0 | 0 | 0 | 0 | 0 | 0 | 0 | 0 | 0 | 0 | 0 | 0
F1_Commercial_Grocery (WA)_New_Food Preparation_Natural Gas_Fryer_E7 | F1 | Commercial | Grocery (WA) | New | Food Preparation | Natural Gas | Fryer | E7 | RVT - Cost of Equipment | 0 | 0 | 0 | 0 | 0 | 0 | 0 | 0 | 0 | 0 | 0 | 0 | 0 | 0 | 0 | 0 | 0 | 0 | 0 | 0 | 0 | 0 | 0 | 0 | 0 | 0 | 0
F1_Commercial_Grocery (WA)_New_Food Preparation_Natural Gas_Fryer_E8 | F1 | Commercial | Grocery (WA) | New | Food Preparation | Natural Gas | Fryer | E8 | RVT - Cost of Equipment | 0 | 0 | 0 | 0 | 0 | 0 | 0 | 0 | 0 | 0 | 0 | 0 | 0 | 0 | 0 | 0 | 0 | 0 | 0 | 0 | 0 | 0 | 0 | 0 | 0 | 0 | 0
F1_Commercial_Grocery (WA)_New_Food Preparation_Natural Gas_Fryer_E9 | F1 | Commercial | Grocery (WA) | New | Food Preparation | Natural Gas | Fryer | E9 | RVT - Cost of Equipment | 0 | 0 | 0 | 0 | 0 | 0 | 0 | 0 | 0 | 0 | 0 | 0 | 0 | 0 | 0 | 0 | 0 | 0 | 0 | 0 | 0 | 0 | 0 | 0 | 0 | 0 | 0
F1_Commercial_Grocery (WA)_New_Food Preparation_Natural Gas_Fryer_E10 | F1 | Commercial | Grocery (WA) | New | Food Preparation | Natural Gas | Fryer | E10 | RVT - Cost of Equipment | 0 | 0 | 0 | 0 | 0 | 0 | 0 | 0 | 0 | 0 | 0 | 0 | 0 | 0 | 0 | 0 | 0 | 0 | 0 | 0 | 0 | 0 | 0 | 0 | 0 | 0 | 0
F2_Commercial_Grocery (WA)_New_Food Preparation_Natural Gas_Fryer_E1 | F2 | Commercial | Grocery (WA) | New | Food Preparation | Natural Gas | Fryer | E1 | RVT - Cost of Operation | 0.067209 | 0.06856 | 0.070081 | 0.071788 | 0.073692 | 0.075993 | 0.078277 | 0.080436 | 0.082394 | 0.0843 | 0.086276 | 0.088086 | 0.090019 | 0.091894 | 0.093541 | 0.095056 | 0.096378 | 0.097656 | 0.099003 | 0.10028 | 0.10157 | 0.10336 | 0.10518 | 0.10705 | 0.10895 | 0.11088 | 0.11285
F2_Commercial_Grocery (WA)_New_Food Preparation_Natural Gas_Fryer_E2 | F2 | Commercial | Grocery (WA) | New | Food Preparation | Natural Gas | Fryer | E2 | RVT - Cost of Operation | 0.046355 | 0.047286 | 0.048335 | 0.049512 | 0.050825 | 0.052413 | 0.053988 | 0.055477 | 0.056827 | 0.058142 | 0.059505 | 0.060753 | 0.062087 | 0.063379 | 0.064516 | 0.065561 | 0.066473 | 0.067354 | 0.068283 | 0.069165 | 0.070053 | 0.07129 | 0.072542 | 0.073831 | 0.075142 | 0.076477 | 0.077836
F2_Commercial_Grocery (WA)_New_Food Preparation_Natural Gas_Fryer_E3 | F2 | Commercial | Grocery (WA) | New | Food Preparation | Natural Gas | Fryer | E3 | RVT - Cost of Operation | 0 | 0 | 0 | 0 | 0 | 0 | 0 | 0 | 0 | 0 | 0 | 0 | 0 | 0 | 0 | 0 | 0 | 0 | 0 | 0 | 0 | 0 | 0 | 0 | 0 | 0 | 0
F2_Commercial_Grocery (WA)_New_Food Preparation_Natural Gas_Fryer_E4 | F2 | Commercial | Grocery (WA) | New | Food Preparation | Natural Gas | Fryer | E4 | RVT - Cost of Operation | 0 | 0 | 0 | 0 | 0 | 0 | 0 | 0 | 0 | 0 | 0 | 0 | 0 | 0 | 0 | 0 | 0 | 0 | 0 | 0 | 0 | 0 | 0 | 0 | 0 | 0 | 0
F2_Commercial_Grocery (WA)_New_Food Preparation_Natural Gas_Fryer_E5 | F2 | Commercial | Grocery (WA) | New | Food Preparation | Natural Gas | Fryer | E5 | RVT - Cost of Operation | 0 | 0 | 0 | 0 | 0 | 0 | 0 | 0 | 0 | 0 | 0 | 0 | 0 | 0 | 0 | 0 | 0 | 0 | 0 | 0 | 0 | 0 | 0 | 0 | 0 | 0 | 0
F2_Commercial_Grocery (WA)_New_Food Preparation_Natural Gas_Fryer_E6 | F2 | Commercial | Grocery (WA) | New | Food Preparation | Natural Gas | Fryer | E6 | RVT - Cost of Operation | 0 | 0 | 0 | 0 | 0 | 0 | 0 | 0 | 0 | 0 | 0 | 0 | 0 | 0 | 0 | 0 | 0 | 0 | 0 | 0 | 0 | 0 | 0 | 0 | 0 | 0 | 0
F2_Commercial_Grocery (WA)_New_Food Preparation_Natural Gas_Fryer_E7 | F2 | Commercial | Grocery (WA) | New | Food Preparation | Natural Gas | Fryer | E7 | RVT - Cost of Operation | 0 | 0 | 0 | 0 | 0 | 0 | 0 | 0 | 0 | 0 | 0 | 0 | 0 | 0 | 0 | 0 | 0 | 0 | 0 | 0 | 0 | 0 | 0 | 0 | 0 | 0 | 0
F2_Commercial_Grocery (WA)_New_Food Preparation_Natural Gas_Fryer_E8 | F2 | Commercial | Grocery (WA) | New | Food Preparation | Natural Gas | Fryer | E8 | RVT - Cost of Operation | 0 | 0 | 0 | 0 | 0 | 0 | 0 | 0 | 0 | 0 | 0 | 0 | 0 | 0 | 0 | 0 | 0 | 0 | 0 | 0 | 0 | 0 | 0 | 0 | 0 | 0 | 0
F2_Commercial_Grocery (WA)_New_Food Preparation_Natural Gas_Fryer_E9 | F2 | Commercial | Grocery (WA) | New | Food Preparation | Natural Gas | Fryer | E9 | RVT - Cost of Operation | 0 | 0 | 0 | 0 | 0 | 0 | 0 | 0 | 0 | 0 | 0 | 0 | 0 | 0 | 0 | 0 | 0 | 0 | 0 | 0 | 0 | 0 | 0 | 0 | 0 | 0 | 0
F2_Commercial_Grocery (WA)_New_Food Preparation_Natural Gas_Fryer_E10 | F2 | Commercial | Grocery (WA) | New | Food Preparation | Natural Gas | Fryer | E10 | RVT - Cost of Operation | 0 | 0 | 0 | 0 | 0 | 0 | 0 | 0 | 0 | 0 | 0 | 0 | 0 | 0 | 0 | 0 | 0 | 0 | 0 | 0 | 0 | 0 | 0 | 0 | 0 | 0 | 0
F3_Commercial_Grocery (WA)_New_Food Preparation_Natural Gas_Fryer_E1 | F3 | Commercial | Grocery (WA) | New | Food Preparation | Natural Gas | Fryer | E1 | System - kBTUs of Consumption | 15.5498 | 15.5498 | 15.5498 | 15.5498 | 15.5498 | 15.5498 | 15.5498 | 15.5498 | 15.5498 | 15.5498 | 15.5498 | 15.5498 | 15.5498 | 15.5498 | 15.5498 | 15.5498 | 15.5498 | 15.5498 | 15.5498 | 15.5498 | 15.5498 | 15.5498 | 15.5498 | 15.5498 | 15.5498 | 15.5498 | 15.5498
F3_Commercial_Grocery (WA)_New_Food Preparation_Natural Gas_Fryer_E2 | F3 | Commercial | Grocery (WA) | New | Food Preparation | Natural Gas | Fryer | E2 | System - kBTUs of Consumption | 10.7247 | 10.7247 | 10.7247 | 10.7247 | 10.7247 | 10.7247 | 10.7247 | 10.7247 | 10.7247 | 10.7247 | 10.7247 | 10.7247 | 10.7247 | 10.7247 | 10.7247 | 10.7247 | 10.7247 | 10.7247 | 10.7247 | 10.7247 | 10.7247 | 10.7247 | 10.7247 | 10.7247 | 10.7247 | 10.7247 | 10.7247
F3_Commercial_Grocery (WA)_New_Food Preparation_Natural Gas_Fryer_E3 | F3 | Commercial | Grocery (WA) | New | Food Preparation | Natural Gas | Fryer | E3 | System - kBTUs of Consumption | 0 | 0 | 0 | 0 | 0 | 0 | 0 | 0 | 0 | 0 | 0 | 0 | 0 | 0 | 0 | 0 | 0 | 0 | 0 | 0 | 0 | 0 | 0 | 0 | 0 | 0 | 0
F3_Commercial_Grocery (WA)_New_Food Preparation_Natural Gas_Fryer_E4 | F3 | Commercial | Grocery (WA) | New | Food Preparation | Natural Gas | Fryer | E4 | System - kBTUs of Consumption | 0 | 0 | 0 | 0 | 0 | 0 | 0 | 0 | 0 | 0 | 0 | 0 | 0 | 0 | 0 | 0 | 0 | 0 | 0 | 0 | 0 | 0 | 0 | 0 | 0 | 0 | 0
F3_Commercial_Grocery (WA)_New_Food Preparation_Natural Gas_Fryer_E5 | F3 | Commercial | Grocery (WA) | New | Food Preparation | Natural Gas | Fryer | E5 | System - kBTUs of Consumption | 0 | 0 | 0 | 0 | 0 | 0 | 0 | 0 | 0 | 0 | 0 | 0 | 0 | 0 | 0 | 0 | 0 | 0 | 0 | 0 | 0 | 0 | 0 | 0 | 0 | 0 | 0
F3_Commercial_Grocery (WA)_New_Food Preparation_Natural Gas_Fryer_E6 | F3 | Commercial | Grocery (WA) | New | Food Preparation | Natural Gas | Fryer | E6 | System - kBTUs of Consumption | 0 | 0 | 0 | 0 | 0 | 0 | 0 | 0 | 0 | 0 | 0 | 0 | 0 | 0 | 0 | 0 | 0 | 0 | 0 | 0 | 0 | 0 | 0 | 0 | 0 | 0 | 0
F3_Commercial_Grocery (WA)_New_Food Preparation_Natural Gas_Fryer_E7 | F3 | Commercial | Grocery (WA) | New | Food Preparation | Natural Gas | Fryer | E7 | System - kBTUs of Consumption | 0 | 0 | 0 | 0 | 0 | 0 | 0 | 0 | 0 | 0 | 0 | 0 | 0 | 0 | 0 | 0 | 0 | 0 | 0 | 0 | 0 | 0 | 0 | 0 | 0 | 0 | 0
F3_Commercial_Grocery (WA)_New_Food Preparation_Natural Gas_Fryer_E8 | F3 | Commercial | Grocery (WA) | New | Food Preparation | Natural Gas | Fryer | E8 | System - kBTUs of Consumption | 0 | 0 | 0 | 0 | 0 | 0 | 0 | 0 | 0 | 0 | 0 | 0 | 0 | 0 | 0 | 0 | 0 | 0 | 0 | 0 | 0 | 0 | 0 | 0 | 0 | 0 | 0
F3_Commercial_Grocery (WA)_New_Food Preparation_Natural Gas_Fryer_E9 | F3 | Commercial | Grocery (WA) | New | Food Preparation | Natural Gas | Fryer | E9 | System - kBTUs of Consumption | 0 | 0 | 0 | 0 | 0 | 0 | 0 | 0 | 0 | 0 | 0 | 0 | 0 | 0 | 0 | 0 | 0 | 0 | 0 | 0 | 0 | 0 | 0 | 0 | 0 | 0 | 0
F3_Commercial_Grocery (WA)_New_Food Preparation_Natural Gas_Fryer_E10 | F3 | Commercial | Grocery (WA) | New | Food Preparation | Natural Gas | Fryer | E10 | System - kBTUs of Consumption | 0 | 0 | 0 | 0 | 0 | 0 | 0 | 0 | 0 | 0 | 0 | 0 | 0 | 0 | 0 | 0 | 0 | 0 | 0 | 0 | 0 | 0 | 0 | 0 | 0 | 0 | 0
F4_Commercial_Grocery (WA)_New_Food Preparation_Natural Gas_Fryer_E1 | F4 | Commercial | Grocery (WA) | New | Food Preparation | Natural Gas | Fryer | E1 | Utility - Cost of Equipment | 0.0083627 | 0.0083627 | 0.0083627 | 0.0083627 | 0.0083627 | 0.0083627 | 0.0083627 | 0.0083627 | 0.0083627 | 0.0083627 | 0.0083627 | 0.0083627 | 0.0083627 | 0.0083627 | 0.0083627 | 0.0083627 | 0.0083627 | 0.0083627 | 0.0083627 | 0.0083627 | 0.0083627 | 0.0083627 | 0.0083627 | 0.0083627 | 0.0083627 | 0.0083627 | 0.0083627
F4_Commercial_Grocery (WA)_New_Food Preparation_Natural Gas_Fryer_E2 | F4 | Commercial | Grocery (WA) | New | Food Preparation | Natural Gas | Fryer | E2 | Utility - Cost of Equipment | 0.012377 | 0.012377 | 0.012377 | 0.012377 | 0.012377 | 0.012377 | 0.012377 | 0.012377 | 0.012377 | 0.012377 | 0.012377 | 0.012377 | 0.012377 | 0.012377 | 0.012377 | 0.012377 | 0.012377 | 0.012377 | 0.012377 | 0.012377 | 0.012377 | 0.012377 | 0.012377 | 0.012377 | 0.012377 | 0.012377 | 0.012377
F4_Commercial_Grocery (WA)_New_Food Preparation_Natural Gas_Fryer_E3 | F4 | Commercial | Grocery (WA) | New | Food Preparation | Natural Gas | Fryer | E3 | Utility - Cost of Equipment | 0 | 0 | 0 | 0 | 0 | 0 | 0 | 0 | 0 | 0 | 0 | 0 | 0 | 0 | 0 | 0 | 0 | 0 | 0 | 0 | 0 | 0 | 0 | 0 | 0 | 0 | 0
F4_Commercial_Grocery (WA)_New_Food Preparation_Natural Gas_Fryer_E4 | F4 | Commercial | Grocery (WA) | New | Food Preparation | Natural Gas | Fryer | E4 | Utility - Cost of Equipment | 0 | 0 | 0 | 0 | 0 | 0 | 0 | 0 | 0 | 0 | 0 | 0 | 0 | 0 | 0 | 0 | 0 | 0 | 0 | 0 | 0 | 0 | 0 | 0 | 0 | 0 | 0
F4_Commercial_Grocery (WA)_New_Food Preparation_Natural Gas_Fryer_E5 | F4 | Commercial | Grocery (WA) | New | Food Preparation | Natural Gas | Fryer | E5 | Utility - Cost of Equipment | 0 | 0 | 0 | 0 | 0 | 0 | 0 | 0 | 0 | 0 | 0 | 0 | 0 | 0 | 0 | 0 | 0 | 0 | 0 | 0 | 0 | 0 | 0 | 0 | 0 | 0 | 0
F4_Commercial_Grocery (WA)_New_Food Preparation_Natural Gas_Fryer_E6 | F4 | Commercial | Grocery (WA) | New | Food Preparation | Natural Gas | Fryer | E6 | Utility - Cost of Equipment | 0 | 0 | 0 | 0 | 0 | 0 | 0 | 0 | 0 | 0 | 0 | 0 | 0 | 0 | 0 | 0 | 0 | 0 | 0 | 0 | 0 | 0 | 0 | 0 | 0 | 0 | 0
F4_Commercial_Grocery (WA)_New_Food Preparation_Natural Gas_Fryer_E7 | F4 | Commercial | Grocery (WA) | New | Food Preparation | Natural Gas | Fryer | E7 | Utility - Cost of Equipment | 0 | 0 | 0 | 0 | 0 | 0 | 0 | 0 | 0 | 0 | 0 | 0 | 0 | 0 | 0 | 0 | 0 | 0 | 0 | 0 | 0 | 0 | 0 | 0 | 0 | 0 | 0
F4_Commercial_Grocery (WA)_New_Food Preparation_Natural Gas_Fryer_E8 | F4 | Commercial | Grocery (WA) | New | Food Preparation | Natural Gas | Fryer | E8 | Utility - Cost of Equipment | 0 | 0 | 0 | 0 | 0 | 0 | 0 | 0 | 0 | 0 | 0 | 0 | 0 | 0 | 0 | 0 | 0 | 0 | 0 | 0 | 0 | 0 | 0 | 0 | 0 | 0 | 0
F4_Commercial_Grocery (WA)_New_Food Preparation_Natural Gas_Fryer_E9 | F4 | Commercial | Grocery (WA) | New | Food Preparation | Natural Gas | Fryer | E9 | Utility - Cost of Equipment | 0 | 0 | 0 | 0 | 0 | 0 | 0 | 0 | 0 | 0 | 0 | 0 | 0 | 0 | 0 | 0 | 0 | 0 | 0 | 0 | 0 | 0 | 0 | 0 | 0 | 0 | 0
F4_Commercial_Grocery (WA)_New_Food Preparation_Natural Gas_Fryer_E10 | F4 | Commercial | Grocery (WA) | New | Food Preparation | Natural Gas | Fryer | E10 | Utility - Cost of Equipment | 0 | 0 | 0 | 0 | 0 | 0 | 0 | 0 | 0 | 0 | 0 | 0 | 0 | 0 | 0 | 0 | 0 | 0 | 0 | 0 | 0 | 0 | 0 | 0 | 0 | 0 | 0
F5_Commercial_Grocery (WA)_New_Food Preparation_Natural Gas_Fryer_E1 | F5 | Commercial | Grocery (WA) | New | Food Preparation | Natural Gas | Fryer | E1 | Utility - Cost of Operation | 0.057653 | 0.059168 | 0.060867 | 0.062771 | 0.064891 | 0.067399 | 0.069953 | 0.072469 | 0.074889 | 0.077345 | 0.079344 | 0.08123 | 0.083248 | 0.085233 | 0.087034 | 0.08874 | 0.090296 | 0.09184 | 0.093477 | 0.095084 | 0.096733 | 0.098441 | 0.10017 | 0.10195 | 0.10376 | 0.1056 | 0.10748
F5_Commercial_Grocery (WA)_New_Food Preparation_Natural Gas_Fryer_E2 | F5 | Commercial | Grocery (WA) | New | Food Preparation | Natural Gas | Fryer | E2 | Utility - Cost of Operation | 0.039764 | 0.040808 | 0.04198 | 0.043293 | 0.044756 | 0.046485 | 0.048247 | 0.049982 | 0.051651 | 0.053345 | 0.054724 | 0.056024 | 0.057416 | 0.058785 | 0.060028 | 0.061204 | 0.062278 | 0.063342 | 0.064472 | 0.06558 | 0.066717 | 0.067895 | 0.069088 | 0.070315 | 0.071564 | 0.072836 | 0.07413
F5_Commercial_Grocery (WA)_New_Food Preparation_Natural Gas_Fryer_E3 | F5 | Commercial | Grocery (WA) | New | Food Preparation | Natural Gas | Fryer | E3 | Utility - Cost of Operation | 0 | 0 | 0 | 0 | 0 | 0 | 0 | 0 | 0 | 0 | 0 | 0 | 0 | 0 | 0 | 0 | 0 | 0 | 0 | 0 | 0 | 0 | 0 | 0 | 0 | 0 | 0
F5_Commercial_Grocery (WA)_New_Food Preparation_Natural Gas_Fryer_E4 | F5 | Commercial | Grocery (WA) | New | Food Preparation | Natural Gas | Fryer | E4 | Utility - Cost of Operation | 0 | 0 | 0 | 0 | 0 | 0 | 0 | 0 | 0 | 0 | 0 | 0 | 0 | 0 | 0 | 0 | 0 | 0 | 0 | 0 | 0 | 0 | 0 | 0 | 0 | 0 | 0
F5_Commercial_Grocery (WA)_New_Food Preparation_Natural Gas_Fryer_E5 | F5 | Commercial | Grocery (WA) | New | Food Preparation | Natural Gas | Fryer | E5 | Utility - Cost of Operation | 0 | 0 | 0 | 0 | 0 | 0 | 0 | 0 | 0 | 0 | 0 | 0 | 0 | 0 | 0 | 0 | 0 | 0 | 0 | 0 | 0 | 0 | 0 | 0 | 0 | 0 | 0
F5_Commercial_Grocery (WA)_New_Food Preparation_Natural Gas_Fryer_E6 | F5 | Commercial | Grocery (WA) | New | Food Preparation | Natural Gas | Fryer | E6 | Utility - Cost of Operation | 0 | 0 | 0 | 0 | 0 | 0 | 0 | 0 | 0 | 0 | 0 | 0 | 0 | 0 | 0 | 0 | 0 | 0 | 0 | 0 | 0 | 0 | 0 | 0 | 0 | 0 | 0
F5_Commercial_Grocery (WA)_New_Food Preparation_Natural Gas_Fryer_E7 | F5 | Commercial | Grocery (WA) | New | Food Preparation | Natural Gas | Fryer | E7 | Utility - Cost of Operation | 0 | 0 | 0 | 0 | 0 | 0 | 0 | 0 | 0 | 0 | 0 | 0 | 0 | 0 | 0 | 0 | 0 | 0 | 0 | 0 | 0 | 0 | 0 | 0 | 0 | 0 | 0
F5_Commercial_Grocery (WA)_New_Food Preparation_Natural Gas_Fryer_E8 | F5 | Commercial | Grocery (WA) | New | Food Preparation | Natural Gas | Fryer | E8 | Utility - Cost of Operation | 0 | 0 | 0 | 0 | 0 | 0 | 0 | 0 | 0 | 0 | 0 | 0 | 0 | 0 | 0 | 0 | 0 | 0 | 0 | 0 | 0 | 0 | 0 | 0 | 0 | 0 | 0
F5_Commercial_Grocery (WA)_New_Food Preparation_Natural Gas_Fryer_E9 | F5 | Commercial | Grocery (WA) | New | Food Preparation | Natural Gas | Fryer | E9 | Utility - Cost of Operation | 0 | 0 | 0 | 0 | 0 | 0 | 0 | 0 | 0 | 0 | 0 | 0 | 0 | 0 | 0 | 0 | 0 | 0 | 0 | 0 | 0 | 0 | 0 | 0 | 0 | 0 | 0
F5_Commercial_Grocery (WA)_New_Food Preparation_Natural Gas_Fryer_E10 | F5 | Commercial | Grocery (WA) | New | Food Preparation | Natural Gas | Fryer | E10 | Utility - Cost of Operation | 0 | 0 | 0 | 0 | 0 | 0 | 0 | 0 | 0 | 0 | 0 | 0 | 0 | 0 | 0 | 0 | 0 | 0 | 0 | 0 | 0 | 0 | 0 | 0 | 0 | 0 | 0
F6_Commercial_Grocery (WA)_New_Food Preparation_Natural Gas_Fryer_E1 | F6 | Commercial | Grocery (WA) | New | Food Preparation | Natural Gas | Fryer | E1 | Utility - Value of Sales | 0.067209 | 0.06856 | 0.070081 | 0.071788 | 0.073692 | 0.075993 | 0.078277 | 0.080436 | 0.082394 | 0.0843 | 0.086276 | 0.088086 | 0.090019 | 0.091894 | 0.093541 | 0.095056 | 0.096378 | 0.097656 | 0.099003 | 0.10028 | 0.10157 | 0.10336 | 0.10518 | 0.10705 | 0.10895 | 0.11088 | 0.11285
F6_Commercial_Grocery (WA)_New_Food Preparation_Natural Gas_Fryer_E2 | F6 | Commercial | Grocery (WA) | New | Food Preparation | Natural Gas | Fryer | E2 | Utility - Value of Sales | 0.046355 | 0.047286 | 0.048335 | 0.049512 | 0.050825 | 0.052413 | 0.053988 | 0.055477 | 0.056827 | 0.058142 | 0.059505 | 0.060753 | 0.062087 | 0.063379 | 0.064516 | 0.065561 | 0.066473 | 0.067354 | 0.068283 | 0.069165 | 0.070053 | 0.07129 | 0.072542 | 0.073831 | 0.075142 | 0.076477 | 0.077836
F6_Commercial_Grocery (WA)_New_Food Preparation_Natural Gas_Fryer_E3 | F6 | Commercial | Grocery (WA) | New | Food Preparation | Natural Gas | Fryer | E3 | Utility - Value of Sales | 0 | 0 | 0 | 0 | 0 | 0 | 0 | 0 | 0 | 0 | 0 | 0 | 0 | 0 | 0 | 0 | 0 | 0 | 0 | 0 | 0 | 0 | 0 | 0 | 0 | 0 | 0
F6_Commercial_Grocery (WA)_New_Food Preparation_Natural Gas_Fryer_E4 | F6 | Commercial | Grocery (WA) | New | Food Preparation | Natural Gas | Fryer | E4 | Utility - Value of Sales | 0 | 0 | 0 | 0 | 0 | 0 | 0 | 0 | 0 | 0 | 0 | 0 | 0 | 0 | 0 | 0 | 0 | 0 | 0 | 0 | 0 | 0 | 0 | 0 | 0 | 0 | 0
F6_Commercial_Grocery (WA)_New_Food Preparation_Natural Gas_Fryer_E5 | F6 | Commercial | Grocery (WA) | New | Food Preparation | Natural Gas | Fryer | E5 | Utility - Value of Sales | 0 | 0 | 0 | 0 | 0 | 0 | 0 | 0 | 0 | 0 | 0 | 0 | 0 | 0 | 0 | 0 | 0 | 0 | 0 | 0 | 0 | 0 | 0 | 0 | 0 | 0 | 0
F6_Commercial_Grocery (WA)_New_Food Preparation_Natural Gas_Fryer_E6 | F6 | Commercial | Grocery (WA) | New | Food Preparation | Natural Gas | Fryer | E6 | Utility - Value of Sales | 0 | 0 | 0 | 0 | 0 | 0 | 0 | 0 | 0 | 0 | 0 | 0 | 0 | 0 | 0 | 0 | 0 | 0 | 0 | 0 | 0 | 0 | 0 | 0 | 0 | 0 | 0
F6_Commercial_Grocery (WA)_New_Food Preparation_Natural Gas_Fryer_E7 | F6 | Commercial | Grocery (WA) | New | Food Preparation | Natural Gas | Fryer | E7 | Utility - Value of Sales | 0 | 0 | 0 | 0 | 0 | 0 | 0 | 0 | 0 | 0 | 0 | 0 | 0 | 0 | 0 | 0 | 0 | 0 | 0 | 0 | 0 | 0 | 0 | 0 | 0 | 0 | 0
F6_Commercial_Grocery (WA)_New_Food Preparation_Natural Gas_Fryer_E8 | F6 | Commercial | Grocery (WA) | New | Food Preparation | Natural Gas | Fryer | E8 | Utility - Value of Sales | 0 | 0 | 0 | 0 | 0 | 0 | 0 | 0 | 0 | 0 | 0 | 0 | 0 | 0 | 0 | 0 | 0 | 0 | 0 | 0 | 0 | 0 | 0 | 0 | 0 | 0 | 0
F6_Commercial_Grocery (WA)_New_Food Preparation_Natural Gas_Fryer_E9 | F6 | Commercial | Grocery (WA) | New | Food Preparation | Natural Gas | Fryer | E9 | Utility - Value of Sales | 0 | 0 | 0 | 0 | 0 | 0 | 0 | 0 | 0 | 0 | 0 | 0 | 0 | 0 | 0 | 0 | 0 | 0 | 0 | 0 | 0 | 0 | 0 | 0 | 0 | 0 | 0
F6_Commercial_Grocery (WA)_New_Food Preparation_Natural Gas_Fryer_E10 | F6 | Commercial | Grocery (WA) | New | Food Preparation | Natural Gas | Fryer | E10 | Utility - Value of Sales | 0 | 0 | 0 | 0 | 0 | 0 | 0 | 0 | 0 | 0 | 0 | 0 | 0 | 0 | 0 | 0 | 0 | 0 | 0 | 0 | 0 | 0 | 0 | 0 | 0 | 0 | 0
F1_Commercial_Grocery (WA)_New_Food Preparation_Natural Gas_Broiler_E1 | F1 | Commercial | Grocery (WA) | New | Food Preparation | Natural Gas | Broiler | E1 | RVT - Cost of Equipment | 0.033603 | 0.033603 | 0.033603 | 0.033603 | 0.033603 | 0.033603 | 0.033603 | 0.033603 | 0.033603 | 0.033603 | 0.033603 | 0.033603 | 0.033603 | 0.033603 | 0.033603 | 0.033603 | 0.033603 | 0.033603 | 0.033603 | 0.033603 | 0.033603 | 0.033603 | 0.033603 | 0.033603 | 0.033603 | 0.033603 | 0.033603
F1_Commercial_Grocery (WA)_New_Food Preparation_Natural Gas_Broiler_E2 | F1 | Commercial | Grocery (WA) | New | Food Preparation | Natural Gas | Broiler | E2 | RVT - Cost of Equipment | 0.047045 | 0.047045 | 0.047045 | 0.047045 | 0.047045 | 0.047045 | 0.047045 | 0.047045 | 0.047045 | 0.047045 | 0.047045 | 0.047045 | 0.047045 | 0.047045 | 0.047045 | 0.047045 | 0.047045 | 0.047045 | 0.047045 | 0.047045 | 0.047045 | 0.047045 | 0.047045 | 0.047045 | 0.047045 | 0.047045 | 0.047045
F1_Commercial_Grocery (WA)_New_Food Preparation_Natural Gas_Broiler_E3 | F1 | Commercial | Grocery (WA) | New | Food Preparation | Natural Gas | Broiler | E3 | RVT - Cost of Equipment | 0 | 0 | 0 | 0 | 0 | 0 | 0 | 0 | 0 | 0 | 0 | 0 | 0 | 0 | 0 | 0 | 0 | 0 | 0 | 0 | 0 | 0 | 0 | 0 | 0 | 0 | 0
F1_Commercial_Grocery (WA)_New_Food Preparation_Natural Gas_Broiler_E4 | F1 | Commercial | Grocery (WA) | New | Food Preparation | Natural Gas | Broiler | E4 | RVT - Cost of Equipment | 0 | 0 | 0 | 0 | 0 | 0 | 0 | 0 | 0 | 0 | 0 | 0 | 0 | 0 | 0 | 0 | 0 | 0 | 0 | 0 | 0 | 0 | 0 | 0 | 0 | 0 | 0
F1_Commercial_Grocery (WA)_New_Food Preparation_Natural Gas_Broiler_E5 | F1 | Commercial | Grocery (WA) | New | Food Preparation | Natural Gas | Broiler | E5 | RVT - Cost of Equipment | 0 | 0 | 0 | 0 | 0 | 0 | 0 | 0 | 0 | 0 | 0 | 0 | 0 | 0 | 0 | 0 | 0 | 0 | 0 | 0 | 0 | 0 | 0 | 0 | 0 | 0 | 0
F1_Commercial_Grocery (WA)_New_Food Preparation_Natural Gas_Broiler_E6 | F1 | Commercial | Grocery (WA) | New | Food Preparation | Natural Gas | Broiler | E6 | RVT - Cost of Equipment | 0 | 0 | 0 | 0 | 0 | 0 | 0 | 0 | 0 | 0 | 0 | 0 | 0 | 0 | 0 | 0 | 0 | 0 | 0 | 0 | 0 | 0 | 0 | 0 | 0 | 0 | 0
F1_Commercial_Grocery (WA)_New_Food Preparation_Natural Gas_Broiler_E7 | F1 | Commercial | Grocery (WA) | New | Food Preparation | Natural Gas | Broiler | E7 | RVT - Cost of Equipment | 0 | 0 | 0 | 0 | 0 | 0 | 0 | 0 | 0 | 0 | 0 | 0 | 0 | 0 | 0 | 0 | 0 | 0 | 0 | 0 | 0 | 0 | 0 | 0 | 0 | 0 | 0
F1_Commercial_Grocery (WA)_New_Food Preparation_Natural Gas_Broiler_E8 | F1 | Commercial | Grocery (WA) | New | Food Preparation | Natural Gas | Broiler | E8 | RVT - Cost of Equipment | 0 | 0 | 0 | 0 | 0 | 0 | 0 | 0 | 0 | 0 | 0 | 0 | 0 | 0 | 0 | 0 | 0 | 0 | 0 | 0 | 0 | 0 | 0 | 0 | 0 | 0 | 0
F1_Commercial_Grocery (WA)_New_Food Preparation_Natural Gas_Broiler_E9 | F1 | Commercial | Grocery (WA) | New | Food Preparation | Natural Gas | Broiler | E9 | RVT - Cost of Equipment | 0 | 0 | 0 | 0 | 0 | 0 | 0 | 0 | 0 | 0 | 0 | 0 | 0 | 0 | 0 | 0 | 0 | 0 | 0 | 0 | 0 | 0 | 0 | 0 | 0 | 0 | 0
F1_Commercial_Grocery (WA)_New_Food Preparation_Natural Gas_Broiler_E10 | F1 | Commercial | Grocery (WA) | New | Food Preparation | Natural Gas | Broiler | E10 | RVT - Cost of Equipment | 0 | 0 | 0 | 0 | 0 | 0 | 0 | 0 | 0 | 0 | 0 | 0 | 0 | 0 | 0 | 0 | 0 | 0 | 0 | 0 | 0 | 0 | 0 | 0 | 0 | 0 | 0
F2_Commercial_Grocery (WA)_New_Food Preparation_Natural Gas_Broiler_E1 | F2 | Commercial | Grocery (WA) | New | Food Preparation | Natural Gas | Broiler | E1 | RVT - Cost of Operation | 0.066582 | 0.06784 | 0.069316 | 0.071037 | 0.073009 | 0.07547 | 0.077937 | 0.08028 | 0.082401 | 0.084457 | 0.086588 | 0.088524 | 0.090567 | 0.092501 | 0.094164 | 0.095664 | 0.096934 | 0.098147 | 0.099436 | 0.10064 | 0.10185 | 0.10365 | 0.10546 | 0.10734 | 0.10924 | 0.11118 | 0.11316
F2_Commercial_Grocery (WA)_New_Food Preparation_Natural Gas_Broiler_E2 | F2 | Commercial | Grocery (WA) | New | Food Preparation | Natural Gas | Broiler | E2 | RVT - Cost of Operation | 0.056789 | 0.057862 | 0.059122 | 0.060589 | 0.062271 | 0.06437 | 0.066475 | 0.068473 | 0.070282 | 0.072036 | 0.073853 | 0.075504 | 0.077247 | 0.078896 | 0.080314 | 0.081594 | 0.082677 | 0.083711 | 0.084811 | 0.085838 | 0.086869 | 0.088401 | 0.089951 | 0.091549 | 0.093175 | 0.09483 | 0.096515
F2_Commercial_Grocery (WA)_New_Food Preparation_Natural Gas_Broiler_E3 | F2 | Commercial | Grocery (WA) | New | Food Preparation | Natural Gas | Broiler | E3 | RVT - Cost of Operation | 0 | 0 | 0 | 0 | 0 | 0 | 0 | 0 | 0 | 0 | 0 | 0 | 0 | 0 | 0 | 0 | 0 | 0 | 0 | 0 | 0 | 0 | 0 | 0 | 0 | 0 | 0
F2_Commercial_Grocery (WA)_New_Food Preparation_Natural Gas_Broiler_E4 | F2 | Commercial | Grocery (WA) | New | Food Preparation | Natural Gas | Broiler | E4 | RVT - Cost of Operation | 0 | 0 | 0 | 0 | 0 | 0 | 0 | 0 | 0 | 0 | 0 | 0 | 0 | 0 | 0 | 0 | 0 | 0 | 0 | 0 | 0 | 0 | 0 | 0 | 0 | 0 | 0
F2_Commercial_Grocery (WA)_New_Food Preparation_Natural Gas_Broiler_E5 | F2 | Commercial | Grocery (WA) | New | Food Preparation | Natural Gas | Broiler | E5 | RVT - Cost of Operation | 0 | 0 | 0 | 0 | 0 | 0 | 0 | 0 | 0 | 0 | 0 | 0 | 0 | 0 | 0 | 0 | 0 | 0 | 0 | 0 | 0 | 0 | 0 | 0 | 0 | 0 | 0
F2_Commercial_Grocery (WA)_New_Food Preparation_Natural Gas_Broiler_E6 | F2 | Commercial | Grocery (WA) | New | Food Preparation | Natural Gas | Broiler | E6 | RVT - Cost of Operation | 0 | 0 | 0 | 0 | 0 | 0 | 0 | 0 | 0 | 0 | 0 | 0 | 0 | 0 | 0 | 0 | 0 | 0 | 0 | 0 | 0 | 0 | 0 | 0 | 0 | 0 | 0
F2_Commercial_Grocery (WA)_New_Food Preparation_Natural Gas_Broiler_E7 | F2 | Commercial | Grocery (WA) | New | Food Preparation | Natural Gas | Broiler | E7 | RVT - Cost of Operation | 0 | 0 | 0 | 0 | 0 | 0 | 0 | 0 | 0 | 0 | 0 | 0 | 0 | 0 | 0 | 0 | 0 | 0 | 0 | 0 | 0 | 0 | 0 | 0 | 0 | 0 | 0
F2_Commercial_Grocery (WA)_New_Food Preparation_Natural Gas_Broiler_E8 | F2 | Commercial | Grocery (WA) | New | Food Preparation | Natural Gas | Broiler | E8 | RVT - Cost of Operation | 0 | 0 | 0 | 0 | 0 | 0 | 0 | 0 | 0 | 0 | 0 | 0 | 0 | 0 | 0 | 0 | 0 | 0 | 0 | 0 | 0 | 0 | 0 | 0 | 0 | 0 | 0
F2_Commercial_Grocery (WA)_New_Food Preparation_Natural Gas_Broiler_E9 | F2 | Commercial | Grocery (WA) | New | Food Preparation | Natural Gas | Broiler | E9 | RVT - Cost of Operation | 0 | 0 | 0 | 0 | 0 | 0 | 0 | 0 | 0 | 0 | 0 | 0 | 0 | 0 | 0 | 0 | 0 | 0 | 0 | 0 | 0 | 0 | 0 | 0 | 0 | 0 | 0
F2_Commercial_Grocery (WA)_New_Food Preparation_Natural Gas_Broiler_E10 | F2 | Commercial | Grocery (WA) | New | Food Preparation | Natural Gas | Broiler | E10 | RVT - Cost of Operation | 0 | 0 | 0 | 0 | 0 | 0 | 0 | 0 | 0 | 0 | 0 | 0 | 0 | 0 | 0 | 0 | 0 | 0 | 0 | 0 | 0 | 0 | 0 | 0 | 0 | 0 | 0
F3_Commercial_Grocery (WA)_New_Food Preparation_Natural Gas_Broiler_E1 | F3 | Commercial | Grocery (WA) | New | Food Preparation | Natural Gas | Broiler | E1 | System - kBTUs of Consumption | 15.884 | 15.884 | 15.884 | 15.884 | 15.884 | 15.884 | 15.884 | 15.884 | 15.884 | 15.884 | 15.884 | 15.884 | 15.884 | 15.884 | 15.884 | 15.884 | 15.884 | 15.884 | 15.884 | 15.884 | 15.884 | 15.884 | 15.884 | 15.884 | 15.884 | 15.884 | 15.884
F3_Commercial_Grocery (WA)_New_Food Preparation_Natural Gas_Broiler_E2 | F3 | Commercial | Grocery (WA) | New | Food Preparation | Natural Gas | Broiler | E2 | System - kBTUs of Consumption | 13.5478 | 13.5478 | 13.5478 | 13.5478 | 13.5478 | 13.5478 | 13.5478 | 13.5478 | 13.5478 | 13.5478 | 13.5478 | 13.5478 | 13.5478 | 13.5478 | 13.5478 | 13.5478 | 13.5478 | 13.5478 | 13.5478 | 13.5478 | 13.5478 | 13.5478 | 13.5478 | 13.5478 | 13.5478 | 13.5478 | 13.5478
F3_Commercial_Grocery (WA)_New_Food Preparation_Natural Gas_Broiler_E3 | F3 | Commercial | Grocery (WA) | New | Food Preparation | Natural Gas | Broiler | E3 | System - kBTUs of Consumption | 0 | 0 | 0 | 0 | 0 | 0 | 0 | 0 | 0 | 0 | 0 | 0 | 0 | 0 | 0 | 0 | 0 | 0 | 0 | 0 | 0 | 0 | 0 | 0 | 0 | 0 | 0
F3_Commercial_Grocery (WA)_New_Food Preparation_Natural Gas_Broiler_E4 | F3 | Commercial | Grocery (WA) | New | Food Preparation | Natural Gas | Broiler | E4 | System - kBTUs of Consumption | 0 | 0 | 0 | 0 | 0 | 0 | 0 | 0 | 0 | 0 | 0 | 0 | 0 | 0 | 0 | 0 | 0 | 0 | 0 | 0 | 0 | 0 | 0 | 0 | 0 | 0 | 0
F3_Commercial_Grocery (WA)_New_Food Preparation_Natural Gas_Broiler_E5 | F3 | Commercial | Grocery (WA) | New | Food Preparation | Natural Gas | Broiler | E5 | System - kBTUs of Consumption | 0 | 0 | 0 | 0 | 0 | 0 | 0 | 0 | 0 | 0 | 0 | 0 | 0 | 0 | 0 | 0 | 0 | 0 | 0 | 0 | 0 | 0 | 0 | 0 | 0 | 0 | 0
F3_Commercial_Grocery (WA)_New_Food Preparation_Natural Gas_Broiler_E6 | F3 | Commercial | Grocery (WA) | New | Food Preparation | Natural Gas | Broiler | E6 | System - kBTUs of Consumption | 0 | 0 | 0 | 0 | 0 | 0 | 0 | 0 | 0 | 0 | 0 | 0 | 0 | 0 | 0 | 0 | 0 | 0 | 0 | 0 | 0 | 0 | 0 | 0 | 0 | 0 | 0
F3_Commercial_Grocery (WA)_New_Food Preparation_Natural Gas_Broiler_E7 | F3 | Commercial | Grocery (WA) | New | Food Preparation | Natural Gas | Broiler | E7 | System - kBTUs of Consumption | 0 | 0 | 0 | 0 | 0 | 0 | 0 | 0 | 0 | 0 | 0 | 0 | 0 | 0 | 0 | 0 | 0 | 0 | 0 | 0 | 0 | 0 | 0 | 0 | 0 | 0 | 0
F3_Commercial_Grocery (WA)_New_Food Preparation_Natural Gas_Broiler_E8 | F3 | Commercial | Grocery (WA) | New | Food Preparation | Natural Gas | Broiler | E8 | System - kBTUs of Consumption | 0 | 0 | 0 | 0 | 0 | 0 | 0 | 0 | 0 | 0 | 0 | 0 | 0 | 0 | 0 | 0 | 0 | 0 | 0 | 0 | 0 | 0 | 0 | 0 | 0 | 0 | 0
F3_Commercial_Grocery (WA)_New_Food Preparation_Natural Gas_Broiler_E9 | F3 | Commercial | Grocery (WA) | New | Food Preparation | Natural Gas | Broiler | E9 | System - kBTUs of Consumption | 0 | 0 | 0 | 0 | 0 | 0 | 0 | 0 | 0 | 0 | 0 | 0 | 0 | 0 | 0 | 0 | 0 | 0 | 0 | 0 | 0 | 0 | 0 | 0 | 0 | 0 | 0
F3_Commercial_Grocery (WA)_New_Food Preparation_Natural Gas_Broiler_E10 | F3 | Commercial | Grocery (WA) | New | Food Preparation | Natural Gas | Broiler | E10 | System - kBTUs of Consumption | 0 | 0 | 0 | 0 | 0 | 0 | 0 | 0 | 0 | 0 | 0 | 0 | 0 | 0 | 0 | 0 | 0 | 0 | 0 | 0 | 0 | 0 | 0 | 0 | 0 | 0 | 0
F4_Commercial_Grocery (WA)_New_Food Preparation_Natural Gas_Broiler_E1 | F4 | Commercial | Grocery (WA) | New | Food Preparation | Natural Gas | Broiler | E1 | Utility - Cost of Equipment | 0.033603 | 0.033603 | 0.033603 | 0.033603 | 0.033603 | 0.033603 | 0.033603 | 0.033603 | 0.033603 | 0.033603 | 0.033603 | 0.033603 | 0.033603 | 0.033603 | 0.033603 | 0.033603 | 0.033603 | 0.033603 | 0.033603 | 0.033603 | 0.033603 | 0.033603 | 0.033603 | 0.033603 | 0.033603 | 0.033603 | 0.033603
F4_Commercial_Grocery (WA)_New_Food Preparation_Natural Gas_Broiler_E2 | F4 | Commercial | Grocery (WA) | New | Food Preparation | Natural Gas | Broiler | E2 | Utility - Cost of Equipment | 0.047045 | 0.047045 | 0.047045 | 0.047045 | 0.047045 | 0.047045 | 0.047045 | 0.047045 | 0.047045 | 0.047045 | 0.047045 | 0.047045 | 0.047045 | 0.047045 | 0.047045 | 0.047045 | 0.047045 | 0.047045 | 0.047045 | 0.047045 | 0.047045 | 0.047045 | 0.047045 | 0.047045 | 0.047045 | 0.047045 | 0.047045
F4_Commercial_Grocery (WA)_New_Food Preparation_Natural Gas_Broiler_E3 | F4 | Commercial | Grocery (WA) | New | Food Preparation | Natural Gas | Broiler | E3 | Utility - Cost of Equipment | 0 | 0 | 0 | 0 | 0 | 0 | 0 | 0 | 0 | 0 | 0 | 0 | 0 | 0 | 0 | 0 | 0 | 0 | 0 | 0 | 0 | 0 | 0 | 0 | 0 | 0 | 0
F4_Commercial_Grocery (WA)_New_Food Preparation_Natural Gas_Broiler_E4 | F4 | Commercial | Grocery (WA) | New | Food Preparation | Natural Gas | Broiler | E4 | Utility - Cost of Equipment | 0 | 0 | 0 | 0 | 0 | 0 | 0 | 0 | 0 | 0 | 0 | 0 | 0 | 0 | 0 | 0 | 0 | 0 | 0 | 0 | 0 | 0 | 0 | 0 | 0 | 0 | 0
F4_Commercial_Grocery (WA)_New_Food Preparation_Natural Gas_Broiler_E5 | F4 | Commercial | Grocery (WA) | New | Food Preparation | Natural Gas | Broiler | E5 | Utility - Cost of Equipment | 0 | 0 | 0 | 0 | 0 | 0 | 0 | 0 | 0 | 0 | 0 | 0 | 0 | 0 | 0 | 0 | 0 | 0 | 0 | 0 | 0 | 0 | 0 | 0 | 0 | 0 | 0
F4_Commercial_Grocery (WA)_New_Food Preparation_Natural Gas_Broiler_E6 | F4 | Commercial | Grocery (WA) | New | Food Preparation | Natural Gas | Broiler | E6 | Utility - Cost of Equipment | 0 | 0 | 0 | 0 | 0 | 0 | 0 | 0 | 0 | 0 | 0 | 0 | 0 | 0 | 0 | 0 | 0 | 0 | 0 | 0 | 0 | 0 | 0 | 0 | 0 | 0 | 0
F4_Commercial_Grocery (WA)_New_Food Preparation_Natural Gas_Broiler_E7 | F4 | Commercial | Grocery (WA) | New | Food Preparation | Natural Gas | Broiler | E7 | Utility - Cost of Equipment | 0 | 0 | 0 | 0 | 0 | 0 | 0 | 0 | 0 | 0 | 0 | 0 | 0 | 0 | 0 | 0 | 0 | 0 | 0 | 0 | 0 | 0 | 0 | 0 | 0 | 0 | 0
F4_Commercial_Grocery (WA)_New_Food Preparation_Natural Gas_Broiler_E8 | F4 | Commercial | Grocery (WA) | New | Food Preparation | Natural Gas | Broiler | E8 | Utility - Cost of Equipment | 0 | 0 | 0 | 0 | 0 | 0 | 0 | 0 | 0 | 0 | 0 | 0 | 0 | 0 | 0 | 0 | 0 | 0 | 0 | 0 | 0 | 0 | 0 | 0 | 0 | 0 | 0
F4_Commercial_Grocery (WA)_New_Food Preparation_Natural Gas_Broiler_E9 | F4 | Commercial | Grocery (WA) | New | Food Preparation | Natural Gas | Broiler | E9 | Utility - Cost of Equipment | 0 | 0 | 0 | 0 | 0 | 0 | 0 | 0 | 0 | 0 | 0 | 0 | 0 | 0 | 0 | 0 | 0 | 0 | 0 | 0 | 0 | 0 | 0 | 0 | 0 | 0 | 0
F4_Commercial_Grocery (WA)_New_Food Preparation_Natural Gas_Broiler_E10 | F4 | Commercial | Grocery (WA) | New | Food Preparation | Natural Gas | Broiler | E10 | Utility - Cost of Equipment | 0 | 0 | 0 | 0 | 0 | 0 | 0 | 0 | 0 | 0 | 0 | 0 | 0 | 0 | 0 | 0 | 0 | 0 | 0 | 0 | 0 | 0 | 0 | 0 | 0 | 0 | 0
F5_Commercial_Grocery (WA)_New_Food Preparation_Natural Gas_Broiler_E1 | F5 | Commercial | Grocery (WA) | New | Food Preparation | Natural Gas | Broiler | E1 | Utility - Cost of Operation | 0.056531 | 0.057956 | 0.059644 | 0.061578 | 0.063766 | 0.066427 | 0.069166 | 0.071879 | 0.074491 | 0.077139 | 0.079246 | 0.08122 | 0.083341 | 0.085417 | 0.087273 | 0.08901 | 0.090568 | 0.092106 | 0.093749 | 0.095352 | 0.096998 | 0.09871 | 0.10044 | 0.10222 | 0.10404 | 0.10589 | 0.10777
F5_Commercial_Grocery (WA)_New_Food Preparation_Natural Gas_Broiler_E2 | F5 | Commercial | Grocery (WA) | New | Food Preparation | Natural Gas | Broiler | E2 | Utility - Cost of Operation | 0.048217 | 0.049432 | 0.050872 | 0.052521 | 0.054387 | 0.056657 | 0.058994 | 0.061308 | 0.063535 | 0.065794 | 0.067591 | 0.069274 | 0.071083 | 0.072854 | 0.074437 | 0.075919 | 0.077248 | 0.07856 | 0.079961 | 0.081328 | 0.082732 | 0.084192 | 0.085667 | 0.087189 | 0.088738 | 0.090315 | 0.091919
F5_Commercial_Grocery (WA)_New_Food Preparation_Natural Gas_Broiler_E3 | F5 | Commercial | Grocery (WA) | New | Food Preparation | Natural Gas | Broiler | E3 | Utility - Cost of Operation | 0 | 0 | 0 | 0 | 0 | 0 | 0 | 0 | 0 | 0 | 0 | 0 | 0 | 0 | 0 | 0 | 0 | 0 | 0 | 0 | 0 | 0 | 0 | 0 | 0 | 0 | 0
F5_Commercial_Grocery (WA)_New_Food Preparation_Natural Gas_Broiler_E4 | F5 | Commercial | Grocery (WA) | New | Food Preparation | Natural Gas | Broiler | E4 | Utility - Cost of Operation | 0 | 0 | 0 | 0 | 0 | 0 | 0 | 0 | 0 | 0 | 0 | 0 | 0 | 0 | 0 | 0 | 0 | 0 | 0 | 0 | 0 | 0 | 0 | 0 | 0 | 0 | 0
F5_Commercial_Grocery (WA)_New_Food Preparation_Natural Gas_Broiler_E5 | F5 | Commercial | Grocery (WA) | New | Food Preparation | Natural Gas | Broiler | E5 | Utility - Cost of Operation | 0 | 0 | 0 | 0 | 0 | 0 | 0 | 0 | 0 | 0 | 0 | 0 | 0 | 0 | 0 | 0 | 0 | 0 | 0 | 0 | 0 | 0 | 0 | 0 | 0 | 0 | 0
F5_Commercial_Grocery (WA)_New_Food Preparation_Natural Gas_Broiler_E6 | F5 | Commercial | Grocery (WA) | New | Food Preparation | Natural Gas | Broiler | E6 | Utility - Cost of Operation | 0 | 0 | 0 | 0 | 0 | 0 | 0 | 0 | 0 | 0 | 0 | 0 | 0 | 0 | 0 | 0 | 0 | 0 | 0 | 0 | 0 | 0 | 0 | 0 | 0 | 0 | 0
F5_Commercial_Grocery (WA)_New_Food Preparation_Natural Gas_Broiler_E7 | F5 | Commercial | Grocery (WA) | New | Food Preparation | Natural Gas | Broiler | E7 | Utility - Cost of Operation | 0 | 0 | 0 | 0 | 0 | 0 | 0 | 0 | 0 | 0 | 0 | 0 | 0 | 0 | 0 | 0 | 0 | 0 | 0 | 0 | 0 | 0 | 0 | 0 | 0 | 0 | 0
F5_Commercial_Grocery (WA)_New_Food Preparation_Natural Gas_Broiler_E8 | F5 | Commercial | Grocery (WA) | New | Food Preparation | Natural Gas | Broiler | E8 | Utility - Cost of Operation | 0 | 0 | 0 | 0 | 0 | 0 | 0 | 0 | 0 | 0 | 0 | 0 | 0 | 0 | 0 | 0 | 0 | 0 | 0 | 0 | 0 | 0 | 0 | 0 | 0 | 0 | 0
F5_Commercial_Grocery (WA)_New_Food Preparation_Natural Gas_Broiler_E9 | F5 | Commercial | Grocery (WA) | New | Food Preparation | Natural Gas | Broiler | E9 | Utility - Cost of Operation | 0 | 0 | 0 | 0 | 0 | 0 | 0 | 0 | 0 | 0 | 0 | 0 | 0 | 0 | 0 | 0 | 0 | 0 | 0 | 0 | 0 | 0 | 0 | 0 | 0 | 0 | 0
F5_Commercial_Grocery (WA)_New_Food Preparation_Natural Gas_Broiler_E10 | F5 | Commercial | Grocery (WA) | New | Food Preparation | Natural Gas | Broiler | E10 | Utility - Cost of Operation | 0 | 0 | 0 | 0 | 0 | 0 | 0 | 0 | 0 | 0 | 0 | 0 | 0 | 0 | 0 | 0 | 0 | 0 | 0 | 0 | 0 | 0 | 0 | 0 | 0 | 0 | 0
F6_Commercial_Grocery (WA)_New_Food Preparation_Natural Gas_Broiler_E1 | F6 | Commercial | Grocery (WA) | New | Food Preparation | Natural Gas | Broiler | E1 | Utility - Value of Sales | 0.066582 | 0.06784 | 0.069316 | 0.071037 | 0.073009 | 0.07547 | 0.077937 | 0.08028 | 0.082401 | 0.084457 | 0.086588 | 0.088524 | 0.090567 | 0.092501 | 0.094164 | 0.095664 | 0.096934 | 0.098147 | 0.099436 | 0.10064 | 0.10185 | 0.10365 | 0.10546 | 0.10734 | 0.10924 | 0.11118 | 0.11316
F6_Commercial_Grocery (WA)_New_Food Preparation_Natural Gas_Broiler_E2 | F6 | Commercial | Grocery (WA) | New | Food Preparation | Natural Gas | Broiler | E2 | Utility - Value of Sales | 0.056789 | 0.057862 | 0.059122 | 0.060589 | 0.062271 | 0.06437 | 0.066475 | 0.068473 | 0.070282 | 0.072036 | 0.073853 | 0.075504 | 0.077247 | 0.078896 | 0.080314 | 0.081594 | 0.082677 | 0.083711 | 0.084811 | 0.085838 | 0.086869 | 0.088401 | 0.089951 | 0.091549 | 0.093175 | 0.09483 | 0.096515
F6_Commercial_Grocery (WA)_New_Food Preparation_Natural Gas_Broiler_E3 | F6 | Commercial | Grocery (WA) | New | Food Preparation | Natural Gas | Broiler | E3 | Utility - Value of Sales | 0 | 0 | 0 | 0 | 0 | 0 | 0 | 0 | 0 | 0 | 0 | 0 | 0 | 0 | 0 | 0 | 0 | 0 | 0 | 0 | 0 | 0 | 0 | 0 | 0 | 0 | 0
F6_Commercial_Grocery (WA)_New_Food Preparation_Natural Gas_Broiler_E4 | F6 | Commercial | Grocery (WA) | New | Food Preparation | Natural Gas | Broiler | E4 | Utility - Value of Sales | 0 | 0 | 0 | 0 | 0 | 0 | 0 | 0 | 0 | 0 | 0 | 0 | 0 | 0 | 0 | 0 | 0 | 0 | 0 | 0 | 0 | 0 | 0 | 0 | 0 | 0 | 0
F6_Commercial_Grocery (WA)_New_Food Preparation_Natural Gas_Broiler_E5 | F6 | Commercial | Grocery (WA) | New | Food Preparation | Natural Gas | Broiler | E5 | Utility - Value of Sales | 0 | 0 | 0 | 0 | 0 | 0 | 0 | 0 | 0 | 0 | 0 | 0 | 0 | 0 | 0 | 0 | 0 | 0 | 0 | 0 | 0 | 0 | 0 | 0 | 0 | 0 | 0
F6_Commercial_Grocery (WA)_New_Food Preparation_Natural Gas_Broiler_E6 | F6 | Commercial | Grocery (WA) | New | Food Preparation | Natural Gas | Broiler | E6 | Utility - Value of Sales | 0 | 0 | 0 | 0 | 0 | 0 | 0 | 0 | 0 | 0 | 0 | 0 | 0 | 0 | 0 | 0 | 0 | 0 | 0 | 0 | 0 | 0 | 0 | 0 | 0 | 0 | 0
F6_Commercial_Grocery (WA)_New_Food Preparation_Natural Gas_Broiler_E7 | F6 | Commercial | Grocery (WA) | New | Food Preparation | Natural Gas | Broiler | E7 | Utility - Value of Sales | 0 | 0 | 0 | 0 | 0 | 0 | 0 | 0 | 0 | 0 | 0 | 0 | 0 | 0 | 0 | 0 | 0 | 0 | 0 | 0 | 0 | 0 | 0 | 0 | 0 | 0 | 0
F6_Commercial_Grocery (WA)_New_Food Preparation_Natural Gas_Broiler_E8 | F6 | Commercial | Grocery (WA) | New | Food Preparation | Natural Gas | Broiler | E8 | Utility - Value of Sales | 0 | 0 | 0 | 0 | 0 | 0 | 0 | 0 | 0 | 0 | 0 | 0 | 0 | 0 | 0 | 0 | 0 | 0 | 0 | 0 | 0 | 0 | 0 | 0 | 0 | 0 | 0
F6_Commercial_Grocery (WA)_New_Food Preparation_Natural Gas_Broiler_E9 | F6 | Commercial | Grocery (WA) | New | Food Preparation | Natural Gas | Broiler | E9 | Utility - Value of Sales | 0 | 0 | 0 | 0 | 0 | 0 | 0 | 0 | 0 | 0 | 0 | 0 | 0 | 0 | 0 | 0 | 0 | 0 | 0 | 0 | 0 | 0 | 0 | 0 | 0 | 0 | 0
F6_Commercial_Grocery (WA)_New_Food Preparation_Natural Gas_Broiler_E10 | F6 | Commercial | Grocery (WA) | New | Food Preparation | Natural Gas | Broiler | E10 | Utility - Value of Sales | 0 | 0 | 0 | 0 | 0 | 0 | 0 | 0 | 0 | 0 | 0 | 0 | 0 | 0 | 0 | 0 | 0 | 0 | 0 | 0 | 0 | 0 | 0 | 0 | 0 | 0 | 0
F1_Commercial_Grocery (WA)_New_Food Preparation_Natural Gas_Griddle_E1 | F1 | Commercial | Grocery (WA) | New | Food Preparation | Natural Gas | Griddle | E1 | RVT - Cost of Equipment | 0.017829 | 0.017829 | 0.017829 | 0.017829 | 0.017829 | 0.017829 | 0.017829 | 0.017829 | 0.017829 | 0.017829 | 0.017829 | 0.017829 | 0.017829 | 0.017829 | 0.017829 | 0.017829 | 0.017829 | 0.017829 | 0.017829 | 0.017829 | 0.017829 | 0.017829 | 0.017829 | 0.017829 | 0.017829 | 0.017829 | 0.017829
F1_Commercial_Grocery (WA)_New_Food Preparation_Natural Gas_Griddle_E2 | F1 | Commercial | Grocery (WA) | New | Food Preparation | Natural Gas | Griddle | E2 | RVT - Cost of Equipment | 0.019076 | 0.019076 | 0.019076 | 0.019076 | 0.019076 | 0.019076 | 0.019076 | 0.019076 | 0.019076 | 0.019076 | 0.019076 | 0.019076 | 0.019076 | 0.019076 | 0.019076 | 0.019076 | 0.019076 | 0.019076 | 0.019076 | 0.019076 | 0.019076 | 0.019076 | 0.019076 | 0.019076 | 0.019076 | 0.019076 | 0.019076
F1_Commercial_Grocery (WA)_New_Food Preparation_Natural Gas_Griddle_E3 | F1 | Commercial | Grocery (WA) | New | Food Preparation | Natural Gas | Griddle | E3 | RVT - Cost of Equipment | 0 | 0 | 0 | 0 | 0 | 0 | 0 | 0 | 0 | 0 | 0 | 0 | 0 | 0 | 0 | 0 | 0 | 0 | 0 | 0 | 0 | 0 | 0 | 0 | 0 | 0 | 0
F1_Commercial_Grocery (WA)_New_Food Preparation_Natural Gas_Griddle_E4 | F1 | Commercial | Grocery (WA) | New | Food Preparation | Natural Gas | Griddle | E4 | RVT - Cost of Equipment | 0 | 0 | 0 | 0 | 0 | 0 | 0 | 0 | 0 | 0 | 0 | 0 | 0 | 0 | 0 | 0 | 0 | 0 | 0 | 0 | 0 | 0 | 0 | 0 | 0 | 0 | 0
F1_Commercial_Grocery (WA)_New_Food Preparation_Natural Gas_Griddle_E5 | F1 | Commercial | Grocery (WA) | New | Food Preparation | Natural Gas | Griddle | E5 | RVT - Cost of Equipment | 0 | 0 | 0 | 0 | 0 | 0 | 0 | 0 | 0 | 0 | 0 | 0 | 0 | 0 | 0 | 0 | 0 | 0 | 0 | 0 | 0 | 0 | 0 | 0 | 0 | 0 | 0
F1_Commercial_Grocery (WA)_New_Food Preparation_Natural Gas_Griddle_E6 | F1 | Commercial | Grocery (WA) | New | Food Preparation | Natural Gas | Griddle | E6 | RVT - Cost of Equipment | 0 | 0 | 0 | 0 | 0 | 0 | 0 | 0 | 0 | 0 | 0 | 0 | 0 | 0 | 0 | 0 | 0 | 0 | 0 | 0 | 0 | 0 | 0 | 0 | 0 | 0 | 0
F1_Commercial_Grocery (WA)_New_Food Preparation_Natural Gas_Griddle_E7 | F1 | Commercial | Grocery (WA) | New | Food Preparation | Natural Gas | Griddle | E7 | RVT - Cost of Equipment | 0 | 0 | 0 | 0 | 0 | 0 | 0 | 0 | 0 | 0 | 0 | 0 | 0 | 0 | 0 | 0 | 0 | 0 | 0 | 0 | 0 | 0 | 0 | 0 | 0 | 0 | 0
F1_Commercial_Grocery (WA)_New_Food Preparation_Natural Gas_Griddle_E8 | F1 | Commercial | Grocery (WA) | New | Food Preparation | Natural Gas | Griddle | E8 | RVT - Cost of Equipment | 0 | 0 | 0 | 0 | 0 | 0 | 0 | 0 | 0 | 0 | 0 | 0 | 0 | 0 | 0 | 0 | 0 | 0 | 0 | 0 | 0 | 0 | 0 | 0 | 0 | 0 | 0
F1_Commercial_Grocery (WA)_New_Food Preparation_Natural Gas_Griddle_E9 | F1 | Commercial | Grocery (WA) | New | Food Preparation | Natural Gas | Griddle | E9 | RVT - Cost of Equipment | 0 | 0 | 0 | 0 | 0 | 0 | 0 | 0 | 0 | 0 | 0 | 0 | 0 | 0 | 0 | 0 | 0 | 0 | 0 | 0 | 0 | 0 | 0 | 0 | 0 | 0 | 0
F1_Commercial_Grocery (WA)_New_Food Preparation_Natural Gas_Griddle_E10 | F1 | Commercial | Grocery (WA) | New | Food Preparation | Natural Gas | Griddle | E10 | RVT - Cost of Equipment | 0 | 0 | 0 | 0 | 0 | 0 | 0 | 0 | 0 | 0 | 0 | 0 | 0 | 0 | 0 | 0 | 0 | 0 | 0 | 0 | 0 | 0 | 0 | 0 | 0 | 0 | 0
F2_Commercial_Grocery (WA)_New_Food Preparation_Natural Gas_Griddle_E1 | F2 | Commercial | Grocery (WA) | New | Food Preparation | Natural Gas | Griddle | E1 | RVT - Cost of Operation | 0.046272 | 0.047146 | 0.048172 | 0.049369 | 0.050739 | 0.052449 | 0.054164 | 0.055792 | 0.057266 | 0.058695 | 0.060175 | 0.061521 | 0.062941 | 0.064285 | 0.06544 | 0.066483 | 0.067366 | 0.068209 | 0.069105 | 0.069941 | 0.070781 | 0.07203 | 0.073292 | 0.074594 | 0.07592 | 0.077268 | 0.078641
F2_Commercial_Grocery (WA)_New_Food Preparation_Natural Gas_Griddle_E2 | F2 | Commercial | Grocery (WA) | New | Food Preparation | Natural Gas | Griddle | E2 | RVT - Cost of Operation | 0.040614 | 0.041381 | 0.042281 | 0.043331 | 0.044534 | 0.046035 | 0.04754 | 0.048969 | 0.050263 | 0.051517 | 0.052816 | 0.053997 | 0.055244 | 0.056423 | 0.057438 | 0.058353 | 0.059128 | 0.059867 | 0.060654 | 0.061388 | 0.062125 | 0.063221 | 0.064329 | 0.065472 | 0.066635 | 0.067819 | 0.069024
F2_Commercial_Grocery (WA)_New_Food Preparation_Natural Gas_Griddle_E3 | F2 | Commercial | Grocery (WA) | New | Food Preparation | Natural Gas | Griddle | E3 | RVT - Cost of Operation | 0 | 0 | 0 | 0 | 0 | 0 | 0 | 0 | 0 | 0 | 0 | 0 | 0 | 0 | 0 | 0 | 0 | 0 | 0 | 0 | 0 | 0 | 0 | 0 | 0 | 0 | 0
F2_Commercial_Grocery (WA)_New_Food Preparation_Natural Gas_Griddle_E4 | F2 | Commercial | Grocery (WA) | New | Food Preparation | Natural Gas | Griddle | E4 | RVT - Cost of Operation | 0 | 0 | 0 | 0 | 0 | 0 | 0 | 0 | 0 | 0 | 0 | 0 | 0 | 0 | 0 | 0 | 0 | 0 | 0 | 0 | 0 | 0 | 0 | 0 | 0 | 0 | 0
F2_Commercial_Grocery (WA)_New_Food Preparation_Natural Gas_Griddle_E5 | F2 | Commercial | Grocery (WA) | New | Food Preparation | Natural Gas | Griddle | E5 | RVT - Cost of Operation | 0 | 0 | 0 | 0 | 0 | 0 | 0 | 0 | 0 | 0 | 0 | 0 | 0 | 0 | 0 | 0 | 0 | 0 | 0 | 0 | 0 | 0 | 0 | 0 | 0 | 0 | 0
F2_Commercial_Grocery (WA)_New_Food Preparation_Natural Gas_Griddle_E6 | F2 | Commercial | Grocery (WA) | New | Food Preparation | Natural Gas | Griddle | E6 | RVT - Cost of Operation | 0 | 0 | 0 | 0 | 0 | 0 | 0 | 0 | 0 | 0 | 0 | 0 | 0 | 0 | 0 | 0 | 0 | 0 | 0 | 0 | 0 | 0 | 0 | 0 | 0 | 0 | 0
F2_Commercial_Grocery (WA)_New_Food Preparation_Natural Gas_Griddle_E7 | F2 | Commercial | Grocery (WA) | New | Food Preparation | Natural Gas | Griddle | E7 | RVT - Cost of Operation | 0 | 0 | 0 | 0 | 0 | 0 | 0 | 0 | 0 | 0 | 0 | 0 | 0 | 0 | 0 | 0 | 0 | 0 | 0 | 0 | 0 | 0 | 0 | 0 | 0 | 0 | 0
F2_Commercial_Grocery (WA)_New_Food Preparation_Natural Gas_Griddle_E8 | F2 | Commercial | Grocery (WA) | New | Food Preparation | Natural Gas | Griddle | E8 | RVT - Cost of Operation | 0 | 0 | 0 | 0 | 0 | 0 | 0 | 0 | 0 | 0 | 0 | 0 | 0 | 0 | 0 | 0 | 0 | 0 | 0 | 0 | 0 | 0 | 0 | 0 | 0 | 0 | 0
F2_Commercial_Grocery (WA)_New_Food Preparation_Natural Gas_Griddle_E9 | F2 | Commercial | Grocery (WA) | New | Food Preparation | Natural Gas | Griddle | E9 | RVT - Cost of Operation | 0 | 0 | 0 | 0 | 0 | 0 | 0 | 0 | 0 | 0 | 0 | 0 | 0 | 0 | 0 | 0 | 0 | 0 | 0 | 0 | 0 | 0 | 0 | 0 | 0 | 0 | 0
F2_Commercial_Grocery (WA)_New_Food Preparation_Natural Gas_Griddle_E10 | F2 | Commercial | Grocery (WA) | New | Food Preparation | Natural Gas | Griddle | E10 | RVT - Cost of Operation | 0 | 0 | 0 | 0 | 0 | 0 | 0 | 0 | 0 | 0 | 0 | 0 | 0 | 0 | 0 | 0 | 0 | 0 | 0 | 0 | 0 | 0 | 0 | 0 | 0 | 0 | 0
F3_Commercial_Grocery (WA)_New_Food Preparation_Natural Gas_Griddle_E1 | F3 | Commercial | Grocery (WA) | New | Food Preparation | Natural Gas | Griddle | E1 | System - kBTUs of Consumption | 11.0388 | 11.0388 | 11.0388 | 11.0388 | 11.0388 | 11.0388 | 11.0388 | 11.0388 | 11.0388 | 11.0388 | 11.0388 | 11.0388 | 11.0388 | 11.0388 | 11.0388 | 11.0388 | 11.0388 | 11.0388 | 11.0388 | 11.0388 | 11.0388 | 11.0388 | 11.0388 | 11.0388 | 11.0388 | 11.0388 | 11.0388
F3_Commercial_Grocery (WA)_New_Food Preparation_Natural Gas_Griddle_E2 | F3 | Commercial | Grocery (WA) | New | Food Preparation | Natural Gas | Griddle | E2 | System - kBTUs of Consumption | 9.6888 | 9.6888 | 9.6888 | 9.6888 | 9.6888 | 9.6888 | 9.6888 | 9.6888 | 9.6888 | 9.6888 | 9.6888 | 9.6888 | 9.6888 | 9.6888 | 9.6888 | 9.6888 | 9.6888 | 9.6888 | 9.6888 | 9.6888 | 9.6888 | 9.6888 | 9.6888 | 9.6888 | 9.6888 | 9.6888 | 9.6888
F3_Commercial_Grocery (WA)_New_Food Preparation_Natural Gas_Griddle_E3 | F3 | Commercial | Grocery (WA) | New | Food Preparation | Natural Gas | Griddle | E3 | System - kBTUs of Consumption | 0 | 0 | 0 | 0 | 0 | 0 | 0 | 0 | 0 | 0 | 0 | 0 | 0 | 0 | 0 | 0 | 0 | 0 | 0 | 0 | 0 | 0 | 0 | 0 | 0 | 0 | 0
F3_Commercial_Grocery (WA)_New_Food Preparation_Natural Gas_Griddle_E4 | F3 | Commercial | Grocery (WA) | New | Food Preparation | Natural Gas | Griddle | E4 | System - kBTUs of Consumption | 0 | 0 | 0 | 0 | 0 | 0 | 0 | 0 | 0 | 0 | 0 | 0 | 0 | 0 | 0 | 0 | 0 | 0 | 0 | 0 | 0 | 0 | 0 | 0 | 0 | 0 | 0
F3_Commercial_Grocery (WA)_New_Food Preparation_Natural Gas_Griddle_E5 | F3 | Commercial | Grocery (WA) | New | Food Preparation | Natural Gas | Griddle | E5 | System - kBTUs of Consumption | 0 | 0 | 0 | 0 | 0 | 0 | 0 | 0 | 0 | 0 | 0 | 0 | 0 | 0 | 0 | 0 | 0 | 0 | 0 | 0 | 0 | 0 | 0 | 0 | 0 | 0 | 0
F3_Commercial_Grocery (WA)_New_Food Preparation_Natural Gas_Griddle_E6 | F3 | Commercial | Grocery (WA) | New | Food Preparation | Natural Gas | Griddle | E6 | System - kBTUs of Consumption | 0 | 0 | 0 | 0 | 0 | 0 | 0 | 0 | 0 | 0 | 0 | 0 | 0 | 0 | 0 | 0 | 0 | 0 | 0 | 0 | 0 | 0 | 0 | 0 | 0 | 0 | 0
F3_Commercial_Grocery (WA)_New_Food Preparation_Natural Gas_Griddle_E7 | F3 | Commercial | Grocery (WA) | New | Food Preparation | Natural Gas | Griddle | E7 | System - kBTUs of Consumption | 0 | 0 | 0 | 0 | 0 | 0 | 0 | 0 | 0 | 0 | 0 | 0 | 0 | 0 | 0 | 0 | 0 | 0 | 0 | 0 | 0 | 0 | 0 | 0 | 0 | 0 | 0
F3_Commercial_Grocery (WA)_New_Food Preparation_Natural Gas_Griddle_E8 | F3 | Commercial | Grocery (WA) | New | Food Preparation | Natural Gas | Griddle | E8 | System - kBTUs of Consumption | 0 | 0 | 0 | 0 | 0 | 0 | 0 | 0 | 0 | 0 | 0 | 0 | 0 | 0 | 0 | 0 | 0 | 0 | 0 | 0 | 0 | 0 | 0 | 0 | 0 | 0 | 0
F3_Commercial_Grocery (WA)_New_Food Preparation_Natural Gas_Griddle_E9 | F3 | Commercial | Grocery (WA) | New | Food Preparation | Natural Gas | Griddle | E9 | System - kBTUs of Consumption | 0 | 0 | 0 | 0 | 0 | 0 | 0 | 0 | 0 | 0 | 0 | 0 | 0 | 0 | 0 | 0 | 0 | 0 | 0 | 0 | 0 | 0 | 0 | 0 | 0 | 0 | 0
F3_Commercial_Grocery (WA)_New_Food Preparation_Natural Gas_Griddle_E10 | F3 | Commercial | Grocery (WA) | New | Food Preparation | Natural Gas | Griddle | E10 | System - kBTUs of Consumption | 0 | 0 | 0 | 0 | 0 | 0 | 0 | 0 | 0 | 0 | 0 | 0 | 0 | 0 | 0 | 0 | 0 | 0 | 0 | 0 | 0 | 0 | 0 | 0 | 0 | 0 | 0
F4_Commercial_Grocery (WA)_New_Food Preparation_Natural Gas_Griddle_E1 | F4 | Commercial | Grocery (WA) | New | Food Preparation | Natural Gas | Griddle | E1 | Utility - Cost of Equipment | 0.017829 | 0.017829 | 0.017829 | 0.017829 | 0.017829 | 0.017829 | 0.017829 | 0.017829 | 0.017829 | 0.017829 | 0.017829 | 0.017829 | 0.017829 | 0.017829 | 0.017829 | 0.017829 | 0.017829 | 0.017829 | 0.017829 | 0.017829 | 0.017829 | 0.017829 | 0.017829 | 0.017829 | 0.017829 | 0.017829 | 0.017829
F4_Commercial_Grocery (WA)_New_Food Preparation_Natural Gas_Griddle_E2 | F4 | Commercial | Grocery (WA) | New | Food Preparation | Natural Gas | Griddle | E2 | Utility - Cost of Equipment | 0.019076 | 0.019076 | 0.019076 | 0.019076 | 0.019076 | 0.019076 | 0.019076 | 0.019076 | 0.019076 | 0.019076 | 0.019076 | 0.019076 | 0.019076 | 0.019076 | 0.019076 | 0.019076 | 0.019076 | 0.019076 | 0.019076 | 0.019076 | 0.019076 | 0.019076 | 0.019076 | 0.019076 | 0.019076 | 0.019076 | 0.019076
F4_Commercial_Grocery (WA)_New_Food Preparation_Natural Gas_Griddle_E3 | F4 | Commercial | Grocery (WA) | New | Food Preparation | Natural Gas | Griddle | E3 | Utility - Cost of Equipment | 0 | 0 | 0 | 0 | 0 | 0 | 0 | 0 | 0 | 0 | 0 | 0 | 0 | 0 | 0 | 0 | 0 | 0 | 0 | 0 | 0 | 0 | 0 | 0 | 0 | 0 | 0
F4_Commercial_Grocery (WA)_New_Food Preparation_Natural Gas_Griddle_E4 | F4 | Commercial | Grocery (WA) | New | Food Preparation | Natural Gas | Griddle | E4 | Utility - Cost of Equipment | 0 | 0 | 0 | 0 | 0 | 0 | 0 | 0 | 0 | 0 | 0 | 0 | 0 | 0 | 0 | 0 | 0 | 0 | 0 | 0 | 0 | 0 | 0 | 0 | 0 | 0 | 0
F4_Commercial_Grocery (WA)_New_Food Preparation_Natural Gas_Griddle_E5 | F4 | Commercial | Grocery (WA) | New | Food Preparation | Natural Gas | Griddle | E5 | Utility - Cost of Equipment | 0 | 0 | 0 | 0 | 0 | 0 | 0 | 0 | 0 | 0 | 0 | 0 | 0 | 0 | 0 | 0 | 0 | 0 | 0 | 0 | 0 | 0 | 0 | 0 | 0 | 0 | 0
F4_Commercial_Grocery (WA)_New_Food Preparation_Natural Gas_Griddle_E6 | F4 | Commercial | Grocery (WA) | New | Food Preparation | Natural Gas | Griddle | E6 | Utility - Cost of Equipment | 0 | 0 | 0 | 0 | 0 | 0 | 0 | 0 | 0 | 0 | 0 | 0 | 0 | 0 | 0 | 0 | 0 | 0 | 0 | 0 | 0 | 0 | 0 | 0 | 0 | 0 | 0
F4_Commercial_Grocery (WA)_New_Food Preparation_Natural Gas_Griddle_E7 | F4 | Commercial | Grocery (WA) | New | Food Preparation | Natural Gas | Griddle | E7 | Utility - Cost of Equipment | 0 | 0 | 0 | 0 | 0 | 0 | 0 | 0 | 0 | 0 | 0 | 0 | 0 | 0 | 0 | 0 | 0 | 0 | 0 | 0 | 0 | 0 | 0 | 0 | 0 | 0 | 0
F4_Commercial_Grocery (WA)_New_Food Preparation_Natural Gas_Griddle_E8 | F4 | Commercial | Grocery (WA) | New | Food Preparation | Natural Gas | Griddle | E8 | Utility - Cost of Equipment | 0 | 0 | 0 | 0 | 0 | 0 | 0 | 0 | 0 | 0 | 0 | 0 | 0 | 0 | 0 | 0 | 0 | 0 | 0 | 0 | 0 | 0 | 0 | 0 | 0 | 0 | 0
F4_Commercial_Grocery (WA)_New_Food Preparation_Natural Gas_Griddle_E9 | F4 | Commercial | Grocery (WA) | New | Food Preparation | Natural Gas | Griddle | E9 | Utility - Cost of Equipment | 0 | 0 | 0 | 0 | 0 | 0 | 0 | 0 | 0 | 0 | 0 | 0 | 0 | 0 | 0 | 0 | 0 | 0 | 0 | 0 | 0 | 0 | 0 | 0 | 0 | 0 | 0
F4_Commercial_Grocery (WA)_New_Food Preparation_Natural Gas_Griddle_E10 | F4 | Commercial | Grocery (WA) | New | Food Preparation | Natural Gas | Griddle | E10 | Utility - Cost of Equipment | 0 | 0 | 0 | 0 | 0 | 0 | 0 | 0 | 0 | 0 | 0 | 0 | 0 | 0 | 0 | 0 | 0 | 0 | 0 | 0 | 0 | 0 | 0 | 0 | 0 | 0 | 0
F5_Commercial_Grocery (WA)_New_Food Preparation_Natural Gas_Griddle_E1 | F5 | Commercial | Grocery (WA) | New | Food Preparation | Natural Gas | Griddle | E1 | Utility - Cost of Operation | 0.039287 | 0.040277 | 0.04145 | 0.042795 | 0.044315 | 0.046164 | 0.048068 | 0.049954 | 0.051769 | 0.053609 | 0.055073 | 0.056445 | 0.057919 | 0.059362 | 0.060652 | 0.061859 | 0.062942 | 0.064011 | 0.065152 | 0.066266 | 0.06741 | 0.0686 | 0.069802 | 0.071042 | 0.072304 | 0.073589 | 0.074896
F5_Commercial_Grocery (WA)_New_Food Preparation_Natural Gas_Griddle_E2 | F5 | Commercial | Grocery (WA) | New | Food Preparation | Natural Gas | Griddle | E2 | Utility - Cost of Operation | 0.034483 | 0.035352 | 0.036381 | 0.037561 | 0.038895 | 0.040519 | 0.04219 | 0.043845 | 0.045438 | 0.047053 | 0.048338 | 0.049542 | 0.050836 | 0.052102 | 0.053235 | 0.054294 | 0.055245 | 0.056183 | 0.057185 | 0.058162 | 0.059167 | 0.060211 | 0.061266 | 0.062354 | 0.063462 | 0.064589 | 0.065737
F5_Commercial_Grocery (WA)_New_Food Preparation_Natural Gas_Griddle_E3 | F5 | Commercial | Grocery (WA) | New | Food Preparation | Natural Gas | Griddle | E3 | Utility - Cost of Operation | 0 | 0 | 0 | 0 | 0 | 0 | 0 | 0 | 0 | 0 | 0 | 0 | 0 | 0 | 0 | 0 | 0 | 0 | 0 | 0 | 0 | 0 | 0 | 0 | 0 | 0 | 0
F5_Commercial_Grocery (WA)_New_Food Preparation_Natural Gas_Griddle_E4 | F5 | Commercial | Grocery (WA) | New | Food Preparation | Natural Gas | Griddle | E4 | Utility - Cost of Operation | 0 | 0 | 0 | 0 | 0 | 0 | 0 | 0 | 0 | 0 | 0 | 0 | 0 | 0 | 0 | 0 | 0 | 0 | 0 | 0 | 0 | 0 | 0 | 0 | 0 | 0 | 0
F5_Commercial_Grocery (WA)_New_Food Preparation_Natural Gas_Griddle_E5 | F5 | Commercial | Grocery (WA) | New | Food Preparation | Natural Gas | Griddle | E5 | Utility - Cost of Operation | 0 | 0 | 0 | 0 | 0 | 0 | 0 | 0 | 0 | 0 | 0 | 0 | 0 | 0 | 0 | 0 | 0 | 0 | 0 | 0 | 0 | 0 | 0 | 0 | 0 | 0 | 0
F5_Commercial_Grocery (WA)_New_Food Preparation_Natural Gas_Griddle_E6 | F5 | Commercial | Grocery (WA) | New | Food Preparation | Natural Gas | Griddle | E6 | Utility - Cost of Operation | 0 | 0 | 0 | 0 | 0 | 0 | 0 | 0 | 0 | 0 | 0 | 0 | 0 | 0 | 0 | 0 | 0 | 0 | 0 | 0 | 0 | 0 | 0 | 0 | 0 | 0 | 0
F5_Commercial_Grocery (WA)_New_Food Preparation_Natural Gas_Griddle_E7 | F5 | Commercial | Grocery (WA) | New | Food Preparation | Natural Gas | Griddle | E7 | Utility - Cost of Operation | 0 | 0 | 0 | 0 | 0 | 0 | 0 | 0 | 0 | 0 | 0 | 0 | 0 | 0 | 0 | 0 | 0 | 0 | 0 | 0 | 0 | 0 | 0 | 0 | 0 | 0 | 0
F5_Commercial_Grocery (WA)_New_Food Preparation_Natural Gas_Griddle_E8 | F5 | Commercial | Grocery (WA) | New | Food Preparation | Natural Gas | Griddle | E8 | Utility - Cost of Operation | 0 | 0 | 0 | 0 | 0 | 0 | 0 | 0 | 0 | 0 | 0 | 0 | 0 | 0 | 0 | 0 | 0 | 0 | 0 | 0 | 0 | 0 | 0 | 0 | 0 | 0 | 0
F5_Commercial_Grocery (WA)_New_Food Preparation_Natural Gas_Griddle_E9 | F5 | Commercial | Grocery (WA) | New | Food Preparation | Natural Gas | Griddle | E9 | Utility - Cost of Operation | 0 | 0 | 0 | 0 | 0 | 0 | 0 | 0 | 0 | 0 | 0 | 0 | 0 | 0 | 0 | 0 | 0 | 0 | 0 | 0 | 0 | 0 | 0 | 0 | 0 | 0 | 0
F5_Commercial_Grocery (WA)_New_Food Preparation_Natural Gas_Griddle_E10 | F5 | Commercial | Grocery (WA) | New | Food Preparation | Natural Gas | Griddle | E10 | Utility - Cost of Operation | 0 | 0 | 0 | 0 | 0 | 0 | 0 | 0 | 0 | 0 | 0 | 0 | 0 | 0 | 0 | 0 | 0 | 0 | 0 | 0 | 0 | 0 | 0 | 0 | 0 | 0 | 0
F6_Commercial_Grocery (WA)_New_Food Preparation_Natural Gas_Griddle_E1 | F6 | Commercial | Grocery (WA) | New | Food Preparation | Natural Gas | Griddle | E1 | Utility - Value of Sales | 0.046272 | 0.047146 | 0.048172 | 0.049369 | 0.050739 | 0.052449 | 0.054164 | 0.055792 | 0.057266 | 0.058695 | 0.060175 | 0.061521 | 0.062941 | 0.064285 | 0.06544 | 0.066483 | 0.067366 | 0.068209 | 0.069105 | 0.069941 | 0.070781 | 0.07203 | 0.073292 | 0.074594 | 0.07592 | 0.077268 | 0.078641
F6_Commercial_Grocery (WA)_New_Food Preparation_Natural Gas_Griddle_E2 | F6 | Commercial | Grocery (WA) | New | Food Preparation | Natural Gas | Griddle | E2 | Utility - Value of Sales | 0.040614 | 0.041381 | 0.042281 | 0.043331 | 0.044534 | 0.046035 | 0.04754 | 0.048969 | 0.050263 | 0.051517 | 0.052816 | 0.053997 | 0.055244 | 0.056423 | 0.057438 | 0.058353 | 0.059128 | 0.059867 | 0.060654 | 0.061388 | 0.062125 | 0.063221 | 0.064329 | 0.065472 | 0.066635 | 0.067819 | 0.069024
F6_Commercial_Grocery (WA)_New_Food Preparation_Natural Gas_Griddle_E3 | F6 | Commercial | Grocery (WA) | New | Food Preparation | Natural Gas | Griddle | E3 | Utility - Value of Sales | 0 | 0 | 0 | 0 | 0 | 0 | 0 | 0 | 0 | 0 | 0 | 0 | 0 | 0 | 0 | 0 | 0 | 0 | 0 | 0 | 0 | 0 | 0 | 0 | 0 | 0 | 0
F6_Commercial_Grocery (WA)_New_Food Preparation_Natural Gas_Griddle_E4 | F6 | Commercial | Grocery (WA) | New | Food Preparation | Natural Gas | Griddle | E4 | Utility - Value of Sales | 0 | 0 | 0 | 0 | 0 | 0 | 0 | 0 | 0 | 0 | 0 | 0 | 0 | 0 | 0 | 0 | 0 | 0 | 0 | 0 | 0 | 0 | 0 | 0 | 0 | 0 | 0
F6_Commercial_Grocery (WA)_New_Food Preparation_Natural Gas_Griddle_E5 | F6 | Commercial | Grocery (WA) | New | Food Preparation | Natural Gas | Griddle | E5 | Utility - Value of Sales | 0 | 0 | 0 | 0 | 0 | 0 | 0 | 0 | 0 | 0 | 0 | 0 | 0 | 0 | 0 | 0 | 0 | 0 | 0 | 0 | 0 | 0 | 0 | 0 | 0 | 0 | 0
F6_Commercial_Grocery (WA)_New_Food Preparation_Natural Gas_Griddle_E6 | F6 | Commercial | Grocery (WA) | New | Food Preparation | Natural Gas | Griddle | E6 | Utility - Value of Sales | 0 | 0 | 0 | 0 | 0 | 0 | 0 | 0 | 0 | 0 | 0 | 0 | 0 | 0 | 0 | 0 | 0 | 0 | 0 | 0 | 0 | 0 | 0 | 0 | 0 | 0 | 0
F6_Commercial_Grocery (WA)_New_Food Preparation_Natural Gas_Griddle_E7 | F6 | Commercial | Grocery (WA) | New | Food Preparation | Natural Gas | Griddle | E7 | Utility - Value of Sales | 0 | 0 | 0 | 0 | 0 | 0 | 0 | 0 | 0 | 0 | 0 | 0 | 0 | 0 | 0 | 0 | 0 | 0 | 0 | 0 | 0 | 0 | 0 | 0 | 0 | 0 | 0
F6_Commercial_Grocery (WA)_New_Food Preparation_Natural Gas_Griddle_E8 | F6 | Commercial | Grocery (WA) | New | Food Preparation | Natural Gas | Griddle | E8 | Utility - Value of Sales | 0 | 0 | 0 | 0 | 0 | 0 | 0 | 0 | 0 | 0 | 0 | 0 | 0 | 0 | 0 | 0 | 0 | 0 | 0 | 0 | 0 | 0 | 0 | 0 | 0 | 0 | 0
F6_Commercial_Grocery (WA)_New_Food Preparation_Natural Gas_Griddle_E9 | F6 | Commercial | Grocery (WA) | New | Food Preparation | Natural Gas | Griddle | E9 | Utility - Value of Sales | 0 | 0 | 0 | 0 | 0 | 0 | 0 | 0 | 0 | 0 | 0 | 0 | 0 | 0 | 0 | 0 | 0 | 0 | 0 | 0 | 0 | 0 | 0 | 0 | 0 | 0 | 0
F6_Commercial_Grocery (WA)_New_Food Preparation_Natural Gas_Griddle_E10 | F6 | Commercial | Grocery (WA) | New | Food Preparation | Natural Gas | Griddle | E10 | Utility - Value of Sales | 0 | 0 | 0 | 0 | 0 | 0 | 0 | 0 | 0 | 0 | 0 | 0 | 0 | 0 | 0 | 0 | 0 | 0 | 0 | 0 | 0 | 0 | 0 | 0 | 0 | 0 | 0
F1_Commercial_Grocery (WA)_New_Food Preparation_Natural Gas_Range_E1 | F1 | Commercial | Grocery (WA) | New | Food Preparation | Natural Gas | Range | E1 | RVT - Cost of Equipment | 0.020777 | 0.020777 | 0.020777 | 0.020777 | 0.020777 | 0.020777 | 0.020777 | 0.020777 | 0.020777 | 0.020777 | 0.020777 | 0.020777 | 0.020777 | 0.020777 | 0.020777 | 0.020777 | 0.020777 | 0.020777 | 0.020777 | 0.020777 | 0.020777 | 0.020777 | 0.020777 | 0.020777 | 0.020777 | 0.020777 | 0.020777
F1_Commercial_Grocery (WA)_New_Food Preparation_Natural Gas_Range_E2 | F1 | Commercial | Grocery (WA) | New | Food Preparation | Natural Gas | Range | E2 | RVT - Cost of Equipment | 0.022624 | 0.022624 | 0.022624 | 0.022624 | 0.022624 | 0.022624 | 0.022624 | 0.022624 | 0.022624 | 0.022624 | 0.022624 | 0.022624 | 0.022624 | 0.022624 | 0.022624 | 0.022624 | 0.022624 | 0.022624 | 0.022624 | 0.022624 | 0.022624 | 0.022624 | 0.022624 | 0.022624 | 0.022624 | 0.022624 | 0.022624
F1_Commercial_Grocery (WA)_New_Food Preparation_Natural Gas_Range_E3 | F1 | Commercial | Grocery (WA) | New | Food Preparation | Natural Gas | Range | E3 | RVT - Cost of Equipment | 0 | 0 | 0 | 0 | 0 | 0 | 0 | 0 | 0 | 0 | 0 | 0 | 0 | 0 | 0 | 0 | 0 | 0 | 0 | 0 | 0 | 0 | 0 | 0 | 0 | 0 | 0
F1_Commercial_Grocery (WA)_New_Food Preparation_Natural Gas_Range_E4 | F1 | Commercial | Grocery (WA) | New | Food Preparation | Natural Gas | Range | E4 | RVT - Cost of Equipment | 0 | 0 | 0 | 0 | 0 | 0 | 0 | 0 | 0 | 0 | 0 | 0 | 0 | 0 | 0 | 0 | 0 | 0 | 0 | 0 | 0 | 0 | 0 | 0 | 0 | 0 | 0
F1_Commercial_Grocery (WA)_New_Food Preparation_Natural Gas_Range_E5 | F1 | Commercial | Grocery (WA) | New | Food Preparation | Natural Gas | Range | E5 | RVT - Cost of Equipment | 0 | 0 | 0 | 0 | 0 | 0 | 0 | 0 | 0 | 0 | 0 | 0 | 0 | 0 | 0 | 0 | 0 | 0 | 0 | 0 | 0 | 0 | 0 | 0 | 0 | 0 | 0
F1_Commercial_Grocery (WA)_New_Food Preparation_Natural Gas_Range_E6 | F1 | Commercial | Grocery (WA) | New | Food Preparation | Natural Gas | Range | E6 | RVT - Cost of Equipment | 0 | 0 | 0 | 0 | 0 | 0 | 0 | 0 | 0 | 0 | 0 | 0 | 0 | 0 | 0 | 0 | 0 | 0 | 0 | 0 | 0 | 0 | 0 | 0 | 0 | 0 | 0
F1_Commercial_Grocery (WA)_New_Food Preparation_Natural Gas_Range_E7 | F1 | Commercial | Grocery (WA) | New | Food Preparation | Natural Gas | Range | E7 | RVT - Cost of Equipment | 0 | 0 | 0 | 0 | 0 | 0 | 0 | 0 | 0 | 0 | 0 | 0 | 0 | 0 | 0 | 0 | 0 | 0 | 0 | 0 | 0 | 0 | 0 | 0 | 0 | 0 | 0
F1_Commercial_Grocery (WA)_New_Food Preparation_Natural Gas_Range_E8 | F1 | Commercial | Grocery (WA) | New | Food Preparation | Natural Gas | Range | E8 | RVT - Cost of Equipment | 0 | 0 | 0 | 0 | 0 | 0 | 0 | 0 | 0 | 0 | 0 | 0 | 0 | 0 | 0 | 0 | 0 | 0 | 0 | 0 | 0 | 0 | 0 | 0 | 0 | 0 | 0
F1_Commercial_Grocery (WA)_New_Food Preparation_Natural Gas_Range_E9 | F1 | Commercial | Grocery (WA) | New | Food Preparation | Natural Gas | Range | E9 | RVT - Cost of Equipment | 0 | 0 | 0 | 0 | 0 | 0 | 0 | 0 | 0 | 0 | 0 | 0 | 0 | 0 | 0 | 0 | 0 | 0 | 0 | 0 | 0 | 0 | 0 | 0 | 0 | 0 | 0
F1_Commercial_Grocery (WA)_New_Food Preparation_Natural Gas_Range_E10 | F1 | Commercial | Grocery (WA) | New | Food Preparation | Natural Gas | Range | E10 | RVT - Cost of Equipment | 0 | 0 | 0 | 0 | 0 | 0 | 0 | 0 | 0 | 0 | 0 | 0 | 0 | 0 | 0 | 0 | 0 | 0 | 0 | 0 | 0 | 0 | 0 | 0 | 0 | 0 | 0
F2_Commercial_Grocery (WA)_New_Food Preparation_Natural Gas_Range_E1 | F2 | Commercial | Grocery (WA) | New | Food Preparation | Natural Gas | Range | E1 | RVT - Cost of Operation | 0.061554 | 0.062579 | 0.063827 | 0.065345 | 0.06715 | 0.069537 | 0.071985 | 0.074353 | 0.076533 | 0.078626 | 0.080776 | 0.082697 | 0.084701 | 0.086552 | 0.088112 | 0.089494 | 0.090628 | 0.091696 | 0.092842 | 0.093894 | 0.094945 | 0.096619 | 0.098309 | 0.10006 | 0.10183 | 0.10364 | 0.10548
F2_Commercial_Grocery (WA)_New_Food Preparation_Natural Gas_Range_E2 | F2 | Commercial | Grocery (WA) | New | Food Preparation | Natural Gas | Range | E2 | RVT - Cost of Operation | 0.030777 | 0.031289 | 0.031914 | 0.032672 | 0.033575 | 0.034768 | 0.035992 | 0.037176 | 0.038266 | 0.039313 | 0.040388 | 0.041349 | 0.04235 | 0.043276 | 0.044056 | 0.044747 | 0.045314 | 0.045848 | 0.046421 | 0.046947 | 0.047473 | 0.04831 | 0.049155 | 0.050028 | 0.050917 | 0.051821 | 0.052742
F2_Commercial_Grocery (WA)_New_Food Preparation_Natural Gas_Range_E3 | F2 | Commercial | Grocery (WA) | New | Food Preparation | Natural Gas | Range | E3 | RVT - Cost of Operation | 0 | 0 | 0 | 0 | 0 | 0 | 0 | 0 | 0 | 0 | 0 | 0 | 0 | 0 | 0 | 0 | 0 | 0 | 0 | 0 | 0 | 0 | 0 | 0 | 0 | 0 | 0
F2_Commercial_Grocery (WA)_New_Food Preparation_Natural Gas_Range_E4 | F2 | Commercial | Grocery (WA) | New | Food Preparation | Natural Gas | Range | E4 | RVT - Cost of Operation | 0 | 0 | 0 | 0 | 0 | 0 | 0 | 0 | 0 | 0 | 0 | 0 | 0 | 0 | 0 | 0 | 0 | 0 | 0 | 0 | 0 | 0 | 0 | 0 | 0 | 0 | 0
F2_Commercial_Grocery (WA)_New_Food Preparation_Natural Gas_Range_E5 | F2 | Commercial | Grocery (WA) | New | Food Preparation | Natural Gas | Range | E5 | RVT - Cost of Operation | 0 | 0 | 0 | 0 | 0 | 0 | 0 | 0 | 0 | 0 | 0 | 0 | 0 | 0 | 0 | 0 | 0 | 0 | 0 | 0 | 0 | 0 | 0 | 0 | 0 | 0 | 0
F2_Commercial_Grocery (WA)_New_Food Preparation_Natural Gas_Range_E6 | F2 | Commercial | Grocery (WA) | New | Food Preparation | Natural Gas | Range | E6 | RVT - Cost of Operation | 0 | 0 | 0 | 0 | 0 | 0 | 0 | 0 | 0 | 0 | 0 | 0 | 0 | 0 | 0 | 0 | 0 | 0 | 0 | 0 | 0 | 0 | 0 | 0 | 0 | 0 | 0
F2_Commercial_Grocery (WA)_New_Food Preparation_Natural Gas_Range_E7 | F2 | Commercial | Grocery (WA) | New | Food Preparation | Natural Gas | Range | E7 | RVT - Cost of Operation | 0 | 0 | 0 | 0 | 0 | 0 | 0 | 0 | 0 | 0 | 0 | 0 | 0 | 0 | 0 | 0 | 0 | 0 | 0 | 0 | 0 | 0 | 0 | 0 | 0 | 0 | 0
F2_Commercial_Grocery (WA)_New_Food Preparation_Natural Gas_Range_E8 | F2 | Commercial | Grocery (WA) | New | Food Preparation | Natural Gas | Range | E8 | RVT - Cost of Operation | 0 | 0 | 0 | 0 | 0 | 0 | 0 | 0 | 0 | 0 | 0 | 0 | 0 | 0 | 0 | 0 | 0 | 0 | 0 | 0 | 0 | 0 | 0 | 0 | 0 | 0 | 0
F2_Commercial_Grocery (WA)_New_Food Preparation_Natural Gas_Range_E9 | F2 | Commercial | Grocery (WA) | New | Food Preparation | Natural Gas | Range | E9 | RVT - Cost of Operation | 0 | 0 | 0 | 0 | 0 | 0 | 0 | 0 | 0 | 0 | 0 | 0 | 0 | 0 | 0 | 0 | 0 | 0 | 0 | 0 | 0 | 0 | 0 | 0 | 0 | 0 | 0
F2_Commercial_Grocery (WA)_New_Food Preparation_Natural Gas_Range_E10 | F2 | Commercial | Grocery (WA) | New | Food Preparation | Natural Gas | Range | E10 | RVT - Cost of Operation | 0 | 0 | 0 | 0 | 0 | 0 | 0 | 0 | 0 | 0 | 0 | 0 | 0 | 0 | 0 | 0 | 0 | 0 | 0 | 0 | 0 | 0 | 0 | 0 | 0 | 0 | 0
F3_Commercial_Grocery (WA)_New_Food Preparation_Natural Gas_Range_E1 | F3 | Commercial | Grocery (WA) | New | Food Preparation | Natural Gas | Range | E1 | System - kBTUs of Consumption | 14.9201 | 14.9201 | 14.9201 | 14.9201 | 14.9201 | 14.9201 | 14.9201 | 14.9201 | 14.9201 | 14.9201 | 14.9201 | 14.9201 | 14.9201 | 14.9201 | 14.9201 | 14.9201 | 14.9201 | 14.9201 | 14.9201 | 14.9201 | 14.9201 | 14.9201 | 14.9201 | 14.9201 | 14.9201 | 14.9201 | 14.9201
F3_Commercial_Grocery (WA)_New_Food Preparation_Natural Gas_Range_E2 | F3 | Commercial | Grocery (WA) | New | Food Preparation | Natural Gas | Range | E2 | System - kBTUs of Consumption | 7.4601 | 7.4601 | 7.4601 | 7.4601 | 7.4601 | 7.4601 | 7.4601 | 7.4601 | 7.4601 | 7.4601 | 7.4601 | 7.4601 | 7.4601 | 7.4601 | 7.4601 | 7.4601 | 7.4601 | 7.4601 | 7.4601 | 7.4601 | 7.4601 | 7.4601 | 7.4601 | 7.4601 | 7.4601 | 7.4601 | 7.4601
F3_Commercial_Grocery (WA)_New_Food Preparation_Natural Gas_Range_E3 | F3 | Commercial | Grocery (WA) | New | Food Preparation | Natural Gas | Range | E3 | System - kBTUs of Consumption | 0 | 0 | 0 | 0 | 0 | 0 | 0 | 0 | 0 | 0 | 0 | 0 | 0 | 0 | 0 | 0 | 0 | 0 | 0 | 0 | 0 | 0 | 0 | 0 | 0 | 0 | 0
F3_Commercial_Grocery (WA)_New_Food Preparation_Natural Gas_Range_E4 | F3 | Commercial | Grocery (WA) | New | Food Preparation | Natural Gas | Range | E4 | System - kBTUs of Consumption | 0 | 0 | 0 | 0 | 0 | 0 | 0 | 0 | 0 | 0 | 0 | 0 | 0 | 0 | 0 | 0 | 0 | 0 | 0 | 0 | 0 | 0 | 0 | 0 | 0 | 0 | 0
F3_Commercial_Grocery (WA)_New_Food Preparation_Natural Gas_Range_E5 | F3 | Commercial | Grocery (WA) | New | Food Preparation | Natural Gas | Range | E5 | System - kBTUs of Consumption | 0 | 0 | 0 | 0 | 0 | 0 | 0 | 0 | 0 | 0 | 0 | 0 | 0 | 0 | 0 | 0 | 0 | 0 | 0 | 0 | 0 | 0 | 0 | 0 | 0 | 0 | 0
F3_Commercial_Grocery (WA)_New_Food Preparation_Natural Gas_Range_E6 | F3 | Commercial | Grocery (WA) | New | Food Preparation | Natural Gas | Range | E6 | System - kBTUs of Consumption | 0 | 0 | 0 | 0 | 0 | 0 | 0 | 0 | 0 | 0 | 0 | 0 | 0 | 0 | 0 | 0 | 0 | 0 | 0 | 0 | 0 | 0 | 0 | 0 | 0 | 0 | 0
F3_Commercial_Grocery (WA)_New_Food Preparation_Natural Gas_Range_E7 | F3 | Commercial | Grocery (WA) | New | Food Preparation | Natural Gas | Range | E7 | System - kBTUs of Consumption | 0 | 0 | 0 | 0 | 0 | 0 | 0 | 0 | 0 | 0 | 0 | 0 | 0 | 0 | 0 | 0 | 0 | 0 | 0 | 0 | 0 | 0 | 0 | 0 | 0 | 0 | 0
F3_Commercial_Grocery (WA)_New_Food Preparation_Natural Gas_Range_E8 | F3 | Commercial | Grocery (WA) | New | Food Preparation | Natural Gas | Range | E8 | System - kBTUs of Consumption | 0 | 0 | 0 | 0 | 0 | 0 | 0 | 0 | 0 | 0 | 0 | 0 | 0 | 0 | 0 | 0 | 0 | 0 | 0 | 0 | 0 | 0 | 0 | 0 | 0 | 0 | 0
F3_Commercial_Grocery (WA)_New_Food Preparation_Natural Gas_Range_E9 | F3 | Commercial | Grocery (WA) | New | Food Preparation | Natural Gas | Range | E9 | System - kBTUs of Consumption | 0 | 0 | 0 | 0 | 0 | 0 | 0 | 0 | 0 | 0 | 0 | 0 | 0 | 0 | 0 | 0 | 0 | 0 | 0 | 0 | 0 | 0 | 0 | 0 | 0 | 0 | 0
F3_Commercial_Grocery (WA)_New_Food Preparation_Natural Gas_Range_E10 | F3 | Commercial | Grocery (WA) | New | Food Preparation | Natural Gas | Range | E10 | System - kBTUs of Consumption | 0 | 0 | 0 | 0 | 0 | 0 | 0 | 0 | 0 | 0 | 0 | 0 | 0 | 0 | 0 | 0 | 0 | 0 | 0 | 0 | 0 | 0 | 0 | 0 | 0 | 0 | 0
F4_Commercial_Grocery (WA)_New_Food Preparation_Natural Gas_Range_E1 | F4 | Commercial | Grocery (WA) | New | Food Preparation | Natural Gas | Range | E1 | Utility - Cost of Equipment | 0.020777 | 0.020777 | 0.020777 | 0.020777 | 0.020777 | 0.020777 | 0.020777 | 0.020777 | 0.020777 | 0.020777 | 0.020777 | 0.020777 | 0.020777 | 0.020777 | 0.020777 | 0.020777 | 0.020777 | 0.020777 | 0.020777 | 0.020777 | 0.020777 | 0.020777 | 0.020777 | 0.020777 | 0.020777 | 0.020777 | 0.020777
F4_Commercial_Grocery (WA)_New_Food Preparation_Natural Gas_Range_E2 | F4 | Commercial | Grocery (WA) | New | Food Preparation | Natural Gas | Range | E2 | Utility - Cost of Equipment | 0.022624 | 0.022624 | 0.022624 | 0.022624 | 0.022624 | 0.022624 | 0.022624 | 0.022624 | 0.022624 | 0.022624 | 0.022624 | 0.022624 | 0.022624 | 0.022624 | 0.022624 | 0.022624 | 0.022624 | 0.022624 | 0.022624 | 0.022624 | 0.022624 | 0.022624 | 0.022624 | 0.022624 | 0.022624 | 0.022624 | 0.022624
F4_Commercial_Grocery (WA)_New_Food Preparation_Natural Gas_Range_E3 | F4 | Commercial | Grocery (WA) | New | Food Preparation | Natural Gas | Range | E3 | Utility - Cost of Equipment | 0 | 0 | 0 | 0 | 0 | 0 | 0 | 0 | 0 | 0 | 0 | 0 | 0 | 0 | 0 | 0 | 0 | 0 | 0 | 0 | 0 | 0 | 0 | 0 | 0 | 0 | 0
F4_Commercial_Grocery (WA)_New_Food Preparation_Natural Gas_Range_E4 | F4 | Commercial | Grocery (WA) | New | Food Preparation | Natural Gas | Range | E4 | Utility - Cost of Equipment | 0 | 0 | 0 | 0 | 0 | 0 | 0 | 0 | 0 | 0 | 0 | 0 | 0 | 0 | 0 | 0 | 0 | 0 | 0 | 0 | 0 | 0 | 0 | 0 | 0 | 0 | 0
F4_Commercial_Grocery (WA)_New_Food Preparation_Natural Gas_Range_E5 | F4 | Commercial | Grocery (WA) | New | Food Preparation | Natural Gas | Range | E5 | Utility - Cost of Equipment | 0 | 0 | 0 | 0 | 0 | 0 | 0 | 0 | 0 | 0 | 0 | 0 | 0 | 0 | 0 | 0 | 0 | 0 | 0 | 0 | 0 | 0 | 0 | 0 | 0 | 0 | 0
F4_Commercial_Grocery (WA)_New_Food Preparation_Natural Gas_Range_E6 | F4 | Commercial | Grocery (WA) | New | Food Preparation | Natural Gas | Range | E6 | Utility - Cost of Equipment | 0 | 0 | 0 | 0 | 0 | 0 | 0 | 0 | 0 | 0 | 0 | 0 | 0 | 0 | 0 | 0 | 0 | 0 | 0 | 0 | 0 | 0 | 0 | 0 | 0 | 0 | 0
F4_Commercial_Grocery (WA)_New_Food Preparation_Natural Gas_Range_E7 | F4 | Commercial | Grocery (WA) | New | Food Preparation | Natural Gas | Range | E7 | Utility - Cost of Equipment | 0 | 0 | 0 | 0 | 0 | 0 | 0 | 0 | 0 | 0 | 0 | 0 | 0 | 0 | 0 | 0 | 0 | 0 | 0 | 0 | 0 | 0 | 0 | 0 | 0 | 0 | 0
F4_Commercial_Grocery (WA)_New_Food Preparation_Natural Gas_Range_E8 | F4 | Commercial | Grocery (WA) | New | Food Preparation | Natural Gas | Range | E8 | Utility - Cost of Equipment | 0 | 0 | 0 | 0 | 0 | 0 | 0 | 0 | 0 | 0 | 0 | 0 | 0 | 0 | 0 | 0 | 0 | 0 | 0 | 0 | 0 | 0 | 0 | 0 | 0 | 0 | 0
F4_Commercial_Grocery (WA)_New_Food Preparation_Natural Gas_Range_E9 | F4 | Commercial | Grocery (WA) | New | Food Preparation | Natural Gas | Range | E9 | Utility - Cost of Equipment | 0 | 0 | 0 | 0 | 0 | 0 | 0 | 0 | 0 | 0 | 0 | 0 | 0 | 0 | 0 | 0 | 0 | 0 | 0 | 0 | 0 | 0 | 0 | 0 | 0 | 0 | 0
F4_Commercial_Grocery (WA)_New_Food Preparation_Natural Gas_Range_E10 | F4 | Commercial | Grocery (WA) | New | Food Preparation | Natural Gas | Range | E10 | Utility - Cost of Equipment | 0 | 0 | 0 | 0 | 0 | 0 | 0 | 0 | 0 | 0 | 0 | 0 | 0 | 0 | 0 | 0 | 0 | 0 | 0 | 0 | 0 | 0 | 0 | 0 | 0 | 0 | 0
F5_Commercial_Grocery (WA)_New_Food Preparation_Natural Gas_Range_E1 | F5 | Commercial | Grocery (WA) | New | Food Preparation | Natural Gas | Range | E1 | Utility - Cost of Operation | 0.051744 | 0.052939 | 0.054442 | 0.056214 | 0.058276 | 0.060875 | 0.063583 | 0.066283 | 0.068887 | 0.071527 | 0.073587 | 0.075504 | 0.07757 | 0.079583 | 0.081359 | 0.083002 | 0.084452 | 0.085877 | 0.08741 | 0.088896 | 0.090424 | 0.092018 | 0.093628 | 0.095291 | 0.096984 | 0.098707 | 0.10046
F5_Commercial_Grocery (WA)_New_Food Preparation_Natural Gas_Range_E2 | F5 | Commercial | Grocery (WA) | New | Food Preparation | Natural Gas | Range | E2 | Utility - Cost of Operation | 0.025872 | 0.026469 | 0.027221 | 0.028107 | 0.029138 | 0.030438 | 0.031792 | 0.033141 | 0.034444 | 0.035764 | 0.036794 | 0.037752 | 0.038785 | 0.039792 | 0.040679 | 0.041501 | 0.042226 | 0.042939 | 0.043705 | 0.044448 | 0.045212 | 0.046009 | 0.046814 | 0.047646 | 0.048492 | 0.049354 | 0.05023
F5_Commercial_Grocery (WA)_New_Food Preparation_Natural Gas_Range_E3 | F5 | Commercial | Grocery (WA) | New | Food Preparation | Natural Gas | Range | E3 | Utility - Cost of Operation | 0 | 0 | 0 | 0 | 0 | 0 | 0 | 0 | 0 | 0 | 0 | 0 | 0 | 0 | 0 | 0 | 0 | 0 | 0 | 0 | 0 | 0 | 0 | 0 | 0 | 0 | 0
F5_Commercial_Grocery (WA)_New_Food Preparation_Natural Gas_Range_E4 | F5 | Commercial | Grocery (WA) | New | Food Preparation | Natural Gas | Range | E4 | Utility - Cost of Operation | 0 | 0 | 0 | 0 | 0 | 0 | 0 | 0 | 0 | 0 | 0 | 0 | 0 | 0 | 0 | 0 | 0 | 0 | 0 | 0 | 0 | 0 | 0 | 0 | 0 | 0 | 0
F5_Commercial_Grocery (WA)_New_Food Preparation_Natural Gas_Range_E5 | F5 | Commercial | Grocery (WA) | New | Food Preparation | Natural Gas | Range | E5 | Utility - Cost of Operation | 0 | 0 | 0 | 0 | 0 | 0 | 0 | 0 | 0 | 0 | 0 | 0 | 0 | 0 | 0 | 0 | 0 | 0 | 0 | 0 | 0 | 0 | 0 | 0 | 0 | 0 | 0
F5_Commercial_Grocery (WA)_New_Food Preparation_Natural Gas_Range_E6 | F5 | Commercial | Grocery (WA) | New | Food Preparation | Natural Gas | Range | E6 | Utility - Cost of Operation | 0 | 0 | 0 | 0 | 0 | 0 | 0 | 0 | 0 | 0 | 0 | 0 | 0 | 0 | 0 | 0 | 0 | 0 | 0 | 0 | 0 | 0 | 0 | 0 | 0 | 0 | 0
F5_Commercial_Grocery (WA)_New_Food Preparation_Natural Gas_Range_E7 | F5 | Commercial | Grocery (WA) | New | Food Preparation | Natural Gas | Range | E7 | Utility - Cost of Operation | 0 | 0 | 0 | 0 | 0 | 0 | 0 | 0 | 0 | 0 | 0 | 0 | 0 | 0 | 0 | 0 | 0 | 0 | 0 | 0 | 0 | 0 | 0 | 0 | 0 | 0 | 0
F5_Commercial_Grocery (WA)_New_Food Preparation_Natural Gas_Range_E8 | F5 | Commercial | Grocery (WA) | New | Food Preparation | Natural Gas | Range | E8 | Utility - Cost of Operation | 0 | 0 | 0 | 0 | 0 | 0 | 0 | 0 | 0 | 0 | 0 | 0 | 0 | 0 | 0 | 0 | 0 | 0 | 0 | 0 | 0 | 0 | 0 | 0 | 0 | 0 | 0
F5_Commercial_Grocery (WA)_New_Food Preparation_Natural Gas_Range_E9 | F5 | Commercial | Grocery (WA) | New | Food Preparation | Natural Gas | Range | E9 | Utility - Cost of Operation | 0 | 0 | 0 | 0 | 0 | 0 | 0 | 0 | 0 | 0 | 0 | 0 | 0 | 0 | 0 | 0 | 0 | 0 | 0 | 0 | 0 | 0 | 0 | 0 | 0 | 0 | 0
F5_Commercial_Grocery (WA)_New_Food Preparation_Natural Gas_Range_E10 | F5 | Commercial | Grocery (WA) | New | Food Preparation | Natural Gas | Range | E10 | Utility - Cost of Operation | 0 | 0 | 0 | 0 | 0 | 0 | 0 | 0 | 0 | 0 | 0 | 0 | 0 | 0 | 0 | 0 | 0 | 0 | 0 | 0 | 0 | 0 | 0 | 0 | 0 | 0 | 0
F6_Commercial_Grocery (WA)_New_Food Preparation_Natural Gas_Range_E1 | F6 | Commercial | Grocery (WA) | New | Food Preparation | Natural Gas | Range | E1 | Utility - Value of Sales | 0.061554 | 0.062579 | 0.063827 | 0.065345 | 0.06715 | 0.069537 | 0.071985 | 0.074353 | 0.076533 | 0.078626 | 0.080776 | 0.082697 | 0.084701 | 0.086552 | 0.088112 | 0.089494 | 0.090628 | 0.091696 | 0.092842 | 0.093894 | 0.094945 | 0.096619 | 0.098309 | 0.10006 | 0.10183 | 0.10364 | 0.10548
F6_Commercial_Grocery (WA)_New_Food Preparation_Natural Gas_Range_E2 | F6 | Commercial | Grocery (WA) | New | Food Preparation | Natural Gas | Range | E2 | Utility - Value of Sales | 0.030777 | 0.031289 | 0.031914 | 0.032672 | 0.033575 | 0.034768 | 0.035992 | 0.037176 | 0.038266 | 0.039313 | 0.040388 | 0.041349 | 0.04235 | 0.043276 | 0.044056 | 0.044747 | 0.045314 | 0.045848 | 0.046421 | 0.046947 | 0.047473 | 0.04831 | 0.049155 | 0.050028 | 0.050917 | 0.051821 | 0.052742
F6_Commercial_Grocery (WA)_New_Food Preparation_Natural Gas_Range_E3 | F6 | Commercial | Grocery (WA) | New | Food Preparation | Natural Gas | Range | E3 | Utility - Value of Sales | 0 | 0 | 0 | 0 | 0 | 0 | 0 | 0 | 0 | 0 | 0 | 0 | 0 | 0 | 0 | 0 | 0 | 0 | 0 | 0 | 0 | 0 | 0 | 0 | 0 | 0 | 0
F6_Commercial_Grocery (WA)_New_Food Preparation_Natural Gas_Range_E4 | F6 | Commercial | Grocery (WA) | New | Food Preparation | Natural Gas | Range | E4 | Utility - Value of Sales | 0 | 0 | 0 | 0 | 0 | 0 | 0 | 0 | 0 | 0 | 0 | 0 | 0 | 0 | 0 | 0 | 0 | 0 | 0 | 0 | 0 | 0 | 0 | 0 | 0 | 0 | 0
F6_Commercial_Grocery (WA)_New_Food Preparation_Natural Gas_Range_E5 | F6 | Commercial | Grocery (WA) | New | Food Preparation | Natural Gas | Range | E5 | Utility - Value of Sales | 0 | 0 | 0 | 0 | 0 | 0 | 0 | 0 | 0 | 0 | 0 | 0 | 0 | 0 | 0 | 0 | 0 | 0 | 0 | 0 | 0 | 0 | 0 | 0 | 0 | 0 | 0
F6_Commercial_Grocery (WA)_New_Food Preparation_Natural Gas_Range_E6 | F6 | Commercial | Grocery (WA) | New | Food Preparation | Natural Gas | Range | E6 | Utility - Value of Sales | 0 | 0 | 0 | 0 | 0 | 0 | 0 | 0 | 0 | 0 | 0 | 0 | 0 | 0 | 0 | 0 | 0 | 0 | 0 | 0 | 0 | 0 | 0 | 0 | 0 | 0 | 0
F6_Commercial_Grocery (WA)_New_Food Preparation_Natural Gas_Range_E7 | F6 | Commercial | Grocery (WA) | New | Food Preparation | Natural Gas | Range | E7 | Utility - Value of Sales | 0 | 0 | 0 | 0 | 0 | 0 | 0 | 0 | 0 | 0 | 0 | 0 | 0 | 0 | 0 | 0 | 0 | 0 | 0 | 0 | 0 | 0 | 0 | 0 | 0 | 0 | 0
F6_Commercial_Grocery (WA)_New_Food Preparation_Natural Gas_Range_E8 | F6 | Commercial | Grocery (WA) | New | Food Preparation | Natural Gas | Range | E8 | Utility - Value of Sales | 0 | 0 | 0 | 0 | 0 | 0 | 0 | 0 | 0 | 0 | 0 | 0 | 0 | 0 | 0 | 0 | 0 | 0 | 0 | 0 | 0 | 0 | 0 | 0 | 0 | 0 | 0
F6_Commercial_Grocery (WA)_New_Food Preparation_Natural Gas_Range_E9 | F6 | Commercial | Grocery (WA) | New | Food Preparation | Natural Gas | Range | E9 | Utility - Value of Sales | 0 | 0 | 0 | 0 | 0 | 0 | 0 | 0 | 0 | 0 | 0 | 0 | 0 | 0 | 0 | 0 | 0 | 0 | 0 | 0 | 0 | 0 | 0 | 0 | 0 | 0 | 0
F6_Commercial_Grocery (WA)_New_Food Preparation_Natural Gas_Range_E10 | F6 | Commercial | Grocery (WA) | New | Food Preparation | Natural Gas | Range | E10 | Utility - Value of Sales | 0 | 0 | 0 | 0 | 0 | 0 | 0 | 0 | 0 | 0 | 0 | 0 | 0 | 0 | 0 | 0 | 0 | 0 | 0 | 0 | 0 | 0 | 0 | 0 | 0 | 0 | 0
F1_Commercial_Grocery (WA)_New_Food Preparation_Natural Gas_Steamer_E1 | F1 | Commercial | Grocery (WA) | New | Food Preparation | Natural Gas | Steamer | E1 | RVT - Cost of Equipment | 0.0041012 | 0.0041012 | 0.0041012 | 0.0041012 | 0.0041012 | 0.0041012 | 0.0041012 | 0.0041012 | 0.0041012 | 0.0041012 | 0.0041012 | 0.0041012 | 0.0041012 | 0.0041012 | 0.0041012 | 0.0041012 | 0.0041012 | 0.0041012 | 0.0041012 | 0.0041012 | 0.0041012 | 0.0041012 | 0.0041012 | 0.0041012 | 0.0041012 | 0.0041012 | 0.0041012
F1_Commercial_Grocery (WA)_New_Food Preparation_Natural Gas_Steamer_E2 | F1 | Commercial | Grocery (WA) | New | Food Preparation | Natural Gas | Steamer | E2 | RVT - Cost of Equipment | 0.0044067 | 0.0044067 | 0.0044067 | 0.0044067 | 0.0044067 | 0.0044067 | 0.0044067 | 0.0044067 | 0.0044067 | 0.0044067 | 0.0044067 | 0.0044067 | 0.0044067 | 0.0044067 | 0.0044067 | 0.0044067 | 0.0044067 | 0.0044067 | 0.0044067 | 0.0044067 | 0.0044067 | 0.0044067 | 0.0044067 | 0.0044067 | 0.0044067 | 0.0044067 | 0.0044067
F1_Commercial_Grocery (WA)_New_Food Preparation_Natural Gas_Steamer_E3 | F1 | Commercial | Grocery (WA) | New | Food Preparation | Natural Gas | Steamer | E3 | RVT - Cost of Equipment | 0 | 0 | 0 | 0 | 0 | 0 | 0 | 0 | 0 | 0 | 0 | 0 | 0 | 0 | 0 | 0 | 0 | 0 | 0 | 0 | 0 | 0 | 0 | 0 | 0 | 0 | 0
F1_Commercial_Grocery (WA)_New_Food Preparation_Natural Gas_Steamer_E4 | F1 | Commercial | Grocery (WA) | New | Food Preparation | Natural Gas | Steamer | E4 | RVT - Cost of Equipment | 0 | 0 | 0 | 0 | 0 | 0 | 0 | 0 | 0 | 0 | 0 | 0 | 0 | 0 | 0 | 0 | 0 | 0 | 0 | 0 | 0 | 0 | 0 | 0 | 0 | 0 | 0
F1_Commercial_Grocery (WA)_New_Food Preparation_Natural Gas_Steamer_E5 | F1 | Commercial | Grocery (WA) | New | Food Preparation | Natural Gas | Steamer | E5 | RVT - Cost of Equipment | 0 | 0 | 0 | 0 | 0 | 0 | 0 | 0 | 0 | 0 | 0 | 0 | 0 | 0 | 0 | 0 | 0 | 0 | 0 | 0 | 0 | 0 | 0 | 0 | 0 | 0 | 0
F1_Commercial_Grocery (WA)_New_Food Preparation_Natural Gas_Steamer_E6 | F1 | Commercial | Grocery (WA) | New | Food Preparation | Natural Gas | Steamer | E6 | RVT - Cost of Equipment | 0 | 0 | 0 | 0 | 0 | 0 | 0 | 0 | 0 | 0 | 0 | 0 | 0 | 0 | 0 | 0 | 0 | 0 | 0 | 0 | 0 | 0 | 0 | 0 | 0 | 0 | 0
F1_Commercial_Grocery (WA)_New_Food Preparation_Natural Gas_Steamer_E7 | F1 | Commercial | Grocery (WA) | New | Food Preparation | Natural Gas | Steamer | E7 | RVT - Cost of Equipment | 0 | 0 | 0 | 0 | 0 | 0 | 0 | 0 | 0 | 0 | 0 | 0 | 0 | 0 | 0 | 0 | 0 | 0 | 0 | 0 | 0 | 0 | 0 | 0 | 0 | 0 | 0
F1_Commercial_Grocery (WA)_New_Food Preparation_Natural Gas_Steamer_E8 | F1 | Commercial | Grocery (WA) | New | Food Preparation | Natural Gas | Steamer | E8 | RVT - Cost of Equipment | 0 | 0 | 0 | 0 | 0 | 0 | 0 | 0 | 0 | 0 | 0 | 0 | 0 | 0 | 0 | 0 | 0 | 0 | 0 | 0 | 0 | 0 | 0 | 0 | 0 | 0 | 0
F1_Commercial_Grocery (WA)_New_Food Preparation_Natural Gas_Steamer_E9 | F1 | Commercial | Grocery (WA) | New | Food Preparation | Natural Gas | Steamer | E9 | RVT - Cost of Equipment | 0 | 0 | 0 | 0 | 0 | 0 | 0 | 0 | 0 | 0 | 0 | 0 | 0 | 0 | 0 | 0 | 0 | 0 | 0 | 0 | 0 | 0 | 0 | 0 | 0 | 0 | 0
F1_Commercial_Grocery (WA)_New_Food Preparation_Natural Gas_Steamer_E10 | F1 | Commercial | Grocery (WA) | New | Food Preparation | Natural Gas | Steamer | E10 | RVT - Cost of Equipment | 0 | 0 | 0 | 0 | 0 | 0 | 0 | 0 | 0 | 0 | 0 | 0 | 0 | 0 | 0 | 0 | 0 | 0 | 0 | 0 | 0 | 0 | 0 | 0 | 0 | 0 | 0
F2_Commercial_Grocery (WA)_New_Food Preparation_Natural Gas_Steamer_E1 | F2 | Commercial | Grocery (WA) | New | Food Preparation | Natural Gas | Steamer | E1 | RVT - Cost of Operation | 0.085731 | 0.08735 | 0.089251 | 0.091467 | 0.094006 | 0.097174 | 0.10035 | 0.10337 | 0.1061 | 0.10875 | 0.11149 | 0.11398 | 0.11661 | 0.1191 | 0.12124 | 0.12318 | 0.12481 | 0.12637 | 0.12803 | 0.12958 | 0.13114 | 0.13345 | 0.13579 | 0.1382 | 0.14066 | 0.14316 | 0.1457
F2_Commercial_Grocery (WA)_New_Food Preparation_Natural Gas_Steamer_E2 | F2 | Commercial | Grocery (WA) | New | Food Preparation | Natural Gas | Steamer | E2 | RVT - Cost of Operation | 0.016175 | 0.016481 | 0.016839 | 0.017257 | 0.017736 | 0.018334 | 0.018934 | 0.019503 | 0.020018 | 0.020518 | 0.021035 | 0.021505 | 0.022002 | 0.022472 | 0.022876 | 0.02324 | 0.023549 | 0.023843 | 0.024156 | 0.024449 | 0.024742 | 0.025179 | 0.02562 | 0.026075 | 0.026539 | 0.02701 | 0.02749
F2_Commercial_Grocery (WA)_New_Food Preparation_Natural Gas_Steamer_E3 | F2 | Commercial | Grocery (WA) | New | Food Preparation | Natural Gas | Steamer | E3 | RVT - Cost of Operation | 0 | 0 | 0 | 0 | 0 | 0 | 0 | 0 | 0 | 0 | 0 | 0 | 0 | 0 | 0 | 0 | 0 | 0 | 0 | 0 | 0 | 0 | 0 | 0 | 0 | 0 | 0
F2_Commercial_Grocery (WA)_New_Food Preparation_Natural Gas_Steamer_E4 | F2 | Commercial | Grocery (WA) | New | Food Preparation | Natural Gas | Steamer | E4 | RVT - Cost of Operation | 0 | 0 | 0 | 0 | 0 | 0 | 0 | 0 | 0 | 0 | 0 | 0 | 0 | 0 | 0 | 0 | 0 | 0 | 0 | 0 | 0 | 0 | 0 | 0 | 0 | 0 | 0
F2_Commercial_Grocery (WA)_New_Food Preparation_Natural Gas_Steamer_E5 | F2 | Commercial | Grocery (WA) | New | Food Preparation | Natural Gas | Steamer | E5 | RVT - Cost of Operation | 0 | 0 | 0 | 0 | 0 | 0 | 0 | 0 | 0 | 0 | 0 | 0 | 0 | 0 | 0 | 0 | 0 | 0 | 0 | 0 | 0 | 0 | 0 | 0 | 0 | 0 | 0
F2_Commercial_Grocery (WA)_New_Food Preparation_Natural Gas_Steamer_E6 | F2 | Commercial | Grocery (WA) | New | Food Preparation | Natural Gas | Steamer | E6 | RVT - Cost of Operation | 0 | 0 | 0 | 0 | 0 | 0 | 0 | 0 | 0 | 0 | 0 | 0 | 0 | 0 | 0 | 0 | 0 | 0 | 0 | 0 | 0 | 0 | 0 | 0 | 0 | 0 | 0
F2_Commercial_Grocery (WA)_New_Food Preparation_Natural Gas_Steamer_E7 | F2 | Commercial | Grocery (WA) | New | Food Preparation | Natural Gas | Steamer | E7 | RVT - Cost of Operation | 0 | 0 | 0 | 0 | 0 | 0 | 0 | 0 | 0 | 0 | 0 | 0 | 0 | 0 | 0 | 0 | 0 | 0 | 0 | 0 | 0 | 0 | 0 | 0 | 0 | 0 | 0
F2_Commercial_Grocery (WA)_New_Food Preparation_Natural Gas_Steamer_E8 | F2 | Commercial | Grocery (WA) | New | Food Preparation | Natural Gas | Steamer | E8 | RVT - Cost of Operation | 0 | 0 | 0 | 0 | 0 | 0 | 0 | 0 | 0 | 0 | 0 | 0 | 0 | 0 | 0 | 0 | 0 | 0 | 0 | 0 | 0 | 0 | 0 | 0 | 0 | 0 | 0
F2_Commercial_Grocery (WA)_New_Food Preparation_Natural Gas_Steamer_E9 | F2 | Commercial | Grocery (WA) | New | Food Preparation | Natural Gas | Steamer | E9 | RVT - Cost of Operation | 0 | 0 | 0 | 0 | 0 | 0 | 0 | 0 | 0 | 0 | 0 | 0 | 0 | 0 | 0 | 0 | 0 | 0 | 0 | 0 | 0 | 0 | 0 | 0 | 0 | 0 | 0
F2_Commercial_Grocery (WA)_New_Food Preparation_Natural Gas_Steamer_E10 | F2 | Commercial | Grocery (WA) | New | Food Preparation | Natural Gas | Steamer | E10 | RVT - Cost of Operation | 0 | 0 | 0 | 0 | 0 | 0 | 0 | 0 | 0 | 0 | 0 | 0 | 0 | 0 | 0 | 0 | 0 | 0 | 0 | 0 | 0 | 0 | 0 | 0 | 0 | 0 | 0
F3_Commercial_Grocery (WA)_New_Food Preparation_Natural Gas_Steamer_E1 | F3 | Commercial | Grocery (WA) | New | Food Preparation | Natural Gas | Steamer | E1 | System - kBTUs of Consumption | 20.452 | 20.452 | 20.452 | 20.452 | 20.452 | 20.452 | 20.452 | 20.452 | 20.452 | 20.452 | 20.452 | 20.452 | 20.452 | 20.452 | 20.452 | 20.452 | 20.452 | 20.452 | 20.452 | 20.452 | 20.452 | 20.452 | 20.452 | 20.452 | 20.452 | 20.452 | 20.452
F3_Commercial_Grocery (WA)_New_Food Preparation_Natural Gas_Steamer_E2 | F3 | Commercial | Grocery (WA) | New | Food Preparation | Natural Gas | Steamer | E2 | System - kBTUs of Consumption | 3.8588 | 3.8588 | 3.8588 | 3.8588 | 3.8588 | 3.8588 | 3.8588 | 3.8588 | 3.8588 | 3.8588 | 3.8588 | 3.8588 | 3.8588 | 3.8588 | 3.8588 | 3.8588 | 3.8588 | 3.8588 | 3.8588 | 3.8588 | 3.8588 | 3.8588 | 3.8588 | 3.8588 | 3.8588 | 3.8588 | 3.8588
F3_Commercial_Grocery (WA)_New_Food Preparation_Natural Gas_Steamer_E3 | F3 | Commercial | Grocery (WA) | New | Food Preparation | Natural Gas | Steamer | E3 | System - kBTUs of Consumption | 0 | 0 | 0 | 0 | 0 | 0 | 0 | 0 | 0 | 0 | 0 | 0 | 0 | 0 | 0 | 0 | 0 | 0 | 0 | 0 | 0 | 0 | 0 | 0 | 0 | 0 | 0
F3_Commercial_Grocery (WA)_New_Food Preparation_Natural Gas_Steamer_E4 | F3 | Commercial | Grocery (WA) | New | Food Preparation | Natural Gas | Steamer | E4 | System - kBTUs of Consumption | 0 | 0 | 0 | 0 | 0 | 0 | 0 | 0 | 0 | 0 | 0 | 0 | 0 | 0 | 0 | 0 | 0 | 0 | 0 | 0 | 0 | 0 | 0 | 0 | 0 | 0 | 0
F3_Commercial_Grocery (WA)_New_Food Preparation_Natural Gas_Steamer_E5 | F3 | Commercial | Grocery (WA) | New | Food Preparation | Natural Gas | Steamer | E5 | System - kBTUs of Consumption | 0 | 0 | 0 | 0 | 0 | 0 | 0 | 0 | 0 | 0 | 0 | 0 | 0 | 0 | 0 | 0 | 0 | 0 | 0 | 0 | 0 | 0 | 0 | 0 | 0 | 0 | 0
F3_Commercial_Grocery (WA)_New_Food Preparation_Natural Gas_Steamer_E6 | F3 | Commercial | Grocery (WA) | New | Food Preparation | Natural Gas | Steamer | E6 | System - kBTUs of Consumption | 0 | 0 | 0 | 0 | 0 | 0 | 0 | 0 | 0 | 0 | 0 | 0 | 0 | 0 | 0 | 0 | 0 | 0 | 0 | 0 | 0 | 0 | 0 | 0 | 0 | 0 | 0
F3_Commercial_Grocery (WA)_New_Food Preparation_Natural Gas_Steamer_E7 | F3 | Commercial | Grocery (WA) | New | Food Preparation | Natural Gas | Steamer | E7 | System - kBTUs of Consumption | 0 | 0 | 0 | 0 | 0 | 0 | 0 | 0 | 0 | 0 | 0 | 0 | 0 | 0 | 0 | 0 | 0 | 0 | 0 | 0 | 0 | 0 | 0 | 0 | 0 | 0 | 0
F3_Commercial_Grocery (WA)_New_Food Preparation_Natural Gas_Steamer_E8 | F3 | Commercial | Grocery (WA) | New | Food Preparation | Natural Gas | Steamer | E8 | System - kBTUs of Consumption | 0 | 0 | 0 | 0 | 0 | 0 | 0 | 0 | 0 | 0 | 0 | 0 | 0 | 0 | 0 | 0 | 0 | 0 | 0 | 0 | 0 | 0 | 0 | 0 | 0 | 0 | 0
F3_Commercial_Grocery (WA)_New_Food Preparation_Natural Gas_Steamer_E9 | F3 | Commercial | Grocery (WA) | New | Food Preparation | Natural Gas | Steamer | E9 | System - kBTUs of Consumption | 0 | 0 | 0 | 0 | 0 | 0 | 0 | 0 | 0 | 0 | 0 | 0 | 0 | 0 | 0 | 0 | 0 | 0 | 0 | 0 | 0 | 0 | 0 | 0 | 0 | 0 | 0
F3_Commercial_Grocery (WA)_New_Food Preparation_Natural Gas_Steamer_E10 | F3 | Commercial | Grocery (WA) | New | Food Preparation | Natural Gas | Steamer | E10 | System - kBTUs of Consumption | 0 | 0 | 0 | 0 | 0 | 0 | 0 | 0 | 0 | 0 | 0 | 0 | 0 | 0 | 0 | 0 | 0 | 0 | 0 | 0 | 0 | 0 | 0 | 0 | 0 | 0 | 0
F4_Commercial_Grocery (WA)_New_Food Preparation_Natural Gas_Steamer_E1 | F4 | Commercial | Grocery (WA) | New | Food Preparation | Natural Gas | Steamer | E1 | Utility - Cost of Equipment | 0.0041012 | 0.0041012 | 0.0041012 | 0.0041012 | 0.0041012 | 0.0041012 | 0.0041012 | 0.0041012 | 0.0041012 | 0.0041012 | 0.0041012 | 0.0041012 | 0.0041012 | 0.0041012 | 0.0041012 | 0.0041012 | 0.0041012 | 0.0041012 | 0.0041012 | 0.0041012 | 0.0041012 | 0.0041012 | 0.0041012 | 0.0041012 | 0.0041012 | 0.0041012 | 0.0041012
F4_Commercial_Grocery (WA)_New_Food Preparation_Natural Gas_Steamer_E2 | F4 | Commercial | Grocery (WA) | New | Food Preparation | Natural Gas | Steamer | E2 | Utility - Cost of Equipment | 0.0044067 | 0.0044067 | 0.0044067 | 0.0044067 | 0.0044067 | 0.0044067 | 0.0044067 | 0.0044067 | 0.0044067 | 0.0044067 | 0.0044067 | 0.0044067 | 0.0044067 | 0.0044067 | 0.0044067 | 0.0044067 | 0.0044067 | 0.0044067 | 0.0044067 | 0.0044067 | 0.0044067 | 0.0044067 | 0.0044067 | 0.0044067 | 0.0044067 | 0.0044067 | 0.0044067
F4_Commercial_Grocery (WA)_New_Food Preparation_Natural Gas_Steamer_E3 | F4 | Commercial | Grocery (WA) | New | Food Preparation | Natural Gas | Steamer | E3 | Utility - Cost of Equipment | 0 | 0 | 0 | 0 | 0 | 0 | 0 | 0 | 0 | 0 | 0 | 0 | 0 | 0 | 0 | 0 | 0 | 0 | 0 | 0 | 0 | 0 | 0 | 0 | 0 | 0 | 0
F4_Commercial_Grocery (WA)_New_Food Preparation_Natural Gas_Steamer_E4 | F4 | Commercial | Grocery (WA) | New | Food Preparation | Natural Gas | Steamer | E4 | Utility - Cost of Equipment | 0 | 0 | 0 | 0 | 0 | 0 | 0 | 0 | 0 | 0 | 0 | 0 | 0 | 0 | 0 | 0 | 0 | 0 | 0 | 0 | 0 | 0 | 0 | 0 | 0 | 0 | 0
F4_Commercial_Grocery (WA)_New_Food Preparation_Natural Gas_Steamer_E5 | F4 | Commercial | Grocery (WA) | New | Food Preparation | Natural Gas | Steamer | E5 | Utility - Cost of Equipment | 0 | 0 | 0 | 0 | 0 | 0 | 0 | 0 | 0 | 0 | 0 | 0 | 0 | 0 | 0 | 0 | 0 | 0 | 0 | 0 | 0 | 0 | 0 | 0 | 0 | 0 | 0
F4_Commercial_Grocery (WA)_New_Food Preparation_Natural Gas_Steamer_E6 | F4 | Commercial | Grocery (WA) | New | Food Preparation | Natural Gas | Steamer | E6 | Utility - Cost of Equipment | 0 | 0 | 0 | 0 | 0 | 0 | 0 | 0 | 0 | 0 | 0 | 0 | 0 | 0 | 0 | 0 | 0 | 0 | 0 | 0 | 0 | 0 | 0 | 0 | 0 | 0 | 0
F4_Commercial_Grocery (WA)_New_Food Preparation_Natural Gas_Steamer_E7 | F4 | Commercial | Grocery (WA) | New | Food Preparation | Natural Gas | Steamer | E7 | Utility - Cost of Equipment | 0 | 0 | 0 | 0 | 0 | 0 | 0 | 0 | 0 | 0 | 0 | 0 | 0 | 0 | 0 | 0 | 0 | 0 | 0 | 0 | 0 | 0 | 0 | 0 | 0 | 0 | 0
F4_Commercial_Grocery (WA)_New_Food Preparation_Natural Gas_Steamer_E8 | F4 | Commercial | Grocery (WA) | New | Food Preparation | Natural Gas | Steamer | E8 | Utility - Cost of Equipment | 0 | 0 | 0 | 0 | 0 | 0 | 0 | 0 | 0 | 0 | 0 | 0 | 0 | 0 | 0 | 0 | 0 | 0 | 0 | 0 | 0 | 0 | 0 | 0 | 0 | 0 | 0
F4_Commercial_Grocery (WA)_New_Food Preparation_Natural Gas_Steamer_E9 | F4 | Commercial | Grocery (WA) | New | Food Preparation | Natural Gas | Steamer | E9 | Utility - Cost of Equipment | 0 | 0 | 0 | 0 | 0 | 0 | 0 | 0 | 0 | 0 | 0 | 0 | 0 | 0 | 0 | 0 | 0 | 0 | 0 | 0 | 0 | 0 | 0 | 0 | 0 | 0 | 0
F4_Commercial_Grocery (WA)_New_Food Preparation_Natural Gas_Steamer_E10 | F4 | Commercial | Grocery (WA) | New | Food Preparation | Natural Gas | Steamer | E10 | Utility - Cost of Equipment | 0 | 0 | 0 | 0 | 0 | 0 | 0 | 0 | 0 | 0 | 0 | 0 | 0 | 0 | 0 | 0 | 0 | 0 | 0 | 0 | 0 | 0 | 0 | 0 | 0 | 0 | 0
F5_Commercial_Grocery (WA)_New_Food Preparation_Natural Gas_Steamer_E1 | F5 | Commercial | Grocery (WA) | New | Food Preparation | Natural Gas | Steamer | E1 | Utility - Cost of Operation | 0.072789 | 0.074623 | 0.076797 | 0.079287 | 0.082104 | 0.085531 | 0.089058 | 0.092551 | 0.095914 | 0.099324 | 0.10204 | 0.10458 | 0.10731 | 0.10998 | 0.11237 | 0.11461 | 0.11661 | 0.1186 | 0.12071 | 0.12277 | 0.12489 | 0.1271 | 0.12933 | 0.13162 | 0.13396 | 0.13634 | 0.13876
F5_Commercial_Grocery (WA)_New_Food Preparation_Natural Gas_Steamer_E2 | F5 | Commercial | Grocery (WA) | New | Food Preparation | Natural Gas | Steamer | E2 | Utility - Cost of Operation | 0.013733 | 0.014079 | 0.01449 | 0.014959 | 0.015491 | 0.016137 | 0.016803 | 0.017462 | 0.018096 | 0.01874 | 0.019252 | 0.019731 | 0.020246 | 0.020751 | 0.021202 | 0.021624 | 0.022002 | 0.022376 | 0.022775 | 0.023164 | 0.023564 | 0.02398 | 0.0244 | 0.024834 | 0.025275 | 0.025724 | 0.026181
F5_Commercial_Grocery (WA)_New_Food Preparation_Natural Gas_Steamer_E3 | F5 | Commercial | Grocery (WA) | New | Food Preparation | Natural Gas | Steamer | E3 | Utility - Cost of Operation | 0 | 0 | 0 | 0 | 0 | 0 | 0 | 0 | 0 | 0 | 0 | 0 | 0 | 0 | 0 | 0 | 0 | 0 | 0 | 0 | 0 | 0 | 0 | 0 | 0 | 0 | 0
F5_Commercial_Grocery (WA)_New_Food Preparation_Natural Gas_Steamer_E4 | F5 | Commercial | Grocery (WA) | New | Food Preparation | Natural Gas | Steamer | E4 | Utility - Cost of Operation | 0 | 0 | 0 | 0 | 0 | 0 | 0 | 0 | 0 | 0 | 0 | 0 | 0 | 0 | 0 | 0 | 0 | 0 | 0 | 0 | 0 | 0 | 0 | 0 | 0 | 0 | 0
F5_Commercial_Grocery (WA)_New_Food Preparation_Natural Gas_Steamer_E5 | F5 | Commercial | Grocery (WA) | New | Food Preparation | Natural Gas | Steamer | E5 | Utility - Cost of Operation | 0 | 0 | 0 | 0 | 0 | 0 | 0 | 0 | 0 | 0 | 0 | 0 | 0 | 0 | 0 | 0 | 0 | 0 | 0 | 0 | 0 | 0 | 0 | 0 | 0 | 0 | 0
F5_Commercial_Grocery (WA)_New_Food Preparation_Natural Gas_Steamer_E6 | F5 | Commercial | Grocery (WA) | New | Food Preparation | Natural Gas | Steamer | E6 | Utility - Cost of Operation | 0 | 0 | 0 | 0 | 0 | 0 | 0 | 0 | 0 | 0 | 0 | 0 | 0 | 0 | 0 | 0 | 0 | 0 | 0 | 0 | 0 | 0 | 0 | 0 | 0 | 0 | 0
F5_Commercial_Grocery (WA)_New_Food Preparation_Natural Gas_Steamer_E7 | F5 | Commercial | Grocery (WA) | New | Food Preparation | Natural Gas | Steamer | E7 | Utility - Cost of Operation | 0 | 0 | 0 | 0 | 0 | 0 | 0 | 0 | 0 | 0 | 0 | 0 | 0 | 0 | 0 | 0 | 0 | 0 | 0 | 0 | 0 | 0 | 0 | 0 | 0 | 0 | 0
F5_Commercial_Grocery (WA)_New_Food Preparation_Natural Gas_Steamer_E8 | F5 | Commercial | Grocery (WA) | New | Food Preparation | Natural Gas | Steamer | E8 | Utility - Cost of Operation | 0 | 0 | 0 | 0 | 0 | 0 | 0 | 0 | 0 | 0 | 0 | 0 | 0 | 0 | 0 | 0 | 0 | 0 | 0 | 0 | 0 | 0 | 0 | 0 | 0 | 0 | 0
F5_Commercial_Grocery (WA)_New_Food Preparation_Natural Gas_Steamer_E9 | F5 | Commercial | Grocery (WA) | New | Food Preparation | Natural Gas | Steamer | E9 | Utility - Cost of Operation | 0 | 0 | 0 | 0 | 0 | 0 | 0 | 0 | 0 | 0 | 0 | 0 | 0 | 0 | 0 | 0 | 0 | 0 | 0 | 0 | 0 | 0 | 0 | 0 | 0 | 0 | 0
F5_Commercial_Grocery (WA)_New_Food Preparation_Natural Gas_Steamer_E10 | F5 | Commercial | Grocery (WA) | New | Food Preparation | Natural Gas | Steamer | E10 | Utility - Cost of Operation | 0 | 0 | 0 | 0 | 0 | 0 | 0 | 0 | 0 | 0 | 0 | 0 | 0 | 0 | 0 | 0 | 0 | 0 | 0 | 0 | 0 | 0 | 0 | 0 | 0 | 0 | 0
F6_Commercial_Grocery (WA)_New_Food Preparation_Natural Gas_Steamer_E1 | F6 | Commercial | Grocery (WA) | New | Food Preparation | Natural Gas | Steamer | E1 | Utility - Value of Sales | 0.085731 | 0.08735 | 0.089251 | 0.091467 | 0.094006 | 0.097174 | 0.10035 | 0.10337 | 0.1061 | 0.10875 | 0.11149 | 0.11398 | 0.11661 | 0.1191 | 0.12124 | 0.12318 | 0.12481 | 0.12637 | 0.12803 | 0.12958 | 0.13114 | 0.13345 | 0.13579 | 0.1382 | 0.14066 | 0.14316 | 0.1457
F6_Commercial_Grocery (WA)_New_Food Preparation_Natural Gas_Steamer_E2 | F6 | Commercial | Grocery (WA) | New | Food Preparation | Natural Gas | Steamer | E2 | Utility - Value of Sales | 0.016175 | 0.016481 | 0.016839 | 0.017257 | 0.017736 | 0.018334 | 0.018934 | 0.019503 | 0.020018 | 0.020518 | 0.021035 | 0.021505 | 0.022002 | 0.022472 | 0.022876 | 0.02324 | 0.023549 | 0.023843 | 0.024156 | 0.024449 | 0.024742 | 0.025179 | 0.02562 | 0.026075 | 0.026539 | 0.02701 | 0.02749
F6_Commercial_Grocery (WA)_New_Food Preparation_Natural Gas_Steamer_E3 | F6 | Commercial | Grocery (WA) | New | Food Preparation | Natural Gas | Steamer | E3 | Utility - Value of Sales | 0 | 0 | 0 | 0 | 0 | 0 | 0 | 0 | 0 | 0 | 0 | 0 | 0 | 0 | 0 | 0 | 0 | 0 | 0 | 0 | 0 | 0 | 0 | 0 | 0 | 0 | 0
F6_Commercial_Grocery (WA)_New_Food Preparation_Natural Gas_Steamer_E4 | F6 | Commercial | Grocery (WA) | New | Food Preparation | Natural Gas | Steamer | E4 | Utility - Value of Sales | 0 | 0 | 0 | 0 | 0 | 0 | 0 | 0 | 0 | 0 | 0 | 0 | 0 | 0 | 0 | 0 | 0 | 0 | 0 | 0 | 0 | 0 | 0 | 0 | 0 | 0 | 0
F6_Commercial_Grocery (WA)_New_Food Preparation_Natural Gas_Steamer_E5 | F6 | Commercial | Grocery (WA) | New | Food Preparation | Natural Gas | Steamer | E5 | Utility - Value of Sales | 0 | 0 | 0 | 0 | 0 | 0 | 0 | 0 | 0 | 0 | 0 | 0 | 0 | 0 | 0 | 0 | 0 | 0 | 0 | 0 | 0 | 0 | 0 | 0 | 0 | 0 | 0
F6_Commercial_Grocery (WA)_New_Food Preparation_Natural Gas_Steamer_E6 | F6 | Commercial | Grocery (WA) | New | Food Preparation | Natural Gas | Steamer | E6 | Utility - Value of Sales | 0 | 0 | 0 | 0 | 0 | 0 | 0 | 0 | 0 | 0 | 0 | 0 | 0 | 0 | 0 | 0 | 0 | 0 | 0 | 0 | 0 | 0 | 0 | 0 | 0 | 0 | 0
F6_Commercial_Grocery (WA)_New_Food Preparation_Natural Gas_Steamer_E7 | F6 | Commercial | Grocery (WA) | New | Food Preparation | Natural Gas | Steamer | E7 | Utility - Value of Sales | 0 | 0 | 0 | 0 | 0 | 0 | 0 | 0 | 0 | 0 | 0 | 0 | 0 | 0 | 0 | 0 | 0 | 0 | 0 | 0 | 0 | 0 | 0 | 0 | 0 | 0 | 0
F6_Commercial_Grocery (WA)_New_Food Preparation_Natural Gas_Steamer_E8 | F6 | Commercial | Grocery (WA) | New | Food Preparation | Natural Gas | Steamer | E8 | Utility - Value of Sales | 0 | 0 | 0 | 0 | 0 | 0 | 0 | 0 | 0 | 0 | 0 | 0 | 0 | 0 | 0 | 0 | 0 | 0 | 0 | 0 | 0 | 0 | 0 | 0 | 0 | 0 | 0
F6_Commercial_Grocery (WA)_New_Food Preparation_Natural Gas_Steamer_E9 | F6 | Commercial | Grocery (WA) | New | Food Preparation | Natural Gas | Steamer | E9 | Utility - Value of Sales | 0 | 0 | 0 | 0 | 0 | 0 | 0 | 0 | 0 | 0 | 0 | 0 | 0 | 0 | 0 | 0 | 0 | 0 | 0 | 0 | 0 | 0 | 0 | 0 | 0 | 0 | 0
F6_Commercial_Grocery (WA)_New_Food Preparation_Natural Gas_Steamer_E10 | F6 | Commercial | Grocery (WA) | New | Food Preparation | Natural Gas | Steamer | E10 | Utility - Value of Sales | 0 | 0 | 0 | 0 | 0 | 0 | 0 | 0 | 0 | 0 | 0 | 0 | 0 | 0 | 0 | 0 | 0 | 0 | 0 | 0 | 0 | 0 | 0 | 0 | 0 | 0 | 0
F1_Commercial_Grocery (WA)_New_Food Preparation_Natural Gas_Food Prep Other_E1 | F1 | Commercial | Grocery (WA) | New | Food Preparation | Natural Gas | Food Prep Other | E1 | RVT - Cost of Equipment | 0.0048988 | 0.0048988 | 0.0048988 | 0.0048988 | 0.0048988 | 0.0048988 | 0.0048988 | 0.0048988 | 0.0048988 | 0.0048988 | 0.0048988 | 0.0048988 | 0.0048988 | 0.0048988 | 0.0048988 | 0.0048988 | 0.0048988 | 0.0048988 | 0.0048988 | 0.0048988 | 0.0048988 | 0.0048988 | 0.0048988 | 0.0048988 | 0.0048988 | 0.0048988 | 0.0048988
F1_Commercial_Grocery (WA)_New_Food Preparation_Natural Gas_Food Prep Other_E2 | F1 | Commercial | Grocery (WA) | New | Food Preparation | Natural Gas | Food Prep Other | E2 | RVT - Cost of Equipment | 0.0049037 | 0.0049037 | 0.0049037 | 0.0049037 | 0.0049037 | 0.0049037 | 0.0049037 | 0.0049037 | 0.0049037 | 0.0049037 | 0.0049037 | 0.0049037 | 0.0049037 | 0.0049037 | 0.0049037 | 0.0049037 | 0.0049037 | 0.0049037 | 0.0049037 | 0.0049037 | 0.0049037 | 0.0049037 | 0.0049037 | 0.0049037 | 0.0049037 | 0.0049037 | 0.0049037
F1_Commercial_Grocery (WA)_New_Food Preparation_Natural Gas_Food Prep Other_E3 | F1 | Commercial | Grocery (WA) | New | Food Preparation | Natural Gas | Food Prep Other | E3 | RVT - Cost of Equipment | 0 | 0 | 0 | 0 | 0 | 0 | 0 | 0 | 0 | 0 | 0 | 0 | 0 | 0 | 0 | 0 | 0 | 0 | 0 | 0 | 0 | 0 | 0 | 0 | 0 | 0 | 0
F1_Commercial_Grocery (WA)_New_Food Preparation_Natural Gas_Food Prep Other_E4 | F1 | Commercial | Grocery (WA) | New | Food Preparation | Natural Gas | Food Prep Other | E4 | RVT - Cost of Equipment | 0 | 0 | 0 | 0 | 0 | 0 | 0 | 0 | 0 | 0 | 0 | 0 | 0 | 0 | 0 | 0 | 0 | 0 | 0 | 0 | 0 | 0 | 0 | 0 | 0 | 0 | 0
F1_Commercial_Grocery (WA)_New_Food Preparation_Natural Gas_Food Prep Other_E5 | F1 | Commercial | Grocery (WA) | New | Food Preparation | Natural Gas | Food Prep Other | E5 | RVT - Cost of Equipment | 0 | 0 | 0 | 0 | 0 | 0 | 0 | 0 | 0 | 0 | 0 | 0 | 0 | 0 | 0 | 0 | 0 | 0 | 0 | 0 | 0 | 0 | 0 | 0 | 0 | 0 | 0
F1_Commercial_Grocery (WA)_New_Food Preparation_Natural Gas_Food Prep Other_E6 | F1 | Commercial | Grocery (WA) | New | Food Preparation | Natural Gas | Food Prep Other | E6 | RVT - Cost of Equipment | 0 | 0 | 0 | 0 | 0 | 0 | 0 | 0 | 0 | 0 | 0 | 0 | 0 | 0 | 0 | 0 | 0 | 0 | 0 | 0 | 0 | 0 | 0 | 0 | 0 | 0 | 0
F1_Commercial_Grocery (WA)_New_Food Preparation_Natural Gas_Food Prep Other_E7 | F1 | Commercial | Grocery (WA) | New | Food Preparation | Natural Gas | Food Prep Other | E7 | RVT - Cost of Equipment | 0 | 0 | 0 | 0 | 0 | 0 | 0 | 0 | 0 | 0 | 0 | 0 | 0 | 0 | 0 | 0 | 0 | 0 | 0 | 0 | 0 | 0 | 0 | 0 | 0 | 0 | 0
F1_Commercial_Grocery (WA)_New_Food Preparation_Natural Gas_Food Prep Other_E8 | F1 | Commercial | Grocery (WA) | New | Food Preparation | Natural Gas | Food Prep Other | E8 | RVT - Cost of Equipment | 0 | 0 | 0 | 0 | 0 | 0 | 0 | 0 | 0 | 0 | 0 | 0 | 0 | 0 | 0 | 0 | 0 | 0 | 0 | 0 | 0 | 0 | 0 | 0 | 0 | 0 | 0
F1_Commercial_Grocery (WA)_New_Food Preparation_Natural Gas_Food Prep Other_E9 | F1 | Commercial | Grocery (WA) | New | Food Preparation | Natural Gas | Food Prep Other | E9 | RVT - Cost of Equipment | 0 | 0 | 0 | 0 | 0 | 0 | 0 | 0 | 0 | 0 | 0 | 0 | 0 | 0 | 0 | 0 | 0 | 0 | 0 | 0 | 0 | 0 | 0 | 0 | 0 | 0 | 0
F1_Commercial_Grocery (WA)_New_Food Preparation_Natural Gas_Food Prep Other_E10 | F1 | Commercial | Grocery (WA) | New | Food Preparation | Natural Gas | Food Prep Other | E10 | RVT - Cost of Equipment | 0 | 0 | 0 | 0 | 0 | 0 | 0 | 0 | 0 | 0 | 0 | 0 | 0 | 0 | 0 | 0 | 0 | 0 | 0 | 0 | 0 | 0 | 0 | 0 | 0 | 0 | 0
F2_Commercial_Grocery (WA)_New_Food Preparation_Natural Gas_Food Prep Other_E1 | F2 | Commercial | Grocery (WA) | New | Food Preparation | Natural Gas | Food Prep Other | E1 | RVT - Cost of Operation | 0.018111 | 0.018412 | 0.018779 | 0.019226 | 0.019757 | 0.020459 | 0.021179 | 0.021876 | 0.022517 | 0.023133 | 0.023766 | 0.024331 | 0.024921 | 0.025466 | 0.025924 | 0.026331 | 0.026665 | 0.026979 | 0.027316 | 0.027626 | 0.027935 | 0.028427 | 0.028925 | 0.029439 | 0.029962 | 0.030494 | 0.031036
F2_Commercial_Grocery (WA)_New_Food Preparation_Natural Gas_Food Prep Other_E2 | F2 | Commercial | Grocery (WA) | New | Food Preparation | Natural Gas | Food Prep Other | E2 | RVT - Cost of Operation | 0.01811 | 0.018412 | 0.018779 | 0.019226 | 0.019757 | 0.020459 | 0.021179 | 0.021876 | 0.022517 | 0.023133 | 0.023766 | 0.024331 | 0.024921 | 0.025465 | 0.025924 | 0.026331 | 0.026664 | 0.026979 | 0.027316 | 0.027625 | 0.027935 | 0.028427 | 0.028924 | 0.029438 | 0.029961 | 0.030494 | 0.031035
F2_Commercial_Grocery (WA)_New_Food Preparation_Natural Gas_Food Prep Other_E3 | F2 | Commercial | Grocery (WA) | New | Food Preparation | Natural Gas | Food Prep Other | E3 | RVT - Cost of Operation | 0 | 0 | 0 | 0 | 0 | 0 | 0 | 0 | 0 | 0 | 0 | 0 | 0 | 0 | 0 | 0 | 0 | 0 | 0 | 0 | 0 | 0 | 0 | 0 | 0 | 0 | 0
F2_Commercial_Grocery (WA)_New_Food Preparation_Natural Gas_Food Prep Other_E4 | F2 | Commercial | Grocery (WA) | New | Food Preparation | Natural Gas | Food Prep Other | E4 | RVT - Cost of Operation | 0 | 0 | 0 | 0 | 0 | 0 | 0 | 0 | 0 | 0 | 0 | 0 | 0 | 0 | 0 | 0 | 0 | 0 | 0 | 0 | 0 | 0 | 0 | 0 | 0 | 0 | 0
F2_Commercial_Grocery (WA)_New_Food Preparation_Natural Gas_Food Prep Other_E5 | F2 | Commercial | Grocery (WA) | New | Food Preparation | Natural Gas | Food Prep Other | E5 | RVT - Cost of Operation | 0 | 0 | 0 | 0 | 0 | 0 | 0 | 0 | 0 | 0 | 0 | 0 | 0 | 0 | 0 | 0 | 0 | 0 | 0 | 0 | 0 | 0 | 0 | 0 | 0 | 0 | 0
F2_Commercial_Grocery (WA)_New_Food Preparation_Natural Gas_Food Prep Other_E6 | F2 | Commercial | Grocery (WA) | New | Food Preparation | Natural Gas | Food Prep Other | E6 | RVT - Cost of Operation | 0 | 0 | 0 | 0 | 0 | 0 | 0 | 0 | 0 | 0 | 0 | 0 | 0 | 0 | 0 | 0 | 0 | 0 | 0 | 0 | 0 | 0 | 0 | 0 | 0 | 0 | 0
F2_Commercial_Grocery (WA)_New_Food Preparation_Natural Gas_Food Prep Other_E7 | F2 | Commercial | Grocery (WA) | New | Food Preparation | Natural Gas | Food Prep Other | E7 | RVT - Cost of Operation | 0 | 0 | 0 | 0 | 0 | 0 | 0 | 0 | 0 | 0 | 0 | 0 | 0 | 0 | 0 | 0 | 0 | 0 | 0 | 0 | 0 | 0 | 0 | 0 | 0 | 0 | 0
F2_Commercial_Grocery (WA)_New_Food Preparation_Natural Gas_Food Prep Other_E8 | F2 | Commercial | Grocery (WA) | New | Food Preparation | Natural Gas | Food Prep Other | E8 | RVT - Cost of Operation | 0 | 0 | 0 | 0 | 0 | 0 | 0 | 0 | 0 | 0 | 0 | 0 | 0 | 0 | 0 | 0 | 0 | 0 | 0 | 0 | 0 | 0 | 0 | 0 | 0 | 0 | 0
F2_Commercial_Grocery (WA)_New_Food Preparation_Natural Gas_Food Prep Other_E9 | F2 | Commercial | Grocery (WA) | New | Food Preparation | Natural Gas | Food Prep Other | E9 | RVT - Cost of Operation | 0 | 0 | 0 | 0 | 0 | 0 | 0 | 0 | 0 | 0 | 0 | 0 | 0 | 0 | 0 | 0 | 0 | 0 | 0 | 0 | 0 | 0 | 0 | 0 | 0 | 0 | 0
F2_Commercial_Grocery (WA)_New_Food Preparation_Natural Gas_Food Prep Other_E10 | F2 | Commercial | Grocery (WA) | New | Food Preparation | Natural Gas | Food Prep Other | E10 | RVT - Cost of Operation | 0 | 0 | 0 | 0 | 0 | 0 | 0 | 0 | 0 | 0 | 0 | 0 | 0 | 0 | 0 | 0 | 0 | 0 | 0 | 0 | 0 | 0 | 0 | 0 | 0 | 0 | 0
F3_Commercial_Grocery (WA)_New_Food Preparation_Natural Gas_Food Prep Other_E1 | F3 | Commercial | Grocery (WA) | New | Food Preparation | Natural Gas | Food Prep Other | E1 | System - kBTUs of Consumption | 4.3898 | 4.3898 | 4.3898 | 4.3898 | 4.3898 | 4.3898 | 4.3898 | 4.3898 | 4.3898 | 4.3898 | 4.3898 | 4.3898 | 4.3898 | 4.3898 | 4.3898 | 4.3898 | 4.3898 | 4.3898 | 4.3898 | 4.3898 | 4.3898 | 4.3898 | 4.3898 | 4.3898 | 4.3898 | 4.3898 | 4.3898
F3_Commercial_Grocery (WA)_New_Food Preparation_Natural Gas_Food Prep Other_E2 | F3 | Commercial | Grocery (WA) | New | Food Preparation | Natural Gas | Food Prep Other | E2 | System - kBTUs of Consumption | 4.3898 | 4.3898 | 4.3898 | 4.3898 | 4.3898 | 4.3898 | 4.3898 | 4.3898 | 4.3898 | 4.3898 | 4.3898 | 4.3898 | 4.3898 | 4.3898 | 4.3898 | 4.3898 | 4.3898 | 4.3898 | 4.3898 | 4.3898 | 4.3898 | 4.3898 | 4.3898 | 4.3898 | 4.3898 | 4.3898 | 4.3898
F3_Commercial_Grocery (WA)_New_Food Preparation_Natural Gas_Food Prep Other_E3 | F3 | Commercial | Grocery (WA) | New | Food Preparation | Natural Gas | Food Prep Other | E3 | System - kBTUs of Consumption | 0 | 0 | 0 | 0 | 0 | 0 | 0 | 0 | 0 | 0 | 0 | 0 | 0 | 0 | 0 | 0 | 0 | 0 | 0 | 0 | 0 | 0 | 0 | 0 | 0 | 0 | 0
F3_Commercial_Grocery (WA)_New_Food Preparation_Natural Gas_Food Prep Other_E4 | F3 | Commercial | Grocery (WA) | New | Food Preparation | Natural Gas | Food Prep Other | E4 | System - kBTUs of Consumption | 0 | 0 | 0 | 0 | 0 | 0 | 0 | 0 | 0 | 0 | 0 | 0 | 0 | 0 | 0 | 0 | 0 | 0 | 0 | 0 | 0 | 0 | 0 | 0 | 0 | 0 | 0
F3_Commercial_Grocery (WA)_New_Food Preparation_Natural Gas_Food Prep Other_E5 | F3 | Commercial | Grocery (WA) | New | Food Preparation | Natural Gas | Food Prep Other | E5 | System - kBTUs of Consumption | 0 | 0 | 0 | 0 | 0 | 0 | 0 | 0 | 0 | 0 | 0 | 0 | 0 | 0 | 0 | 0 | 0 | 0 | 0 | 0 | 0 | 0 | 0 | 0 | 0 | 0 | 0
F3_Commercial_Grocery (WA)_New_Food Preparation_Natural Gas_Food Prep Other_E6 | F3 | Commercial | Grocery (WA) | New | Food Preparation | Natural Gas | Food Prep Other | E6 | System - kBTUs of Consumption | 0 | 0 | 0 | 0 | 0 | 0 | 0 | 0 | 0 | 0 | 0 | 0 | 0 | 0 | 0 | 0 | 0 | 0 | 0 | 0 | 0 | 0 | 0 | 0 | 0 | 0 | 0
F3_Commercial_Grocery (WA)_New_Food Preparation_Natural Gas_Food Prep Other_E7 | F3 | Commercial | Grocery (WA) | New | Food Preparation | Natural Gas | Food Prep Other | E7 | System - kBTUs of Consumption | 0 | 0 | 0 | 0 | 0 | 0 | 0 | 0 | 0 | 0 | 0 | 0 | 0 | 0 | 0 | 0 | 0 | 0 | 0 | 0 | 0 | 0 | 0 | 0 | 0 | 0 | 0
F3_Commercial_Grocery (WA)_New_Food Preparation_Natural Gas_Food Prep Other_E8 | F3 | Commercial | Grocery (WA) | New | Food Preparation | Natural Gas | Food Prep Other | E8 | System - kBTUs of Consumption | 0 | 0 | 0 | 0 | 0 | 0 | 0 | 0 | 0 | 0 | 0 | 0 | 0 | 0 | 0 | 0 | 0 | 0 | 0 | 0 | 0 | 0 | 0 | 0 | 0 | 0 | 0
F3_Commercial_Grocery (WA)_New_Food Preparation_Natural Gas_Food Prep Other_E9 | F3 | Commercial | Grocery (WA) | New | Food Preparation | Natural Gas | Food Prep Other | E9 | System - kBTUs of Consumption | 0 | 0 | 0 | 0 | 0 | 0 | 0 | 0 | 0 | 0 | 0 | 0 | 0 | 0 | 0 | 0 | 0 | 0 | 0 | 0 | 0 | 0 | 0 | 0 | 0 | 0 | 0
F3_Commercial_Grocery (WA)_New_Food Preparation_Natural Gas_Food Prep Other_E10 | F3 | Commercial | Grocery (WA) | New | Food Preparation | Natural Gas | Food Prep Other | E10 | System - kBTUs of Consumption | 0 | 0 | 0 | 0 | 0 | 0 | 0 | 0 | 0 | 0 | 0 | 0 | 0 | 0 | 0 | 0 | 0 | 0 | 0 | 0 | 0 | 0 | 0 | 0 | 0 | 0 | 0
F4_Commercial_Grocery (WA)_New_Food Preparation_Natural Gas_Food Prep Other_E1 | F4 | Commercial | Grocery (WA) | New | Food Preparation | Natural Gas | Food Prep Other | E1 | Utility - Cost of Equipment | 0.0048988 | 0.0048988 | 0.0048988 | 0.0048988 | 0.0048988 | 0.0048988 | 0.0048988 | 0.0048988 | 0.0048988 | 0.0048988 | 0.0048988 | 0.0048988 | 0.0048988 | 0.0048988 | 0.0048988 | 0.0048988 | 0.0048988 | 0.0048988 | 0.0048988 | 0.0048988 | 0.0048988 | 0.0048988 | 0.0048988 | 0.0048988 | 0.0048988 | 0.0048988 | 0.0048988
F4_Commercial_Grocery (WA)_New_Food Preparation_Natural Gas_Food Prep Other_E2 | F4 | Commercial | Grocery (WA) | New | Food Preparation | Natural Gas | Food Prep Other | E2 | Utility - Cost of Equipment | 0.0049037 | 0.0049037 | 0.0049037 | 0.0049037 | 0.0049037 | 0.0049037 | 0.0049037 | 0.0049037 | 0.0049037 | 0.0049037 | 0.0049037 | 0.0049037 | 0.0049037 | 0.0049037 | 0.0049037 | 0.0049037 | 0.0049037 | 0.0049037 | 0.0049037 | 0.0049037 | 0.0049037 | 0.0049037 | 0.0049037 | 0.0049037 | 0.0049037 | 0.0049037 | 0.0049037
F4_Commercial_Grocery (WA)_New_Food Preparation_Natural Gas_Food Prep Other_E3 | F4 | Commercial | Grocery (WA) | New | Food Preparation | Natural Gas | Food Prep Other | E3 | Utility - Cost of Equipment | 0 | 0 | 0 | 0 | 0 | 0 | 0 | 0 | 0 | 0 | 0 | 0 | 0 | 0 | 0 | 0 | 0 | 0 | 0 | 0 | 0 | 0 | 0 | 0 | 0 | 0 | 0
F4_Commercial_Grocery (WA)_New_Food Preparation_Natural Gas_Food Prep Other_E4 | F4 | Commercial | Grocery (WA) | New | Food Preparation | Natural Gas | Food Prep Other | E4 | Utility - Cost of Equipment | 0 | 0 | 0 | 0 | 0 | 0 | 0 | 0 | 0 | 0 | 0 | 0 | 0 | 0 | 0 | 0 | 0 | 0 | 0 | 0 | 0 | 0 | 0 | 0 | 0 | 0 | 0
F4_Commercial_Grocery (WA)_New_Food Preparation_Natural Gas_Food Prep Other_E5 | F4 | Commercial | Grocery (WA) | New | Food Preparation | Natural Gas | Food Prep Other | E5 | Utility - Cost of Equipment | 0 | 0 | 0 | 0 | 0 | 0 | 0 | 0 | 0 | 0 | 0 | 0 | 0 | 0 | 0 | 0 | 0 | 0 | 0 | 0 | 0 | 0 | 0 | 0 | 0 | 0 | 0
F4_Commercial_Grocery (WA)_New_Food Preparation_Natural Gas_Food Prep Other_E6 | F4 | Commercial | Grocery (WA) | New | Food Preparation | Natural Gas | Food Prep Other | E6 | Utility - Cost of Equipment | 0 | 0 | 0 | 0 | 0 | 0 | 0 | 0 | 0 | 0 | 0 | 0 | 0 | 0 | 0 | 0 | 0 | 0 | 0 | 0 | 0 | 0 | 0 | 0 | 0 | 0 | 0
F4_Commercial_Grocery (WA)_New_Food Preparation_Natural Gas_Food Prep Other_E7 | F4 | Commercial | Grocery (WA) | New | Food Preparation | Natural Gas | Food Prep Other | E7 | Utility - Cost of Equipment | 0 | 0 | 0 | 0 | 0 | 0 | 0 | 0 | 0 | 0 | 0 | 0 | 0 | 0 | 0 | 0 | 0 | 0 | 0 | 0 | 0 | 0 | 0 | 0 | 0 | 0 | 0
F4_Commercial_Grocery (WA)_New_Food Preparation_Natural Gas_Food Prep Other_E8 | F4 | Commercial | Grocery (WA) | New | Food Preparation | Natural Gas | Food Prep Other | E8 | Utility - Cost of Equipment | 0 | 0 | 0 | 0 | 0 | 0 | 0 | 0 | 0 | 0 | 0 | 0 | 0 | 0 | 0 | 0 | 0 | 0 | 0 | 0 | 0 | 0 | 0 | 0 | 0 | 0 | 0
F4_Commercial_Grocery (WA)_New_Food Preparation_Natural Gas_Food Prep Other_E9 | F4 | Commercial | Grocery (WA) | New | Food Preparation | Natural Gas | Food Prep Other | E9 | Utility - Cost of Equipment | 0 | 0 | 0 | 0 | 0 | 0 | 0 | 0 | 0 | 0 | 0 | 0 | 0 | 0 | 0 | 0 | 0 | 0 | 0 | 0 | 0 | 0 | 0 | 0 | 0 | 0 | 0
F4_Commercial_Grocery (WA)_New_Food Preparation_Natural Gas_Food Prep Other_E10 | F4 | Commercial | Grocery (WA) | New | Food Preparation | Natural Gas | Food Prep Other | E10 | Utility - Cost of Equipment | 0 | 0 | 0 | 0 | 0 | 0 | 0 | 0 | 0 | 0 | 0 | 0 | 0 | 0 | 0 | 0 | 0 | 0 | 0 | 0 | 0 | 0 | 0 | 0 | 0 | 0 | 0
F5_Commercial_Grocery (WA)_New_Food Preparation_Natural Gas_Food Prep Other_E1 | F5 | Commercial | Grocery (WA) | New | Food Preparation | Natural Gas | Food Prep Other | E1 | Utility - Cost of Operation | 0.015224 | 0.015576 | 0.016018 | 0.016539 | 0.017146 | 0.017911 | 0.018707 | 0.019502 | 0.020268 | 0.021045 | 0.021651 | 0.022215 | 0.022823 | 0.023415 | 0.023937 | 0.024421 | 0.024848 | 0.025267 | 0.025718 | 0.026155 | 0.026605 | 0.027074 | 0.027547 | 0.028037 | 0.028535 | 0.029042 | 0.029558
F5_Commercial_Grocery (WA)_New_Food Preparation_Natural Gas_Food Prep Other_E2 | F5 | Commercial | Grocery (WA) | New | Food Preparation | Natural Gas | Food Prep Other | E2 | Utility - Cost of Operation | 0.015224 | 0.015576 | 0.016018 | 0.016539 | 0.017146 | 0.017911 | 0.018707 | 0.019502 | 0.020268 | 0.021045 | 0.021651 | 0.022215 | 0.022823 | 0.023415 | 0.023937 | 0.024421 | 0.024847 | 0.025267 | 0.025718 | 0.026155 | 0.026605 | 0.027074 | 0.027547 | 0.028036 | 0.028535 | 0.029042 | 0.029557
F5_Commercial_Grocery (WA)_New_Food Preparation_Natural Gas_Food Prep Other_E3 | F5 | Commercial | Grocery (WA) | New | Food Preparation | Natural Gas | Food Prep Other | E3 | Utility - Cost of Operation | 0 | 0 | 0 | 0 | 0 | 0 | 0 | 0 | 0 | 0 | 0 | 0 | 0 | 0 | 0 | 0 | 0 | 0 | 0 | 0 | 0 | 0 | 0 | 0 | 0 | 0 | 0
F5_Commercial_Grocery (WA)_New_Food Preparation_Natural Gas_Food Prep Other_E4 | F5 | Commercial | Grocery (WA) | New | Food Preparation | Natural Gas | Food Prep Other | E4 | Utility - Cost of Operation | 0 | 0 | 0 | 0 | 0 | 0 | 0 | 0 | 0 | 0 | 0 | 0 | 0 | 0 | 0 | 0 | 0 | 0 | 0 | 0 | 0 | 0 | 0 | 0 | 0 | 0 | 0
F5_Commercial_Grocery (WA)_New_Food Preparation_Natural Gas_Food Prep Other_E5 | F5 | Commercial | Grocery (WA) | New | Food Preparation | Natural Gas | Food Prep Other | E5 | Utility - Cost of Operation | 0 | 0 | 0 | 0 | 0 | 0 | 0 | 0 | 0 | 0 | 0 | 0 | 0 | 0 | 0 | 0 | 0 | 0 | 0 | 0 | 0 | 0 | 0 | 0 | 0 | 0 | 0
F5_Commercial_Grocery (WA)_New_Food Preparation_Natural Gas_Food Prep Other_E6 | F5 | Commercial | Grocery (WA) | New | Food Preparation | Natural Gas | Food Prep Other | E6 | Utility - Cost of Operation | 0 | 0 | 0 | 0 | 0 | 0 | 0 | 0 | 0 | 0 | 0 | 0 | 0 | 0 | 0 | 0 | 0 | 0 | 0 | 0 | 0 | 0 | 0 | 0 | 0 | 0 | 0
F5_Commercial_Grocery (WA)_New_Food Preparation_Natural Gas_Food Prep Other_E7 | F5 | Commercial | Grocery (WA) | New | Food Preparation | Natural Gas | Food Prep Other | E7 | Utility - Cost of Operation | 0 | 0 | 0 | 0 | 0 | 0 | 0 | 0 | 0 | 0 | 0 | 0 | 0 | 0 | 0 | 0 | 0 | 0 | 0 | 0 | 0 | 0 | 0 | 0 | 0 | 0 | 0
F5_Commercial_Grocery (WA)_New_Food Preparation_Natural Gas_Food Prep Other_E8 | F5 | Commercial | Grocery (WA) | New | Food Preparation | Natural Gas | Food Prep Other | E8 | Utility - Cost of Operation | 0 | 0 | 0 | 0 | 0 | 0 | 0 | 0 | 0 | 0 | 0 | 0 | 0 | 0 | 0 | 0 | 0 | 0 | 0 | 0 | 0 | 0 | 0 | 0 | 0 | 0 | 0
F5_Commercial_Grocery (WA)_New_Food Preparation_Natural Gas_Food Prep Other_E9 | F5 | Commercial | Grocery (WA) | New | Food Preparation | Natural Gas | Food Prep Other | E9 | Utility - Cost of Operation | 0 | 0 | 0 | 0 | 0 | 0 | 0 | 0 | 0 | 0 | 0 | 0 | 0 | 0 | 0 | 0 | 0 | 0 | 0 | 0 | 0 | 0 | 0 | 0 | 0 | 0 | 0
F5_Commercial_Grocery (WA)_New_Food Preparation_Natural Gas_Food Prep Other_E10 | F5 | Commercial | Grocery (WA) | New | Food Preparation | Natural Gas | Food Prep Other | E10 | Utility - Cost of Operation | 0 | 0 | 0 | 0 | 0 | 0 | 0 | 0 | 0 | 0 | 0 | 0 | 0 | 0 | 0 | 0 | 0 | 0 | 0 | 0 | 0 | 0 | 0 | 0 | 0 | 0 | 0
F6_Commercial_Grocery (WA)_New_Food Preparation_Natural Gas_Food Prep Other_E1 | F6 | Commercial | Grocery (WA) | New | Food Preparation | Natural Gas | Food Prep Other | E1 | Utility - Value of Sales | 0.018111 | 0.018412 | 0.018779 | 0.019226 | 0.019757 | 0.020459 | 0.021179 | 0.021876 | 0.022517 | 0.023133 | 0.023766 | 0.024331 | 0.024921 | 0.025466 | 0.025924 | 0.026331 | 0.026665 | 0.026979 | 0.027316 | 0.027626 | 0.027935 | 0.028427 | 0.028925 | 0.029439 | 0.029962 | 0.030494 | 0.031036
F6_Commercial_Grocery (WA)_New_Food Preparation_Natural Gas_Food Prep Other_E2 | F6 | Commercial | Grocery (WA) | New | Food Preparation | Natural Gas | Food Prep Other | E2 | Utility - Value of Sales | 0.01811 | 0.018412 | 0.018779 | 0.019226 | 0.019757 | 0.020459 | 0.021179 | 0.021876 | 0.022517 | 0.023133 | 0.023766 | 0.024331 | 0.024921 | 0.025465 | 0.025924 | 0.026331 | 0.026664 | 0.026979 | 0.027316 | 0.027625 | 0.027935 | 0.028427 | 0.028924 | 0.029438 | 0.029961 | 0.030494 | 0.031035
F6_Commercial_Grocery (WA)_New_Food Preparation_Natural Gas_Food Prep Other_E3 | F6 | Commercial | Grocery (WA) | New | Food Preparation | Natural Gas | Food Prep Other | E3 | Utility - Value of Sales | 0 | 0 | 0 | 0 | 0 | 0 | 0 | 0 | 0 | 0 | 0 | 0 | 0 | 0 | 0 | 0 | 0 | 0 | 0 | 0 | 0 | 0 | 0 | 0 | 0 | 0 | 0
F6_Commercial_Grocery (WA)_New_Food Preparation_Natural Gas_Food Prep Other_E4 | F6 | Commercial | Grocery (WA) | New | Food Preparation | Natural Gas | Food Prep Other | E4 | Utility - Value of Sales | 0 | 0 | 0 | 0 | 0 | 0 | 0 | 0 | 0 | 0 | 0 | 0 | 0 | 0 | 0 | 0 | 0 | 0 | 0 | 0 | 0 | 0 | 0 | 0 | 0 | 0 | 0
F6_Commercial_Grocery (WA)_New_Food Preparation_Natural Gas_Food Prep Other_E5 | F6 | Commercial | Grocery (WA) | New | Food Preparation | Natural Gas | Food Prep Other | E5 | Utility - Value of Sales | 0 | 0 | 0 | 0 | 0 | 0 | 0 | 0 | 0 | 0 | 0 | 0 | 0 | 0 | 0 | 0 | 0 | 0 | 0 | 0 | 0 | 0 | 0 | 0 | 0 | 0 | 0
F6_Commercial_Grocery (WA)_New_Food Preparation_Natural Gas_Food Prep Other_E6 | F6 | Commercial | Grocery (WA) | New | Food Preparation | Natural Gas | Food Prep Other | E6 | Utility - Value of Sales | 0 | 0 | 0 | 0 | 0 | 0 | 0 | 0 | 0 | 0 | 0 | 0 | 0 | 0 | 0 | 0 | 0 | 0 | 0 | 0 | 0 | 0 | 0 | 0 | 0 | 0 | 0
F6_Commercial_Grocery (WA)_New_Food Preparation_Natural Gas_Food Prep Other_E7 | F6 | Commercial | Grocery (WA) | New | Food Preparation | Natural Gas | Food Prep Other | E7 | Utility - Value of Sales | 0 | 0 | 0 | 0 | 0 | 0 | 0 | 0 | 0 | 0 | 0 | 0 | 0 | 0 | 0 | 0 | 0 | 0 | 0 | 0 | 0 | 0 | 0 | 0 | 0 | 0 | 0
F6_Commercial_Grocery (WA)_New_Food Preparation_Natural Gas_Food Prep Other_E8 | F6 | Commercial | Grocery (WA) | New | Food Preparation | Natural Gas | Food Prep Other | E8 | Utility - Value of Sales | 0 | 0 | 0 | 0 | 0 | 0 | 0 | 0 | 0 | 0 | 0 | 0 | 0 | 0 | 0 | 0 | 0 | 0 | 0 | 0 | 0 | 0 | 0 | 0 | 0 | 0 | 0
F6_Commercial_Grocery (WA)_New_Food Preparation_Natural Gas_Food Prep Other_E9 | F6 | Commercial | Grocery (WA) | New | Food Preparation | Natural Gas | Food Prep Other | E9 | Utility - Value of Sales | 0 | 0 | 0 | 0 | 0 | 0 | 0 | 0 | 0 | 0 | 0 | 0 | 0 | 0 | 0 | 0 | 0 | 0 | 0 | 0 | 0 | 0 | 0 | 0 | 0 | 0 | 0
F6_Commercial_Grocery (WA)_New_Food Preparation_Natural Gas_Food Prep Other_E10 | F6 | Commercial | Grocery (WA) | New | Food Preparation | Natural Gas | Food Prep Other | E10 | Utility - Value of Sales | 0 | 0 | 0 | 0 | 0 | 0 | 0 | 0 | 0 | 0 | 0 | 0 | 0 | 0 | 0 | 0 | 0 | 0 | 0 | 0 | 0 | 0 | 0 | 0 | 0 | 0 | 0
F1_Commercial_Grocery (WA)_New_Miscellaneous_Natural Gas_Pool Heater_E1 | F1 | Commercial | Grocery (WA) | New | Miscellaneous | Natural Gas | Pool Heater | E1 | RVT - Cost of Equipment | 0.0026828 | 0.0026828 | 0.0026828 | 0.0026828 | 0.0026828 | 0.0026828 | 0.0026828 | 0.0026828 | 0.0026828 | 0.0026828 | 0.0026828 | 0.0026828 | 0.0026828 | 0.0026828 | 0.0026828 | 0.0026828 | 0.0026828 | 0.0026828 | 0.0026828 | 0.0026828 | 0.0026828 | 0.0026828 | 0.0026828 | 0.0026828 | 0.0026828 | 0.0026828 | 0.0026828
F1_Commercial_Grocery (WA)_New_Miscellaneous_Natural Gas_Pool Heater_E2 | F1 | Commercial | Grocery (WA) | New | Miscellaneous | Natural Gas | Pool Heater | E2 | RVT - Cost of Equipment | 0.0043927 | 0.0043927 | 0.0043927 | 0.0043927 | 0.0043927 | 0.0043927 | 0.0043927 | 0.0043927 | 0.0043927 | 0.0043927 | 0.0043927 | 0.0043927 | 0.0043927 | 0.0043927 | 0.0043927 | 0.0043927 | 0.0043927 | 0.0043927 | 0.0043927 | 0.0043927 | 0.0043927 | 0.0043927 | 0.0043927 | 0.0043927 | 0.0043927 | 0.0043927 | 0.0043927
F1_Commercial_Grocery (WA)_New_Miscellaneous_Natural Gas_Pool Heater_E3 | F1 | Commercial | Grocery (WA) | New | Miscellaneous | Natural Gas | Pool Heater | E3 | RVT - Cost of Equipment | 0 | 0 | 0 | 0 | 0 | 0 | 0 | 0 | 0 | 0 | 0 | 0 | 0 | 0 | 0 | 0 | 0 | 0 | 0 | 0 | 0 | 0 | 0 | 0 | 0 | 0 | 0
F1_Commercial_Grocery (WA)_New_Miscellaneous_Natural Gas_Pool Heater_E4 | F1 | Commercial | Grocery (WA) | New | Miscellaneous | Natural Gas | Pool Heater | E4 | RVT - Cost of Equipment | 0 | 0 | 0 | 0 | 0 | 0 | 0 | 0 | 0 | 0 | 0 | 0 | 0 | 0 | 0 | 0 | 0 | 0 | 0 | 0 | 0 | 0 | 0 | 0 | 0 | 0 | 0
F1_Commercial_Grocery (WA)_New_Miscellaneous_Natural Gas_Pool Heater_E5 | F1 | Commercial | Grocery (WA) | New | Miscellaneous | Natural Gas | Pool Heater | E5 | RVT - Cost of Equipment | 0 | 0 | 0 | 0 | 0 | 0 | 0 | 0 | 0 | 0 | 0 | 0 | 0 | 0 | 0 | 0 | 0 | 0 | 0 | 0 | 0 | 0 | 0 | 0 | 0 | 0 | 0
F1_Commercial_Grocery (WA)_New_Miscellaneous_Natural Gas_Pool Heater_E6 | F1 | Commercial | Grocery (WA) | New | Miscellaneous | Natural Gas | Pool Heater | E6 | RVT - Cost of Equipment | 0 | 0 | 0 | 0 | 0 | 0 | 0 | 0 | 0 | 0 | 0 | 0 | 0 | 0 | 0 | 0 | 0 | 0 | 0 | 0 | 0 | 0 | 0 | 0 | 0 | 0 | 0
F1_Commercial_Grocery (WA)_New_Miscellaneous_Natural Gas_Pool Heater_E7 | F1 | Commercial | Grocery (WA) | New | Miscellaneous | Natural Gas | Pool Heater | E7 | RVT - Cost of Equipment | 0 | 0 | 0 | 0 | 0 | 0 | 0 | 0 | 0 | 0 | 0 | 0 | 0 | 0 | 0 | 0 | 0 | 0 | 0 | 0 | 0 | 0 | 0 | 0 | 0 | 0 | 0
F1_Commercial_Grocery (WA)_New_Miscellaneous_Natural Gas_Pool Heater_E8 | F1 | Commercial | Grocery (WA) | New | Miscellaneous | Natural Gas | Pool Heater | E8 | RVT - Cost of Equipment | 0 | 0 | 0 | 0 | 0 | 0 | 0 | 0 | 0 | 0 | 0 | 0 | 0 | 0 | 0 | 0 | 0 | 0 | 0 | 0 | 0 | 0 | 0 | 0 | 0 | 0 | 0
F1_Commercial_Grocery (WA)_New_Miscellaneous_Natural Gas_Pool Heater_E9 | F1 | Commercial | Grocery (WA) | New | Miscellaneous | Natural Gas | Pool Heater | E9 | RVT - Cost of Equipment | 0 | 0 | 0 | 0 | 0 | 0 | 0 | 0 | 0 | 0 | 0 | 0 | 0 | 0 | 0 | 0 | 0 | 0 | 0 | 0 | 0 | 0 | 0 | 0 | 0 | 0 | 0
F1_Commercial_Grocery (WA)_New_Miscellaneous_Natural Gas_Pool Heater_E10 | F1 | Commercial | Grocery (WA) | New | Miscellaneous | Natural Gas | Pool Heater | E10 | RVT - Cost of Equipment | 0 | 0 | 0 | 0 | 0 | 0 | 0 | 0 | 0 | 0 | 0 | 0 | 0 | 0 | 0 | 0 | 0 | 0 | 0 | 0 | 0 | 0 | 0 | 0 | 0 | 0 | 0
F2_Commercial_Grocery (WA)_New_Miscellaneous_Natural Gas_Pool Heater_E1 | F2 | Commercial | Grocery (WA) | New | Miscellaneous | Natural Gas | Pool Heater | E1 | RVT - Cost of Operation | 0.0040313 | 0.0040618 | 0.0041171 | 0.0042004 | 0.0043098 | 0.0044691 | 0.0046299 | 0.0047841 | 0.0049232 | 0.0050695 | 0.0052372 | 0.0053946 | 0.0055725 | 0.0057371 | 0.0058657 | 0.0059701 | 0.0060403 | 0.0060938 | 0.006154 | 0.0062033 | 0.0062516 | 0.0063614 | 0.0064717 | 0.0065867 | 0.0067037 | 0.0068228 | 0.006944
F2_Commercial_Grocery (WA)_New_Miscellaneous_Natural Gas_Pool Heater_E2 | F2 | Commercial | Grocery (WA) | New | Miscellaneous | Natural Gas | Pool Heater | E2 | RVT - Cost of Operation | 0.0034266 | 0.0034526 | 0.0034995 | 0.0035703 | 0.0036633 | 0.0037987 | 0.0039354 | 0.0040665 | 0.0041847 | 0.0043091 | 0.0044516 | 0.0045854 | 0.0047366 | 0.0048765 | 0.0049858 | 0.0050746 | 0.0051343 | 0.0051797 | 0.0052309 | 0.0052728 | 0.0053139 | 0.0054072 | 0.005501 | 0.0055987 | 0.0056982 | 0.0057994 | 0.0059024
F2_Commercial_Grocery (WA)_New_Miscellaneous_Natural Gas_Pool Heater_E3 | F2 | Commercial | Grocery (WA) | New | Miscellaneous | Natural Gas | Pool Heater | E3 | RVT - Cost of Operation | 0 | 0 | 0 | 0 | 0 | 0 | 0 | 0 | 0 | 0 | 0 | 0 | 0 | 0 | 0 | 0 | 0 | 0 | 0 | 0 | 0 | 0 | 0 | 0 | 0 | 0 | 0
F2_Commercial_Grocery (WA)_New_Miscellaneous_Natural Gas_Pool Heater_E4 | F2 | Commercial | Grocery (WA) | New | Miscellaneous | Natural Gas | Pool Heater | E4 | RVT - Cost of Operation | 0 | 0 | 0 | 0 | 0 | 0 | 0 | 0 | 0 | 0 | 0 | 0 | 0 | 0 | 0 | 0 | 0 | 0 | 0 | 0 | 0 | 0 | 0 | 0 | 0 | 0 | 0
F2_Commercial_Grocery (WA)_New_Miscellaneous_Natural Gas_Pool Heater_E5 | F2 | Commercial | Grocery (WA) | New | Miscellaneous | Natural Gas | Pool Heater | E5 | RVT - Cost of Operation | 0 | 0 | 0 | 0 | 0 | 0 | 0 | 0 | 0 | 0 | 0 | 0 | 0 | 0 | 0 | 0 | 0 | 0 | 0 | 0 | 0 | 0 | 0 | 0 | 0 | 0 | 0
F2_Commercial_Grocery (WA)_New_Miscellaneous_Natural Gas_Pool Heater_E6 | F2 | Commercial | Grocery (WA) | New | Miscellaneous | Natural Gas | Pool Heater | E6 | RVT - Cost of Operation | 0 | 0 | 0 | 0 | 0 | 0 | 0 | 0 | 0 | 0 | 0 | 0 | 0 | 0 | 0 | 0 | 0 | 0 | 0 | 0 | 0 | 0 | 0 | 0 | 0 | 0 | 0
F2_Commercial_Grocery (WA)_New_Miscellaneous_Natural Gas_Pool Heater_E7 | F2 | Commercial | Grocery (WA) | New | Miscellaneous | Natural Gas | Pool Heater | E7 | RVT - Cost of Operation | 0 | 0 | 0 | 0 | 0 | 0 | 0 | 0 | 0 | 0 | 0 | 0 | 0 | 0 | 0 | 0 | 0 | 0 | 0 | 0 | 0 | 0 | 0 | 0 | 0 | 0 | 0
F2_Commercial_Grocery (WA)_New_Miscellaneous_Natural Gas_Pool Heater_E8 | F2 | Commercial | Grocery (WA) | New | Miscellaneous | Natural Gas | Pool Heater | E8 | RVT - Cost of Operation | 0 | 0 | 0 | 0 | 0 | 0 | 0 | 0 | 0 | 0 | 0 | 0 | 0 | 0 | 0 | 0 | 0 | 0 | 0 | 0 | 0 | 0 | 0 | 0 | 0 | 0 | 0
F2_Commercial_Grocery (WA)_New_Miscellaneous_Natural Gas_Pool Heater_E9 | F2 | Commercial | Grocery (WA) | New | Miscellaneous | Natural Gas | Pool Heater | E9 | RVT - Cost of Operation | 0 | 0 | 0 | 0 | 0 | 0 | 0 | 0 | 0 | 0 | 0 | 0 | 0 | 0 | 0 | 0 | 0 | 0 | 0 | 0 | 0 | 0 | 0 | 0 | 0 | 0 | 0
F2_Commercial_Grocery (WA)_New_Miscellaneous_Natural Gas_Pool Heater_E10 | F2 | Commercial | Grocery (WA) | New | Miscellaneous | Natural Gas | Pool Heater | E10 | RVT - Cost of Operation | 0 | 0 | 0 | 0 | 0 | 0 | 0 | 0 | 0 | 0 | 0 | 0 | 0 | 0 | 0 | 0 | 0 | 0 | 0 | 0 | 0 | 0 | 0 | 0 | 0 | 0 | 0
F3_Commercial_Grocery (WA)_New_Miscellaneous_Natural Gas_Pool Heater_E1 | F3 | Commercial | Grocery (WA) | New | Miscellaneous | Natural Gas | Pool Heater | E1 | System - kBTUs of Consumption | 1.0152 | 1.0152 | 1.0152 | 1.0152 | 1.0152 | 1.0152 | 1.0152 | 1.0152 | 1.0152 | 1.0152 | 1.0152 | 1.0152 | 1.0152 | 1.0152 | 1.0152 | 1.0152 | 1.0152 | 1.0152 | 1.0152 | 1.0152 | 1.0152 | 1.0152 | 1.0152 | 1.0152 | 1.0152 | 1.0152 | 1.0152
F3_Commercial_Grocery (WA)_New_Miscellaneous_Natural Gas_Pool Heater_E2 | F3 | Commercial | Grocery (WA) | New | Miscellaneous | Natural Gas | Pool Heater | E2 | System - kBTUs of Consumption | 0.86294 | 0.86294 | 0.86294 | 0.86294 | 0.86294 | 0.86294 | 0.86294 | 0.86294 | 0.86294 | 0.86294 | 0.86294 | 0.86294 | 0.86294 | 0.86294 | 0.86294 | 0.86294 | 0.86294 | 0.86294 | 0.86294 | 0.86294 | 0.86294 | 0.86294 | 0.86294 | 0.86294 | 0.86294 | 0.86294 | 0.86294
F3_Commercial_Grocery (WA)_New_Miscellaneous_Natural Gas_Pool Heater_E3 | F3 | Commercial | Grocery (WA) | New | Miscellaneous | Natural Gas | Pool Heater | E3 | System - kBTUs of Consumption | 0 | 0 | 0 | 0 | 0 | 0 | 0 | 0 | 0 | 0 | 0 | 0 | 0 | 0 | 0 | 0 | 0 | 0 | 0 | 0 | 0 | 0 | 0 | 0 | 0 | 0 | 0
F3_Commercial_Grocery (WA)_New_Miscellaneous_Natural Gas_Pool Heater_E4 | F3 | Commercial | Grocery (WA) | New | Miscellaneous | Natural Gas | Pool Heater | E4 | System - kBTUs of Consumption | 0 | 0 | 0 | 0 | 0 | 0 | 0 | 0 | 0 | 0 | 0 | 0 | 0 | 0 | 0 | 0 | 0 | 0 | 0 | 0 | 0 | 0 | 0 | 0 | 0 | 0 | 0
F3_Commercial_Grocery (WA)_New_Miscellaneous_Natural Gas_Pool Heater_E5 | F3 | Commercial | Grocery (WA) | New | Miscellaneous | Natural Gas | Pool Heater | E5 | System - kBTUs of Consumption | 0 | 0 | 0 | 0 | 0 | 0 | 0 | 0 | 0 | 0 | 0 | 0 | 0 | 0 | 0 | 0 | 0 | 0 | 0 | 0 | 0 | 0 | 0 | 0 | 0 | 0 | 0
F3_Commercial_Grocery (WA)_New_Miscellaneous_Natural Gas_Pool Heater_E6 | F3 | Commercial | Grocery (WA) | New | Miscellaneous | Natural Gas | Pool Heater | E6 | System - kBTUs of Consumption | 0 | 0 | 0 | 0 | 0 | 0 | 0 | 0 | 0 | 0 | 0 | 0 | 0 | 0 | 0 | 0 | 0 | 0 | 0 | 0 | 0 | 0 | 0 | 0 | 0 | 0 | 0
F3_Commercial_Grocery (WA)_New_Miscellaneous_Natural Gas_Pool Heater_E7 | F3 | Commercial | Grocery (WA) | New | Miscellaneous | Natural Gas | Pool Heater | E7 | System - kBTUs of Consumption | 0 | 0 | 0 | 0 | 0 | 0 | 0 | 0 | 0 | 0 | 0 | 0 | 0 | 0 | 0 | 0 | 0 | 0 | 0 | 0 | 0 | 0 | 0 | 0 | 0 | 0 | 0
F3_Commercial_Grocery (WA)_New_Miscellaneous_Natural Gas_Pool Heater_E8 | F3 | Commercial | Grocery (WA) | New | Miscellaneous | Natural Gas | Pool Heater | E8 | System - kBTUs of Consumption | 0 | 0 | 0 | 0 | 0 | 0 | 0 | 0 | 0 | 0 | 0 | 0 | 0 | 0 | 0 | 0 | 0 | 0 | 0 | 0 | 0 | 0 | 0 | 0 | 0 | 0 | 0
F3_Commercial_Grocery (WA)_New_Miscellaneous_Natural Gas_Pool Heater_E9 | F3 | Commercial | Grocery (WA) | New | Miscellaneous | Natural Gas | Pool Heater | E9 | System - kBTUs of Consumption | 0 | 0 | 0 | 0 | 0 | 0 | 0 | 0 | 0 | 0 | 0 | 0 | 0 | 0 | 0 | 0 | 0 | 0 | 0 | 0 | 0 | 0 | 0 | 0 | 0 | 0 | 0
F3_Commercial_Grocery (WA)_New_Miscellaneous_Natural Gas_Pool Heater_E10 | F3 | Commercial | Grocery (WA) | New | Miscellaneous | Natural Gas | Pool Heater | E10 | System - kBTUs of Consumption | 0 | 0 | 0 | 0 | 0 | 0 | 0 | 0 | 0 | 0 | 0 | 0 | 0 | 0 | 0 | 0 | 0 | 0 | 0 | 0 | 0 | 0 | 0 | 0 | 0 | 0 | 0
F4_Commercial_Grocery (WA)_New_Miscellaneous_Natural Gas_Pool Heater_E1 | F4 | Commercial | Grocery (WA) | New | Miscellaneous | Natural Gas | Pool Heater | E1 | Utility - Cost of Equipment | 0.0026828 | 0.0026828 | 0.0026828 | 0.0026828 | 0.0026828 | 0.0026828 | 0.0026828 | 0.0026828 | 0.0026828 | 0.0026828 | 0.0026828 | 0.0026828 | 0.0026828 | 0.0026828 | 0.0026828 | 0.0026828 | 0.0026828 | 0.0026828 | 0.0026828 | 0.0026828 | 0.0026828 | 0.0026828 | 0.0026828 | 0.0026828 | 0.0026828 | 0.0026828 | 0.0026828
F4_Commercial_Grocery (WA)_New_Miscellaneous_Natural Gas_Pool Heater_E2 | F4 | Commercial | Grocery (WA) | New | Miscellaneous | Natural Gas | Pool Heater | E2 | Utility - Cost of Equipment | 0.0043927 | 0.0043927 | 0.0043927 | 0.0043927 | 0.0043927 | 0.0043927 | 0.0043927 | 0.0043927 | 0.0043927 | 0.0043927 | 0.0043927 | 0.0043927 | 0.0043927 | 0.0043927 | 0.0043927 | 0.0043927 | 0.0043927 | 0.0043927 | 0.0043927 | 0.0043927 | 0.0043927 | 0.0043927 | 0.0043927 | 0.0043927 | 0.0043927 | 0.0043927 | 0.0043927
F4_Commercial_Grocery (WA)_New_Miscellaneous_Natural Gas_Pool Heater_E3 | F4 | Commercial | Grocery (WA) | New | Miscellaneous | Natural Gas | Pool Heater | E3 | Utility - Cost of Equipment | 0 | 0 | 0 | 0 | 0 | 0 | 0 | 0 | 0 | 0 | 0 | 0 | 0 | 0 | 0 | 0 | 0 | 0 | 0 | 0 | 0 | 0 | 0 | 0 | 0 | 0 | 0
F4_Commercial_Grocery (WA)_New_Miscellaneous_Natural Gas_Pool Heater_E4 | F4 | Commercial | Grocery (WA) | New | Miscellaneous | Natural Gas | Pool Heater | E4 | Utility - Cost of Equipment | 0 | 0 | 0 | 0 | 0 | 0 | 0 | 0 | 0 | 0 | 0 | 0 | 0 | 0 | 0 | 0 | 0 | 0 | 0 | 0 | 0 | 0 | 0 | 0 | 0 | 0 | 0
F4_Commercial_Grocery (WA)_New_Miscellaneous_Natural Gas_Pool Heater_E5 | F4 | Commercial | Grocery (WA) | New | Miscellaneous | Natural Gas | Pool Heater | E5 | Utility - Cost of Equipment | 0 | 0 | 0 | 0 | 0 | 0 | 0 | 0 | 0 | 0 | 0 | 0 | 0 | 0 | 0 | 0 | 0 | 0 | 0 | 0 | 0 | 0 | 0 | 0 | 0 | 0 | 0
F4_Commercial_Grocery (WA)_New_Miscellaneous_Natural Gas_Pool Heater_E6 | F4 | Commercial | Grocery (WA) | New | Miscellaneous | Natural Gas | Pool Heater | E6 | Utility - Cost of Equipment | 0 | 0 | 0 | 0 | 0 | 0 | 0 | 0 | 0 | 0 | 0 | 0 | 0 | 0 | 0 | 0 | 0 | 0 | 0 | 0 | 0 | 0 | 0 | 0 | 0 | 0 | 0
F4_Commercial_Grocery (WA)_New_Miscellaneous_Natural Gas_Pool Heater_E7 | F4 | Commercial | Grocery (WA) | New | Miscellaneous | Natural Gas | Pool Heater | E7 | Utility - Cost of Equipment | 0 | 0 | 0 | 0 | 0 | 0 | 0 | 0 | 0 | 0 | 0 | 0 | 0 | 0 | 0 | 0 | 0 | 0 | 0 | 0 | 0 | 0 | 0 | 0 | 0 | 0 | 0
F4_Commercial_Grocery (WA)_New_Miscellaneous_Natural Gas_Pool Heater_E8 | F4 | Commercial | Grocery (WA) | New | Miscellaneous | Natural Gas | Pool Heater | E8 | Utility - Cost of Equipment | 0 | 0 | 0 | 0 | 0 | 0 | 0 | 0 | 0 | 0 | 0 | 0 | 0 | 0 | 0 | 0 | 0 | 0 | 0 | 0 | 0 | 0 | 0 | 0 | 0 | 0 | 0
F4_Commercial_Grocery (WA)_New_Miscellaneous_Natural Gas_Pool Heater_E9 | F4 | Commercial | Grocery (WA) | New | Miscellaneous | Natural Gas | Pool Heater | E9 | Utility - Cost of Equipment | 0 | 0 | 0 | 0 | 0 | 0 | 0 | 0 | 0 | 0 | 0 | 0 | 0 | 0 | 0 | 0 | 0 | 0 | 0 | 0 | 0 | 0 | 0 | 0 | 0 | 0 | 0
F4_Commercial_Grocery (WA)_New_Miscellaneous_Natural Gas_Pool Heater_E10 | F4 | Commercial | Grocery (WA) | New | Miscellaneous | Natural Gas | Pool Heater | E10 | Utility - Cost of Equipment | 0 | 0 | 0 | 0 | 0 | 0 | 0 | 0 | 0 | 0 | 0 | 0 | 0 | 0 | 0 | 0 | 0 | 0 | 0 | 0 | 0 | 0 | 0 | 0 | 0 | 0 | 0
F5_Commercial_Grocery (WA)_New_Miscellaneous_Natural Gas_Pool Heater_E1 | F5 | Commercial | Grocery (WA) | New | Miscellaneous | Natural Gas | Pool Heater | E1 | Utility - Cost of Operation | 0.0033594 | 0.0033849 | 0.0034397 | 0.0035283 | 0.0036504 | 0.0038279 | 0.0040225 | 0.0042176 | 0.0044066 | 0.0046086 | 0.0047611 | 0.0049042 | 0.0050659 | 0.005222 | 0.0053527 | 0.00547 | 0.0055659 | 0.0056578 | 0.0057594 | 0.005855 | 0.0059539 | 0.0060585 | 0.0061636 | 0.0062731 | 0.0063845 | 0.0064979 | 0.0066134
F5_Commercial_Grocery (WA)_New_Miscellaneous_Natural Gas_Pool Heater_E2 | F5 | Commercial | Grocery (WA) | New | Miscellaneous | Natural Gas | Pool Heater | E2 | Utility - Cost of Operation | 0.0028555 | 0.0028771 | 0.0029237 | 0.002999 | 0.0031029 | 0.0032537 | 0.0034191 | 0.003585 | 0.0037456 | 0.0039173 | 0.0040469 | 0.0041685 | 0.004306 | 0.0044387 | 0.0045498 | 0.0046495 | 0.004731 | 0.0048091 | 0.0048955 | 0.0049767 | 0.0050608 | 0.0051497 | 0.005239 | 0.0053321 | 0.0054268 | 0.0055232 | 0.0056214
F5_Commercial_Grocery (WA)_New_Miscellaneous_Natural Gas_Pool Heater_E3 | F5 | Commercial | Grocery (WA) | New | Miscellaneous | Natural Gas | Pool Heater | E3 | Utility - Cost of Operation | 0 | 0 | 0 | 0 | 0 | 0 | 0 | 0 | 0 | 0 | 0 | 0 | 0 | 0 | 0 | 0 | 0 | 0 | 0 | 0 | 0 | 0 | 0 | 0 | 0 | 0 | 0
F5_Commercial_Grocery (WA)_New_Miscellaneous_Natural Gas_Pool Heater_E4 | F5 | Commercial | Grocery (WA) | New | Miscellaneous | Natural Gas | Pool Heater | E4 | Utility - Cost of Operation | 0 | 0 | 0 | 0 | 0 | 0 | 0 | 0 | 0 | 0 | 0 | 0 | 0 | 0 | 0 | 0 | 0 | 0 | 0 | 0 | 0 | 0 | 0 | 0 | 0 | 0 | 0
F5_Commercial_Grocery (WA)_New_Miscellaneous_Natural Gas_Pool Heater_E5 | F5 | Commercial | Grocery (WA) | New | Miscellaneous | Natural Gas | Pool Heater | E5 | Utility - Cost of Operation | 0 | 0 | 0 | 0 | 0 | 0 | 0 | 0 | 0 | 0 | 0 | 0 | 0 | 0 | 0 | 0 | 0 | 0 | 0 | 0 | 0 | 0 | 0 | 0 | 0 | 0 | 0
F5_Commercial_Grocery (WA)_New_Miscellaneous_Natural Gas_Pool Heater_E6 | F5 | Commercial | Grocery (WA) | New | Miscellaneous | Natural Gas | Pool Heater | E6 | Utility - Cost of Operation | 0 | 0 | 0 | 0 | 0 | 0 | 0 | 0 | 0 | 0 | 0 | 0 | 0 | 0 | 0 | 0 | 0 | 0 | 0 | 0 | 0 | 0 | 0 | 0 | 0 | 0 | 0
F5_Commercial_Grocery (WA)_New_Miscellaneous_Natural Gas_Pool Heater_E7 | F5 | Commercial | Grocery (WA) | New | Miscellaneous | Natural Gas | Pool Heater | E7 | Utility - Cost of Operation | 0 | 0 | 0 | 0 | 0 | 0 | 0 | 0 | 0 | 0 | 0 | 0 | 0 | 0 | 0 | 0 | 0 | 0 | 0 | 0 | 0 | 0 | 0 | 0 | 0 | 0 | 0
F5_Commercial_Grocery (WA)_New_Miscellaneous_Natural Gas_Pool Heater_E8 | F5 | Commercial | Grocery (WA) | New | Miscellaneous | Natural Gas | Pool Heater | E8 | Utility - Cost of Operation | 0 | 0 | 0 | 0 | 0 | 0 | 0 | 0 | 0 | 0 | 0 | 0 | 0 | 0 | 0 | 0 | 0 | 0 | 0 | 0 | 0 | 0 | 0 | 0 | 0 | 0 | 0
F5_Commercial_Grocery (WA)_New_Miscellaneous_Natural Gas_Pool Heater_E9 | F5 | Commercial | Grocery (WA) | New | Miscellaneous | Natural Gas | Pool Heater | E9 | Utility - Cost of Operation | 0 | 0 | 0 | 0 | 0 | 0 | 0 | 0 | 0 | 0 | 0 | 0 | 0 | 0 | 0 | 0 | 0 | 0 | 0 | 0 | 0 | 0 | 0 | 0 | 0 | 0 | 0
F5_Commercial_Grocery (WA)_New_Miscellaneous_Natural Gas_Pool Heater_E10 | F5 | Commercial | Grocery (WA) | New | Miscellaneous | Natural Gas | Pool Heater | E10 | Utility - Cost of Operation | 0 | 0 | 0 | 0 | 0 | 0 | 0 | 0 | 0 | 0 | 0 | 0 | 0 | 0 | 0 | 0 | 0 | 0 | 0 | 0 | 0 | 0 | 0 | 0 | 0 | 0 | 0
F6_Commercial_Grocery (WA)_New_Miscellaneous_Natural Gas_Pool Heater_E1 | F6 | Commercial | Grocery (WA) | New | Miscellaneous | Natural Gas | Pool Heater | E1 | Utility - Value of Sales | 0.0040313 | 0.0040618 | 0.0041171 | 0.0042004 | 0.0043098 | 0.0044691 | 0.0046299 | 0.0047841 | 0.0049232 | 0.0050695 | 0.0052372 | 0.0053946 | 0.0055725 | 0.0057371 | 0.0058657 | 0.0059701 | 0.0060403 | 0.0060938 | 0.006154 | 0.0062033 | 0.0062516 | 0.0063614 | 0.0064717 | 0.0065867 | 0.0067037 | 0.0068228 | 0.006944
F6_Commercial_Grocery (WA)_New_Miscellaneous_Natural Gas_Pool Heater_E2 | F6 | Commercial | Grocery (WA) | New | Miscellaneous | Natural Gas | Pool Heater | E2 | Utility - Value of Sales | 0.0034266 | 0.0034526 | 0.0034995 | 0.0035703 | 0.0036633 | 0.0037987 | 0.0039354 | 0.0040665 | 0.0041847 | 0.0043091 | 0.0044516 | 0.0045854 | 0.0047366 | 0.0048765 | 0.0049858 | 0.0050746 | 0.0051343 | 0.0051797 | 0.0052309 | 0.0052728 | 0.0053139 | 0.0054072 | 0.005501 | 0.0055987 | 0.0056982 | 0.0057994 | 0.0059024
F6_Commercial_Grocery (WA)_New_Miscellaneous_Natural Gas_Pool Heater_E3 | F6 | Commercial | Grocery (WA) | New | Miscellaneous | Natural Gas | Pool Heater | E3 | Utility - Value of Sales | 0 | 0 | 0 | 0 | 0 | 0 | 0 | 0 | 0 | 0 | 0 | 0 | 0 | 0 | 0 | 0 | 0 | 0 | 0 | 0 | 0 | 0 | 0 | 0 | 0 | 0 | 0
F6_Commercial_Grocery (WA)_New_Miscellaneous_Natural Gas_Pool Heater_E4 | F6 | Commercial | Grocery (WA) | New | Miscellaneous | Natural Gas | Pool Heater | E4 | Utility - Value of Sales | 0 | 0 | 0 | 0 | 0 | 0 | 0 | 0 | 0 | 0 | 0 | 0 | 0 | 0 | 0 | 0 | 0 | 0 | 0 | 0 | 0 | 0 | 0 | 0 | 0 | 0 | 0
F6_Commercial_Grocery (WA)_New_Miscellaneous_Natural Gas_Pool Heater_E5 | F6 | Commercial | Grocery (WA) | New | Miscellaneous | Natural Gas | Pool Heater | E5 | Utility - Value of Sales | 0 | 0 | 0 | 0 | 0 | 0 | 0 | 0 | 0 | 0 | 0 | 0 | 0 | 0 | 0 | 0 | 0 | 0 | 0 | 0 | 0 | 0 | 0 | 0 | 0 | 0 | 0
F6_Commercial_Grocery (WA)_New_Miscellaneous_Natural Gas_Pool Heater_E6 | F6 | Commercial | Grocery (WA) | New | Miscellaneous | Natural Gas | Pool Heater | E6 | Utility - Value of Sales | 0 | 0 | 0 | 0 | 0 | 0 | 0 | 0 | 0 | 0 | 0 | 0 | 0 | 0 | 0 | 0 | 0 | 0 | 0 | 0 | 0 | 0 | 0 | 0 | 0 | 0 | 0
F6_Commercial_Grocery (WA)_New_Miscellaneous_Natural Gas_Pool Heater_E7 | F6 | Commercial | Grocery (WA) | New | Miscellaneous | Natural Gas | Pool Heater | E7 | Utility - Value of Sales | 0 | 0 | 0 | 0 | 0 | 0 | 0 | 0 | 0 | 0 | 0 | 0 | 0 | 0 | 0 | 0 | 0 | 0 | 0 | 0 | 0 | 0 | 0 | 0 | 0 | 0 | 0
F6_Commercial_Grocery (WA)_New_Miscellaneous_Natural Gas_Pool Heater_E8 | F6 | Commercial | Grocery (WA) | New | Miscellaneous | Natural Gas | Pool Heater | E8 | Utility - Value of Sales | 0 | 0 | 0 | 0 | 0 | 0 | 0 | 0 | 0 | 0 | 0 | 0 | 0 | 0 | 0 | 0 | 0 | 0 | 0 | 0 | 0 | 0 | 0 | 0 | 0 | 0 | 0
F6_Commercial_Grocery (WA)_New_Miscellaneous_Natural Gas_Pool Heater_E9 | F6 | Commercial | Grocery (WA) | New | Miscellaneous | Natural Gas | Pool Heater | E9 | Utility - Value of Sales | 0 | 0 | 0 | 0 | 0 | 0 | 0 | 0 | 0 | 0 | 0 | 0 | 0 | 0 | 0 | 0 | 0 | 0 | 0 | 0 | 0 | 0 | 0 | 0 | 0 | 0 | 0
F6_Commercial_Grocery (WA)_New_Miscellaneous_Natural Gas_Pool Heater_E10 | F6 | Commercial | Grocery (WA) | New | Miscellaneous | Natural Gas | Pool Heater | E10 | Utility - Value of Sales | 0 | 0 | 0 | 0 | 0 | 0 | 0 | 0 | 0 | 0 | 0 | 0 | 0 | 0 | 0 | 0 | 0 | 0 | 0 | 0 | 0 | 0 | 0 | 0 | 0 | 0 | 0
F1_Commercial_Grocery (WA)_New_Miscellaneous_Natural Gas_Miscellaneous_E1 | F1 | Commercial | Grocery (WA) | New | Miscellaneous | Natural Gas | Miscellaneous | E1 | RVT - Cost of Equipment | 0.24753 | 0.24753 | 0.24753 | 0.24753 | 0.24753 | 0.24753 | 0.24753 | 0.24753 | 0.24753 | 0.24753 | 0.24753 | 0.24753 | 0.24753 | 0.24753 | 0.24753 | 0.24753 | 0.24753 | 0.24753 | 0.24753 | 0.24753 | 0.24753 | 0.24753 | 0.24753 | 0.24753 | 0.24753 | 0.24753 | 0.24753
F1_Commercial_Grocery (WA)_New_Miscellaneous_Natural Gas_Miscellaneous_E2 | F1 | Commercial | Grocery (WA) | New | Miscellaneous | Natural Gas | Miscellaneous | E2 | RVT - Cost of Equipment | 0 | 0 | 0 | 0 | 0 | 0 | 0 | 0 | 0 | 0 | 0 | 0 | 0 | 0 | 0 | 0 | 0 | 0 | 0 | 0 | 0 | 0 | 0 | 0 | 0 | 0 | 0
F1_Commercial_Grocery (WA)_New_Miscellaneous_Natural Gas_Miscellaneous_E3 | F1 | Commercial | Grocery (WA) | New | Miscellaneous | Natural Gas | Miscellaneous | E3 | RVT - Cost of Equipment | 0 | 0 | 0 | 0 | 0 | 0 | 0 | 0 | 0 | 0 | 0 | 0 | 0 | 0 | 0 | 0 | 0 | 0 | 0 | 0 | 0 | 0 | 0 | 0 | 0 | 0 | 0
F1_Commercial_Grocery (WA)_New_Miscellaneous_Natural Gas_Miscellaneous_E4 | F1 | Commercial | Grocery (WA) | New | Miscellaneous | Natural Gas | Miscellaneous | E4 | RVT - Cost of Equipment | 0 | 0 | 0 | 0 | 0 | 0 | 0 | 0 | 0 | 0 | 0 | 0 | 0 | 0 | 0 | 0 | 0 | 0 | 0 | 0 | 0 | 0 | 0 | 0 | 0 | 0 | 0
F1_Commercial_Grocery (WA)_New_Miscellaneous_Natural Gas_Miscellaneous_E5 | F1 | Commercial | Grocery (WA) | New | Miscellaneous | Natural Gas | Miscellaneous | E5 | RVT - Cost of Equipment | 0 | 0 | 0 | 0 | 0 | 0 | 0 | 0 | 0 | 0 | 0 | 0 | 0 | 0 | 0 | 0 | 0 | 0 | 0 | 0 | 0 | 0 | 0 | 0 | 0 | 0 | 0
F1_Commercial_Grocery (WA)_New_Miscellaneous_Natural Gas_Miscellaneous_E6 | F1 | Commercial | Grocery (WA) | New | Miscellaneous | Natural Gas | Miscellaneous | E6 | RVT - Cost of Equipment | 0 | 0 | 0 | 0 | 0 | 0 | 0 | 0 | 0 | 0 | 0 | 0 | 0 | 0 | 0 | 0 | 0 | 0 | 0 | 0 | 0 | 0 | 0 | 0 | 0 | 0 | 0
F1_Commercial_Grocery (WA)_New_Miscellaneous_Natural Gas_Miscellaneous_E7 | F1 | Commercial | Grocery (WA) | New | Miscellaneous | Natural Gas | Miscellaneous | E7 | RVT - Cost of Equipment | 0 | 0 | 0 | 0 | 0 | 0 | 0 | 0 | 0 | 0 | 0 | 0 | 0 | 0 | 0 | 0 | 0 | 0 | 0 | 0 | 0 | 0 | 0 | 0 | 0 | 0 | 0
F1_Commercial_Grocery (WA)_New_Miscellaneous_Natural Gas_Miscellaneous_E8 | F1 | Commercial | Grocery (WA) | New | Miscellaneous | Natural Gas | Miscellaneous | E8 | RVT - Cost of Equipment | 0 | 0 | 0 | 0 | 0 | 0 | 0 | 0 | 0 | 0 | 0 | 0 | 0 | 0 | 0 | 0 | 0 | 0 | 0 | 0 | 0 | 0 | 0 | 0 | 0 | 0 | 0
F1_Commercial_Grocery (WA)_New_Miscellaneous_Natural Gas_Miscellaneous_E9 | F1 | Commercial | Grocery (WA) | New | Miscellaneous | Natural Gas | Miscellaneous | E9 | RVT - Cost of Equipment | 0 | 0 | 0 | 0 | 0 | 0 | 0 | 0 | 0 | 0 | 0 | 0 | 0 | 0 | 0 | 0 | 0 | 0 | 0 | 0 | 0 | 0 | 0 | 0 | 0 | 0 | 0
F1_Commercial_Grocery (WA)_New_Miscellaneous_Natural Gas_Miscellaneous_E10 | F1 | Commercial | Grocery (WA) | New | Miscellaneous | Natural Gas | Miscellaneous | E10 | RVT - Cost of Equipment | 0 | 0 | 0 | 0 | 0 | 0 | 0 | 0 | 0 | 0 | 0 | 0 | 0 | 0 | 0 | 0 | 0 | 0 | 0 | 0 | 0 | 0 | 0 | 0 | 0 | 0 | 0
F2_Commercial_Grocery (WA)_New_Miscellaneous_Natural Gas_Miscellaneous_E1 | F2 | Commercial | Grocery (WA) | New | Miscellaneous | Natural Gas | Miscellaneous | E1 | RVT - Cost of Operation | 0.0025525 | 0.0025688 | 0.0025961 | 0.0026385 | 0.002701 | 0.002804 | 0.00291 | 0.003009 | 0.0030955 | 0.0031852 | 0.003288 | 0.0033848 | 0.0034999 | 0.0036102 | 0.003698 | 0.0037691 | 0.003817 | 0.0038555 | 0.0038939 | 0.0039186 | 0.0039422 | 0.0040113 | 0.0040806 | 0.004153 | 0.0042268 | 0.0043019 | 0.0043783
F2_Commercial_Grocery (WA)_New_Miscellaneous_Natural Gas_Miscellaneous_E2 | F2 | Commercial | Grocery (WA) | New | Miscellaneous | Natural Gas | Miscellaneous | E2 | RVT - Cost of Operation | 0 | 0 | 0 | 0 | 0 | 0 | 0 | 0 | 0 | 0 | 0 | 0 | 0 | 0 | 0 | 0 | 0 | 0 | 0 | 0 | 0 | 0 | 0 | 0 | 0 | 0 | 0
F2_Commercial_Grocery (WA)_New_Miscellaneous_Natural Gas_Miscellaneous_E3 | F2 | Commercial | Grocery (WA) | New | Miscellaneous | Natural Gas | Miscellaneous | E3 | RVT - Cost of Operation | 0 | 0 | 0 | 0 | 0 | 0 | 0 | 0 | 0 | 0 | 0 | 0 | 0 | 0 | 0 | 0 | 0 | 0 | 0 | 0 | 0 | 0 | 0 | 0 | 0 | 0 | 0
F2_Commercial_Grocery (WA)_New_Miscellaneous_Natural Gas_Miscellaneous_E4 | F2 | Commercial | Grocery (WA) | New | Miscellaneous | Natural Gas | Miscellaneous | E4 | RVT - Cost of Operation | 0 | 0 | 0 | 0 | 0 | 0 | 0 | 0 | 0 | 0 | 0 | 0 | 0 | 0 | 0 | 0 | 0 | 0 | 0 | 0 | 0 | 0 | 0 | 0 | 0 | 0 | 0
F2_Commercial_Grocery (WA)_New_Miscellaneous_Natural Gas_Miscellaneous_E5 | F2 | Commercial | Grocery (WA) | New | Miscellaneous | Natural Gas | Miscellaneous | E5 | RVT - Cost of Operation | 0 | 0 | 0 | 0 | 0 | 0 | 0 | 0 | 0 | 0 | 0 | 0 | 0 | 0 | 0 | 0 | 0 | 0 | 0 | 0 | 0 | 0 | 0 | 0 | 0 | 0 | 0
F2_Commercial_Grocery (WA)_New_Miscellaneous_Natural Gas_Miscellaneous_E6 | F2 | Commercial | Grocery (WA) | New | Miscellaneous | Natural Gas | Miscellaneous | E6 | RVT - Cost of Operation | 0 | 0 | 0 | 0 | 0 | 0 | 0 | 0 | 0 | 0 | 0 | 0 | 0 | 0 | 0 | 0 | 0 | 0 | 0 | 0 | 0 | 0 | 0 | 0 | 0 | 0 | 0
F2_Commercial_Grocery (WA)_New_Miscellaneous_Natural Gas_Miscellaneous_E7 | F2 | Commercial | Grocery (WA) | New | Miscellaneous | Natural Gas | Miscellaneous | E7 | RVT - Cost of Operation | 0 | 0 | 0 | 0 | 0 | 0 | 0 | 0 | 0 | 0 | 0 | 0 | 0 | 0 | 0 | 0 | 0 | 0 | 0 | 0 | 0 | 0 | 0 | 0 | 0 | 0 | 0
F2_Commercial_Grocery (WA)_New_Miscellaneous_Natural Gas_Miscellaneous_E8 | F2 | Commercial | Grocery (WA) | New | Miscellaneous | Natural Gas | Miscellaneous | E8 | RVT - Cost of Operation | 0 | 0 | 0 | 0 | 0 | 0 | 0 | 0 | 0 | 0 | 0 | 0 | 0 | 0 | 0 | 0 | 0 | 0 | 0 | 0 | 0 | 0 | 0 | 0 | 0 | 0 | 0
F2_Commercial_Grocery (WA)_New_Miscellaneous_Natural Gas_Miscellaneous_E9 | F2 | Commercial | Grocery (WA) | New | Miscellaneous | Natural Gas | Miscellaneous | E9 | RVT - Cost of Operation | 0 | 0 | 0 | 0 | 0 | 0 | 0 | 0 | 0 | 0 | 0 | 0 | 0 | 0 | 0 | 0 | 0 | 0 | 0 | 0 | 0 | 0 | 0 | 0 | 0 | 0 | 0
F2_Commercial_Grocery (WA)_New_Miscellaneous_Natural Gas_Miscellaneous_E10 | F2 | Commercial | Grocery (WA) | New | Miscellaneous | Natural Gas | Miscellaneous | E10 | RVT - Cost of Operation | 0 | 0 | 0 | 0 | 0 | 0 | 0 | 0 | 0 | 0 | 0 | 0 | 0 | 0 | 0 | 0 | 0 | 0 | 0 | 0 | 0 | 0 | 0 | 0 | 0 | 0 | 0
F3_Commercial_Grocery (WA)_New_Miscellaneous_Natural Gas_Miscellaneous_E1 | F3 | Commercial | Grocery (WA) | New | Miscellaneous | Natural Gas | Miscellaneous | E1 | System - kBTUs of Consumption | 0.65196 | 0.65196 | 0.65196 | 0.65196 | 0.65196 | 0.65196 | 0.65196 | 0.65196 | 0.65196 | 0.65196 | 0.65196 | 0.65196 | 0.65196 | 0.65196 | 0.65196 | 0.65196 | 0.65196 | 0.65196 | 0.65196 | 0.65196 | 0.65196 | 0.65196 | 0.65196 | 0.65196 | 0.65196 | 0.65196 | 0.65196
F3_Commercial_Grocery (WA)_New_Miscellaneous_Natural Gas_Miscellaneous_E2 | F3 | Commercial | Grocery (WA) | New | Miscellaneous | Natural Gas | Miscellaneous | E2 | System - kBTUs of Consumption | 0 | 0 | 0 | 0 | 0 | 0 | 0 | 0 | 0 | 0 | 0 | 0 | 0 | 0 | 0 | 0 | 0 | 0 | 0 | 0 | 0 | 0 | 0 | 0 | 0 | 0 | 0
F3_Commercial_Grocery (WA)_New_Miscellaneous_Natural Gas_Miscellaneous_E3 | F3 | Commercial | Grocery (WA) | New | Miscellaneous | Natural Gas | Miscellaneous | E3 | System - kBTUs of Consumption | 0 | 0 | 0 | 0 | 0 | 0 | 0 | 0 | 0 | 0 | 0 | 0 | 0 | 0 | 0 | 0 | 0 | 0 | 0 | 0 | 0 | 0 | 0 | 0 | 0 | 0 | 0
F3_Commercial_Grocery (WA)_New_Miscellaneous_Natural Gas_Miscellaneous_E4 | F3 | Commercial | Grocery (WA) | New | Miscellaneous | Natural Gas | Miscellaneous | E4 | System - kBTUs of Consumption | 0 | 0 | 0 | 0 | 0 | 0 | 0 | 0 | 0 | 0 | 0 | 0 | 0 | 0 | 0 | 0 | 0 | 0 | 0 | 0 | 0 | 0 | 0 | 0 | 0 | 0 | 0
F3_Commercial_Grocery (WA)_New_Miscellaneous_Natural Gas_Miscellaneous_E5 | F3 | Commercial | Grocery (WA) | New | Miscellaneous | Natural Gas | Miscellaneous | E5 | System - kBTUs of Consumption | 0 | 0 | 0 | 0 | 0 | 0 | 0 | 0 | 0 | 0 | 0 | 0 | 0 | 0 | 0 | 0 | 0 | 0 | 0 | 0 | 0 | 0 | 0 | 0 | 0 | 0 | 0
F3_Commercial_Grocery (WA)_New_Miscellaneous_Natural Gas_Miscellaneous_E6 | F3 | Commercial | Grocery (WA) | New | Miscellaneous | Natural Gas | Miscellaneous | E6 | System - kBTUs of Consumption | 0 | 0 | 0 | 0 | 0 | 0 | 0 | 0 | 0 | 0 | 0 | 0 | 0 | 0 | 0 | 0 | 0 | 0 | 0 | 0 | 0 | 0 | 0 | 0 | 0 | 0 | 0
F3_Commercial_Grocery (WA)_New_Miscellaneous_Natural Gas_Miscellaneous_E7 | F3 | Commercial | Grocery (WA) | New | Miscellaneous | Natural Gas | Miscellaneous | E7 | System - kBTUs of Consumption | 0 | 0 | 0 | 0 | 0 | 0 | 0 | 0 | 0 | 0 | 0 | 0 | 0 | 0 | 0 | 0 | 0 | 0 | 0 | 0 | 0 | 0 | 0 | 0 | 0 | 0 | 0
F3_Commercial_Grocery (WA)_New_Miscellaneous_Natural Gas_Miscellaneous_E8 | F3 | Commercial | Grocery (WA) | New | Miscellaneous | Natural Gas | Miscellaneous | E8 | System - kBTUs of Consumption | 0 | 0 | 0 | 0 | 0 | 0 | 0 | 0 | 0 | 0 | 0 | 0 | 0 | 0 | 0 | 0 | 0 | 0 | 0 | 0 | 0 | 0 | 0 | 0 | 0 | 0 | 0
F3_Commercial_Grocery (WA)_New_Miscellaneous_Natural Gas_Miscellaneous_E9 | F3 | Commercial | Grocery (WA) | New | Miscellaneous | Natural Gas | Miscellaneous | E9 | System - kBTUs of Consumption | 0 | 0 | 0 | 0 | 0 | 0 | 0 | 0 | 0 | 0 | 0 | 0 | 0 | 0 | 0 | 0 | 0 | 0 | 0 | 0 | 0 | 0 | 0 | 0 | 0 | 0 | 0
F3_Commercial_Grocery (WA)_New_Miscellaneous_Natural Gas_Miscellaneous_E10 | F3 | Commercial | Grocery (WA) | New | Miscellaneous | Natural Gas | Miscellaneous | E10 | System - kBTUs of Consumption | 0 | 0 | 0 | 0 | 0 | 0 | 0 | 0 | 0 | 0 | 0 | 0 | 0 | 0 | 0 | 0 | 0 | 0 | 0 | 0 | 0 | 0 | 0 | 0 | 0 | 0 | 0
F4_Commercial_Grocery (WA)_New_Miscellaneous_Natural Gas_Miscellaneous_E1 | F4 | Commercial | Grocery (WA) | New | Miscellaneous | Natural Gas | Miscellaneous | E1 | Utility - Cost of Equipment | 0.24753 | 0.24753 | 0.24753 | 0.24753 | 0.24753 | 0.24753 | 0.24753 | 0.24753 | 0.24753 | 0.24753 | 0.24753 | 0.24753 | 0.24753 | 0.24753 | 0.24753 | 0.24753 | 0.24753 | 0.24753 | 0.24753 | 0.24753 | 0.24753 | 0.24753 | 0.24753 | 0.24753 | 0.24753 | 0.24753 | 0.24753
F4_Commercial_Grocery (WA)_New_Miscellaneous_Natural Gas_Miscellaneous_E2 | F4 | Commercial | Grocery (WA) | New | Miscellaneous | Natural Gas | Miscellaneous | E2 | Utility - Cost of Equipment | 0 | 0 | 0 | 0 | 0 | 0 | 0 | 0 | 0 | 0 | 0 | 0 | 0 | 0 | 0 | 0 | 0 | 0 | 0 | 0 | 0 | 0 | 0 | 0 | 0 | 0 | 0
F4_Commercial_Grocery (WA)_New_Miscellaneous_Natural Gas_Miscellaneous_E3 | F4 | Commercial | Grocery (WA) | New | Miscellaneous | Natural Gas | Miscellaneous | E3 | Utility - Cost of Equipment | 0 | 0 | 0 | 0 | 0 | 0 | 0 | 0 | 0 | 0 | 0 | 0 | 0 | 0 | 0 | 0 | 0 | 0 | 0 | 0 | 0 | 0 | 0 | 0 | 0 | 0 | 0
F4_Commercial_Grocery (WA)_New_Miscellaneous_Natural Gas_Miscellaneous_E4 | F4 | Commercial | Grocery (WA) | New | Miscellaneous | Natural Gas | Miscellaneous | E4 | Utility - Cost of Equipment | 0 | 0 | 0 | 0 | 0 | 0 | 0 | 0 | 0 | 0 | 0 | 0 | 0 | 0 | 0 | 0 | 0 | 0 | 0 | 0 | 0 | 0 | 0 | 0 | 0 | 0 | 0
F4_Commercial_Grocery (WA)_New_Miscellaneous_Natural Gas_Miscellaneous_E5 | F4 | Commercial | Grocery (WA) | New | Miscellaneous | Natural Gas | Miscellaneous | E5 | Utility - Cost of Equipment | 0 | 0 | 0 | 0 | 0 | 0 | 0 | 0 | 0 | 0 | 0 | 0 | 0 | 0 | 0 | 0 | 0 | 0 | 0 | 0 | 0 | 0 | 0 | 0 | 0 | 0 | 0
F4_Commercial_Grocery (WA)_New_Miscellaneous_Natural Gas_Miscellaneous_E6 | F4 | Commercial | Grocery (WA) | New | Miscellaneous | Natural Gas | Miscellaneous | E6 | Utility - Cost of Equipment | 0 | 0 | 0 | 0 | 0 | 0 | 0 | 0 | 0 | 0 | 0 | 0 | 0 | 0 | 0 | 0 | 0 | 0 | 0 | 0 | 0 | 0 | 0 | 0 | 0 | 0 | 0
F4_Commercial_Grocery (WA)_New_Miscellaneous_Natural Gas_Miscellaneous_E7 | F4 | Commercial | Grocery (WA) | New | Miscellaneous | Natural Gas | Miscellaneous | E7 | Utility - Cost of Equipment | 0 | 0 | 0 | 0 | 0 | 0 | 0 | 0 | 0 | 0 | 0 | 0 | 0 | 0 | 0 | 0 | 0 | 0 | 0 | 0 | 0 | 0 | 0 | 0 | 0 | 0 | 0
F4_Commercial_Grocery (WA)_New_Miscellaneous_Natural Gas_Miscellaneous_E8 | F4 | Commercial | Grocery (WA) | New | Miscellaneous | Natural Gas | Miscellaneous | E8 | Utility - Cost of Equipment | 0 | 0 | 0 | 0 | 0 | 0 | 0 | 0 | 0 | 0 | 0 | 0 | 0 | 0 | 0 | 0 | 0 | 0 | 0 | 0 | 0 | 0 | 0 | 0 | 0 | 0 | 0
F4_Commercial_Grocery (WA)_New_Miscellaneous_Natural Gas_Miscellaneous_E9 | F4 | Commercial | Grocery (WA) | New | Miscellaneous | Natural Gas | Miscellaneous | E9 | Utility - Cost of Equipment | 0 | 0 | 0 | 0 | 0 | 0 | 0 | 0 | 0 | 0 | 0 | 0 | 0 | 0 | 0 | 0 | 0 | 0 | 0 | 0 | 0 | 0 | 0 | 0 | 0 | 0 | 0
F4_Commercial_Grocery (WA)_New_Miscellaneous_Natural Gas_Miscellaneous_E10 | F4 | Commercial | Grocery (WA) | New | Miscellaneous | Natural Gas | Miscellaneous | E10 | Utility - Cost of Equipment | 0 | 0 | 0 | 0 | 0 | 0 | 0 | 0 | 0 | 0 | 0 | 0 | 0 | 0 | 0 | 0 | 0 | 0 | 0 | 0 | 0 | 0 | 0 | 0 | 0 | 0 | 0
F5_Commercial_Grocery (WA)_New_Miscellaneous_Natural Gas_Miscellaneous_E1 | F5 | Commercial | Grocery (WA) | New | Miscellaneous | Natural Gas | Miscellaneous | E1 | Utility - Cost of Operation | 0.0021271 | 0.0021407 | 0.0021681 | 0.0022136 | 0.0022823 | 0.002392 | 0.0025126 | 0.0026372 | 0.0027625 | 0.0028957 | 0.0029891 | 0.0030771 | 0.0031817 | 0.0032854 | 0.0033726 | 0.0034492 | 0.0035098 | 0.0035679 | 0.0036326 | 0.0036925 | 0.0037545 | 0.0038203 | 0.0038862 | 0.0039553 | 0.0040256 | 0.0040971 | 0.0041699
F5_Commercial_Grocery (WA)_New_Miscellaneous_Natural Gas_Miscellaneous_E2 | F5 | Commercial | Grocery (WA) | New | Miscellaneous | Natural Gas | Miscellaneous | E2 | Utility - Cost of Operation | 0 | 0 | 0 | 0 | 0 | 0 | 0 | 0 | 0 | 0 | 0 | 0 | 0 | 0 | 0 | 0 | 0 | 0 | 0 | 0 | 0 | 0 | 0 | 0 | 0 | 0 | 0
F5_Commercial_Grocery (WA)_New_Miscellaneous_Natural Gas_Miscellaneous_E3 | F5 | Commercial | Grocery (WA) | New | Miscellaneous | Natural Gas | Miscellaneous | E3 | Utility - Cost of Operation | 0 | 0 | 0 | 0 | 0 | 0 | 0 | 0 | 0 | 0 | 0 | 0 | 0 | 0 | 0 | 0 | 0 | 0 | 0 | 0 | 0 | 0 | 0 | 0 | 0 | 0 | 0
F5_Commercial_Grocery (WA)_New_Miscellaneous_Natural Gas_Miscellaneous_E4 | F5 | Commercial | Grocery (WA) | New | Miscellaneous | Natural Gas | Miscellaneous | E4 | Utility - Cost of Operation | 0 | 0 | 0 | 0 | 0 | 0 | 0 | 0 | 0 | 0 | 0 | 0 | 0 | 0 | 0 | 0 | 0 | 0 | 0 | 0 | 0 | 0 | 0 | 0 | 0 | 0 | 0
F5_Commercial_Grocery (WA)_New_Miscellaneous_Natural Gas_Miscellaneous_E5 | F5 | Commercial | Grocery (WA) | New | Miscellaneous | Natural Gas | Miscellaneous | E5 | Utility - Cost of Operation | 0 | 0 | 0 | 0 | 0 | 0 | 0 | 0 | 0 | 0 | 0 | 0 | 0 | 0 | 0 | 0 | 0 | 0 | 0 | 0 | 0 | 0 | 0 | 0 | 0 | 0 | 0
F5_Commercial_Grocery (WA)_New_Miscellaneous_Natural Gas_Miscellaneous_E6 | F5 | Commercial | Grocery (WA) | New | Miscellaneous | Natural Gas | Miscellaneous | E6 | Utility - Cost of Operation | 0 | 0 | 0 | 0 | 0 | 0 | 0 | 0 | 0 | 0 | 0 | 0 | 0 | 0 | 0 | 0 | 0 | 0 | 0 | 0 | 0 | 0 | 0 | 0 | 0 | 0 | 0
F5_Commercial_Grocery (WA)_New_Miscellaneous_Natural Gas_Miscellaneous_E7 | F5 | Commercial | Grocery (WA) | New | Miscellaneous | Natural Gas | Miscellaneous | E7 | Utility - Cost of Operation | 0 | 0 | 0 | 0 | 0 | 0 | 0 | 0 | 0 | 0 | 0 | 0 | 0 | 0 | 0 | 0 | 0 | 0 | 0 | 0 | 0 | 0 | 0 | 0 | 0 | 0 | 0
F5_Commercial_Grocery (WA)_New_Miscellaneous_Natural Gas_Miscellaneous_E8 | F5 | Commercial | Grocery (WA) | New | Miscellaneous | Natural Gas | Miscellaneous | E8 | Utility - Cost of Operation | 0 | 0 | 0 | 0 | 0 | 0 | 0 | 0 | 0 | 0 | 0 | 0 | 0 | 0 | 0 | 0 | 0 | 0 | 0 | 0 | 0 | 0 | 0 | 0 | 0 | 0 | 0
F5_Commercial_Grocery (WA)_New_Miscellaneous_Natural Gas_Miscellaneous_E9 | F5 | Commercial | Grocery (WA) | New | Miscellaneous | Natural Gas | Miscellaneous | E9 | Utility - Cost of Operation | 0 | 0 | 0 | 0 | 0 | 0 | 0 | 0 | 0 | 0 | 0 | 0 | 0 | 0 | 0 | 0 | 0 | 0 | 0 | 0 | 0 | 0 | 0 | 0 | 0 | 0 | 0
F5_Commercial_Grocery (WA)_New_Miscellaneous_Natural Gas_Miscellaneous_E10 | F5 | Commercial | Grocery (WA) | New | Miscellaneous | Natural Gas | Miscellaneous | E10 | Utility - Cost of Operation | 0 | 0 | 0 | 0 | 0 | 0 | 0 | 0 | 0 | 0 | 0 | 0 | 0 | 0 | 0 | 0 | 0 | 0 | 0 | 0 | 0 | 0 | 0 | 0 | 0 | 0 | 0
F6_Commercial_Grocery (WA)_New_Miscellaneous_Natural Gas_Miscellaneous_E1 | F6 | Commercial | Grocery (WA) | New | Miscellaneous | Natural Gas | Miscellaneous | E1 | Utility - Value of Sales | 0.0025525 | 0.0025688 | 0.0025961 | 0.0026385 | 0.002701 | 0.002804 | 0.00291 | 0.003009 | 0.0030955 | 0.0031852 | 0.003288 | 0.0033848 | 0.0034999 | 0.0036102 | 0.003698 | 0.0037691 | 0.003817 | 0.0038555 | 0.0038939 | 0.0039186 | 0.0039422 | 0.0040113 | 0.0040806 | 0.004153 | 0.0042268 | 0.0043019 | 0.0043783
F6_Commercial_Grocery (WA)_New_Miscellaneous_Natural Gas_Miscellaneous_E2 | F6 | Commercial | Grocery (WA) | New | Miscellaneous | Natural Gas | Miscellaneous | E2 | Utility - Value of Sales | 0 | 0 | 0 | 0 | 0 | 0 | 0 | 0 | 0 | 0 | 0 | 0 | 0 | 0 | 0 | 0 | 0 | 0 | 0 | 0 | 0 | 0 | 0 | 0 | 0 | 0 | 0
F6_Commercial_Grocery (WA)_New_Miscellaneous_Natural Gas_Miscellaneous_E3 | F6 | Commercial | Grocery (WA) | New | Miscellaneous | Natural Gas | Miscellaneous | E3 | Utility - Value of Sales | 0 | 0 | 0 | 0 | 0 | 0 | 0 | 0 | 0 | 0 | 0 | 0 | 0 | 0 | 0 | 0 | 0 | 0 | 0 | 0 | 0 | 0 | 0 | 0 | 0 | 0 | 0
F6_Commercial_Grocery (WA)_New_Miscellaneous_Natural Gas_Miscellaneous_E4 | F6 | Commercial | Grocery (WA) | New | Miscellaneous | Natural Gas | Miscellaneous | E4 | Utility - Value of Sales | 0 | 0 | 0 | 0 | 0 | 0 | 0 | 0 | 0 | 0 | 0 | 0 | 0 | 0 | 0 | 0 | 0 | 0 | 0 | 0 | 0 | 0 | 0 | 0 | 0 | 0 | 0
F6_Commercial_Grocery (WA)_New_Miscellaneous_Natural Gas_Miscellaneous_E5 | F6 | Commercial | Grocery (WA) | New | Miscellaneous | Natural Gas | Miscellaneous | E5 | Utility - Value of Sales | 0 | 0 | 0 | 0 | 0 | 0 | 0 | 0 | 0 | 0 | 0 | 0 | 0 | 0 | 0 | 0 | 0 | 0 | 0 | 0 | 0 | 0 | 0 | 0 | 0 | 0 | 0
F6_Commercial_Grocery (WA)_New_Miscellaneous_Natural Gas_Miscellaneous_E6 | F6 | Commercial | Grocery (WA) | New | Miscellaneous | Natural Gas | Miscellaneous | E6 | Utility - Value of Sales | 0 | 0 | 0 | 0 | 0 | 0 | 0 | 0 | 0 | 0 | 0 | 0 | 0 | 0 | 0 | 0 | 0 | 0 | 0 | 0 | 0 | 0 | 0 | 0 | 0 | 0 | 0
F6_Commercial_Grocery (WA)_New_Miscellaneous_Natural Gas_Miscellaneous_E7 | F6 | Commercial | Grocery (WA) | New | Miscellaneous | Natural Gas | Miscellaneous | E7 | Utility - Value of Sales | 0 | 0 | 0 | 0 | 0 | 0 | 0 | 0 | 0 | 0 | 0 | 0 | 0 | 0 | 0 | 0 | 0 | 0 | 0 | 0 | 0 | 0 | 0 | 0 | 0 | 0 | 0
F6_Commercial_Grocery (WA)_New_Miscellaneous_Natural Gas_Miscellaneous_E8 | F6 | Commercial | Grocery (WA) | New | Miscellaneous | Natural Gas | Miscellaneous | E8 | Utility - Value of Sales | 0 | 0 | 0 | 0 | 0 | 0 | 0 | 0 | 0 | 0 | 0 | 0 | 0 | 0 | 0 | 0 | 0 | 0 | 0 | 0 | 0 | 0 | 0 | 0 | 0 | 0 | 0
F6_Commercial_Grocery (WA)_New_Miscellaneous_Natural Gas_Miscellaneous_E9 | F6 | Commercial | Grocery (WA) | New | Miscellaneous | Natural Gas | Miscellaneous | E9 | Utility - Value of Sales | 0 | 0 | 0 | 0 | 0 | 0 | 0 | 0 | 0 | 0 | 0 | 0 | 0 | 0 | 0 | 0 | 0 | 0 | 0 | 0 | 0 | 0 | 0 | 0 | 0 | 0 | 0
F6_Commercial_Grocery (WA)_New_Miscellaneous_Natural Gas_Miscellaneous_E10 | F6 | Commercial | Grocery (WA) | New | Miscellaneous | Natural Gas | Miscellaneous | E10 | Utility - Value of Sales | 0 | 0 | 0 | 0 | 0 | 0 | 0 | 0 | 0 | 0 | 0 | 0 | 0 | 0 | 0 | 0 | 0 | 0 | 0 | 0 | 0 | 0 | 0 | 0 | 0 | 0 | 0
F1_Commercial_School (WA)_Existing_Space Heating_Natural Gas_Furnace_E1 | F1 | Commercial | School (WA) | Existing | Space Heating | Natural Gas | Furnace | E1 | RVT - Cost of Equipment | 0.090135 | 0.090135 | 0.090135 | 0.090135 | 0.090135 | 0.090135 | 0.090135 | 0.090135 | 0.090135 | 0.090135 | 0.090135 | 0.090135 | 0.090135 | 0.090135 | 0.090135 | 0.090135 | 0.090135 | 0.090135 | 0.090135 | 0.090135 | 0.090135 | 0.090135 | 0.090135 | 0.090135 | 0.090135 | 0.090135 | 0.090135
F1_Commercial_School (WA)_Existing_Space Heating_Natural Gas_Furnace_E2 | F1 | Commercial | School (WA) | Existing | Space Heating | Natural Gas | Furnace | E2 | RVT - Cost of Equipment | 0.18219 | 0.18219 | 0.18219 | 0.18219 | 0.18219 | 0.18219 | 0.18219 | 0.18219 | 0.18219 | 0.18219 | 0.18219 | 0.18219 | 0.18219 | 0.18219 | 0.18219 | 0.18219 | 0.18219 | 0.18219 | 0.18219 | 0.18219 | 0.18219 | 0.18219 | 0.18219 | 0.18219 | 0.18219 | 0.18219 | 0.18219
F1_Commercial_School (WA)_Existing_Space Heating_Natural Gas_Furnace_E3 | F1 | Commercial | School (WA) | Existing | Space Heating | Natural Gas | Furnace | E3 | RVT - Cost of Equipment | 0.11075 | 0.11075 | 0.11075 | 0.11075 | 0.11075 | 0.11075 | 0.11075 | 0.11075 | 0.11075 | 0.11075 | 0.11075 | 0.11075 | 0.11075 | 0.11075 | 0.11075 | 0.11075 | 0.11075 | 0.11075 | 0.11075 | 0.11075 | 0.11075 | 0.11075 | 0.11075 | 0.11075 | 0.11075 | 0.11075 | 0.11075
F1_Commercial_School (WA)_Existing_Space Heating_Natural Gas_Furnace_E4 | F1 | Commercial | School (WA) | Existing | Space Heating | Natural Gas | Furnace | E4 | RVT - Cost of Equipment | 0 | 0 | 0 | 0 | 0 | 0 | 0 | 0 | 0 | 0 | 0 | 0 | 0 | 0 | 0 | 0 | 0 | 0 | 0 | 0 | 0 | 0 | 0 | 0 | 0 | 0 | 0
F1_Commercial_School (WA)_Existing_Space Heating_Natural Gas_Furnace_E5 | F1 | Commercial | School (WA) | Existing | Space Heating | Natural Gas | Furnace | E5 | RVT - Cost of Equipment | 0 | 0 | 0 | 0 | 0 | 0 | 0 | 0 | 0 | 0 | 0 | 0 | 0 | 0 | 0 | 0 | 0 | 0 | 0 | 0 | 0 | 0 | 0 | 0 | 0 | 0 | 0
F1_Commercial_School (WA)_Existing_Space Heating_Natural Gas_Furnace_E6 | F1 | Commercial | School (WA) | Existing | Space Heating | Natural Gas | Furnace | E6 | RVT - Cost of Equipment | 0 | 0 | 0 | 0 | 0 | 0 | 0 | 0 | 0 | 0 | 0 | 0 | 0 | 0 | 0 | 0 | 0 | 0 | 0 | 0 | 0 | 0 | 0 | 0 | 0 | 0 | 0
F1_Commercial_School (WA)_Existing_Space Heating_Natural Gas_Furnace_E7 | F1 | Commercial | School (WA) | Existing | Space Heating | Natural Gas | Furnace | E7 | RVT - Cost of Equipment | 0 | 0 | 0 | 0 | 0 | 0 | 0 | 0 | 0 | 0 | 0 | 0 | 0 | 0 | 0 | 0 | 0 | 0 | 0 | 0 | 0 | 0 | 0 | 0 | 0 | 0 | 0
F1_Commercial_School (WA)_Existing_Space Heating_Natural Gas_Furnace_E8 | F1 | Commercial | School (WA) | Existing | Space Heating | Natural Gas | Furnace | E8 | RVT - Cost of Equipment | 0 | 0 | 0 | 0 | 0 | 0 | 0 | 0 | 0 | 0 | 0 | 0 | 0 | 0 | 0 | 0 | 0 | 0 | 0 | 0 | 0 | 0 | 0 | 0 | 0 | 0 | 0
F1_Commercial_School (WA)_Existing_Space Heating_Natural Gas_Furnace_E9 | F1 | Commercial | School (WA) | Existing | Space Heating | Natural Gas | Furnace | E9 | RVT - Cost of Equipment | 0 | 0 | 0 | 0 | 0 | 0 | 0 | 0 | 0 | 0 | 0 | 0 | 0 | 0 | 0 | 0 | 0 | 0 | 0 | 0 | 0 | 0 | 0 | 0 | 0 | 0 | 0
F1_Commercial_School (WA)_Existing_Space Heating_Natural Gas_Furnace_E10 | F1 | Commercial | School (WA) | Existing | Space Heating | Natural Gas | Furnace | E10 | RVT - Cost of Equipment | 0 | 0 | 0 | 0 | 0 | 0 | 0 | 0 | 0 | 0 | 0 | 0 | 0 | 0 | 0 | 0 | 0 | 0 | 0 | 0 | 0 | 0 | 0 | 0 | 0 | 0 | 0
F2_Commercial_School (WA)_Existing_Space Heating_Natural Gas_Furnace_E1 | F2 | Commercial | School (WA) | Existing | Space Heating | Natural Gas | Furnace | E1 | RVT - Cost of Operation | 0.035539 | 0.035834 | 0.036325 | 0.036894 | 0.037545 | 0.038604 | 0.039656 | 0.040756 | 0.041721 | 0.042657 | 0.043719 | 0.044646 | 0.045678 | 0.046741 | 0.047688 | 0.048596 | 0.049397 | 0.050214 | 0.051061 | 0.051918 | 0.052776 | 0.053927 | 0.055291 | 0.056465 | 0.057663 | 0.058887 | 0.060137
F2_Commercial_School (WA)_Existing_Space Heating_Natural Gas_Furnace_E2 | F2 | Commercial | School (WA) | Existing | Space Heating | Natural Gas | Furnace | E2 | RVT - Cost of Operation | 0.03159 | 0.031853 | 0.03229 | 0.032795 | 0.033373 | 0.034315 | 0.03525 | 0.036228 | 0.037085 | 0.037918 | 0.038861 | 0.039685 | 0.040603 | 0.041548 | 0.042389 | 0.043197 | 0.043908 | 0.044635 | 0.045388 | 0.04615 | 0.046912 | 0.047935 | 0.049148 | 0.050191 | 0.051257 | 0.052345 | 0.053456
F2_Commercial_School (WA)_Existing_Space Heating_Natural Gas_Furnace_E3 | F2 | Commercial | School (WA) | Existing | Space Heating | Natural Gas | Furnace | E3 | RVT - Cost of Operation | 0.029615 | 0.029861 | 0.03027 | 0.030744 | 0.031286 | 0.032169 | 0.033046 | 0.033962 | 0.034766 | 0.035547 | 0.036431 | 0.037204 | 0.038064 | 0.03895 | 0.039739 | 0.040496 | 0.041163 | 0.041844 | 0.042549 | 0.043264 | 0.043979 | 0.044938 | 0.046075 | 0.047053 | 0.048052 | 0.049071 | 0.050113
F2_Commercial_School (WA)_Existing_Space Heating_Natural Gas_Furnace_E4 | F2 | Commercial | School (WA) | Existing | Space Heating | Natural Gas | Furnace | E4 | RVT - Cost of Operation | 0 | 0 | 0 | 0 | 0 | 0 | 0 | 0 | 0 | 0 | 0 | 0 | 0 | 0 | 0 | 0 | 0 | 0 | 0 | 0 | 0 | 0 | 0 | 0 | 0 | 0 | 0
F2_Commercial_School (WA)_Existing_Space Heating_Natural Gas_Furnace_E5 | F2 | Commercial | School (WA) | Existing | Space Heating | Natural Gas | Furnace | E5 | RVT - Cost of Operation | 0 | 0 | 0 | 0 | 0 | 0 | 0 | 0 | 0 | 0 | 0 | 0 | 0 | 0 | 0 | 0 | 0 | 0 | 0 | 0 | 0 | 0 | 0 | 0 | 0 | 0 | 0
F2_Commercial_School (WA)_Existing_Space Heating_Natural Gas_Furnace_E6 | F2 | Commercial | School (WA) | Existing | Space Heating | Natural Gas | Furnace | E6 | RVT - Cost of Operation | 0 | 0 | 0 | 0 | 0 | 0 | 0 | 0 | 0 | 0 | 0 | 0 | 0 | 0 | 0 | 0 | 0 | 0 | 0 | 0 | 0 | 0 | 0 | 0 | 0 | 0 | 0
F2_Commercial_School (WA)_Existing_Space Heating_Natural Gas_Furnace_E7 | F2 | Commercial | School (WA) | Existing | Space Heating | Natural Gas | Furnace | E7 | RVT - Cost of Operation | 0 | 0 | 0 | 0 | 0 | 0 | 0 | 0 | 0 | 0 | 0 | 0 | 0 | 0 | 0 | 0 | 0 | 0 | 0 | 0 | 0 | 0 | 0 | 0 | 0 | 0 | 0
F2_Commercial_School (WA)_Existing_Space Heating_Natural Gas_Furnace_E8 | F2 | Commercial | School (WA) | Existing | Space Heating | Natural Gas | Furnace | E8 | RVT - Cost of Operation | 0 | 0 | 0 | 0 | 0 | 0 | 0 | 0 | 0 | 0 | 0 | 0 | 0 | 0 | 0 | 0 | 0 | 0 | 0 | 0 | 0 | 0 | 0 | 0 | 0 | 0 | 0
F2_Commercial_School (WA)_Existing_Space Heating_Natural Gas_Furnace_E9 | F2 | Commercial | School (WA) | Existing | Space Heating | Natural Gas | Furnace | E9 | RVT - Cost of Operation | 0 | 0 | 0 | 0 | 0 | 0 | 0 | 0 | 0 | 0 | 0 | 0 | 0 | 0 | 0 | 0 | 0 | 0 | 0 | 0 | 0 | 0 | 0 | 0 | 0 | 0 | 0
F2_Commercial_School (WA)_Existing_Space Heating_Natural Gas_Furnace_E10 | F2 | Commercial | School (WA) | Existing | Space Heating | Natural Gas | Furnace | E10 | RVT - Cost of Operation | 0 | 0 | 0 | 0 | 0 | 0 | 0 | 0 | 0 | 0 | 0 | 0 | 0 | 0 | 0 | 0 | 0 | 0 | 0 | 0 | 0 | 0 | 0 | 0 | 0 | 0 | 0
F3_Commercial_School (WA)_Existing_Space Heating_Natural Gas_Furnace_E1 | F3 | Commercial | School (WA) | Existing | Space Heating | Natural Gas | Furnace | E1 | System - kBTUs of Consumption | 7.8208 | 7.8012 | 7.8012 | 7.8012 | 7.8012 | 7.8012 | 7.8012 | 7.8012 | 7.8012 | 7.8012 | 7.8012 | 7.8012 | 7.8012 | 7.8012 | 7.8012 | 7.8012 | 7.8012 | 7.8012 | 7.8012 | 7.8012 | 7.8012 | 7.8012 | 7.8012 | 7.8012 | 7.8012 | 7.8012 | 7.8012
F3_Commercial_School (WA)_Existing_Space Heating_Natural Gas_Furnace_E2 | F3 | Commercial | School (WA) | Existing | Space Heating | Natural Gas | Furnace | E2 | System - kBTUs of Consumption | 6.9519 | 6.9344 | 6.9344 | 6.9344 | 6.9344 | 6.9344 | 6.9344 | 6.9344 | 6.9344 | 6.9344 | 6.9344 | 6.9344 | 6.9344 | 6.9344 | 6.9344 | 6.9344 | 6.9344 | 6.9344 | 6.9344 | 6.9344 | 6.9344 | 6.9344 | 6.9344 | 6.9344 | 6.9344 | 6.9344 | 6.9344
F3_Commercial_School (WA)_Existing_Space Heating_Natural Gas_Furnace_E3 | F3 | Commercial | School (WA) | Existing | Space Heating | Natural Gas | Furnace | E3 | System - kBTUs of Consumption | 6.5172 | 6.5008 | 6.5008 | 6.5008 | 6.5008 | 6.5008 | 6.5008 | 6.5008 | 6.5008 | 6.5008 | 6.5008 | 6.5008 | 6.5008 | 6.5008 | 6.5008 | 6.5008 | 6.5008 | 6.5008 | 6.5008 | 6.5008 | 6.5008 | 6.5008 | 6.5008 | 6.5008 | 6.5008 | 6.5008 | 6.5008
F3_Commercial_School (WA)_Existing_Space Heating_Natural Gas_Furnace_E4 | F3 | Commercial | School (WA) | Existing | Space Heating | Natural Gas | Furnace | E4 | System - kBTUs of Consumption | 0 | 0 | 0 | 0 | 0 | 0 | 0 | 0 | 0 | 0 | 0 | 0 | 0 | 0 | 0 | 0 | 0 | 0 | 0 | 0 | 0 | 0 | 0 | 0 | 0 | 0 | 0
F3_Commercial_School (WA)_Existing_Space Heating_Natural Gas_Furnace_E5 | F3 | Commercial | School (WA) | Existing | Space Heating | Natural Gas | Furnace | E5 | System - kBTUs of Consumption | 0 | 0 | 0 | 0 | 0 | 0 | 0 | 0 | 0 | 0 | 0 | 0 | 0 | 0 | 0 | 0 | 0 | 0 | 0 | 0 | 0 | 0 | 0 | 0 | 0 | 0 | 0
F3_Commercial_School (WA)_Existing_Space Heating_Natural Gas_Furnace_E6 | F3 | Commercial | School (WA) | Existing | Space Heating | Natural Gas | Furnace | E6 | System - kBTUs of Consumption | 0 | 0 | 0 | 0 | 0 | 0 | 0 | 0 | 0 | 0 | 0 | 0 | 0 | 0 | 0 | 0 | 0 | 0 | 0 | 0 | 0 | 0 | 0 | 0 | 0 | 0 | 0
F3_Commercial_School (WA)_Existing_Space Heating_Natural Gas_Furnace_E7 | F3 | Commercial | School (WA) | Existing | Space Heating | Natural Gas | Furnace | E7 | System - kBTUs of Consumption | 0 | 0 | 0 | 0 | 0 | 0 | 0 | 0 | 0 | 0 | 0 | 0 | 0 | 0 | 0 | 0 | 0 | 0 | 0 | 0 | 0 | 0 | 0 | 0 | 0 | 0 | 0
F3_Commercial_School (WA)_Existing_Space Heating_Natural Gas_Furnace_E8 | F3 | Commercial | School (WA) | Existing | Space Heating | Natural Gas | Furnace | E8 | System - kBTUs of Consumption | 0 | 0 | 0 | 0 | 0 | 0 | 0 | 0 | 0 | 0 | 0 | 0 | 0 | 0 | 0 | 0 | 0 | 0 | 0 | 0 | 0 | 0 | 0 | 0 | 0 | 0 | 0
F3_Commercial_School (WA)_Existing_Space Heating_Natural Gas_Furnace_E9 | F3 | Commercial | School (WA) | Existing | Space Heating | Natural Gas | Furnace | E9 | System - kBTUs of Consumption | 0 | 0 | 0 | 0 | 0 | 0 | 0 | 0 | 0 | 0 | 0 | 0 | 0 | 0 | 0 | 0 | 0 | 0 | 0 | 0 | 0 | 0 | 0 | 0 | 0 | 0 | 0
F3_Commercial_School (WA)_Existing_Space Heating_Natural Gas_Furnace_E10 | F3 | Commercial | School (WA) | Existing | Space Heating | Natural Gas | Furnace | E10 | System - kBTUs of Consumption | 0 | 0 | 0 | 0 | 0 | 0 | 0 | 0 | 0 | 0 | 0 | 0 | 0 | 0 | 0 | 0 | 0 | 0 | 0 | 0 | 0 | 0 | 0 | 0 | 0 | 0 | 0
F4_Commercial_School (WA)_Existing_Space Heating_Natural Gas_Furnace_E1 | F4 | Commercial | School (WA) | Existing | Space Heating | Natural Gas | Furnace | E1 | Utility - Cost of Equipment | 0.090135 | 0.090135 | 0.090135 | 0.090135 | 0.090135 | 0.090135 | 0.090135 | 0.090135 | 0.090135 | 0.090135 | 0.090135 | 0.090135 | 0.090135 | 0.090135 | 0.090135 | 0.090135 | 0.090135 | 0.090135 | 0.090135 | 0.090135 | 0.090135 | 0.090135 | 0.090135 | 0.090135 | 0.090135 | 0.090135 | 0.090135
F4_Commercial_School (WA)_Existing_Space Heating_Natural Gas_Furnace_E2 | F4 | Commercial | School (WA) | Existing | Space Heating | Natural Gas | Furnace | E2 | Utility - Cost of Equipment | 0.18219 | 0.18219 | 0.18219 | 0.18219 | 0.18219 | 0.18219 | 0.18219 | 0.18219 | 0.18219 | 0.18219 | 0.18219 | 0.18219 | 0.18219 | 0.18219 | 0.18219 | 0.18219 | 0.18219 | 0.18219 | 0.18219 | 0.18219 | 0.18219 | 0.18219 | 0.18219 | 0.18219 | 0.18219 | 0.18219 | 0.18219
F4_Commercial_School (WA)_Existing_Space Heating_Natural Gas_Furnace_E3 | F4 | Commercial | School (WA) | Existing | Space Heating | Natural Gas | Furnace | E3 | Utility - Cost of Equipment | 0.11075 | 0.11075 | 0.11075 | 0.11075 | 0.11075 | 0.11075 | 0.11075 | 0.11075 | 0.11075 | 0.11075 | 0.11075 | 0.11075 | 0.11075 | 0.11075 | 0.11075 | 0.11075 | 0.11075 | 0.11075 | 0.11075 | 0.11075 | 0.11075 | 0.11075 | 0.11075 | 0.11075 | 0.11075 | 0.11075 | 0.11075
F4_Commercial_School (WA)_Existing_Space Heating_Natural Gas_Furnace_E4 | F4 | Commercial | School (WA) | Existing | Space Heating | Natural Gas | Furnace | E4 | Utility - Cost of Equipment | 0 | 0 | 0 | 0 | 0 | 0 | 0 | 0 | 0 | 0 | 0 | 0 | 0 | 0 | 0 | 0 | 0 | 0 | 0 | 0 | 0 | 0 | 0 | 0 | 0 | 0 | 0
F4_Commercial_School (WA)_Existing_Space Heating_Natural Gas_Furnace_E5 | F4 | Commercial | School (WA) | Existing | Space Heating | Natural Gas | Furnace | E5 | Utility - Cost of Equipment | 0 | 0 | 0 | 0 | 0 | 0 | 0 | 0 | 0 | 0 | 0 | 0 | 0 | 0 | 0 | 0 | 0 | 0 | 0 | 0 | 0 | 0 | 0 | 0 | 0 | 0 | 0
F4_Commercial_School (WA)_Existing_Space Heating_Natural Gas_Furnace_E6 | F4 | Commercial | School (WA) | Existing | Space Heating | Natural Gas | Furnace | E6 | Utility - Cost of Equipment | 0 | 0 | 0 | 0 | 0 | 0 | 0 | 0 | 0 | 0 | 0 | 0 | 0 | 0 | 0 | 0 | 0 | 0 | 0 | 0 | 0 | 0 | 0 | 0 | 0 | 0 | 0
F4_Commercial_School (WA)_Existing_Space Heating_Natural Gas_Furnace_E7 | F4 | Commercial | School (WA) | Existing | Space Heating | Natural Gas | Furnace | E7 | Utility - Cost of Equipment | 0 | 0 | 0 | 0 | 0 | 0 | 0 | 0 | 0 | 0 | 0 | 0 | 0 | 0 | 0 | 0 | 0 | 0 | 0 | 0 | 0 | 0 | 0 | 0 | 0 | 0 | 0
F4_Commercial_School (WA)_Existing_Space Heating_Natural Gas_Furnace_E8 | F4 | Commercial | School (WA) | Existing | Space Heating | Natural Gas | Furnace | E8 | Utility - Cost of Equipment | 0 | 0 | 0 | 0 | 0 | 0 | 0 | 0 | 0 | 0 | 0 | 0 | 0 | 0 | 0 | 0 | 0 | 0 | 0 | 0 | 0 | 0 | 0 | 0 | 0 | 0 | 0
F4_Commercial_School (WA)_Existing_Space Heating_Natural Gas_Furnace_E9 | F4 | Commercial | School (WA) | Existing | Space Heating | Natural Gas | Furnace | E9 | Utility - Cost of Equipment | 0 | 0 | 0 | 0 | 0 | 0 | 0 | 0 | 0 | 0 | 0 | 0 | 0 | 0 | 0 | 0 | 0 | 0 | 0 | 0 | 0 | 0 | 0 | 0 | 0 | 0 | 0
F4_Commercial_School (WA)_Existing_Space Heating_Natural Gas_Furnace_E10 | F4 | Commercial | School (WA) | Existing | Space Heating | Natural Gas | Furnace | E10 | Utility - Cost of Equipment | 0 | 0 | 0 | 0 | 0 | 0 | 0 | 0 | 0 | 0 | 0 | 0 | 0 | 0 | 0 | 0 | 0 | 0 | 0 | 0 | 0 | 0 | 0 | 0 | 0 | 0 | 0
F5_Commercial_School (WA)_Existing_Space Heating_Natural Gas_Furnace_E1 | F5 | Commercial | School (WA) | Existing | Space Heating | Natural Gas | Furnace | E1 | Utility - Cost of Operation | 0.030447 | 0.030889 | 0.031517 | 0.032233 | 0.033045 | 0.034227 | 0.035433 | 0.036713 | 0.037919 | 0.03914 | 0.04021 | 0.041176 | 0.042249 | 0.043361 | 0.04438 | 0.045377 | 0.04629 | 0.047232 | 0.048219 | 0.049231 | 0.050263 | 0.051359 | 0.052658 | 0.053776 | 0.054917 | 0.056083 | 0.057273
F5_Commercial_School (WA)_Existing_Space Heating_Natural Gas_Furnace_E2 | F5 | Commercial | School (WA) | Existing | Space Heating | Natural Gas | Furnace | E2 | Utility - Cost of Operation | 0.027064 | 0.027457 | 0.028015 | 0.028652 | 0.029374 | 0.030424 | 0.031496 | 0.032634 | 0.033706 | 0.034792 | 0.035742 | 0.036601 | 0.037555 | 0.038544 | 0.039449 | 0.040335 | 0.041147 | 0.041985 | 0.042861 | 0.043761 | 0.044678 | 0.045652 | 0.046808 | 0.047801 | 0.048816 | 0.049852 | 0.05091
F5_Commercial_School (WA)_Existing_Space Heating_Natural Gas_Furnace_E3 | F5 | Commercial | School (WA) | Existing | Space Heating | Natural Gas | Furnace | E3 | Utility - Cost of Operation | 0.025371 | 0.02574 | 0.026263 | 0.02686 | 0.027537 | 0.028521 | 0.029527 | 0.030594 | 0.031598 | 0.032616 | 0.033507 | 0.034312 | 0.035206 | 0.036134 | 0.036982 | 0.037813 | 0.038574 | 0.039359 | 0.040181 | 0.041025 | 0.041884 | 0.042798 | 0.043881 | 0.044812 | 0.045763 | 0.046735 | 0.047727
F5_Commercial_School (WA)_Existing_Space Heating_Natural Gas_Furnace_E4 | F5 | Commercial | School (WA) | Existing | Space Heating | Natural Gas | Furnace | E4 | Utility - Cost of Operation | 0 | 0 | 0 | 0 | 0 | 0 | 0 | 0 | 0 | 0 | 0 | 0 | 0 | 0 | 0 | 0 | 0 | 0 | 0 | 0 | 0 | 0 | 0 | 0 | 0 | 0 | 0
F5_Commercial_School (WA)_Existing_Space Heating_Natural Gas_Furnace_E5 | F5 | Commercial | School (WA) | Existing | Space Heating | Natural Gas | Furnace | E5 | Utility - Cost of Operation | 0 | 0 | 0 | 0 | 0 | 0 | 0 | 0 | 0 | 0 | 0 | 0 | 0 | 0 | 0 | 0 | 0 | 0 | 0 | 0 | 0 | 0 | 0 | 0 | 0 | 0 | 0
F5_Commercial_School (WA)_Existing_Space Heating_Natural Gas_Furnace_E6 | F5 | Commercial | School (WA) | Existing | Space Heating | Natural Gas | Furnace | E6 | Utility - Cost of Operation | 0 | 0 | 0 | 0 | 0 | 0 | 0 | 0 | 0 | 0 | 0 | 0 | 0 | 0 | 0 | 0 | 0 | 0 | 0 | 0 | 0 | 0 | 0 | 0 | 0 | 0 | 0
F5_Commercial_School (WA)_Existing_Space Heating_Natural Gas_Furnace_E7 | F5 | Commercial | School (WA) | Existing | Space Heating | Natural Gas | Furnace | E7 | Utility - Cost of Operation | 0 | 0 | 0 | 0 | 0 | 0 | 0 | 0 | 0 | 0 | 0 | 0 | 0 | 0 | 0 | 0 | 0 | 0 | 0 | 0 | 0 | 0 | 0 | 0 | 0 | 0 | 0
F5_Commercial_School (WA)_Existing_Space Heating_Natural Gas_Furnace_E8 | F5 | Commercial | School (WA) | Existing | Space Heating | Natural Gas | Furnace | E8 | Utility - Cost of Operation | 0 | 0 | 0 | 0 | 0 | 0 | 0 | 0 | 0 | 0 | 0 | 0 | 0 | 0 | 0 | 0 | 0 | 0 | 0 | 0 | 0 | 0 | 0 | 0 | 0 | 0 | 0
F5_Commercial_School (WA)_Existing_Space Heating_Natural Gas_Furnace_E9 | F5 | Commercial | School (WA) | Existing | Space Heating | Natural Gas | Furnace | E9 | Utility - Cost of Operation | 0 | 0 | 0 | 0 | 0 | 0 | 0 | 0 | 0 | 0 | 0 | 0 | 0 | 0 | 0 | 0 | 0 | 0 | 0 | 0 | 0 | 0 | 0 | 0 | 0 | 0 | 0
F5_Commercial_School (WA)_Existing_Space Heating_Natural Gas_Furnace_E10 | F5 | Commercial | School (WA) | Existing | Space Heating | Natural Gas | Furnace | E10 | Utility - Cost of Operation | 0 | 0 | 0 | 0 | 0 | 0 | 0 | 0 | 0 | 0 | 0 | 0 | 0 | 0 | 0 | 0 | 0 | 0 | 0 | 0 | 0 | 0 | 0 | 0 | 0 | 0 | 0
F6_Commercial_School (WA)_Existing_Space Heating_Natural Gas_Furnace_E1 | F6 | Commercial | School (WA) | Existing | Space Heating | Natural Gas | Furnace | E1 | Utility - Value of Sales | 0.035539 | 0.035834 | 0.036325 | 0.036894 | 0.037545 | 0.038604 | 0.039656 | 0.040756 | 0.041721 | 0.042657 | 0.043719 | 0.044646 | 0.045678 | 0.046741 | 0.047688 | 0.048596 | 0.049397 | 0.050214 | 0.051061 | 0.051918 | 0.052776 | 0.053927 | 0.055291 | 0.056465 | 0.057663 | 0.058887 | 0.060137
F6_Commercial_School (WA)_Existing_Space Heating_Natural Gas_Furnace_E2 | F6 | Commercial | School (WA) | Existing | Space Heating | Natural Gas | Furnace | E2 | Utility - Value of Sales | 0.03159 | 0.031853 | 0.03229 | 0.032795 | 0.033373 | 0.034315 | 0.03525 | 0.036228 | 0.037085 | 0.037918 | 0.038861 | 0.039685 | 0.040603 | 0.041548 | 0.042389 | 0.043197 | 0.043908 | 0.044635 | 0.045388 | 0.04615 | 0.046912 | 0.047935 | 0.049148 | 0.050191 | 0.051257 | 0.052345 | 0.053456
F6_Commercial_School (WA)_Existing_Space Heating_Natural Gas_Furnace_E3 | F6 | Commercial | School (WA) | Existing | Space Heating | Natural Gas | Furnace | E3 | Utility - Value of Sales | 0.029615 | 0.029861 | 0.03027 | 0.030744 | 0.031286 | 0.032169 | 0.033046 | 0.033962 | 0.034766 | 0.035547 | 0.036431 | 0.037204 | 0.038064 | 0.03895 | 0.039739 | 0.040496 | 0.041163 | 0.041844 | 0.042549 | 0.043264 | 0.043979 | 0.044938 | 0.046075 | 0.047053 | 0.048052 | 0.049071 | 0.050113
F6_Commercial_School (WA)_Existing_Space Heating_Natural Gas_Furnace_E4 | F6 | Commercial | School (WA) | Existing | Space Heating | Natural Gas | Furnace | E4 | Utility - Value of Sales | 0 | 0 | 0 | 0 | 0 | 0 | 0 | 0 | 0 | 0 | 0 | 0 | 0 | 0 | 0 | 0 | 0 | 0 | 0 | 0 | 0 | 0 | 0 | 0 | 0 | 0 | 0
F6_Commercial_School (WA)_Existing_Space Heating_Natural Gas_Furnace_E5 | F6 | Commercial | School (WA) | Existing | Space Heating | Natural Gas | Furnace | E5 | Utility - Value of Sales | 0 | 0 | 0 | 0 | 0 | 0 | 0 | 0 | 0 | 0 | 0 | 0 | 0 | 0 | 0 | 0 | 0 | 0 | 0 | 0 | 0 | 0 | 0 | 0 | 0 | 0 | 0
F6_Commercial_School (WA)_Existing_Space Heating_Natural Gas_Furnace_E6 | F6 | Commercial | School (WA) | Existing | Space Heating | Natural Gas | Furnace | E6 | Utility - Value of Sales | 0 | 0 | 0 | 0 | 0 | 0 | 0 | 0 | 0 | 0 | 0 | 0 | 0 | 0 | 0 | 0 | 0 | 0 | 0 | 0 | 0 | 0 | 0 | 0 | 0 | 0 | 0
F6_Commercial_School (WA)_Existing_Space Heating_Natural Gas_Furnace_E7 | F6 | Commercial | School (WA) | Existing | Space Heating | Natural Gas | Furnace | E7 | Utility - Value of Sales | 0 | 0 | 0 | 0 | 0 | 0 | 0 | 0 | 0 | 0 | 0 | 0 | 0 | 0 | 0 | 0 | 0 | 0 | 0 | 0 | 0 | 0 | 0 | 0 | 0 | 0 | 0
F6_Commercial_School (WA)_Existing_Space Heating_Natural Gas_Furnace_E8 | F6 | Commercial | School (WA) | Existing | Space Heating | Natural Gas | Furnace | E8 | Utility - Value of Sales | 0 | 0 | 0 | 0 | 0 | 0 | 0 | 0 | 0 | 0 | 0 | 0 | 0 | 0 | 0 | 0 | 0 | 0 | 0 | 0 | 0 | 0 | 0 | 0 | 0 | 0 | 0
F6_Commercial_School (WA)_Existing_Space Heating_Natural Gas_Furnace_E9 | F6 | Commercial | School (WA) | Existing | Space Heating | Natural Gas | Furnace | E9 | Utility - Value of Sales | 0 | 0 | 0 | 0 | 0 | 0 | 0 | 0 | 0 | 0 | 0 | 0 | 0 | 0 | 0 | 0 | 0 | 0 | 0 | 0 | 0 | 0 | 0 | 0 | 0 | 0 | 0
F6_Commercial_School (WA)_Existing_Space Heating_Natural Gas_Furnace_E10 | F6 | Commercial | School (WA) | Existing | Space Heating | Natural Gas | Furnace | E10 | Utility - Value of Sales | 0 | 0 | 0 | 0 | 0 | 0 | 0 | 0 | 0 | 0 | 0 | 0 | 0 | 0 | 0 | 0 | 0 | 0 | 0 | 0 | 0 | 0 | 0 | 0 | 0 | 0 | 0
F1_Commercial_School (WA)_Existing_Space Heating_Natural Gas_Boiler_E1 | F1 | Commercial | School (WA) | Existing | Space Heating | Natural Gas | Boiler | E1 | RVT - Cost of Equipment | 0.16911 | 0.16911 | 0.16911 | 0.16911 | 0.16911 | 0.16911 | 0.16911 | 0.16911 | 0.16911 | 0.16911 | 0.16911 | 0.16911 | 0.16911 | 0.16911 | 0.16911 | 0.16911 | 0.16911 | 0.16911 | 0.16911 | 0.16911 | 0.16911 | 0.16911 | 0.16911 | 0.16911 | 0.16911 | 0.16911 | 0.16911
F1_Commercial_School (WA)_Existing_Space Heating_Natural Gas_Boiler_E2 | F1 | Commercial | School (WA) | Existing | Space Heating | Natural Gas | Boiler | E2 | RVT - Cost of Equipment | 0.1762 | 0.1762 | 0.1762 | 0.1762 | 0.1762 | 0.1762 | 0.1762 | 0.1762 | 0.1762 | 0.1762 | 0.1762 | 0.1762 | 0.1762 | 0.1762 | 0.1762 | 0.1762 | 0.1762 | 0.1762 | 0.1762 | 0.1762 | 0.1762 | 0.1762 | 0.1762 | 0.1762 | 0.1762 | 0.1762 | 0.1762
F1_Commercial_School (WA)_Existing_Space Heating_Natural Gas_Boiler_E3 | F1 | Commercial | School (WA) | Existing | Space Heating | Natural Gas | Boiler | E3 | RVT - Cost of Equipment | 0.16449 | 0.16449 | 0.16449 | 0.16449 | 0.16449 | 0.16449 | 0.16449 | 0.16449 | 0.16449 | 0.16449 | 0.16449 | 0.16449 | 0.16449 | 0.16449 | 0.16449 | 0.16449 | 0.16449 | 0.16449 | 0.16449 | 0.16449 | 0.16449 | 0.16449 | 0.16449 | 0.16449 | 0.16449 | 0.16449 | 0.16449
F1_Commercial_School (WA)_Existing_Space Heating_Natural Gas_Boiler_E4 | F1 | Commercial | School (WA) | Existing | Space Heating | Natural Gas | Boiler | E4 | RVT - Cost of Equipment | 1.3565 | 1.3565 | 1.3565 | 1.3565 | 1.3565 | 1.3565 | 1.3565 | 1.3565 | 1.3565 | 1.3565 | 1.3565 | 1.3565 | 1.3565 | 1.3565 | 1.3565 | 1.3565 | 1.3565 | 1.3565 | 1.3565 | 1.3565 | 1.3565 | 1.3565 | 1.3565 | 1.3565 | 1.3565 | 1.3565 | 1.3565
F1_Commercial_School (WA)_Existing_Space Heating_Natural Gas_Boiler_E5 | F1 | Commercial | School (WA) | Existing | Space Heating | Natural Gas | Boiler | E5 | RVT - Cost of Equipment | 0 | 0 | 0 | 0 | 0 | 0 | 0 | 0 | 0 | 0 | 0 | 0 | 0 | 0 | 0 | 0 | 0 | 0 | 0 | 0 | 0 | 0 | 0 | 0 | 0 | 0 | 0
F1_Commercial_School (WA)_Existing_Space Heating_Natural Gas_Boiler_E6 | F1 | Commercial | School (WA) | Existing | Space Heating | Natural Gas | Boiler | E6 | RVT - Cost of Equipment | 0 | 0 | 0 | 0 | 0 | 0 | 0 | 0 | 0 | 0 | 0 | 0 | 0 | 0 | 0 | 0 | 0 | 0 | 0 | 0 | 0 | 0 | 0 | 0 | 0 | 0 | 0
F1_Commercial_School (WA)_Existing_Space Heating_Natural Gas_Boiler_E7 | F1 | Commercial | School (WA) | Existing | Space Heating | Natural Gas | Boiler | E7 | RVT - Cost of Equipment | 0 | 0 | 0 | 0 | 0 | 0 | 0 | 0 | 0 | 0 | 0 | 0 | 0 | 0 | 0 | 0 | 0 | 0 | 0 | 0 | 0 | 0 | 0 | 0 | 0 | 0 | 0
F1_Commercial_School (WA)_Existing_Space Heating_Natural Gas_Boiler_E8 | F1 | Commercial | School (WA) | Existing | Space Heating | Natural Gas | Boiler | E8 | RVT - Cost of Equipment | 0 | 0 | 0 | 0 | 0 | 0 | 0 | 0 | 0 | 0 | 0 | 0 | 0 | 0 | 0 | 0 | 0 | 0 | 0 | 0 | 0 | 0 | 0 | 0 | 0 | 0 | 0
F1_Commercial_School (WA)_Existing_Space Heating_Natural Gas_Boiler_E9 | F1 | Commercial | School (WA) | Existing | Space Heating | Natural Gas | Boiler | E9 | RVT - Cost of Equipment | 0 | 0 | 0 | 0 | 0 | 0 | 0 | 0 | 0 | 0 | 0 | 0 | 0 | 0 | 0 | 0 | 0 | 0 | 0 | 0 | 0 | 0 | 0 | 0 | 0 | 0 | 0
F1_Commercial_School (WA)_Existing_Space Heating_Natural Gas_Boiler_E10 | F1 | Commercial | School (WA) | Existing | Space Heating | Natural Gas | Boiler | E10 | RVT - Cost of Equipment | 0 | 0 | 0 | 0 | 0 | 0 | 0 | 0 | 0 | 0 | 0 | 0 | 0 | 0 | 0 | 0 | 0 | 0 | 0 | 0 | 0 | 0 | 0 | 0 | 0 | 0 | 0
F2_Commercial_School (WA)_Existing_Space Heating_Natural Gas_Boiler_E1 | F2 | Commercial | School (WA) | Existing | Space Heating | Natural Gas | Boiler | E1 | RVT - Cost of Operation | 0.08916 | 0.090234 | 0.091653 | 0.093202 | 0.094891 | 0.097275 | 0.099663 | 0.10216 | 0.10446 | 0.10674 | 0.10927 | 0.1116 | 0.11413 | 0.11671 | 0.11911 | 0.12147 | 0.12366 | 0.12589 | 0.1282 | 0.13054 | 0.13291 | 0.13576 | 0.13898 | 0.14187 | 0.14478 | 0.14701 | 0.14902
F2_Commercial_School (WA)_Existing_Space Heating_Natural Gas_Boiler_E2 | F2 | Commercial | School (WA) | Existing | Space Heating | Natural Gas | Boiler | E2 | RVT - Cost of Operation | 0.083914 | 0.084925 | 0.08626 | 0.087718 | 0.089308 | 0.091552 | 0.093799 | 0.096148 | 0.098314 | 0.10046 | 0.10284 | 0.10504 | 0.10742 | 0.10984 | 0.1121 | 0.11432 | 0.11638 | 0.11849 | 0.12066 | 0.12286 | 0.12509 | 0.12777 | 0.1308 | 0.13352 | 0.13627 | 0.13836 | 0.14025
F2_Commercial_School (WA)_Existing_Space Heating_Natural Gas_Boiler_E3 | F2 | Commercial | School (WA) | Existing | Space Heating | Natural Gas | Boiler | E3 | RVT - Cost of Operation | 0.073534 | 0.07442 | 0.07559 | 0.076868 | 0.07826 | 0.080227 | 0.082196 | 0.084255 | 0.086152 | 0.088035 | 0.090118 | 0.092044 | 0.094129 | 0.096256 | 0.098237 | 0.10018 | 0.10199 | 0.10383 | 0.10573 | 0.10766 | 0.10961 | 0.11197 | 0.11462 | 0.117 | 0.11941 | 0.12125 | 0.1229
F2_Commercial_School (WA)_Existing_Space Heating_Natural Gas_Boiler_E4 | F2 | Commercial | School (WA) | Existing | Space Heating | Natural Gas | Boiler | E4 | RVT - Cost of Operation | 0.046456 | 0.046842 | 0.047485 | 0.048227 | 0.049078 | 0.050464 | 0.051838 | 0.053276 | 0.054538 | 0.055762 | 0.057149 | 0.058361 | 0.059711 | 0.0611 | 0.062338 | 0.063525 | 0.064571 | 0.065639 | 0.066747 | 0.067867 | 0.068989 | 0.070493 | 0.072277 | 0.073811 | 0.075378 | 0.076978 | 0.078611
F2_Commercial_School (WA)_Existing_Space Heating_Natural Gas_Boiler_E5 | F2 | Commercial | School (WA) | Existing | Space Heating | Natural Gas | Boiler | E5 | RVT - Cost of Operation | 0 | 0 | 0 | 0 | 0 | 0 | 0 | 0 | 0 | 0 | 0 | 0 | 0 | 0 | 0 | 0 | 0 | 0 | 0 | 0 | 0 | 0 | 0 | 0 | 0 | 0 | 0
F2_Commercial_School (WA)_Existing_Space Heating_Natural Gas_Boiler_E6 | F2 | Commercial | School (WA) | Existing | Space Heating | Natural Gas | Boiler | E6 | RVT - Cost of Operation | 0 | 0 | 0 | 0 | 0 | 0 | 0 | 0 | 0 | 0 | 0 | 0 | 0 | 0 | 0 | 0 | 0 | 0 | 0 | 0 | 0 | 0 | 0 | 0 | 0 | 0 | 0
F2_Commercial_School (WA)_Existing_Space Heating_Natural Gas_Boiler_E7 | F2 | Commercial | School (WA) | Existing | Space Heating | Natural Gas | Boiler | E7 | RVT - Cost of Operation | 0 | 0 | 0 | 0 | 0 | 0 | 0 | 0 | 0 | 0 | 0 | 0 | 0 | 0 | 0 | 0 | 0 | 0 | 0 | 0 | 0 | 0 | 0 | 0 | 0 | 0 | 0
F2_Commercial_School (WA)_Existing_Space Heating_Natural Gas_Boiler_E8 | F2 | Commercial | School (WA) | Existing | Space Heating | Natural Gas | Boiler | E8 | RVT - Cost of Operation | 0 | 0 | 0 | 0 | 0 | 0 | 0 | 0 | 0 | 0 | 0 | 0 | 0 | 0 | 0 | 0 | 0 | 0 | 0 | 0 | 0 | 0 | 0 | 0 | 0 | 0 | 0
F2_Commercial_School (WA)_Existing_Space Heating_Natural Gas_Boiler_E9 | F2 | Commercial | School (WA) | Existing | Space Heating | Natural Gas | Boiler | E9 | RVT - Cost of Operation | 0 | 0 | 0 | 0 | 0 | 0 | 0 | 0 | 0 | 0 | 0 | 0 | 0 | 0 | 0 | 0 | 0 | 0 | 0 | 0 | 0 | 0 | 0 | 0 | 0 | 0 | 0
F2_Commercial_School (WA)_Existing_Space Heating_Natural Gas_Boiler_E10 | F2 | Commercial | School (WA) | Existing | Space Heating | Natural Gas | Boiler | E10 | RVT - Cost of Operation | 0 | 0 | 0 | 0 | 0 | 0 | 0 | 0 | 0 | 0 | 0 | 0 | 0 | 0 | 0 | 0 | 0 | 0 | 0 | 0 | 0 | 0 | 0 | 0 | 0 | 0 | 0
F3_Commercial_School (WA)_Existing_Space Heating_Natural Gas_Boiler_E1 | F3 | Commercial | School (WA) | Existing | Space Heating | Natural Gas | Boiler | E1 | System - kBTUs of Consumption | 17.544 | 17.5215 | 17.5215 | 17.5215 | 17.5215 | 17.5215 | 17.5215 | 17.5215 | 17.5215 | 17.5215 | 17.5215 | 17.5215 | 17.5215 | 17.5215 | 17.5215 | 17.5215 | 17.5215 | 17.5215 | 17.5215 | 17.5215 | 17.5215 | 17.5215 | 17.5215 | 17.5215 | 17.5215 | 17.3052 | 17.0348
F3_Commercial_School (WA)_Existing_Space Heating_Natural Gas_Boiler_E2 | F3 | Commercial | School (WA) | Existing | Space Heating | Natural Gas | Boiler | E2 | System - kBTUs of Consumption | 16.5118 | 16.4906 | 16.4906 | 16.4906 | 16.4906 | 16.4906 | 16.4906 | 16.4906 | 16.4906 | 16.4906 | 16.4906 | 16.4906 | 16.4906 | 16.4906 | 16.4906 | 16.4906 | 16.4906 | 16.4906 | 16.4906 | 16.4906 | 16.4906 | 16.4906 | 16.4906 | 16.4906 | 16.4906 | 16.287 | 16.0326
F3_Commercial_School (WA)_Existing_Space Heating_Natural Gas_Boiler_E3 | F3 | Commercial | School (WA) | Existing | Space Heating | Natural Gas | Boiler | E3 | System - kBTUs of Consumption | 14.4693 | 14.4508 | 14.4508 | 14.4508 | 14.4508 | 14.4508 | 14.4508 | 14.4508 | 14.4508 | 14.4508 | 14.4508 | 14.4508 | 14.4508 | 14.4508 | 14.4508 | 14.4508 | 14.4508 | 14.4508 | 14.4508 | 14.4508 | 14.4508 | 14.4508 | 14.4508 | 14.4508 | 14.4508 | 14.2724 | 14.0494
F3_Commercial_School (WA)_Existing_Space Heating_Natural Gas_Boiler_E4 | F3 | Commercial | School (WA) | Existing | Space Heating | Natural Gas | Boiler | E4 | System - kBTUs of Consumption | 10.2234 | 10.1977 | 10.1977 | 10.1977 | 10.1977 | 10.1977 | 10.1977 | 10.1977 | 10.1977 | 10.1977 | 10.1977 | 10.1977 | 10.1977 | 10.1977 | 10.1977 | 10.1977 | 10.1977 | 10.1977 | 10.1977 | 10.1977 | 10.1977 | 10.1977 | 10.1977 | 10.1977 | 10.1977 | 10.1977 | 10.1977
F3_Commercial_School (WA)_Existing_Space Heating_Natural Gas_Boiler_E5 | F3 | Commercial | School (WA) | Existing | Space Heating | Natural Gas | Boiler | E5 | System - kBTUs of Consumption | 0 | 0 | 0 | 0 | 0 | 0 | 0 | 0 | 0 | 0 | 0 | 0 | 0 | 0 | 0 | 0 | 0 | 0 | 0 | 0 | 0 | 0 | 0 | 0 | 0 | 0 | 0
F3_Commercial_School (WA)_Existing_Space Heating_Natural Gas_Boiler_E6 | F3 | Commercial | School (WA) | Existing | Space Heating | Natural Gas | Boiler | E6 | System - kBTUs of Consumption | 0 | 0 | 0 | 0 | 0 | 0 | 0 | 0 | 0 | 0 | 0 | 0 | 0 | 0 | 0 | 0 | 0 | 0 | 0 | 0 | 0 | 0 | 0 | 0 | 0 | 0 | 0
F3_Commercial_School (WA)_Existing_Space Heating_Natural Gas_Boiler_E7 | F3 | Commercial | School (WA) | Existing | Space Heating | Natural Gas | Boiler | E7 | System - kBTUs of Consumption | 0 | 0 | 0 | 0 | 0 | 0 | 0 | 0 | 0 | 0 | 0 | 0 | 0 | 0 | 0 | 0 | 0 | 0 | 0 | 0 | 0 | 0 | 0 | 0 | 0 | 0 | 0
F3_Commercial_School (WA)_Existing_Space Heating_Natural Gas_Boiler_E8 | F3 | Commercial | School (WA) | Existing | Space Heating | Natural Gas | Boiler | E8 | System - kBTUs of Consumption | 0 | 0 | 0 | 0 | 0 | 0 | 0 | 0 | 0 | 0 | 0 | 0 | 0 | 0 | 0 | 0 | 0 | 0 | 0 | 0 | 0 | 0 | 0 | 0 | 0 | 0 | 0
F3_Commercial_School (WA)_Existing_Space Heating_Natural Gas_Boiler_E9 | F3 | Commercial | School (WA) | Existing | Space Heating | Natural Gas | Boiler | E9 | System - kBTUs of Consumption | 0 | 0 | 0 | 0 | 0 | 0 | 0 | 0 | 0 | 0 | 0 | 0 | 0 | 0 | 0 | 0 | 0 | 0 | 0 | 0 | 0 | 0 | 0 | 0 | 0 | 0 | 0
F3_Commercial_School (WA)_Existing_Space Heating_Natural Gas_Boiler_E10 | F3 | Commercial | School (WA) | Existing | Space Heating | Natural Gas | Boiler | E10 | System - kBTUs of Consumption | 0 | 0 | 0 | 0 | 0 | 0 | 0 | 0 | 0 | 0 | 0 | 0 | 0 | 0 | 0 | 0 | 0 | 0 | 0 | 0 | 0 | 0 | 0 | 0 | 0 | 0 | 0
F4_Commercial_School (WA)_Existing_Space Heating_Natural Gas_Boiler_E1 | F4 | Commercial | School (WA) | Existing | Space Heating | Natural Gas | Boiler | E1 | Utility - Cost of Equipment | 0.16911 | 0.16911 | 0.16911 | 0.16911 | 0.16911 | 0.16911 | 0.16911 | 0.16911 | 0.16911 | 0.16911 | 0.16911 | 0.16911 | 0.16911 | 0.16911 | 0.16911 | 0.16911 | 0.16911 | 0.16911 | 0.16911 | 0.16911 | 0.16911 | 0.16911 | 0.16911 | 0.16911 | 0.16911 | 0.16911 | 0.16911
F4_Commercial_School (WA)_Existing_Space Heating_Natural Gas_Boiler_E2 | F4 | Commercial | School (WA) | Existing | Space Heating | Natural Gas | Boiler | E2 | Utility - Cost of Equipment | 0.1762 | 0.1762 | 0.1762 | 0.1762 | 0.1762 | 0.1762 | 0.1762 | 0.1762 | 0.1762 | 0.1762 | 0.1762 | 0.1762 | 0.1762 | 0.1762 | 0.1762 | 0.1762 | 0.1762 | 0.1762 | 0.1762 | 0.1762 | 0.1762 | 0.1762 | 0.1762 | 0.1762 | 0.1762 | 0.1762 | 0.1762
F4_Commercial_School (WA)_Existing_Space Heating_Natural Gas_Boiler_E3 | F4 | Commercial | School (WA) | Existing | Space Heating | Natural Gas | Boiler | E3 | Utility - Cost of Equipment | 0.16449 | 0.16449 | 0.16449 | 0.16449 | 0.16449 | 0.16449 | 0.16449 | 0.16449 | 0.16449 | 0.16449 | 0.16449 | 0.16449 | 0.16449 | 0.16449 | 0.16449 | 0.16449 | 0.16449 | 0.16449 | 0.16449 | 0.16449 | 0.16449 | 0.16449 | 0.16449 | 0.16449 | 0.16449 | 0.16449 | 0.16449
F4_Commercial_School (WA)_Existing_Space Heating_Natural Gas_Boiler_E4 | F4 | Commercial | School (WA) | Existing | Space Heating | Natural Gas | Boiler | E4 | Utility - Cost of Equipment | 1.3565 | 1.3565 | 1.3565 | 1.3565 | 1.3565 | 1.3565 | 1.3565 | 1.3565 | 1.3565 | 1.3565 | 1.3565 | 1.3565 | 1.3565 | 1.3565 | 1.3565 | 1.3565 | 1.3565 | 1.3565 | 1.3565 | 1.3565 | 1.3565 | 1.3565 | 1.3565 | 1.3565 | 1.3565 | 1.3565 | 1.3565
F4_Commercial_School (WA)_Existing_Space Heating_Natural Gas_Boiler_E5 | F4 | Commercial | School (WA) | Existing | Space Heating | Natural Gas | Boiler | E5 | Utility - Cost of Equipment | 0 | 0 | 0 | 0 | 0 | 0 | 0 | 0 | 0 | 0 | 0 | 0 | 0 | 0 | 0 | 0 | 0 | 0 | 0 | 0 | 0 | 0 | 0 | 0 | 0 | 0 | 0
F4_Commercial_School (WA)_Existing_Space Heating_Natural Gas_Boiler_E6 | F4 | Commercial | School (WA) | Existing | Space Heating | Natural Gas | Boiler | E6 | Utility - Cost of Equipment | 0 | 0 | 0 | 0 | 0 | 0 | 0 | 0 | 0 | 0 | 0 | 0 | 0 | 0 | 0 | 0 | 0 | 0 | 0 | 0 | 0 | 0 | 0 | 0 | 0 | 0 | 0
F4_Commercial_School (WA)_Existing_Space Heating_Natural Gas_Boiler_E7 | F4 | Commercial | School (WA) | Existing | Space Heating | Natural Gas | Boiler | E7 | Utility - Cost of Equipment | 0 | 0 | 0 | 0 | 0 | 0 | 0 | 0 | 0 | 0 | 0 | 0 | 0 | 0 | 0 | 0 | 0 | 0 | 0 | 0 | 0 | 0 | 0 | 0 | 0 | 0 | 0
F4_Commercial_School (WA)_Existing_Space Heating_Natural Gas_Boiler_E8 | F4 | Commercial | School (WA) | Existing | Space Heating | Natural Gas | Boiler | E8 | Utility - Cost of Equipment | 0 | 0 | 0 | 0 | 0 | 0 | 0 | 0 | 0 | 0 | 0 | 0 | 0 | 0 | 0 | 0 | 0 | 0 | 0 | 0 | 0 | 0 | 0 | 0 | 0 | 0 | 0
F4_Commercial_School (WA)_Existing_Space Heating_Natural Gas_Boiler_E9 | F4 | Commercial | School (WA) | Existing | Space Heating | Natural Gas | Boiler | E9 | Utility - Cost of Equipment | 0 | 0 | 0 | 0 | 0 | 0 | 0 | 0 | 0 | 0 | 0 | 0 | 0 | 0 | 0 | 0 | 0 | 0 | 0 | 0 | 0 | 0 | 0 | 0 | 0 | 0 | 0
F4_Commercial_School (WA)_Existing_Space Heating_Natural Gas_Boiler_E10 | F4 | Commercial | School (WA) | Existing | Space Heating | Natural Gas | Boiler | E10 | Utility - Cost of Equipment | 0 | 0 | 0 | 0 | 0 | 0 | 0 | 0 | 0 | 0 | 0 | 0 | 0 | 0 | 0 | 0 | 0 | 0 | 0 | 0 | 0 | 0 | 0 | 0 | 0 | 0 | 0
F5_Commercial_School (WA)_Existing_Space Heating_Natural Gas_Boiler_E1 | F5 | Commercial | School (WA) | Existing | Space Heating | Natural Gas | Boiler | E1 | Utility - Cost of Operation | 0.078648 | 0.08002 | 0.081715 | 0.083559 | 0.085561 | 0.088189 | 0.090867 | 0.093687 | 0.096399 | 0.099157 | 0.10168 | 0.10404 | 0.1066 | 0.10922 | 0.1117 | 0.11417 | 0.11651 | 0.11891 | 0.12141 | 0.12397 | 0.12658 | 0.1293 | 0.13236 | 0.13511 | 0.13789 | 0.14001 | 0.14192
F5_Commercial_School (WA)_Existing_Space Heating_Natural Gas_Boiler_E2 | F5 | Commercial | School (WA) | Existing | Space Heating | Natural Gas | Boiler | E2 | Utility - Cost of Operation | 0.07402 | 0.075312 | 0.076908 | 0.078643 | 0.080527 | 0.083 | 0.08552 | 0.088175 | 0.090728 | 0.093323 | 0.095694 | 0.097919 | 0.10033 | 0.1028 | 0.10513 | 0.10745 | 0.10965 | 0.11192 | 0.11427 | 0.11667 | 0.11913 | 0.12169 | 0.12457 | 0.12716 | 0.12978 | 0.13178 | 0.13357
F5_Commercial_School (WA)_Existing_Space Heating_Natural Gas_Boiler_E3 | F5 | Commercial | School (WA) | Existing | Space Heating | Natural Gas | Boiler | E3 | Utility - Cost of Operation | 0.064864 | 0.065996 | 0.067394 | 0.068915 | 0.070566 | 0.072733 | 0.074942 | 0.077268 | 0.079505 | 0.081779 | 0.083857 | 0.085807 | 0.087916 | 0.09008 | 0.092127 | 0.094159 | 0.096088 | 0.098072 | 0.10013 | 0.10224 | 0.10439 | 0.10664 | 0.10916 | 0.11143 | 0.11372 | 0.11548 | 0.11705
F5_Commercial_School (WA)_Existing_Space Heating_Natural Gas_Boiler_E4 | F5 | Commercial | School (WA) | Existing | Space Heating | Natural Gas | Boiler | E4 | Utility - Cost of Operation | 0.0398 | 0.040378 | 0.041199 | 0.042135 | 0.043196 | 0.044741 | 0.046318 | 0.047992 | 0.049567 | 0.051164 | 0.052562 | 0.053825 | 0.055228 | 0.056682 | 0.058014 | 0.059317 | 0.06051 | 0.061742 | 0.063031 | 0.064355 | 0.065703 | 0.067136 | 0.068835 | 0.070296 | 0.071788 | 0.073312 | 0.074868
F5_Commercial_School (WA)_Existing_Space Heating_Natural Gas_Boiler_E5 | F5 | Commercial | School (WA) | Existing | Space Heating | Natural Gas | Boiler | E5 | Utility - Cost of Operation | 0 | 0 | 0 | 0 | 0 | 0 | 0 | 0 | 0 | 0 | 0 | 0 | 0 | 0 | 0 | 0 | 0 | 0 | 0 | 0 | 0 | 0 | 0 | 0 | 0 | 0 | 0
F5_Commercial_School (WA)_Existing_Space Heating_Natural Gas_Boiler_E6 | F5 | Commercial | School (WA) | Existing | Space Heating | Natural Gas | Boiler | E6 | Utility - Cost of Operation | 0 | 0 | 0 | 0 | 0 | 0 | 0 | 0 | 0 | 0 | 0 | 0 | 0 | 0 | 0 | 0 | 0 | 0 | 0 | 0 | 0 | 0 | 0 | 0 | 0 | 0 | 0
F5_Commercial_School (WA)_Existing_Space Heating_Natural Gas_Boiler_E7 | F5 | Commercial | School (WA) | Existing | Space Heating | Natural Gas | Boiler | E7 | Utility - Cost of Operation | 0 | 0 | 0 | 0 | 0 | 0 | 0 | 0 | 0 | 0 | 0 | 0 | 0 | 0 | 0 | 0 | 0 | 0 | 0 | 0 | 0 | 0 | 0 | 0 | 0 | 0 | 0
F5_Commercial_School (WA)_Existing_Space Heating_Natural Gas_Boiler_E8 | F5 | Commercial | School (WA) | Existing | Space Heating | Natural Gas | Boiler | E8 | Utility - Cost of Operation | 0 | 0 | 0 | 0 | 0 | 0 | 0 | 0 | 0 | 0 | 0 | 0 | 0 | 0 | 0 | 0 | 0 | 0 | 0 | 0 | 0 | 0 | 0 | 0 | 0 | 0 | 0
F5_Commercial_School (WA)_Existing_Space Heating_Natural Gas_Boiler_E9 | F5 | Commercial | School (WA) | Existing | Space Heating | Natural Gas | Boiler | E9 | Utility - Cost of Operation | 0 | 0 | 0 | 0 | 0 | 0 | 0 | 0 | 0 | 0 | 0 | 0 | 0 | 0 | 0 | 0 | 0 | 0 | 0 | 0 | 0 | 0 | 0 | 0 | 0 | 0 | 0
F5_Commercial_School (WA)_Existing_Space Heating_Natural Gas_Boiler_E10 | F5 | Commercial | School (WA) | Existing | Space Heating | Natural Gas | Boiler | E10 | Utility - Cost of Operation | 0 | 0 | 0 | 0 | 0 | 0 | 0 | 0 | 0 | 0 | 0 | 0 | 0 | 0 | 0 | 0 | 0 | 0 | 0 | 0 | 0 | 0 | 0 | 0 | 0 | 0 | 0
F6_Commercial_School (WA)_Existing_Space Heating_Natural Gas_Boiler_E1 | F6 | Commercial | School (WA) | Existing | Space Heating | Natural Gas | Boiler | E1 | Utility - Value of Sales | 0.08916 | 0.090234 | 0.091653 | 0.093202 | 0.094891 | 0.097275 | 0.099663 | 0.10216 | 0.10446 | 0.10674 | 0.10927 | 0.1116 | 0.11413 | 0.11671 | 0.11911 | 0.12147 | 0.12366 | 0.12589 | 0.1282 | 0.13054 | 0.13291 | 0.13576 | 0.13898 | 0.14187 | 0.14478 | 0.14701 | 0.14902
F6_Commercial_School (WA)_Existing_Space Heating_Natural Gas_Boiler_E2 | F6 | Commercial | School (WA) | Existing | Space Heating | Natural Gas | Boiler | E2 | Utility - Value of Sales | 0.083914 | 0.084925 | 0.08626 | 0.087718 | 0.089308 | 0.091552 | 0.093799 | 0.096148 | 0.098314 | 0.10046 | 0.10284 | 0.10504 | 0.10742 | 0.10984 | 0.1121 | 0.11432 | 0.11638 | 0.11849 | 0.12066 | 0.12286 | 0.12509 | 0.12777 | 0.1308 | 0.13352 | 0.13627 | 0.13836 | 0.14025
F6_Commercial_School (WA)_Existing_Space Heating_Natural Gas_Boiler_E3 | F6 | Commercial | School (WA) | Existing | Space Heating | Natural Gas | Boiler | E3 | Utility - Value of Sales | 0.073534 | 0.07442 | 0.07559 | 0.076868 | 0.07826 | 0.080227 | 0.082196 | 0.084255 | 0.086152 | 0.088035 | 0.090118 | 0.092044 | 0.094129 | 0.096256 | 0.098237 | 0.10018 | 0.10199 | 0.10383 | 0.10573 | 0.10766 | 0.10961 | 0.11197 | 0.11462 | 0.117 | 0.11941 | 0.12125 | 0.1229
F6_Commercial_School (WA)_Existing_Space Heating_Natural Gas_Boiler_E4 | F6 | Commercial | School (WA) | Existing | Space Heating | Natural Gas | Boiler | E4 | Utility - Value of Sales | 0.046456 | 0.046842 | 0.047485 | 0.048227 | 0.049078 | 0.050464 | 0.051838 | 0.053276 | 0.054538 | 0.055762 | 0.057149 | 0.058361 | 0.059711 | 0.0611 | 0.062338 | 0.063525 | 0.064571 | 0.065639 | 0.066747 | 0.067867 | 0.068989 | 0.070493 | 0.072277 | 0.073811 | 0.075378 | 0.076978 | 0.078611
F6_Commercial_School (WA)_Existing_Space Heating_Natural Gas_Boiler_E5 | F6 | Commercial | School (WA) | Existing | Space Heating | Natural Gas | Boiler | E5 | Utility - Value of Sales | 0 | 0 | 0 | 0 | 0 | 0 | 0 | 0 | 0 | 0 | 0 | 0 | 0 | 0 | 0 | 0 | 0 | 0 | 0 | 0 | 0 | 0 | 0 | 0 | 0 | 0 | 0
F6_Commercial_School (WA)_Existing_Space Heating_Natural Gas_Boiler_E6 | F6 | Commercial | School (WA) | Existing | Space Heating | Natural Gas | Boiler | E6 | Utility - Value of Sales | 0 | 0 | 0 | 0 | 0 | 0 | 0 | 0 | 0 | 0 | 0 | 0 | 0 | 0 | 0 | 0 | 0 | 0 | 0 | 0 | 0 | 0 | 0 | 0 | 0 | 0 | 0
F6_Commercial_School (WA)_Existing_Space Heating_Natural Gas_Boiler_E7 | F6 | Commercial | School (WA) | Existing | Space Heating | Natural Gas | Boiler | E7 | Utility - Value of Sales | 0 | 0 | 0 | 0 | 0 | 0 | 0 | 0 | 0 | 0 | 0 | 0 | 0 | 0 | 0 | 0 | 0 | 0 | 0 | 0 | 0 | 0 | 0 | 0 | 0 | 0 | 0
F6_Commercial_School (WA)_Existing_Space Heating_Natural Gas_Boiler_E8 | F6 | Commercial | School (WA) | Existing | Space Heating | Natural Gas | Boiler | E8 | Utility - Value of Sales | 0 | 0 | 0 | 0 | 0 | 0 | 0 | 0 | 0 | 0 | 0 | 0 | 0 | 0 | 0 | 0 | 0 | 0 | 0 | 0 | 0 | 0 | 0 | 0 | 0 | 0 | 0
F6_Commercial_School (WA)_Existing_Space Heating_Natural Gas_Boiler_E9 | F6 | Commercial | School (WA) | Existing | Space Heating | Natural Gas | Boiler | E9 | Utility - Value of Sales | 0 | 0 | 0 | 0 | 0 | 0 | 0 | 0 | 0 | 0 | 0 | 0 | 0 | 0 | 0 | 0 | 0 | 0 | 0 | 0 | 0 | 0 | 0 | 0 | 0 | 0 | 0
F6_Commercial_School (WA)_Existing_Space Heating_Natural Gas_Boiler_E10 | F6 | Commercial | School (WA) | Existing | Space Heating | Natural Gas | Boiler | E10 | Utility - Value of Sales | 0 | 0 | 0 | 0 | 0 | 0 | 0 | 0 | 0 | 0 | 0 | 0 | 0 | 0 | 0 | 0 | 0 | 0 | 0 | 0 | 0 | 0 | 0 | 0 | 0 | 0 | 0
F1_Commercial_School (WA)_Existing_Space Heating_Natural Gas_Unit Heater_E1 | F1 | Commercial | School (WA) | Existing | Space Heating | Natural Gas | Unit Heater | E1 | RVT - Cost of Equipment | 9.5119e-05 | 9.5119e-05 | 9.5119e-05 | 9.5119e-05 | 9.5119e-05 | 9.5119e-05 | 9.5119e-05 | 9.5119e-05 | 9.5119e-05 | 9.5119e-05 | 9.5119e-05 | 9.5119e-05 | 9.5119e-05 | 9.5119e-05 | 9.5119e-05 | 9.5119e-05 | 9.5119e-05 | 9.5119e-05 | 9.5119e-05 | 9.5119e-05 | 9.5119e-05 | 9.5119e-05 | 9.5119e-05 | 9.5119e-05 | 9.5119e-05 | 9.5119e-05 | 9.5119e-05
F1_Commercial_School (WA)_Existing_Space Heating_Natural Gas_Unit Heater_E2 | F1 | Commercial | School (WA) | Existing | Space Heating | Natural Gas | Unit Heater | E2 | RVT - Cost of Equipment | 0.00020861 | 0.00020861 | 0.00020861 | 0.00020861 | 0.00020861 | 0.00020861 | 0.00020861 | 0.00020861 | 0.00020861 | 0.00020861 | 0.00020861 | 0.00020861 | 0.00020861 | 0.00020861 | 0.00020861 | 0.00020861 | 0.00020861 | 0.00020861 | 0.00020861 | 0.00020861 | 0.00020861 | 0.00020861 | 0.00020861 | 0.00020861 | 0.00020861 | 0.00020861 | 0.00020861
F1_Commercial_School (WA)_Existing_Space Heating_Natural Gas_Unit Heater_E3 | F1 | Commercial | School (WA) | Existing | Space Heating | Natural Gas | Unit Heater | E3 | RVT - Cost of Equipment | 0.00013229 | 0.00013229 | 0.00013229 | 0.00013229 | 0.00013229 | 0.00013229 | 0.00013229 | 0.00013229 | 0.00013229 | 0.00013229 | 0.00013229 | 0.00013229 | 0.00013229 | 0.00013229 | 0.00013229 | 0.00013229 | 0.00013229 | 0.00013229 | 0.00013229 | 0.00013229 | 0.00013229 | 0.00013229 | 0.00013229 | 0.00013229 | 0.00013229 | 0.00013229 | 0.00013229
F1_Commercial_School (WA)_Existing_Space Heating_Natural Gas_Unit Heater_E4 | F1 | Commercial | School (WA) | Existing | Space Heating | Natural Gas | Unit Heater | E4 | RVT - Cost of Equipment | 0 | 0 | 0 | 0 | 0 | 0 | 0 | 0 | 0 | 0 | 0 | 0 | 0 | 0 | 0 | 0 | 0 | 0 | 0 | 0 | 0 | 0 | 0 | 0 | 0 | 0 | 0
F1_Commercial_School (WA)_Existing_Space Heating_Natural Gas_Unit Heater_E5 | F1 | Commercial | School (WA) | Existing | Space Heating | Natural Gas | Unit Heater | E5 | RVT - Cost of Equipment | 0 | 0 | 0 | 0 | 0 | 0 | 0 | 0 | 0 | 0 | 0 | 0 | 0 | 0 | 0 | 0 | 0 | 0 | 0 | 0 | 0 | 0 | 0 | 0 | 0 | 0 | 0
F1_Commercial_School (WA)_Existing_Space Heating_Natural Gas_Unit Heater_E6 | F1 | Commercial | School (WA) | Existing | Space Heating | Natural Gas | Unit Heater | E6 | RVT - Cost of Equipment | 0 | 0 | 0 | 0 | 0 | 0 | 0 | 0 | 0 | 0 | 0 | 0 | 0 | 0 | 0 | 0 | 0 | 0 | 0 | 0 | 0 | 0 | 0 | 0 | 0 | 0 | 0
F1_Commercial_School (WA)_Existing_Space Heating_Natural Gas_Unit Heater_E7 | F1 | Commercial | School (WA) | Existing | Space Heating | Natural Gas | Unit Heater | E7 | RVT - Cost of Equipment | 0 | 0 | 0 | 0 | 0 | 0 | 0 | 0 | 0 | 0 | 0 | 0 | 0 | 0 | 0 | 0 | 0 | 0 | 0 | 0 | 0 | 0 | 0 | 0 | 0 | 0 | 0
F1_Commercial_School (WA)_Existing_Space Heating_Natural Gas_Unit Heater_E8 | F1 | Commercial | School (WA) | Existing | Space Heating | Natural Gas | Unit Heater | E8 | RVT - Cost of Equipment | 0 | 0 | 0 | 0 | 0 | 0 | 0 | 0 | 0 | 0 | 0 | 0 | 0 | 0 | 0 | 0 | 0 | 0 | 0 | 0 | 0 | 0 | 0 | 0 | 0 | 0 | 0
F1_Commercial_School (WA)_Existing_Space Heating_Natural Gas_Unit Heater_E9 | F1 | Commercial | School (WA) | Existing | Space Heating | Natural Gas | Unit Heater | E9 | RVT - Cost of Equipment | 0 | 0 | 0 | 0 | 0 | 0 | 0 | 0 | 0 | 0 | 0 | 0 | 0 | 0 | 0 | 0 | 0 | 0 | 0 | 0 | 0 | 0 | 0 | 0 | 0 | 0 | 0
F1_Commercial_School (WA)_Existing_Space Heating_Natural Gas_Unit Heater_E10 | F1 | Commercial | School (WA) | Existing | Space Heating | Natural Gas | Unit Heater | E10 | RVT - Cost of Equipment | 0 | 0 | 0 | 0 | 0 | 0 | 0 | 0 | 0 | 0 | 0 | 0 | 0 | 0 | 0 | 0 | 0 | 0 | 0 | 0 | 0 | 0 | 0 | 0 | 0 | 0 | 0
F2_Commercial_School (WA)_Existing_Space Heating_Natural Gas_Unit Heater_E1 | F2 | Commercial | School (WA) | Existing | Space Heating | Natural Gas | Unit Heater | E1 | RVT - Cost of Operation | 0.021139 | 0.021362 | 0.02168 | 0.022031 | 0.022418 | 0.023003 | 0.023582 | 0.024191 | 0.024743 | 0.025287 | 0.0259 | 0.026455 | 0.027063 | 0.027683 | 0.028249 | 0.028797 | 0.029295 | 0.029803 | 0.030329 | 0.030861 | 0.031396 | 0.032078 | 0.032867 | 0.033564 | 0.034277 | 0.035004 | 0.035747
F2_Commercial_School (WA)_Existing_Space Heating_Natural Gas_Unit Heater_E2 | F2 | Commercial | School (WA) | Existing | Space Heating | Natural Gas | Unit Heater | E2 | RVT - Cost of Operation | 0.018801 | 0.018999 | 0.019283 | 0.019595 | 0.019939 | 0.020459 | 0.020974 | 0.021516 | 0.022007 | 0.022491 | 0.023036 | 0.02353 | 0.02407 | 0.024622 | 0.025125 | 0.025613 | 0.026056 | 0.026508 | 0.026975 | 0.027449 | 0.027925 | 0.028531 | 0.029232 | 0.029853 | 0.030487 | 0.031134 | 0.031794
F2_Commercial_School (WA)_Existing_Space Heating_Natural Gas_Unit Heater_E3 | F2 | Commercial | School (WA) | Existing | Space Heating | Natural Gas | Unit Heater | E3 | RVT - Cost of Operation | 0.017964 | 0.018113 | 0.018362 | 0.018649 | 0.018978 | 0.019514 | 0.020045 | 0.020601 | 0.021089 | 0.021562 | 0.022099 | 0.022567 | 0.023089 | 0.023627 | 0.024105 | 0.024564 | 0.024969 | 0.025382 | 0.02581 | 0.026243 | 0.026677 | 0.027259 | 0.027949 | 0.028542 | 0.029148 | 0.029766 | 0.030398
F2_Commercial_School (WA)_Existing_Space Heating_Natural Gas_Unit Heater_E4 | F2 | Commercial | School (WA) | Existing | Space Heating | Natural Gas | Unit Heater | E4 | RVT - Cost of Operation | 0 | 0 | 0 | 0 | 0 | 0 | 0 | 0 | 0 | 0 | 0 | 0 | 0 | 0 | 0 | 0 | 0 | 0 | 0 | 0 | 0 | 0 | 0 | 0 | 0 | 0 | 0
F2_Commercial_School (WA)_Existing_Space Heating_Natural Gas_Unit Heater_E5 | F2 | Commercial | School (WA) | Existing | Space Heating | Natural Gas | Unit Heater | E5 | RVT - Cost of Operation | 0 | 0 | 0 | 0 | 0 | 0 | 0 | 0 | 0 | 0 | 0 | 0 | 0 | 0 | 0 | 0 | 0 | 0 | 0 | 0 | 0 | 0 | 0 | 0 | 0 | 0 | 0
F2_Commercial_School (WA)_Existing_Space Heating_Natural Gas_Unit Heater_E6 | F2 | Commercial | School (WA) | Existing | Space Heating | Natural Gas | Unit Heater | E6 | RVT - Cost of Operation | 0 | 0 | 0 | 0 | 0 | 0 | 0 | 0 | 0 | 0 | 0 | 0 | 0 | 0 | 0 | 0 | 0 | 0 | 0 | 0 | 0 | 0 | 0 | 0 | 0 | 0 | 0
F2_Commercial_School (WA)_Existing_Space Heating_Natural Gas_Unit Heater_E7 | F2 | Commercial | School (WA) | Existing | Space Heating | Natural Gas | Unit Heater | E7 | RVT - Cost of Operation | 0 | 0 | 0 | 0 | 0 | 0 | 0 | 0 | 0 | 0 | 0 | 0 | 0 | 0 | 0 | 0 | 0 | 0 | 0 | 0 | 0 | 0 | 0 | 0 | 0 | 0 | 0
F2_Commercial_School (WA)_Existing_Space Heating_Natural Gas_Unit Heater_E8 | F2 | Commercial | School (WA) | Existing | Space Heating | Natural Gas | Unit Heater | E8 | RVT - Cost of Operation | 0 | 0 | 0 | 0 | 0 | 0 | 0 | 0 | 0 | 0 | 0 | 0 | 0 | 0 | 0 | 0 | 0 | 0 | 0 | 0 | 0 | 0 | 0 | 0 | 0 | 0 | 0
F2_Commercial_School (WA)_Existing_Space Heating_Natural Gas_Unit Heater_E9 | F2 | Commercial | School (WA) | Existing | Space Heating | Natural Gas | Unit Heater | E9 | RVT - Cost of Operation | 0 | 0 | 0 | 0 | 0 | 0 | 0 | 0 | 0 | 0 | 0 | 0 | 0 | 0 | 0 | 0 | 0 | 0 | 0 | 0 | 0 | 0 | 0 | 0 | 0 | 0 | 0
F2_Commercial_School (WA)_Existing_Space Heating_Natural Gas_Unit Heater_E10 | F2 | Commercial | School (WA) | Existing | Space Heating | Natural Gas | Unit Heater | E10 | RVT - Cost of Operation | 0 | 0 | 0 | 0 | 0 | 0 | 0 | 0 | 0 | 0 | 0 | 0 | 0 | 0 | 0 | 0 | 0 | 0 | 0 | 0 | 0 | 0 | 0 | 0 | 0 | 0 | 0
F3_Commercial_School (WA)_Existing_Space Heating_Natural Gas_Unit Heater_E1 | F3 | Commercial | School (WA) | Existing | Space Heating | Natural Gas | Unit Heater | E1 | System - kBTUs of Consumption | 4.4661 | 4.4577 | 4.4577 | 4.4577 | 4.4577 | 4.4577 | 4.4577 | 4.4577 | 4.4577 | 4.4577 | 4.4577 | 4.4577 | 4.4577 | 4.4577 | 4.4577 | 4.4577 | 4.4577 | 4.4577 | 4.4577 | 4.4577 | 4.4577 | 4.4577 | 4.4577 | 4.4577 | 4.4577 | 4.4577 | 4.4577
F3_Commercial_School (WA)_Existing_Space Heating_Natural Gas_Unit Heater_E2 | F3 | Commercial | School (WA) | Existing | Space Heating | Natural Gas | Unit Heater | E2 | System - kBTUs of Consumption | 3.9722 | 3.9648 | 3.9648 | 3.9648 | 3.9648 | 3.9648 | 3.9648 | 3.9648 | 3.9648 | 3.9648 | 3.9648 | 3.9648 | 3.9648 | 3.9648 | 3.9648 | 3.9648 | 3.9648 | 3.9648 | 3.9648 | 3.9648 | 3.9648 | 3.9648 | 3.9648 | 3.9648 | 3.9648 | 3.9648 | 3.9648
F3_Commercial_School (WA)_Existing_Space Heating_Natural Gas_Unit Heater_E3 | F3 | Commercial | School (WA) | Existing | Space Heating | Natural Gas | Unit Heater | E3 | System - kBTUs of Consumption | 3.9533 | 3.9433 | 3.9433 | 3.9433 | 3.9433 | 3.9433 | 3.9433 | 3.9433 | 3.9433 | 3.9433 | 3.9433 | 3.9433 | 3.9433 | 3.9433 | 3.9433 | 3.9433 | 3.9433 | 3.9433 | 3.9433 | 3.9433 | 3.9433 | 3.9433 | 3.9433 | 3.9433 | 3.9433 | 3.9433 | 3.9433
F3_Commercial_School (WA)_Existing_Space Heating_Natural Gas_Unit Heater_E4 | F3 | Commercial | School (WA) | Existing | Space Heating | Natural Gas | Unit Heater | E4 | System - kBTUs of Consumption | 0 | 0 | 0 | 0 | 0 | 0 | 0 | 0 | 0 | 0 | 0 | 0 | 0 | 0 | 0 | 0 | 0 | 0 | 0 | 0 | 0 | 0 | 0 | 0 | 0 | 0 | 0
F3_Commercial_School (WA)_Existing_Space Heating_Natural Gas_Unit Heater_E5 | F3 | Commercial | School (WA) | Existing | Space Heating | Natural Gas | Unit Heater | E5 | System - kBTUs of Consumption | 0 | 0 | 0 | 0 | 0 | 0 | 0 | 0 | 0 | 0 | 0 | 0 | 0 | 0 | 0 | 0 | 0 | 0 | 0 | 0 | 0 | 0 | 0 | 0 | 0 | 0 | 0
F3_Commercial_School (WA)_Existing_Space Heating_Natural Gas_Unit Heater_E6 | F3 | Commercial | School (WA) | Existing | Space Heating | Natural Gas | Unit Heater | E6 | System - kBTUs of Consumption | 0 | 0 | 0 | 0 | 0 | 0 | 0 | 0 | 0 | 0 | 0 | 0 | 0 | 0 | 0 | 0 | 0 | 0 | 0 | 0 | 0 | 0 | 0 | 0 | 0 | 0 | 0
F3_Commercial_School (WA)_Existing_Space Heating_Natural Gas_Unit Heater_E7 | F3 | Commercial | School (WA) | Existing | Space Heating | Natural Gas | Unit Heater | E7 | System - kBTUs of Consumption | 0 | 0 | 0 | 0 | 0 | 0 | 0 | 0 | 0 | 0 | 0 | 0 | 0 | 0 | 0 | 0 | 0 | 0 | 0 | 0 | 0 | 0 | 0 | 0 | 0 | 0 | 0
F3_Commercial_School (WA)_Existing_Space Heating_Natural Gas_Unit Heater_E8 | F3 | Commercial | School (WA) | Existing | Space Heating | Natural Gas | Unit Heater | E8 | System - kBTUs of Consumption | 0 | 0 | 0 | 0 | 0 | 0 | 0 | 0 | 0 | 0 | 0 | 0 | 0 | 0 | 0 | 0 | 0 | 0 | 0 | 0 | 0 | 0 | 0 | 0 | 0 | 0 | 0
F3_Commercial_School (WA)_Existing_Space Heating_Natural Gas_Unit Heater_E9 | F3 | Commercial | School (WA) | Existing | Space Heating | Natural Gas | Unit Heater | E9 | System - kBTUs of Consumption | 0 | 0 | 0 | 0 | 0 | 0 | 0 | 0 | 0 | 0 | 0 | 0 | 0 | 0 | 0 | 0 | 0 | 0 | 0 | 0 | 0 | 0 | 0 | 0 | 0 | 0 | 0
F3_Commercial_School (WA)_Existing_Space Heating_Natural Gas_Unit Heater_E10 | F3 | Commercial | School (WA) | Existing | Space Heating | Natural Gas | Unit Heater | E10 | System - kBTUs of Consumption | 0 | 0 | 0 | 0 | 0 | 0 | 0 | 0 | 0 | 0 | 0 | 0 | 0 | 0 | 0 | 0 | 0 | 0 | 0 | 0 | 0 | 0 | 0 | 0 | 0 | 0 | 0
F4_Commercial_School (WA)_Existing_Space Heating_Natural Gas_Unit Heater_E1 | F4 | Commercial | School (WA) | Existing | Space Heating | Natural Gas | Unit Heater | E1 | Utility - Cost of Equipment | 9.5119e-05 | 9.5119e-05 | 9.5119e-05 | 9.5119e-05 | 9.5119e-05 | 9.5119e-05 | 9.5119e-05 | 9.5119e-05 | 9.5119e-05 | 9.5119e-05 | 9.5119e-05 | 9.5119e-05 | 9.5119e-05 | 9.5119e-05 | 9.5119e-05 | 9.5119e-05 | 9.5119e-05 | 9.5119e-05 | 9.5119e-05 | 9.5119e-05 | 9.5119e-05 | 9.5119e-05 | 9.5119e-05 | 9.5119e-05 | 9.5119e-05 | 9.5119e-05 | 9.5119e-05
F4_Commercial_School (WA)_Existing_Space Heating_Natural Gas_Unit Heater_E2 | F4 | Commercial | School (WA) | Existing | Space Heating | Natural Gas | Unit Heater | E2 | Utility - Cost of Equipment | 0.00020861 | 0.00020861 | 0.00020861 | 0.00020861 | 0.00020861 | 0.00020861 | 0.00020861 | 0.00020861 | 0.00020861 | 0.00020861 | 0.00020861 | 0.00020861 | 0.00020861 | 0.00020861 | 0.00020861 | 0.00020861 | 0.00020861 | 0.00020861 | 0.00020861 | 0.00020861 | 0.00020861 | 0.00020861 | 0.00020861 | 0.00020861 | 0.00020861 | 0.00020861 | 0.00020861
F4_Commercial_School (WA)_Existing_Space Heating_Natural Gas_Unit Heater_E3 | F4 | Commercial | School (WA) | Existing | Space Heating | Natural Gas | Unit Heater | E3 | Utility - Cost of Equipment | 0.00013229 | 0.00013229 | 0.00013229 | 0.00013229 | 0.00013229 | 0.00013229 | 0.00013229 | 0.00013229 | 0.00013229 | 0.00013229 | 0.00013229 | 0.00013229 | 0.00013229 | 0.00013229 | 0.00013229 | 0.00013229 | 0.00013229 | 0.00013229 | 0.00013229 | 0.00013229 | 0.00013229 | 0.00013229 | 0.00013229 | 0.00013229 | 0.00013229 | 0.00013229 | 0.00013229
F4_Commercial_School (WA)_Existing_Space Heating_Natural Gas_Unit Heater_E4 | F4 | Commercial | School (WA) | Existing | Space Heating | Natural Gas | Unit Heater | E4 | Utility - Cost of Equipment | 0 | 0 | 0 | 0 | 0 | 0 | 0 | 0 | 0 | 0 | 0 | 0 | 0 | 0 | 0 | 0 | 0 | 0 | 0 | 0 | 0 | 0 | 0 | 0 | 0 | 0 | 0
F4_Commercial_School (WA)_Existing_Space Heating_Natural Gas_Unit Heater_E5 | F4 | Commercial | School (WA) | Existing | Space Heating | Natural Gas | Unit Heater | E5 | Utility - Cost of Equipment | 0 | 0 | 0 | 0 | 0 | 0 | 0 | 0 | 0 | 0 | 0 | 0 | 0 | 0 | 0 | 0 | 0 | 0 | 0 | 0 | 0 | 0 | 0 | 0 | 0 | 0 | 0
F4_Commercial_School (WA)_Existing_Space Heating_Natural Gas_Unit Heater_E6 | F4 | Commercial | School (WA) | Existing | Space Heating | Natural Gas | Unit Heater | E6 | Utility - Cost of Equipment | 0 | 0 | 0 | 0 | 0 | 0 | 0 | 0 | 0 | 0 | 0 | 0 | 0 | 0 | 0 | 0 | 0 | 0 | 0 | 0 | 0 | 0 | 0 | 0 | 0 | 0 | 0
F4_Commercial_School (WA)_Existing_Space Heating_Natural Gas_Unit Heater_E7 | F4 | Commercial | School (WA) | Existing | Space Heating | Natural Gas | Unit Heater | E7 | Utility - Cost of Equipment | 0 | 0 | 0 | 0 | 0 | 0 | 0 | 0 | 0 | 0 | 0 | 0 | 0 | 0 | 0 | 0 | 0 | 0 | 0 | 0 | 0 | 0 | 0 | 0 | 0 | 0 | 0
F4_Commercial_School (WA)_Existing_Space Heating_Natural Gas_Unit Heater_E8 | F4 | Commercial | School (WA) | Existing | Space Heating | Natural Gas | Unit Heater | E8 | Utility - Cost of Equipment | 0 | 0 | 0 | 0 | 0 | 0 | 0 | 0 | 0 | 0 | 0 | 0 | 0 | 0 | 0 | 0 | 0 | 0 | 0 | 0 | 0 | 0 | 0 | 0 | 0 | 0 | 0
F4_Commercial_School (WA)_Existing_Space Heating_Natural Gas_Unit Heater_E9 | F4 | Commercial | School (WA) | Existing | Space Heating | Natural Gas | Unit Heater | E9 | Utility - Cost of Equipment | 0 | 0 | 0 | 0 | 0 | 0 | 0 | 0 | 0 | 0 | 0 | 0 | 0 | 0 | 0 | 0 | 0 | 0 | 0 | 0 | 0 | 0 | 0 | 0 | 0 | 0 | 0
F4_Commercial_School (WA)_Existing_Space Heating_Natural Gas_Unit Heater_E10 | F4 | Commercial | School (WA) | Existing | Space Heating | Natural Gas | Unit Heater | E10 | Utility - Cost of Equipment | 0 | 0 | 0 | 0 | 0 | 0 | 0 | 0 | 0 | 0 | 0 | 0 | 0 | 0 | 0 | 0 | 0 | 0 | 0 | 0 | 0 | 0 | 0 | 0 | 0 | 0 | 0
F5_Commercial_School (WA)_Existing_Space Heating_Natural Gas_Unit Heater_E1 | F5 | Commercial | School (WA) | Existing | Space Heating | Natural Gas | Unit Heater | E1 | Utility - Cost of Operation | 0.018338 | 0.01864 | 0.019033 | 0.019466 | 0.019944 | 0.020602 | 0.021272 | 0.021981 | 0.02266 | 0.023349 | 0.023967 | 0.024536 | 0.025159 | 0.025799 | 0.026395 | 0.026982 | 0.02753 | 0.028095 | 0.028683 | 0.029286 | 0.029901 | 0.03055 | 0.031302 | 0.031966 | 0.032645 | 0.033337 | 0.034045
F5_Commercial_School (WA)_Existing_Space Heating_Natural Gas_Unit Heater_E2 | F5 | Commercial | School (WA) | Existing | Space Heating | Natural Gas | Unit Heater | E2 | Utility - Cost of Operation | 0.01631 | 0.016578 | 0.016928 | 0.017314 | 0.017739 | 0.018324 | 0.018919 | 0.019551 | 0.020154 | 0.020767 | 0.021316 | 0.021823 | 0.022377 | 0.022946 | 0.023476 | 0.023998 | 0.024486 | 0.024988 | 0.025511 | 0.026048 | 0.026595 | 0.027172 | 0.02784 | 0.028431 | 0.029035 | 0.029651 | 0.03028
F5_Commercial_School (WA)_Existing_Space Heating_Natural Gas_Unit Heater_E3 | F5 | Commercial | School (WA) | Existing | Space Heating | Natural Gas | Unit Heater | E3 | Utility - Cost of Operation | 0.01539 | 0.015614 | 0.015931 | 0.016293 | 0.016703 | 0.017301 | 0.017911 | 0.018558 | 0.019167 | 0.019785 | 0.020325 | 0.020814 | 0.021356 | 0.021918 | 0.022433 | 0.022937 | 0.023398 | 0.023875 | 0.024373 | 0.024885 | 0.025407 | 0.025961 | 0.026618 | 0.027183 | 0.02776 | 0.028349 | 0.028951
F5_Commercial_School (WA)_Existing_Space Heating_Natural Gas_Unit Heater_E4 | F5 | Commercial | School (WA) | Existing | Space Heating | Natural Gas | Unit Heater | E4 | Utility - Cost of Operation | 0 | 0 | 0 | 0 | 0 | 0 | 0 | 0 | 0 | 0 | 0 | 0 | 0 | 0 | 0 | 0 | 0 | 0 | 0 | 0 | 0 | 0 | 0 | 0 | 0 | 0 | 0
F5_Commercial_School (WA)_Existing_Space Heating_Natural Gas_Unit Heater_E5 | F5 | Commercial | School (WA) | Existing | Space Heating | Natural Gas | Unit Heater | E5 | Utility - Cost of Operation | 0 | 0 | 0 | 0 | 0 | 0 | 0 | 0 | 0 | 0 | 0 | 0 | 0 | 0 | 0 | 0 | 0 | 0 | 0 | 0 | 0 | 0 | 0 | 0 | 0 | 0 | 0
F5_Commercial_School (WA)_Existing_Space Heating_Natural Gas_Unit Heater_E6 | F5 | Commercial | School (WA) | Existing | Space Heating | Natural Gas | Unit Heater | E6 | Utility - Cost of Operation | 0 | 0 | 0 | 0 | 0 | 0 | 0 | 0 | 0 | 0 | 0 | 0 | 0 | 0 | 0 | 0 | 0 | 0 | 0 | 0 | 0 | 0 | 0 | 0 | 0 | 0 | 0
F5_Commercial_School (WA)_Existing_Space Heating_Natural Gas_Unit Heater_E7 | F5 | Commercial | School (WA) | Existing | Space Heating | Natural Gas | Unit Heater | E7 | Utility - Cost of Operation | 0 | 0 | 0 | 0 | 0 | 0 | 0 | 0 | 0 | 0 | 0 | 0 | 0 | 0 | 0 | 0 | 0 | 0 | 0 | 0 | 0 | 0 | 0 | 0 | 0 | 0 | 0
F5_Commercial_School (WA)_Existing_Space Heating_Natural Gas_Unit Heater_E8 | F5 | Commercial | School (WA) | Existing | Space Heating | Natural Gas | Unit Heater | E8 | Utility - Cost of Operation | 0 | 0 | 0 | 0 | 0 | 0 | 0 | 0 | 0 | 0 | 0 | 0 | 0 | 0 | 0 | 0 | 0 | 0 | 0 | 0 | 0 | 0 | 0 | 0 | 0 | 0 | 0
F5_Commercial_School (WA)_Existing_Space Heating_Natural Gas_Unit Heater_E9 | F5 | Commercial | School (WA) | Existing | Space Heating | Natural Gas | Unit Heater | E9 | Utility - Cost of Operation | 0 | 0 | 0 | 0 | 0 | 0 | 0 | 0 | 0 | 0 | 0 | 0 | 0 | 0 | 0 | 0 | 0 | 0 | 0 | 0 | 0 | 0 | 0 | 0 | 0 | 0 | 0
F5_Commercial_School (WA)_Existing_Space Heating_Natural Gas_Unit Heater_E10 | F5 | Commercial | School (WA) | Existing | Space Heating | Natural Gas | Unit Heater | E10 | Utility - Cost of Operation | 0 | 0 | 0 | 0 | 0 | 0 | 0 | 0 | 0 | 0 | 0 | 0 | 0 | 0 | 0 | 0 | 0 | 0 | 0 | 0 | 0 | 0 | 0 | 0 | 0 | 0 | 0
F6_Commercial_School (WA)_Existing_Space Heating_Natural Gas_Unit Heater_E1 | F6 | Commercial | School (WA) | Existing | Space Heating | Natural Gas | Unit Heater | E1 | Utility - Value of Sales | 0.021139 | 0.021362 | 0.02168 | 0.022031 | 0.022418 | 0.023003 | 0.023582 | 0.024191 | 0.024743 | 0.025287 | 0.0259 | 0.026455 | 0.027063 | 0.027683 | 0.028249 | 0.028797 | 0.029295 | 0.029803 | 0.030329 | 0.030861 | 0.031396 | 0.032078 | 0.032867 | 0.033564 | 0.034277 | 0.035004 | 0.035747
F6_Commercial_School (WA)_Existing_Space Heating_Natural Gas_Unit Heater_E2 | F6 | Commercial | School (WA) | Existing | Space Heating | Natural Gas | Unit Heater | E2 | Utility - Value of Sales | 0.018801 | 0.018999 | 0.019283 | 0.019595 | 0.019939 | 0.020459 | 0.020974 | 0.021516 | 0.022007 | 0.022491 | 0.023036 | 0.02353 | 0.02407 | 0.024622 | 0.025125 | 0.025613 | 0.026056 | 0.026508 | 0.026975 | 0.027449 | 0.027925 | 0.028531 | 0.029232 | 0.029853 | 0.030487 | 0.031134 | 0.031794
F6_Commercial_School (WA)_Existing_Space Heating_Natural Gas_Unit Heater_E3 | F6 | Commercial | School (WA) | Existing | Space Heating | Natural Gas | Unit Heater | E3 | Utility - Value of Sales | 0.017964 | 0.018113 | 0.018362 | 0.018649 | 0.018978 | 0.019514 | 0.020045 | 0.020601 | 0.021089 | 0.021562 | 0.022099 | 0.022567 | 0.023089 | 0.023627 | 0.024105 | 0.024564 | 0.024969 | 0.025382 | 0.02581 | 0.026243 | 0.026677 | 0.027259 | 0.027949 | 0.028542 | 0.029148 | 0.029766 | 0.030398
F6_Commercial_School (WA)_Existing_Space Heating_Natural Gas_Unit Heater_E4 | F6 | Commercial | School (WA) | Existing | Space Heating | Natural Gas | Unit Heater | E4 | Utility - Value of Sales | 0 | 0 | 0 | 0 | 0 | 0 | 0 | 0 | 0 | 0 | 0 | 0 | 0 | 0 | 0 | 0 | 0 | 0 | 0 | 0 | 0 | 0 | 0 | 0 | 0 | 0 | 0
F6_Commercial_School (WA)_Existing_Space Heating_Natural Gas_Unit Heater_E5 | F6 | Commercial | School (WA) | Existing | Space Heating | Natural Gas | Unit Heater | E5 | Utility - Value of Sales | 0 | 0 | 0 | 0 | 0 | 0 | 0 | 0 | 0 | 0 | 0 | 0 | 0 | 0 | 0 | 0 | 0 | 0 | 0 | 0 | 0 | 0 | 0 | 0 | 0 | 0 | 0
F6_Commercial_School (WA)_Existing_Space Heating_Natural Gas_Unit Heater_E6 | F6 | Commercial | School (WA) | Existing | Space Heating | Natural Gas | Unit Heater | E6 | Utility - Value of Sales | 0 | 0 | 0 | 0 | 0 | 0 | 0 | 0 | 0 | 0 | 0 | 0 | 0 | 0 | 0 | 0 | 0 | 0 | 0 | 0 | 0 | 0 | 0 | 0 | 0 | 0 | 0
F6_Commercial_School (WA)_Existing_Space Heating_Natural Gas_Unit Heater_E7 | F6 | Commercial | School (WA) | Existing | Space Heating | Natural Gas | Unit Heater | E7 | Utility - Value of Sales | 0 | 0 | 0 | 0 | 0 | 0 | 0 | 0 | 0 | 0 | 0 | 0 | 0 | 0 | 0 | 0 | 0 | 0 | 0 | 0 | 0 | 0 | 0 | 0 | 0 | 0 | 0
F6_Commercial_School (WA)_Existing_Space Heating_Natural Gas_Unit Heater_E8 | F6 | Commercial | School (WA) | Existing | Space Heating | Natural Gas | Unit Heater | E8 | Utility - Value of Sales | 0 | 0 | 0 | 0 | 0 | 0 | 0 | 0 | 0 | 0 | 0 | 0 | 0 | 0 | 0 | 0 | 0 | 0 | 0 | 0 | 0 | 0 | 0 | 0 | 0 | 0 | 0
F6_Commercial_School (WA)_Existing_Space Heating_Natural Gas_Unit Heater_E9 | F6 | Commercial | School (WA) | Existing | Space Heating | Natural Gas | Unit Heater | E9 | Utility - Value of Sales | 0 | 0 | 0 | 0 | 0 | 0 | 0 | 0 | 0 | 0 | 0 | 0 | 0 | 0 | 0 | 0 | 0 | 0 | 0 | 0 | 0 | 0 | 0 | 0 | 0 | 0 | 0
F6_Commercial_School (WA)_Existing_Space Heating_Natural Gas_Unit Heater_E10 | F6 | Commercial | School (WA) | Existing | Space Heating | Natural Gas | Unit Heater | E10 | Utility - Value of Sales | 0 | 0 | 0 | 0 | 0 | 0 | 0 | 0 | 0 | 0 | 0 | 0 | 0 | 0 | 0 | 0 | 0 | 0 | 0 | 0 | 0 | 0 | 0 | 0 | 0 | 0 | 0
F1_Commercial_School (WA)_Existing_Water Heating_Natural Gas_Water Heater_E1 | F1 | Commercial | School (WA) | Existing | Water Heating | Natural Gas | Water Heater | E1 | RVT - Cost of Equipment | 0.013445 | 0.013445 | 0.013445 | 0.013445 | 0.013445 | 0.013445 | 0.013445 | 0.013445 | 0.013445 | 0.013445 | 0.013445 | 0.013445 | 0.013445 | 0.013445 | 0.013445 | 0.013445 | 0.013445 | 0.013445 | 0.013445 | 0.013445 | 0.013445 | 0.013445 | 0.013445 | 0.013445 | 0.013445 | 0.013445 | 0.013445
F1_Commercial_School (WA)_Existing_Water Heating_Natural Gas_Water Heater_E2 | F1 | Commercial | School (WA) | Existing | Water Heating | Natural Gas | Water Heater | E2 | RVT - Cost of Equipment | 0.016134 | 0.016134 | 0.016134 | 0.016134 | 0.016134 | 0.016134 | 0.016134 | 0.016134 | 0.016134 | 0.016134 | 0.016134 | 0.016134 | 0.016134 | 0.016134 | 0.016134 | 0.016134 | 0.016134 | 0.016134 | 0.016134 | 0.016134 | 0.016134 | 0.016134 | 0.016134 | 0.016134 | 0.016134 | 0.016134 | 0.016134
F1_Commercial_School (WA)_Existing_Water Heating_Natural Gas_Water Heater_E3 | F1 | Commercial | School (WA) | Existing | Water Heating | Natural Gas | Water Heater | E3 | RVT - Cost of Equipment | 0.019834 | 0.019834 | 0.019834 | 0.019834 | 0.019834 | 0.019834 | 0.019834 | 0.019834 | 0.019834 | 0.019834 | 0.019834 | 0.019834 | 0.019834 | 0.019834 | 0.019834 | 0.019834 | 0.019834 | 0.019834 | 0.019834 | 0.019834 | 0.019834 | 0.019834 | 0.019834 | 0.019834 | 0.019834 | 0.019834 | 0.019834
F1_Commercial_School (WA)_Existing_Water Heating_Natural Gas_Water Heater_E4 | F1 | Commercial | School (WA) | Existing | Water Heating | Natural Gas | Water Heater | E4 | RVT - Cost of Equipment | 0.01999 | 0.01999 | 0.01999 | 0.01999 | 0.01999 | 0.01999 | 0.01999 | 0.01999 | 0.01999 | 0.01999 | 0.01999 | 0.01999 | 0.01999 | 0.01999 | 0.01999 | 0.01999 | 0.01999 | 0.01999 | 0.01999 | 0.01999 | 0.01999 | 0.01999 | 0.01999 | 0.01999 | 0.01999 | 0.01999 | 0.01999
F1_Commercial_School (WA)_Existing_Water Heating_Natural Gas_Water Heater_E5 | F1 | Commercial | School (WA) | Existing | Water Heating | Natural Gas | Water Heater | E5 | RVT - Cost of Equipment | 0.043152 | 0.043152 | 0.043152 | 0.043152 | 0.043152 | 0.043152 | 0.043152 | 0.043152 | 0.043152 | 0.043152 | 0.043152 | 0.043152 | 0.043152 | 0.043152 | 0.043152 | 0.043152 | 0.043152 | 0.043152 | 0.043152 | 0.043152 | 0.043152 | 0.043152 | 0.043152 | 0.043152 | 0.043152 | 0.043152 | 0.043152
F1_Commercial_School (WA)_Existing_Water Heating_Natural Gas_Water Heater_E6 | F1 | Commercial | School (WA) | Existing | Water Heating | Natural Gas | Water Heater | E6 | RVT - Cost of Equipment | 0 | 0 | 0 | 0 | 0 | 0 | 0 | 0 | 0 | 0 | 0 | 0 | 0 | 0 | 0 | 0 | 0 | 0 | 0 | 0 | 0 | 0 | 0 | 0 | 0 | 0 | 0
F1_Commercial_School (WA)_Existing_Water Heating_Natural Gas_Water Heater_E7 | F1 | Commercial | School (WA) | Existing | Water Heating | Natural Gas | Water Heater | E7 | RVT - Cost of Equipment | 0 | 0 | 0 | 0 | 0 | 0 | 0 | 0 | 0 | 0 | 0 | 0 | 0 | 0 | 0 | 0 | 0 | 0 | 0 | 0 | 0 | 0 | 0 | 0 | 0 | 0 | 0
F1_Commercial_School (WA)_Existing_Water Heating_Natural Gas_Water Heater_E8 | F1 | Commercial | School (WA) | Existing | Water Heating | Natural Gas | Water Heater | E8 | RVT - Cost of Equipment | 0 | 0 | 0 | 0 | 0 | 0 | 0 | 0 | 0 | 0 | 0 | 0 | 0 | 0 | 0 | 0 | 0 | 0 | 0 | 0 | 0 | 0 | 0 | 0 | 0 | 0 | 0
F1_Commercial_School (WA)_Existing_Water Heating_Natural Gas_Water Heater_E9 | F1 | Commercial | School (WA) | Existing | Water Heating | Natural Gas | Water Heater | E9 | RVT - Cost of Equipment | 0 | 0 | 0 | 0 | 0 | 0 | 0 | 0 | 0 | 0 | 0 | 0 | 0 | 0 | 0 | 0 | 0 | 0 | 0 | 0 | 0 | 0 | 0 | 0 | 0 | 0 | 0
F1_Commercial_School (WA)_Existing_Water Heating_Natural Gas_Water Heater_E10 | F1 | Commercial | School (WA) | Existing | Water Heating | Natural Gas | Water Heater | E10 | RVT - Cost of Equipment | 0 | 0 | 0 | 0 | 0 | 0 | 0 | 0 | 0 | 0 | 0 | 0 | 0 | 0 | 0 | 0 | 0 | 0 | 0 | 0 | 0 | 0 | 0 | 0 | 0 | 0 | 0
F2_Commercial_School (WA)_Existing_Water Heating_Natural Gas_Water Heater_E1 | F2 | Commercial | School (WA) | Existing | Water Heating | Natural Gas | Water Heater | E1 | RVT - Cost of Operation | 0.055576 | 0.056693 | 0.05795 | 0.059362 | 0.060936 | 0.062839 | 0.064727 | 0.066513 | 0.068131 | 0.069708 | 0.071341 | 0.072838 | 0.074437 | 0.075987 | 0.077349 | 0.078602 | 0.079695 | 0.080752 | 0.081866 | 0.082924 | 0.083988 | 0.085471 | 0.086972 | 0.088517 | 0.09009 | 0.091691 | 0.093319
F2_Commercial_School (WA)_Existing_Water Heating_Natural Gas_Water Heater_E2 | F2 | Commercial | School (WA) | Existing | Water Heating | Natural Gas | Water Heater | E2 | RVT - Cost of Operation | 0.0494 | 0.050393 | 0.051511 | 0.052766 | 0.054165 | 0.055857 | 0.057535 | 0.059122 | 0.060561 | 0.061963 | 0.063415 | 0.064745 | 0.066166 | 0.067544 | 0.068755 | 0.069868 | 0.07084 | 0.071779 | 0.07277 | 0.07371 | 0.074656 | 0.075975 | 0.077309 | 0.078682 | 0.08008 | 0.081503 | 0.082951
F2_Commercial_School (WA)_Existing_Water Heating_Natural Gas_Water Heater_E3 | F2 | Commercial | School (WA) | Existing | Water Heating | Natural Gas | Water Heater | E3 | RVT - Cost of Operation | 0.047298 | 0.048249 | 0.049319 | 0.05052 | 0.05186 | 0.05348 | 0.055087 | 0.056606 | 0.057984 | 0.059326 | 0.060716 | 0.06199 | 0.063351 | 0.06467 | 0.065829 | 0.066895 | 0.067826 | 0.068725 | 0.069673 | 0.070573 | 0.071479 | 0.072742 | 0.074019 | 0.075334 | 0.076672 | 0.078034 | 0.079421
F2_Commercial_School (WA)_Existing_Water Heating_Natural Gas_Water Heater_E4 | F2 | Commercial | School (WA) | Existing | Water Heating | Natural Gas | Water Heater | E4 | RVT - Cost of Operation | 0.049587 | 0.050584 | 0.051672 | 0.052856 | 0.054143 | 0.05566 | 0.05716 | 0.058593 | 0.059917 | 0.061222 | 0.062583 | 0.063861 | 0.065218 | 0.066542 | 0.067734 | 0.068848 | 0.06985 | 0.070829 | 0.071853 | 0.07284 | 0.073836 | 0.075141 | 0.076463 | 0.077822 | 0.079204 | 0.080611 | 0.082043
F2_Commercial_School (WA)_Existing_Water Heating_Natural Gas_Water Heater_E5 | F2 | Commercial | School (WA) | Existing | Water Heating | Natural Gas | Water Heater | E5 | RVT - Cost of Operation | 0.029156 | 0.029729 | 0.030394 | 0.031162 | 0.03204 | 0.033111 | 0.034172 | 0.03517 | 0.036066 | 0.036932 | 0.037824 | 0.03863 | 0.039494 | 0.040328 | 0.041052 | 0.04171 | 0.042275 | 0.042817 | 0.043391 | 0.043931 | 0.044474 | 0.045259 | 0.046053 | 0.046871 | 0.047704 | 0.048551 | 0.049414
F2_Commercial_School (WA)_Existing_Water Heating_Natural Gas_Water Heater_E6 | F2 | Commercial | School (WA) | Existing | Water Heating | Natural Gas | Water Heater | E6 | RVT - Cost of Operation | 0 | 0 | 0 | 0 | 0 | 0 | 0 | 0 | 0 | 0 | 0 | 0 | 0 | 0 | 0 | 0 | 0 | 0 | 0 | 0 | 0 | 0 | 0 | 0 | 0 | 0 | 0
F2_Commercial_School (WA)_Existing_Water Heating_Natural Gas_Water Heater_E7 | F2 | Commercial | School (WA) | Existing | Water Heating | Natural Gas | Water Heater | E7 | RVT - Cost of Operation | 0 | 0 | 0 | 0 | 0 | 0 | 0 | 0 | 0 | 0 | 0 | 0 | 0 | 0 | 0 | 0 | 0 | 0 | 0 | 0 | 0 | 0 | 0 | 0 | 0 | 0 | 0
F2_Commercial_School (WA)_Existing_Water Heating_Natural Gas_Water Heater_E8 | F2 | Commercial | School (WA) | Existing | Water Heating | Natural Gas | Water Heater | E8 | RVT - Cost of Operation | 0 | 0 | 0 | 0 | 0 | 0 | 0 | 0 | 0 | 0 | 0 | 0 | 0 | 0 | 0 | 0 | 0 | 0 | 0 | 0 | 0 | 0 | 0 | 0 | 0 | 0 | 0
F2_Commercial_School (WA)_Existing_Water Heating_Natural Gas_Water Heater_E9 | F2 | Commercial | School (WA) | Existing | Water Heating | Natural Gas | Water Heater | E9 | RVT - Cost of Operation | 0 | 0 | 0 | 0 | 0 | 0 | 0 | 0 | 0 | 0 | 0 | 0 | 0 | 0 | 0 | 0 | 0 | 0 | 0 | 0 | 0 | 0 | 0 | 0 | 0 | 0 | 0
F2_Commercial_School (WA)_Existing_Water Heating_Natural Gas_Water Heater_E10 | F2 | Commercial | School (WA) | Existing | Water Heating | Natural Gas | Water Heater | E10 | RVT - Cost of Operation | 0 | 0 | 0 | 0 | 0 | 0 | 0 | 0 | 0 | 0 | 0 | 0 | 0 | 0 | 0 | 0 | 0 | 0 | 0 | 0 | 0 | 0 | 0 | 0 | 0 | 0 | 0
F3_Commercial_School (WA)_Existing_Water Heating_Natural Gas_Water Heater_E1 | F3 | Commercial | School (WA) | Existing | Water Heating | Natural Gas | Water Heater | E1 | System - kBTUs of Consumption | 12.8581 | 12.8581 | 12.8581 | 12.8581 | 12.8581 | 12.8581 | 12.8581 | 12.8581 | 12.8581 | 12.8581 | 12.8581 | 12.8581 | 12.8581 | 12.8581 | 12.8581 | 12.8581 | 12.8581 | 12.8581 | 12.8581 | 12.8581 | 12.8581 | 12.8581 | 12.8581 | 12.8581 | 12.8581 | 12.8581 | 12.8581
F3_Commercial_School (WA)_Existing_Water Heating_Natural Gas_Water Heater_E2 | F3 | Commercial | School (WA) | Existing | Water Heating | Natural Gas | Water Heater | E2 | System - kBTUs of Consumption | 11.4295 | 11.4295 | 11.4295 | 11.4295 | 11.4295 | 11.4295 | 11.4295 | 11.4295 | 11.4295 | 11.4295 | 11.4295 | 11.4295 | 11.4295 | 11.4295 | 11.4295 | 11.4295 | 11.4295 | 11.4295 | 11.4295 | 11.4295 | 11.4295 | 11.4295 | 11.4295 | 11.4295 | 11.4295 | 11.4295 | 11.4295
F3_Commercial_School (WA)_Existing_Water Heating_Natural Gas_Water Heater_E3 | F3 | Commercial | School (WA) | Existing | Water Heating | Natural Gas | Water Heater | E3 | System - kBTUs of Consumption | 10.9431 | 10.9431 | 10.9431 | 10.9431 | 10.9431 | 10.9431 | 10.9431 | 10.9431 | 10.9431 | 10.9431 | 10.9431 | 10.9431 | 10.9431 | 10.9431 | 10.9431 | 10.9431 | 10.9431 | 10.9431 | 10.9431 | 10.9431 | 10.9431 | 10.9431 | 10.9431 | 10.9431 | 10.9431 | 10.9431 | 10.9431
F3_Commercial_School (WA)_Existing_Water Heating_Natural Gas_Water Heater_E4 | F3 | Commercial | School (WA) | Existing | Water Heating | Natural Gas | Water Heater | E4 | System - kBTUs of Consumption | 10.9315 | 10.9315 | 10.9315 | 10.9315 | 10.9315 | 10.9315 | 10.9315 | 10.9315 | 10.9315 | 10.9315 | 10.9315 | 10.9315 | 10.9315 | 10.9315 | 10.9315 | 10.9315 | 10.9315 | 10.9315 | 10.9315 | 10.9315 | 10.9315 | 10.9315 | 10.9315 | 10.9315 | 10.9315 | 10.9315 | 10.9315
F3_Commercial_School (WA)_Existing_Water Heating_Natural Gas_Water Heater_E5 | F3 | Commercial | School (WA) | Existing | Water Heating | Natural Gas | Water Heater | E5 | System - kBTUs of Consumption | 6.8577 | 6.8577 | 6.8577 | 6.8577 | 6.8577 | 6.8577 | 6.8577 | 6.8577 | 6.8577 | 6.8577 | 6.8577 | 6.8577 | 6.8577 | 6.8577 | 6.8577 | 6.8577 | 6.8577 | 6.8577 | 6.8577 | 6.8577 | 6.8577 | 6.8577 | 6.8577 | 6.8577 | 6.8577 | 6.8577 | 6.8577
F3_Commercial_School (WA)_Existing_Water Heating_Natural Gas_Water Heater_E6 | F3 | Commercial | School (WA) | Existing | Water Heating | Natural Gas | Water Heater | E6 | System - kBTUs of Consumption | 0 | 0 | 0 | 0 | 0 | 0 | 0 | 0 | 0 | 0 | 0 | 0 | 0 | 0 | 0 | 0 | 0 | 0 | 0 | 0 | 0 | 0 | 0 | 0 | 0 | 0 | 0
F3_Commercial_School (WA)_Existing_Water Heating_Natural Gas_Water Heater_E7 | F3 | Commercial | School (WA) | Existing | Water Heating | Natural Gas | Water Heater | E7 | System - kBTUs of Consumption | 0 | 0 | 0 | 0 | 0 | 0 | 0 | 0 | 0 | 0 | 0 | 0 | 0 | 0 | 0 | 0 | 0 | 0 | 0 | 0 | 0 | 0 | 0 | 0 | 0 | 0 | 0
F3_Commercial_School (WA)_Existing_Water Heating_Natural Gas_Water Heater_E8 | F3 | Commercial | School (WA) | Existing | Water Heating | Natural Gas | Water Heater | E8 | System - kBTUs of Consumption | 0 | 0 | 0 | 0 | 0 | 0 | 0 | 0 | 0 | 0 | 0 | 0 | 0 | 0 | 0 | 0 | 0 | 0 | 0 | 0 | 0 | 0 | 0 | 0 | 0 | 0 | 0
F3_Commercial_School (WA)_Existing_Water Heating_Natural Gas_Water Heater_E9 | F3 | Commercial | School (WA) | Existing | Water Heating | Natural Gas | Water Heater | E9 | System - kBTUs of Consumption | 0 | 0 | 0 | 0 | 0 | 0 | 0 | 0 | 0 | 0 | 0 | 0 | 0 | 0 | 0 | 0 | 0 | 0 | 0 | 0 | 0 | 0 | 0 | 0 | 0 | 0 | 0
F3_Commercial_School (WA)_Existing_Water Heating_Natural Gas_Water Heater_E10 | F3 | Commercial | School (WA) | Existing | Water Heating | Natural Gas | Water Heater | E10 | System - kBTUs of Consumption | 0 | 0 | 0 | 0 | 0 | 0 | 0 | 0 | 0 | 0 | 0 | 0 | 0 | 0 | 0 | 0 | 0 | 0 | 0 | 0 | 0 | 0 | 0 | 0 | 0 | 0 | 0
F4_Commercial_School (WA)_Existing_Water Heating_Natural Gas_Water Heater_E1 | F4 | Commercial | School (WA) | Existing | Water Heating | Natural Gas | Water Heater | E1 | Utility - Cost of Equipment | 0.013445 | 0.013445 | 0.013445 | 0.013445 | 0.013445 | 0.013445 | 0.013445 | 0.013445 | 0.013445 | 0.013445 | 0.013445 | 0.013445 | 0.013445 | 0.013445 | 0.013445 | 0.013445 | 0.013445 | 0.013445 | 0.013445 | 0.013445 | 0.013445 | 0.013445 | 0.013445 | 0.013445 | 0.013445 | 0.013445 | 0.013445
F4_Commercial_School (WA)_Existing_Water Heating_Natural Gas_Water Heater_E2 | F4 | Commercial | School (WA) | Existing | Water Heating | Natural Gas | Water Heater | E2 | Utility - Cost of Equipment | 0.016134 | 0.016134 | 0.016134 | 0.016134 | 0.016134 | 0.016134 | 0.016134 | 0.016134 | 0.016134 | 0.016134 | 0.016134 | 0.016134 | 0.016134 | 0.016134 | 0.016134 | 0.016134 | 0.016134 | 0.016134 | 0.016134 | 0.016134 | 0.016134 | 0.016134 | 0.016134 | 0.016134 | 0.016134 | 0.016134 | 0.016134
F4_Commercial_School (WA)_Existing_Water Heating_Natural Gas_Water Heater_E3 | F4 | Commercial | School (WA) | Existing | Water Heating | Natural Gas | Water Heater | E3 | Utility - Cost of Equipment | 0.019834 | 0.019834 | 0.019834 | 0.019834 | 0.019834 | 0.019834 | 0.019834 | 0.019834 | 0.019834 | 0.019834 | 0.019834 | 0.019834 | 0.019834 | 0.019834 | 0.019834 | 0.019834 | 0.019834 | 0.019834 | 0.019834 | 0.019834 | 0.019834 | 0.019834 | 0.019834 | 0.019834 | 0.019834 | 0.019834 | 0.019834
F4_Commercial_School (WA)_Existing_Water Heating_Natural Gas_Water Heater_E4 | F4 | Commercial | School (WA) | Existing | Water Heating | Natural Gas | Water Heater | E4 | Utility - Cost of Equipment | 0.01999 | 0.01999 | 0.01999 | 0.01999 | 0.01999 | 0.01999 | 0.01999 | 0.01999 | 0.01999 | 0.01999 | 0.01999 | 0.01999 | 0.01999 | 0.01999 | 0.01999 | 0.01999 | 0.01999 | 0.01999 | 0.01999 | 0.01999 | 0.01999 | 0.01999 | 0.01999 | 0.01999 | 0.01999 | 0.01999 | 0.01999
F4_Commercial_School (WA)_Existing_Water Heating_Natural Gas_Water Heater_E5 | F4 | Commercial | School (WA) | Existing | Water Heating | Natural Gas | Water Heater | E5 | Utility - Cost of Equipment | 0.043152 | 0.043152 | 0.043152 | 0.043152 | 0.043152 | 0.043152 | 0.043152 | 0.043152 | 0.043152 | 0.043152 | 0.043152 | 0.043152 | 0.043152 | 0.043152 | 0.043152 | 0.043152 | 0.043152 | 0.043152 | 0.043152 | 0.043152 | 0.043152 | 0.043152 | 0.043152 | 0.043152 | 0.043152 | 0.043152 | 0.043152
F4_Commercial_School (WA)_Existing_Water Heating_Natural Gas_Water Heater_E6 | F4 | Commercial | School (WA) | Existing | Water Heating | Natural Gas | Water Heater | E6 | Utility - Cost of Equipment | 0 | 0 | 0 | 0 | 0 | 0 | 0 | 0 | 0 | 0 | 0 | 0 | 0 | 0 | 0 | 0 | 0 | 0 | 0 | 0 | 0 | 0 | 0 | 0 | 0 | 0 | 0
F4_Commercial_School (WA)_Existing_Water Heating_Natural Gas_Water Heater_E7 | F4 | Commercial | School (WA) | Existing | Water Heating | Natural Gas | Water Heater | E7 | Utility - Cost of Equipment | 0 | 0 | 0 | 0 | 0 | 0 | 0 | 0 | 0 | 0 | 0 | 0 | 0 | 0 | 0 | 0 | 0 | 0 | 0 | 0 | 0 | 0 | 0 | 0 | 0 | 0 | 0
F4_Commercial_School (WA)_Existing_Water Heating_Natural Gas_Water Heater_E8 | F4 | Commercial | School (WA) | Existing | Water Heating | Natural Gas | Water Heater | E8 | Utility - Cost of Equipment | 0 | 0 | 0 | 0 | 0 | 0 | 0 | 0 | 0 | 0 | 0 | 0 | 0 | 0 | 0 | 0 | 0 | 0 | 0 | 0 | 0 | 0 | 0 | 0 | 0 | 0 | 0
F4_Commercial_School (WA)_Existing_Water Heating_Natural Gas_Water Heater_E9 | F4 | Commercial | School (WA) | Existing | Water Heating | Natural Gas | Water Heater | E9 | Utility - Cost of Equipment | 0 | 0 | 0 | 0 | 0 | 0 | 0 | 0 | 0 | 0 | 0 | 0 | 0 | 0 | 0 | 0 | 0 | 0 | 0 | 0 | 0 | 0 | 0 | 0 | 0 | 0 | 0
F4_Commercial_School (WA)_Existing_Water Heating_Natural Gas_Water Heater_E10 | F4 | Commercial | School (WA) | Existing | Water Heating | Natural Gas | Water Heater | E10 | Utility - Cost of Equipment | 0 | 0 | 0 | 0 | 0 | 0 | 0 | 0 | 0 | 0 | 0 | 0 | 0 | 0 | 0 | 0 | 0 | 0 | 0 | 0 | 0 | 0 | 0 | 0 | 0 | 0 | 0
F5_Commercial_School (WA)_Existing_Water Heating_Natural Gas_Water Heater_E1 | F5 | Commercial | School (WA) | Existing | Water Heating | Natural Gas | Water Heater | E1 | Utility - Cost of Operation | 0.047674 | 0.048926 | 0.050331 | 0.051906 | 0.053659 | 0.055732 | 0.057844 | 0.059925 | 0.061926 | 0.063957 | 0.065609 | 0.067169 | 0.068838 | 0.070479 | 0.071969 | 0.073379 | 0.074666 | 0.075943 | 0.077296 | 0.078625 | 0.079989 | 0.081401 | 0.082831 | 0.084302 | 0.0858 | 0.087324 | 0.088876
F5_Commercial_School (WA)_Existing_Water Heating_Natural Gas_Water Heater_E2 | F5 | Commercial | School (WA) | Existing | Water Heating | Natural Gas | Water Heater | E2 | Utility - Cost of Operation | 0.042377 | 0.04349 | 0.044739 | 0.046138 | 0.047697 | 0.04954 | 0.051417 | 0.053267 | 0.055045 | 0.05685 | 0.058319 | 0.059706 | 0.061189 | 0.062648 | 0.063972 | 0.065226 | 0.06637 | 0.067505 | 0.068708 | 0.069889 | 0.071101 | 0.072357 | 0.073627 | 0.074935 | 0.076267 | 0.077622 | 0.079001
F5_Commercial_School (WA)_Existing_Water Heating_Natural Gas_Water Heater_E3 | F5 | Commercial | School (WA) | Existing | Water Heating | Natural Gas | Water Heater | E3 | Utility - Cost of Operation | 0.040573 | 0.041639 | 0.042835 | 0.044175 | 0.045667 | 0.047432 | 0.049229 | 0.051 | 0.052703 | 0.054431 | 0.055838 | 0.057165 | 0.058585 | 0.059982 | 0.06125 | 0.06245 | 0.063546 | 0.064632 | 0.065784 | 0.066915 | 0.068075 | 0.069278 | 0.070494 | 0.071747 | 0.073021 | 0.074319 | 0.075639
F5_Commercial_School (WA)_Existing_Water Heating_Natural Gas_Water Heater_E4 | F5 | Commercial | School (WA) | Existing | Water Heating | Natural Gas | Water Heater | E4 | Utility - Cost of Operation | 0.043082 | 0.044195 | 0.045411 | 0.046738 | 0.048185 | 0.049861 | 0.051561 | 0.053242 | 0.054868 | 0.056519 | 0.057898 | 0.059214 | 0.060612 | 0.061994 | 0.063269 | 0.064489 | 0.065623 | 0.066752 | 0.067942 | 0.069116 | 0.07032 | 0.071563 | 0.072822 | 0.074116 | 0.075433 | 0.076773 | 0.078137
F5_Commercial_School (WA)_Existing_Water Heating_Natural Gas_Water Heater_E5 | F5 | Commercial | School (WA) | Existing | Water Heating | Natural Gas | Water Heater | E5 | Utility - Cost of Operation | 0.024849 | 0.025502 | 0.026248 | 0.027098 | 0.028058 | 0.029208 | 0.030382 | 0.031536 | 0.032642 | 0.033764 | 0.034665 | 0.035511 | 0.036418 | 0.037309 | 0.03811 | 0.038863 | 0.039544 | 0.040218 | 0.040935 | 0.041636 | 0.042356 | 0.043104 | 0.04386 | 0.044639 | 0.045432 | 0.046239 | 0.047061
F5_Commercial_School (WA)_Existing_Water Heating_Natural Gas_Water Heater_E6 | F5 | Commercial | School (WA) | Existing | Water Heating | Natural Gas | Water Heater | E6 | Utility - Cost of Operation | 0 | 0 | 0 | 0 | 0 | 0 | 0 | 0 | 0 | 0 | 0 | 0 | 0 | 0 | 0 | 0 | 0 | 0 | 0 | 0 | 0 | 0 | 0 | 0 | 0 | 0 | 0
F5_Commercial_School (WA)_Existing_Water Heating_Natural Gas_Water Heater_E7 | F5 | Commercial | School (WA) | Existing | Water Heating | Natural Gas | Water Heater | E7 | Utility - Cost of Operation | 0 | 0 | 0 | 0 | 0 | 0 | 0 | 0 | 0 | 0 | 0 | 0 | 0 | 0 | 0 | 0 | 0 | 0 | 0 | 0 | 0 | 0 | 0 | 0 | 0 | 0 | 0
F5_Commercial_School (WA)_Existing_Water Heating_Natural Gas_Water Heater_E8 | F5 | Commercial | School (WA) | Existing | Water Heating | Natural Gas | Water Heater | E8 | Utility - Cost of Operation | 0 | 0 | 0 | 0 | 0 | 0 | 0 | 0 | 0 | 0 | 0 | 0 | 0 | 0 | 0 | 0 | 0 | 0 | 0 | 0 | 0 | 0 | 0 | 0 | 0 | 0 | 0
F5_Commercial_School (WA)_Existing_Water Heating_Natural Gas_Water Heater_E9 | F5 | Commercial | School (WA) | Existing | Water Heating | Natural Gas | Water Heater | E9 | Utility - Cost of Operation | 0 | 0 | 0 | 0 | 0 | 0 | 0 | 0 | 0 | 0 | 0 | 0 | 0 | 0 | 0 | 0 | 0 | 0 | 0 | 0 | 0 | 0 | 0 | 0 | 0 | 0 | 0
F5_Commercial_School (WA)_Existing_Water Heating_Natural Gas_Water Heater_E10 | F5 | Commercial | School (WA) | Existing | Water Heating | Natural Gas | Water Heater | E10 | Utility - Cost of Operation | 0 | 0 | 0 | 0 | 0 | 0 | 0 | 0 | 0 | 0 | 0 | 0 | 0 | 0 | 0 | 0 | 0 | 0 | 0 | 0 | 0 | 0 | 0 | 0 | 0 | 0 | 0
F6_Commercial_School (WA)_Existing_Water Heating_Natural Gas_Water Heater_E1 | F6 | Commercial | School (WA) | Existing | Water Heating | Natural Gas | Water Heater | E1 | Utility - Value of Sales | 0.055576 | 0.056693 | 0.05795 | 0.059362 | 0.060936 | 0.062839 | 0.064727 | 0.066513 | 0.068131 | 0.069708 | 0.071341 | 0.072838 | 0.074437 | 0.075987 | 0.077349 | 0.078602 | 0.079695 | 0.080752 | 0.081866 | 0.082924 | 0.083988 | 0.085471 | 0.086972 | 0.088517 | 0.09009 | 0.091691 | 0.093319
F6_Commercial_School (WA)_Existing_Water Heating_Natural Gas_Water Heater_E2 | F6 | Commercial | School (WA) | Existing | Water Heating | Natural Gas | Water Heater | E2 | Utility - Value of Sales | 0.0494 | 0.050393 | 0.051511 | 0.052766 | 0.054165 | 0.055857 | 0.057535 | 0.059122 | 0.060561 | 0.061963 | 0.063415 | 0.064745 | 0.066166 | 0.067544 | 0.068755 | 0.069868 | 0.07084 | 0.071779 | 0.07277 | 0.07371 | 0.074656 | 0.075975 | 0.077309 | 0.078682 | 0.08008 | 0.081503 | 0.082951
F6_Commercial_School (WA)_Existing_Water Heating_Natural Gas_Water Heater_E3 | F6 | Commercial | School (WA) | Existing | Water Heating | Natural Gas | Water Heater | E3 | Utility - Value of Sales | 0.047298 | 0.048249 | 0.049319 | 0.05052 | 0.05186 | 0.05348 | 0.055087 | 0.056606 | 0.057984 | 0.059326 | 0.060716 | 0.06199 | 0.063351 | 0.06467 | 0.065829 | 0.066895 | 0.067826 | 0.068725 | 0.069673 | 0.070573 | 0.071479 | 0.072742 | 0.074019 | 0.075334 | 0.076672 | 0.078034 | 0.079421
F6_Commercial_School (WA)_Existing_Water Heating_Natural Gas_Water Heater_E4 | F6 | Commercial | School (WA) | Existing | Water Heating | Natural Gas | Water Heater | E4 | Utility - Value of Sales | 0.049587 | 0.050584 | 0.051672 | 0.052856 | 0.054143 | 0.05566 | 0.05716 | 0.058593 | 0.059917 | 0.061222 | 0.062583 | 0.063861 | 0.065218 | 0.066542 | 0.067734 | 0.068848 | 0.06985 | 0.070829 | 0.071853 | 0.07284 | 0.073836 | 0.075141 | 0.076463 | 0.077822 | 0.079204 | 0.080611 | 0.082043
F6_Commercial_School (WA)_Existing_Water Heating_Natural Gas_Water Heater_E5 | F6 | Commercial | School (WA) | Existing | Water Heating | Natural Gas | Water Heater | E5 | Utility - Value of Sales | 0.029156 | 0.029729 | 0.030394 | 0.031162 | 0.03204 | 0.033111 | 0.034172 | 0.03517 | 0.036066 | 0.036932 | 0.037824 | 0.03863 | 0.039494 | 0.040328 | 0.041052 | 0.04171 | 0.042275 | 0.042817 | 0.043391 | 0.043931 | 0.044474 | 0.045259 | 0.046053 | 0.046871 | 0.047704 | 0.048551 | 0.049414
F6_Commercial_School (WA)_Existing_Water Heating_Natural Gas_Water Heater_E6 | F6 | Commercial | School (WA) | Existing | Water Heating | Natural Gas | Water Heater | E6 | Utility - Value of Sales | 0 | 0 | 0 | 0 | 0 | 0 | 0 | 0 | 0 | 0 | 0 | 0 | 0 | 0 | 0 | 0 | 0 | 0 | 0 | 0 | 0 | 0 | 0 | 0 | 0 | 0 | 0
F6_Commercial_School (WA)_Existing_Water Heating_Natural Gas_Water Heater_E7 | F6 | Commercial | School (WA) | Existing | Water Heating | Natural Gas | Water Heater | E7 | Utility - Value of Sales | 0 | 0 | 0 | 0 | 0 | 0 | 0 | 0 | 0 | 0 | 0 | 0 | 0 | 0 | 0 | 0 | 0 | 0 | 0 | 0 | 0 | 0 | 0 | 0 | 0 | 0 | 0
F6_Commercial_School (WA)_Existing_Water Heating_Natural Gas_Water Heater_E8 | F6 | Commercial | School (WA) | Existing | Water Heating | Natural Gas | Water Heater | E8 | Utility - Value of Sales | 0 | 0 | 0 | 0 | 0 | 0 | 0 | 0 | 0 | 0 | 0 | 0 | 0 | 0 | 0 | 0 | 0 | 0 | 0 | 0 | 0 | 0 | 0 | 0 | 0 | 0 | 0
F6_Commercial_School (WA)_Existing_Water Heating_Natural Gas_Water Heater_E9 | F6 | Commercial | School (WA) | Existing | Water Heating | Natural Gas | Water Heater | E9 | Utility - Value of Sales | 0 | 0 | 0 | 0 | 0 | 0 | 0 | 0 | 0 | 0 | 0 | 0 | 0 | 0 | 0 | 0 | 0 | 0 | 0 | 0 | 0 | 0 | 0 | 0 | 0 | 0 | 0
F6_Commercial_School (WA)_Existing_Water Heating_Natural Gas_Water Heater_E10 | F6 | Commercial | School (WA) | Existing | Water Heating | Natural Gas | Water Heater | E10 | Utility - Value of Sales | 0 | 0 | 0 | 0 | 0 | 0 | 0 | 0 | 0 | 0 | 0 | 0 | 0 | 0 | 0 | 0 | 0 | 0 | 0 | 0 | 0 | 0 | 0 | 0 | 0 | 0 | 0
F1_Commercial_School (WA)_Existing_Food Preparation_Natural Gas_Oven_E1 | F1 | Commercial | School (WA) | Existing | Food Preparation | Natural Gas | Oven | E1 | RVT - Cost of Equipment | 0.00011846 | 0.00011846 | 0.00011846 | 0.00011846 | 0.00011846 | 0.00011846 | 0.00011846 | 0.00011846 | 0.00011846 | 0.00011846 | 0.00011846 | 0.00011846 | 0.00011846 | 0.00011846 | 0.00011846 | 0.00011846 | 0.00011846 | 0.00011846 | 0.00011846 | 0.00011846 | 0.00011846 | 0.00011846 | 0.00011846 | 0.00011846 | 0.00011846 | 0.00011846 | 0.00011846
F1_Commercial_School (WA)_Existing_Food Preparation_Natural Gas_Oven_E2 | F1 | Commercial | School (WA) | Existing | Food Preparation | Natural Gas | Oven | E2 | RVT - Cost of Equipment | 0.00016141 | 0.00016141 | 0.00016141 | 0.00016141 | 0.00016141 | 0.00016141 | 0.00016141 | 0.00016141 | 0.00016141 | 0.00016141 | 0.00016141 | 0.00016141 | 0.00016141 | 0.00016141 | 0.00016141 | 0.00016141 | 0.00016141 | 0.00016141 | 0.00016141 | 0.00016141 | 0.00016141 | 0.00016141 | 0.00016141 | 0.00016141 | 0.00016141 | 0.00016141 | 0.00016141
F1_Commercial_School (WA)_Existing_Food Preparation_Natural Gas_Oven_E3 | F1 | Commercial | School (WA) | Existing | Food Preparation | Natural Gas | Oven | E3 | RVT - Cost of Equipment | 0 | 0 | 0 | 0 | 0 | 0 | 0 | 0 | 0 | 0 | 0 | 0 | 0 | 0 | 0 | 0 | 0 | 0 | 0 | 0 | 0 | 0 | 0 | 0 | 0 | 0 | 0
F1_Commercial_School (WA)_Existing_Food Preparation_Natural Gas_Oven_E4 | F1 | Commercial | School (WA) | Existing | Food Preparation | Natural Gas | Oven | E4 | RVT - Cost of Equipment | 0 | 0 | 0 | 0 | 0 | 0 | 0 | 0 | 0 | 0 | 0 | 0 | 0 | 0 | 0 | 0 | 0 | 0 | 0 | 0 | 0 | 0 | 0 | 0 | 0 | 0 | 0
F1_Commercial_School (WA)_Existing_Food Preparation_Natural Gas_Oven_E5 | F1 | Commercial | School (WA) | Existing | Food Preparation | Natural Gas | Oven | E5 | RVT - Cost of Equipment | 0 | 0 | 0 | 0 | 0 | 0 | 0 | 0 | 0 | 0 | 0 | 0 | 0 | 0 | 0 | 0 | 0 | 0 | 0 | 0 | 0 | 0 | 0 | 0 | 0 | 0 | 0
F1_Commercial_School (WA)_Existing_Food Preparation_Natural Gas_Oven_E6 | F1 | Commercial | School (WA) | Existing | Food Preparation | Natural Gas | Oven | E6 | RVT - Cost of Equipment | 0 | 0 | 0 | 0 | 0 | 0 | 0 | 0 | 0 | 0 | 0 | 0 | 0 | 0 | 0 | 0 | 0 | 0 | 0 | 0 | 0 | 0 | 0 | 0 | 0 | 0 | 0
F1_Commercial_School (WA)_Existing_Food Preparation_Natural Gas_Oven_E7 | F1 | Commercial | School (WA) | Existing | Food Preparation | Natural Gas | Oven | E7 | RVT - Cost of Equipment | 0 | 0 | 0 | 0 | 0 | 0 | 0 | 0 | 0 | 0 | 0 | 0 | 0 | 0 | 0 | 0 | 0 | 0 | 0 | 0 | 0 | 0 | 0 | 0 | 0 | 0 | 0
F1_Commercial_School (WA)_Existing_Food Preparation_Natural Gas_Oven_E8 | F1 | Commercial | School (WA) | Existing | Food Preparation | Natural Gas | Oven | E8 | RVT - Cost of Equipment | 0 | 0 | 0 | 0 | 0 | 0 | 0 | 0 | 0 | 0 | 0 | 0 | 0 | 0 | 0 | 0 | 0 | 0 | 0 | 0 | 0 | 0 | 0 | 0 | 0 | 0 | 0
F1_Commercial_School (WA)_Existing_Food Preparation_Natural Gas_Oven_E9 | F1 | Commercial | School (WA) | Existing | Food Preparation | Natural Gas | Oven | E9 | RVT - Cost of Equipment | 0 | 0 | 0 | 0 | 0 | 0 | 0 | 0 | 0 | 0 | 0 | 0 | 0 | 0 | 0 | 0 | 0 | 0 | 0 | 0 | 0 | 0 | 0 | 0 | 0 | 0 | 0
F1_Commercial_School (WA)_Existing_Food Preparation_Natural Gas_Oven_E10 | F1 | Commercial | School (WA) | Existing | Food Preparation | Natural Gas | Oven | E10 | RVT - Cost of Equipment | 0 | 0 | 0 | 0 | 0 | 0 | 0 | 0 | 0 | 0 | 0 | 0 | 0 | 0 | 0 | 0 | 0 | 0 | 0 | 0 | 0 | 0 | 0 | 0 | 0 | 0 | 0
F2_Commercial_School (WA)_Existing_Food Preparation_Natural Gas_Oven_E1 | F2 | Commercial | School (WA) | Existing | Food Preparation | Natural Gas | Oven | E1 | RVT - Cost of Operation | 0.0083363 | 0.008475 | 0.0086441 | 0.0088497 | 0.0090942 | 0.0094174 | 0.0097489 | 0.01007 | 0.010365 | 0.010648 | 0.01094 | 0.0112 | 0.011471 | 0.011722 | 0.011933 | 0.01212 | 0.012274 | 0.012418 | 0.012574 | 0.012716 | 0.012858 | 0.013085 | 0.013314 | 0.013551 | 0.013791 | 0.014036 | 0.014286
F2_Commercial_School (WA)_Existing_Food Preparation_Natural Gas_Oven_E2 | F2 | Commercial | School (WA) | Existing | Food Preparation | Natural Gas | Oven | E2 | RVT - Cost of Operation | 0.0059195 | 0.0060181 | 0.0061382 | 0.0062841 | 0.0064577 | 0.0066872 | 0.0069226 | 0.0071504 | 0.00736 | 0.0075613 | 0.0077681 | 0.0079528 | 0.0081455 | 0.0083236 | 0.0084736 | 0.0086065 | 0.0087155 | 0.0088182 | 0.0089285 | 0.0090296 | 0.0091307 | 0.0092917 | 0.0094542 | 0.0096222 | 0.0097931 | 0.0099671 | 0.010144
F2_Commercial_School (WA)_Existing_Food Preparation_Natural Gas_Oven_E3 | F2 | Commercial | School (WA) | Existing | Food Preparation | Natural Gas | Oven | E3 | RVT - Cost of Operation | 0 | 0 | 0 | 0 | 0 | 0 | 0 | 0 | 0 | 0 | 0 | 0 | 0 | 0 | 0 | 0 | 0 | 0 | 0 | 0 | 0 | 0 | 0 | 0 | 0 | 0 | 0
F2_Commercial_School (WA)_Existing_Food Preparation_Natural Gas_Oven_E4 | F2 | Commercial | School (WA) | Existing | Food Preparation | Natural Gas | Oven | E4 | RVT - Cost of Operation | 0 | 0 | 0 | 0 | 0 | 0 | 0 | 0 | 0 | 0 | 0 | 0 | 0 | 0 | 0 | 0 | 0 | 0 | 0 | 0 | 0 | 0 | 0 | 0 | 0 | 0 | 0
F2_Commercial_School (WA)_Existing_Food Preparation_Natural Gas_Oven_E5 | F2 | Commercial | School (WA) | Existing | Food Preparation | Natural Gas | Oven | E5 | RVT - Cost of Operation | 0 | 0 | 0 | 0 | 0 | 0 | 0 | 0 | 0 | 0 | 0 | 0 | 0 | 0 | 0 | 0 | 0 | 0 | 0 | 0 | 0 | 0 | 0 | 0 | 0 | 0 | 0
F2_Commercial_School (WA)_Existing_Food Preparation_Natural Gas_Oven_E6 | F2 | Commercial | School (WA) | Existing | Food Preparation | Natural Gas | Oven | E6 | RVT - Cost of Operation | 0 | 0 | 0 | 0 | 0 | 0 | 0 | 0 | 0 | 0 | 0 | 0 | 0 | 0 | 0 | 0 | 0 | 0 | 0 | 0 | 0 | 0 | 0 | 0 | 0 | 0 | 0
F2_Commercial_School (WA)_Existing_Food Preparation_Natural Gas_Oven_E7 | F2 | Commercial | School (WA) | Existing | Food Preparation | Natural Gas | Oven | E7 | RVT - Cost of Operation | 0 | 0 | 0 | 0 | 0 | 0 | 0 | 0 | 0 | 0 | 0 | 0 | 0 | 0 | 0 | 0 | 0 | 0 | 0 | 0 | 0 | 0 | 0 | 0 | 0 | 0 | 0
F2_Commercial_School (WA)_Existing_Food Preparation_Natural Gas_Oven_E8 | F2 | Commercial | School (WA) | Existing | Food Preparation | Natural Gas | Oven | E8 | RVT - Cost of Operation | 0 | 0 | 0 | 0 | 0 | 0 | 0 | 0 | 0 | 0 | 0 | 0 | 0 | 0 | 0 | 0 | 0 | 0 | 0 | 0 | 0 | 0 | 0 | 0 | 0 | 0 | 0
F2_Commercial_School (WA)_Existing_Food Preparation_Natural Gas_Oven_E9 | F2 | Commercial | School (WA) | Existing | Food Preparation | Natural Gas | Oven | E9 | RVT - Cost of Operation | 0 | 0 | 0 | 0 | 0 | 0 | 0 | 0 | 0 | 0 | 0 | 0 | 0 | 0 | 0 | 0 | 0 | 0 | 0 | 0 | 0 | 0 | 0 | 0 | 0 | 0 | 0
F2_Commercial_School (WA)_Existing_Food Preparation_Natural Gas_Oven_E10 | F2 | Commercial | School (WA) | Existing | Food Preparation | Natural Gas | Oven | E10 | RVT - Cost of Operation | 0 | 0 | 0 | 0 | 0 | 0 | 0 | 0 | 0 | 0 | 0 | 0 | 0 | 0 | 0 | 0 | 0 | 0 | 0 | 0 | 0 | 0 | 0 | 0 | 0 | 0 | 0
F3_Commercial_School (WA)_Existing_Food Preparation_Natural Gas_Oven_E1 | F3 | Commercial | School (WA) | Existing | Food Preparation | Natural Gas | Oven | E1 | System - kBTUs of Consumption | 2.0206 | 2.0206 | 2.0206 | 2.0206 | 2.0206 | 2.0206 | 2.0206 | 2.0206 | 2.0206 | 2.0206 | 2.0206 | 2.0206 | 2.0206 | 2.0206 | 2.0206 | 2.0206 | 2.0206 | 2.0206 | 2.0206 | 2.0206 | 2.0206 | 2.0206 | 2.0206 | 2.0206 | 2.0206 | 2.0206 | 2.0206
F3_Commercial_School (WA)_Existing_Food Preparation_Natural Gas_Oven_E2 | F3 | Commercial | School (WA) | Existing | Food Preparation | Natural Gas | Oven | E2 | System - kBTUs of Consumption | 1.4348 | 1.4348 | 1.4348 | 1.4348 | 1.4348 | 1.4348 | 1.4348 | 1.4348 | 1.4348 | 1.4348 | 1.4348 | 1.4348 | 1.4348 | 1.4348 | 1.4348 | 1.4348 | 1.4348 | 1.4348 | 1.4348 | 1.4348 | 1.4348 | 1.4348 | 1.4348 | 1.4348 | 1.4348 | 1.4348 | 1.4348
F3_Commercial_School (WA)_Existing_Food Preparation_Natural Gas_Oven_E3 | F3 | Commercial | School (WA) | Existing | Food Preparation | Natural Gas | Oven | E3 | System - kBTUs of Consumption | 0 | 0 | 0 | 0 | 0 | 0 | 0 | 0 | 0 | 0 | 0 | 0 | 0 | 0 | 0 | 0 | 0 | 0 | 0 | 0 | 0 | 0 | 0 | 0 | 0 | 0 | 0
F3_Commercial_School (WA)_Existing_Food Preparation_Natural Gas_Oven_E4 | F3 | Commercial | School (WA) | Existing | Food Preparation | Natural Gas | Oven | E4 | System - kBTUs of Consumption | 0 | 0 | 0 | 0 | 0 | 0 | 0 | 0 | 0 | 0 | 0 | 0 | 0 | 0 | 0 | 0 | 0 | 0 | 0 | 0 | 0 | 0 | 0 | 0 | 0 | 0 | 0
F3_Commercial_School (WA)_Existing_Food Preparation_Natural Gas_Oven_E5 | F3 | Commercial | School (WA) | Existing | Food Preparation | Natural Gas | Oven | E5 | System - kBTUs of Consumption | 0 | 0 | 0 | 0 | 0 | 0 | 0 | 0 | 0 | 0 | 0 | 0 | 0 | 0 | 0 | 0 | 0 | 0 | 0 | 0 | 0 | 0 | 0 | 0 | 0 | 0 | 0
F3_Commercial_School (WA)_Existing_Food Preparation_Natural Gas_Oven_E6 | F3 | Commercial | School (WA) | Existing | Food Preparation | Natural Gas | Oven | E6 | System - kBTUs of Consumption | 0 | 0 | 0 | 0 | 0 | 0 | 0 | 0 | 0 | 0 | 0 | 0 | 0 | 0 | 0 | 0 | 0 | 0 | 0 | 0 | 0 | 0 | 0 | 0 | 0 | 0 | 0
F3_Commercial_School (WA)_Existing_Food Preparation_Natural Gas_Oven_E7 | F3 | Commercial | School (WA) | Existing | Food Preparation | Natural Gas | Oven | E7 | System - kBTUs of Consumption | 0 | 0 | 0 | 0 | 0 | 0 | 0 | 0 | 0 | 0 | 0 | 0 | 0 | 0 | 0 | 0 | 0 | 0 | 0 | 0 | 0 | 0 | 0 | 0 | 0 | 0 | 0
F3_Commercial_School (WA)_Existing_Food Preparation_Natural Gas_Oven_E8 | F3 | Commercial | School (WA) | Existing | Food Preparation | Natural Gas | Oven | E8 | System - kBTUs of Consumption | 0 | 0 | 0 | 0 | 0 | 0 | 0 | 0 | 0 | 0 | 0 | 0 | 0 | 0 | 0 | 0 | 0 | 0 | 0 | 0 | 0 | 0 | 0 | 0 | 0 | 0 | 0
F3_Commercial_School (WA)_Existing_Food Preparation_Natural Gas_Oven_E9 | F3 | Commercial | School (WA) | Existing | Food Preparation | Natural Gas | Oven | E9 | System - kBTUs of Consumption | 0 | 0 | 0 | 0 | 0 | 0 | 0 | 0 | 0 | 0 | 0 | 0 | 0 | 0 | 0 | 0 | 0 | 0 | 0 | 0 | 0 | 0 | 0 | 0 | 0 | 0 | 0
F3_Commercial_School (WA)_Existing_Food Preparation_Natural Gas_Oven_E10 | F3 | Commercial | School (WA) | Existing | Food Preparation | Natural Gas | Oven | E10 | System - kBTUs of Consumption | 0 | 0 | 0 | 0 | 0 | 0 | 0 | 0 | 0 | 0 | 0 | 0 | 0 | 0 | 0 | 0 | 0 | 0 | 0 | 0 | 0 | 0 | 0 | 0 | 0 | 0 | 0
F4_Commercial_School (WA)_Existing_Food Preparation_Natural Gas_Oven_E1 | F4 | Commercial | School (WA) | Existing | Food Preparation | Natural Gas | Oven | E1 | Utility - Cost of Equipment | 0.00011846 | 0.00011846 | 0.00011846 | 0.00011846 | 0.00011846 | 0.00011846 | 0.00011846 | 0.00011846 | 0.00011846 | 0.00011846 | 0.00011846 | 0.00011846 | 0.00011846 | 0.00011846 | 0.00011846 | 0.00011846 | 0.00011846 | 0.00011846 | 0.00011846 | 0.00011846 | 0.00011846 | 0.00011846 | 0.00011846 | 0.00011846 | 0.00011846 | 0.00011846 | 0.00011846
F4_Commercial_School (WA)_Existing_Food Preparation_Natural Gas_Oven_E2 | F4 | Commercial | School (WA) | Existing | Food Preparation | Natural Gas | Oven | E2 | Utility - Cost of Equipment | 0.00016141 | 0.00016141 | 0.00016141 | 0.00016141 | 0.00016141 | 0.00016141 | 0.00016141 | 0.00016141 | 0.00016141 | 0.00016141 | 0.00016141 | 0.00016141 | 0.00016141 | 0.00016141 | 0.00016141 | 0.00016141 | 0.00016141 | 0.00016141 | 0.00016141 | 0.00016141 | 0.00016141 | 0.00016141 | 0.00016141 | 0.00016141 | 0.00016141 | 0.00016141 | 0.00016141
F4_Commercial_School (WA)_Existing_Food Preparation_Natural Gas_Oven_E3 | F4 | Commercial | School (WA) | Existing | Food Preparation | Natural Gas | Oven | E3 | Utility - Cost of Equipment | 0 | 0 | 0 | 0 | 0 | 0 | 0 | 0 | 0 | 0 | 0 | 0 | 0 | 0 | 0 | 0 | 0 | 0 | 0 | 0 | 0 | 0 | 0 | 0 | 0 | 0 | 0
F4_Commercial_School (WA)_Existing_Food Preparation_Natural Gas_Oven_E4 | F4 | Commercial | School (WA) | Existing | Food Preparation | Natural Gas | Oven | E4 | Utility - Cost of Equipment | 0 | 0 | 0 | 0 | 0 | 0 | 0 | 0 | 0 | 0 | 0 | 0 | 0 | 0 | 0 | 0 | 0 | 0 | 0 | 0 | 0 | 0 | 0 | 0 | 0 | 0 | 0
F4_Commercial_School (WA)_Existing_Food Preparation_Natural Gas_Oven_E5 | F4 | Commercial | School (WA) | Existing | Food Preparation | Natural Gas | Oven | E5 | Utility - Cost of Equipment | 0 | 0 | 0 | 0 | 0 | 0 | 0 | 0 | 0 | 0 | 0 | 0 | 0 | 0 | 0 | 0 | 0 | 0 | 0 | 0 | 0 | 0 | 0 | 0 | 0 | 0 | 0
F4_Commercial_School (WA)_Existing_Food Preparation_Natural Gas_Oven_E6 | F4 | Commercial | School (WA) | Existing | Food Preparation | Natural Gas | Oven | E6 | Utility - Cost of Equipment | 0 | 0 | 0 | 0 | 0 | 0 | 0 | 0 | 0 | 0 | 0 | 0 | 0 | 0 | 0 | 0 | 0 | 0 | 0 | 0 | 0 | 0 | 0 | 0 | 0 | 0 | 0
F4_Commercial_School (WA)_Existing_Food Preparation_Natural Gas_Oven_E7 | F4 | Commercial | School (WA) | Existing | Food Preparation | Natural Gas | Oven | E7 | Utility - Cost of Equipment | 0 | 0 | 0 | 0 | 0 | 0 | 0 | 0 | 0 | 0 | 0 | 0 | 0 | 0 | 0 | 0 | 0 | 0 | 0 | 0 | 0 | 0 | 0 | 0 | 0 | 0 | 0
F4_Commercial_School (WA)_Existing_Food Preparation_Natural Gas_Oven_E8 | F4 | Commercial | School (WA) | Existing | Food Preparation | Natural Gas | Oven | E8 | Utility - Cost of Equipment | 0 | 0 | 0 | 0 | 0 | 0 | 0 | 0 | 0 | 0 | 0 | 0 | 0 | 0 | 0 | 0 | 0 | 0 | 0 | 0 | 0 | 0 | 0 | 0 | 0 | 0 | 0
F4_Commercial_School (WA)_Existing_Food Preparation_Natural Gas_Oven_E9 | F4 | Commercial | School (WA) | Existing | Food Preparation | Natural Gas | Oven | E9 | Utility - Cost of Equipment | 0 | 0 | 0 | 0 | 0 | 0 | 0 | 0 | 0 | 0 | 0 | 0 | 0 | 0 | 0 | 0 | 0 | 0 | 0 | 0 | 0 | 0 | 0 | 0 | 0 | 0 | 0
F4_Commercial_School (WA)_Existing_Food Preparation_Natural Gas_Oven_E10 | F4 | Commercial | School (WA) | Existing | Food Preparation | Natural Gas | Oven | E10 | Utility - Cost of Equipment | 0 | 0 | 0 | 0 | 0 | 0 | 0 | 0 | 0 | 0 | 0 | 0 | 0 | 0 | 0 | 0 | 0 | 0 | 0 | 0 | 0 | 0 | 0 | 0 | 0 | 0 | 0
F5_Commercial_School (WA)_Existing_Food Preparation_Natural Gas_Oven_E1 | F5 | Commercial | School (WA) | Existing | Food Preparation | Natural Gas | Oven | E1 | Utility - Cost of Operation | 0.0070077 | 0.0071695 | 0.007373 | 0.0076131 | 0.0078923 | 0.0082443 | 0.0086111 | 0.0089767 | 0.0093294 | 0.0096869 | 0.0099659 | 0.010226 | 0.010505 | 0.010778 | 0.011018 | 0.011241 | 0.011437 | 0.01163 | 0.011838 | 0.012039 | 0.012246 | 0.012462 | 0.01268 | 0.012905 | 0.013135 | 0.013368 | 0.013605
F5_Commercial_School (WA)_Existing_Food Preparation_Natural Gas_Oven_E2 | F5 | Commercial | School (WA) | Existing | Food Preparation | Natural Gas | Oven | E2 | Utility - Cost of Operation | 0.0049762 | 0.005091 | 0.0052356 | 0.005406 | 0.0056043 | 0.0058543 | 0.0061147 | 0.0063743 | 0.0066247 | 0.0068786 | 0.0070768 | 0.0072611 | 0.0074598 | 0.0076534 | 0.0078241 | 0.0079822 | 0.0081216 | 0.0082586 | 0.008406 | 0.0085489 | 0.0086959 | 0.0088492 | 0.009004 | 0.009164 | 0.0093268 | 0.0094925 | 0.0096611
F5_Commercial_School (WA)_Existing_Food Preparation_Natural Gas_Oven_E3 | F5 | Commercial | School (WA) | Existing | Food Preparation | Natural Gas | Oven | E3 | Utility - Cost of Operation | 0 | 0 | 0 | 0 | 0 | 0 | 0 | 0 | 0 | 0 | 0 | 0 | 0 | 0 | 0 | 0 | 0 | 0 | 0 | 0 | 0 | 0 | 0 | 0 | 0 | 0 | 0
F5_Commercial_School (WA)_Existing_Food Preparation_Natural Gas_Oven_E4 | F5 | Commercial | School (WA) | Existing | Food Preparation | Natural Gas | Oven | E4 | Utility - Cost of Operation | 0 | 0 | 0 | 0 | 0 | 0 | 0 | 0 | 0 | 0 | 0 | 0 | 0 | 0 | 0 | 0 | 0 | 0 | 0 | 0 | 0 | 0 | 0 | 0 | 0 | 0 | 0
F5_Commercial_School (WA)_Existing_Food Preparation_Natural Gas_Oven_E5 | F5 | Commercial | School (WA) | Existing | Food Preparation | Natural Gas | Oven | E5 | Utility - Cost of Operation | 0 | 0 | 0 | 0 | 0 | 0 | 0 | 0 | 0 | 0 | 0 | 0 | 0 | 0 | 0 | 0 | 0 | 0 | 0 | 0 | 0 | 0 | 0 | 0 | 0 | 0 | 0
F5_Commercial_School (WA)_Existing_Food Preparation_Natural Gas_Oven_E6 | F5 | Commercial | School (WA) | Existing | Food Preparation | Natural Gas | Oven | E6 | Utility - Cost of Operation | 0 | 0 | 0 | 0 | 0 | 0 | 0 | 0 | 0 | 0 | 0 | 0 | 0 | 0 | 0 | 0 | 0 | 0 | 0 | 0 | 0 | 0 | 0 | 0 | 0 | 0 | 0
F5_Commercial_School (WA)_Existing_Food Preparation_Natural Gas_Oven_E7 | F5 | Commercial | School (WA) | Existing | Food Preparation | Natural Gas | Oven | E7 | Utility - Cost of Operation | 0 | 0 | 0 | 0 | 0 | 0 | 0 | 0 | 0 | 0 | 0 | 0 | 0 | 0 | 0 | 0 | 0 | 0 | 0 | 0 | 0 | 0 | 0 | 0 | 0 | 0 | 0
F5_Commercial_School (WA)_Existing_Food Preparation_Natural Gas_Oven_E8 | F5 | Commercial | School (WA) | Existing | Food Preparation | Natural Gas | Oven | E8 | Utility - Cost of Operation | 0 | 0 | 0 | 0 | 0 | 0 | 0 | 0 | 0 | 0 | 0 | 0 | 0 | 0 | 0 | 0 | 0 | 0 | 0 | 0 | 0 | 0 | 0 | 0 | 0 | 0 | 0
F5_Commercial_School (WA)_Existing_Food Preparation_Natural Gas_Oven_E9 | F5 | Commercial | School (WA) | Existing | Food Preparation | Natural Gas | Oven | E9 | Utility - Cost of Operation | 0 | 0 | 0 | 0 | 0 | 0 | 0 | 0 | 0 | 0 | 0 | 0 | 0 | 0 | 0 | 0 | 0 | 0 | 0 | 0 | 0 | 0 | 0 | 0 | 0 | 0 | 0
F5_Commercial_School (WA)_Existing_Food Preparation_Natural Gas_Oven_E10 | F5 | Commercial | School (WA) | Existing | Food Preparation | Natural Gas | Oven | E10 | Utility - Cost of Operation | 0 | 0 | 0 | 0 | 0 | 0 | 0 | 0 | 0 | 0 | 0 | 0 | 0 | 0 | 0 | 0 | 0 | 0 | 0 | 0 | 0 | 0 | 0 | 0 | 0 | 0 | 0
F6_Commercial_School (WA)_Existing_Food Preparation_Natural Gas_Oven_E1 | F6 | Commercial | School (WA) | Existing | Food Preparation | Natural Gas | Oven | E1 | Utility - Value of Sales | 0.0083363 | 0.008475 | 0.0086441 | 0.0088497 | 0.0090942 | 0.0094174 | 0.0097489 | 0.01007 | 0.010365 | 0.010648 | 0.01094 | 0.0112 | 0.011471 | 0.011722 | 0.011933 | 0.01212 | 0.012274 | 0.012418 | 0.012574 | 0.012716 | 0.012858 | 0.013085 | 0.013314 | 0.013551 | 0.013791 | 0.014036 | 0.014286
F6_Commercial_School (WA)_Existing_Food Preparation_Natural Gas_Oven_E2 | F6 | Commercial | School (WA) | Existing | Food Preparation | Natural Gas | Oven | E2 | Utility - Value of Sales | 0.0059195 | 0.0060181 | 0.0061382 | 0.0062841 | 0.0064577 | 0.0066872 | 0.0069226 | 0.0071504 | 0.00736 | 0.0075613 | 0.0077681 | 0.0079528 | 0.0081455 | 0.0083236 | 0.0084736 | 0.0086065 | 0.0087155 | 0.0088182 | 0.0089285 | 0.0090296 | 0.0091307 | 0.0092917 | 0.0094542 | 0.0096222 | 0.0097931 | 0.0099671 | 0.010144
F6_Commercial_School (WA)_Existing_Food Preparation_Natural Gas_Oven_E3 | F6 | Commercial | School (WA) | Existing | Food Preparation | Natural Gas | Oven | E3 | Utility - Value of Sales | 0 | 0 | 0 | 0 | 0 | 0 | 0 | 0 | 0 | 0 | 0 | 0 | 0 | 0 | 0 | 0 | 0 | 0 | 0 | 0 | 0 | 0 | 0 | 0 | 0 | 0 | 0
F6_Commercial_School (WA)_Existing_Food Preparation_Natural Gas_Oven_E4 | F6 | Commercial | School (WA) | Existing | Food Preparation | Natural Gas | Oven | E4 | Utility - Value of Sales | 0 | 0 | 0 | 0 | 0 | 0 | 0 | 0 | 0 | 0 | 0 | 0 | 0 | 0 | 0 | 0 | 0 | 0 | 0 | 0 | 0 | 0 | 0 | 0 | 0 | 0 | 0
F6_Commercial_School (WA)_Existing_Food Preparation_Natural Gas_Oven_E5 | F6 | Commercial | School (WA) | Existing | Food Preparation | Natural Gas | Oven | E5 | Utility - Value of Sales | 0 | 0 | 0 | 0 | 0 | 0 | 0 | 0 | 0 | 0 | 0 | 0 | 0 | 0 | 0 | 0 | 0 | 0 | 0 | 0 | 0 | 0 | 0 | 0 | 0 | 0 | 0
F6_Commercial_School (WA)_Existing_Food Preparation_Natural Gas_Oven_E6 | F6 | Commercial | School (WA) | Existing | Food Preparation | Natural Gas | Oven | E6 | Utility - Value of Sales | 0 | 0 | 0 | 0 | 0 | 0 | 0 | 0 | 0 | 0 | 0 | 0 | 0 | 0 | 0 | 0 | 0 | 0 | 0 | 0 | 0 | 0 | 0 | 0 | 0 | 0 | 0
F6_Commercial_School (WA)_Existing_Food Preparation_Natural Gas_Oven_E7 | F6 | Commercial | School (WA) | Existing | Food Preparation | Natural Gas | Oven | E7 | Utility - Value of Sales | 0 | 0 | 0 | 0 | 0 | 0 | 0 | 0 | 0 | 0 | 0 | 0 | 0 | 0 | 0 | 0 | 0 | 0 | 0 | 0 | 0 | 0 | 0 | 0 | 0 | 0 | 0
F6_Commercial_School (WA)_Existing_Food Preparation_Natural Gas_Oven_E8 | F6 | Commercial | School (WA) | Existing | Food Preparation | Natural Gas | Oven | E8 | Utility - Value of Sales | 0 | 0 | 0 | 0 | 0 | 0 | 0 | 0 | 0 | 0 | 0 | 0 | 0 | 0 | 0 | 0 | 0 | 0 | 0 | 0 | 0 | 0 | 0 | 0 | 0 | 0 | 0
F6_Commercial_School (WA)_Existing_Food Preparation_Natural Gas_Oven_E9 | F6 | Commercial | School (WA) | Existing | Food Preparation | Natural Gas | Oven | E9 | Utility - Value of Sales | 0 | 0 | 0 | 0 | 0 | 0 | 0 | 0 | 0 | 0 | 0 | 0 | 0 | 0 | 0 | 0 | 0 | 0 | 0 | 0 | 0 | 0 | 0 | 0 | 0 | 0 | 0
F6_Commercial_School (WA)_Existing_Food Preparation_Natural Gas_Oven_E10 | F6 | Commercial | School (WA) | Existing | Food Preparation | Natural Gas | Oven | E10 | Utility - Value of Sales | 0 | 0 | 0 | 0 | 0 | 0 | 0 | 0 | 0 | 0 | 0 | 0 | 0 | 0 | 0 | 0 | 0 | 0 | 0 | 0 | 0 | 0 | 0 | 0 | 0 | 0 | 0
F1_Commercial_School (WA)_Existing_Food Preparation_Natural Gas_Conveyor Oven_E1 | F1 | Commercial | School (WA) | Existing | Food Preparation | Natural Gas | Conveyor Oven | E1 | RVT - Cost of Equipment | 6.8622e-05 | 6.8622e-05 | 6.8622e-05 | 6.8622e-05 | 6.8622e-05 | 6.8622e-05 | 6.8622e-05 | 6.8622e-05 | 6.8622e-05 | 6.8622e-05 | 6.8622e-05 | 6.8622e-05 | 6.8622e-05 | 6.8622e-05 | 6.8622e-05 | 6.8622e-05 | 6.8622e-05 | 6.8622e-05 | 6.8622e-05 | 6.8622e-05 | 6.8622e-05 | 6.8622e-05 | 6.8622e-05 | 6.8622e-05 | 6.8622e-05 | 6.8622e-05 | 6.8622e-05
F1_Commercial_School (WA)_Existing_Food Preparation_Natural Gas_Conveyor Oven_E2 | F1 | Commercial | School (WA) | Existing | Food Preparation | Natural Gas | Conveyor Oven | E2 | RVT - Cost of Equipment | 0.00014538 | 0.00014538 | 0.00014538 | 0.00014538 | 0.00014538 | 0.00014538 | 0.00014538 | 0.00014538 | 0.00014538 | 0.00014538 | 0.00014538 | 0.00014538 | 0.00014538 | 0.00014538 | 0.00014538 | 0.00014538 | 0.00014538 | 0.00014538 | 0.00014538 | 0.00014538 | 0.00014538 | 0.00014538 | 0.00014538 | 0.00014538 | 0.00014538 | 0.00014538 | 0.00014538
F1_Commercial_School (WA)_Existing_Food Preparation_Natural Gas_Conveyor Oven_E3 | F1 | Commercial | School (WA) | Existing | Food Preparation | Natural Gas | Conveyor Oven | E3 | RVT - Cost of Equipment | 0 | 0 | 0 | 0 | 0 | 0 | 0 | 0 | 0 | 0 | 0 | 0 | 0 | 0 | 0 | 0 | 0 | 0 | 0 | 0 | 0 | 0 | 0 | 0 | 0 | 0 | 0
F1_Commercial_School (WA)_Existing_Food Preparation_Natural Gas_Conveyor Oven_E4 | F1 | Commercial | School (WA) | Existing | Food Preparation | Natural Gas | Conveyor Oven | E4 | RVT - Cost of Equipment | 0 | 0 | 0 | 0 | 0 | 0 | 0 | 0 | 0 | 0 | 0 | 0 | 0 | 0 | 0 | 0 | 0 | 0 | 0 | 0 | 0 | 0 | 0 | 0 | 0 | 0 | 0
F1_Commercial_School (WA)_Existing_Food Preparation_Natural Gas_Conveyor Oven_E5 | F1 | Commercial | School (WA) | Existing | Food Preparation | Natural Gas | Conveyor Oven | E5 | RVT - Cost of Equipment | 0 | 0 | 0 | 0 | 0 | 0 | 0 | 0 | 0 | 0 | 0 | 0 | 0 | 0 | 0 | 0 | 0 | 0 | 0 | 0 | 0 | 0 | 0 | 0 | 0 | 0 | 0
F1_Commercial_School (WA)_Existing_Food Preparation_Natural Gas_Conveyor Oven_E6 | F1 | Commercial | School (WA) | Existing | Food Preparation | Natural Gas | Conveyor Oven | E6 | RVT - Cost of Equipment | 0 | 0 | 0 | 0 | 0 | 0 | 0 | 0 | 0 | 0 | 0 | 0 | 0 | 0 | 0 | 0 | 0 | 0 | 0 | 0 | 0 | 0 | 0 | 0 | 0 | 0 | 0
F1_Commercial_School (WA)_Existing_Food Preparation_Natural Gas_Conveyor Oven_E7 | F1 | Commercial | School (WA) | Existing | Food Preparation | Natural Gas | Conveyor Oven | E7 | RVT - Cost of Equipment | 0 | 0 | 0 | 0 | 0 | 0 | 0 | 0 | 0 | 0 | 0 | 0 | 0 | 0 | 0 | 0 | 0 | 0 | 0 | 0 | 0 | 0 | 0 | 0 | 0 | 0 | 0
F1_Commercial_School (WA)_Existing_Food Preparation_Natural Gas_Conveyor Oven_E8 | F1 | Commercial | School (WA) | Existing | Food Preparation | Natural Gas | Conveyor Oven | E8 | RVT - Cost of Equipment | 0 | 0 | 0 | 0 | 0 | 0 | 0 | 0 | 0 | 0 | 0 | 0 | 0 | 0 | 0 | 0 | 0 | 0 | 0 | 0 | 0 | 0 | 0 | 0 | 0 | 0 | 0
F1_Commercial_School (WA)_Existing_Food Preparation_Natural Gas_Conveyor Oven_E9 | F1 | Commercial | School (WA) | Existing | Food Preparation | Natural Gas | Conveyor Oven | E9 | RVT - Cost of Equipment | 0 | 0 | 0 | 0 | 0 | 0 | 0 | 0 | 0 | 0 | 0 | 0 | 0 | 0 | 0 | 0 | 0 | 0 | 0 | 0 | 0 | 0 | 0 | 0 | 0 | 0 | 0
F1_Commercial_School (WA)_Existing_Food Preparation_Natural Gas_Conveyor Oven_E10 | F1 | Commercial | School (WA) | Existing | Food Preparation | Natural Gas | Conveyor Oven | E10 | RVT - Cost of Equipment | 0 | 0 | 0 | 0 | 0 | 0 | 0 | 0 | 0 | 0 | 0 | 0 | 0 | 0 | 0 | 0 | 0 | 0 | 0 | 0 | 0 | 0 | 0 | 0 | 0 | 0 | 0
F2_Commercial_School (WA)_Existing_Food Preparation_Natural Gas_Conveyor Oven_E1 | F2 | Commercial | School (WA) | Existing | Food Preparation | Natural Gas | Conveyor Oven | E1 | RVT - Cost of Operation | 0.014503 | 0.014812 | 0.01515 | 0.015515 | 0.015911 | 0.016378 | 0.016834 | 0.017269 | 0.017667 | 0.018059 | 0.018468 | 0.01885 | 0.019257 | 0.019653 | 0.020005 | 0.020332 | 0.020621 | 0.020903 | 0.021198 | 0.021481 | 0.021766 | 0.022151 | 0.02254 | 0.022941 | 0.023348 | 0.023763 | 0.024185
F2_Commercial_School (WA)_Existing_Food Preparation_Natural Gas_Conveyor Oven_E2 | F2 | Commercial | School (WA) | Existing | Food Preparation | Natural Gas | Conveyor Oven | E2 | RVT - Cost of Operation | 0.011526 | 0.011772 | 0.01204 | 0.01233 | 0.012645 | 0.013016 | 0.013379 | 0.013724 | 0.014041 | 0.014352 | 0.014677 | 0.014981 | 0.015304 | 0.015619 | 0.015899 | 0.016158 | 0.016389 | 0.016612 | 0.016847 | 0.017072 | 0.017298 | 0.017604 | 0.017913 | 0.018232 | 0.018556 | 0.018885 | 0.019221
F2_Commercial_School (WA)_Existing_Food Preparation_Natural Gas_Conveyor Oven_E3 | F2 | Commercial | School (WA) | Existing | Food Preparation | Natural Gas | Conveyor Oven | E3 | RVT - Cost of Operation | 0 | 0 | 0 | 0 | 0 | 0 | 0 | 0 | 0 | 0 | 0 | 0 | 0 | 0 | 0 | 0 | 0 | 0 | 0 | 0 | 0 | 0 | 0 | 0 | 0 | 0 | 0
F2_Commercial_School (WA)_Existing_Food Preparation_Natural Gas_Conveyor Oven_E4 | F2 | Commercial | School (WA) | Existing | Food Preparation | Natural Gas | Conveyor Oven | E4 | RVT - Cost of Operation | 0 | 0 | 0 | 0 | 0 | 0 | 0 | 0 | 0 | 0 | 0 | 0 | 0 | 0 | 0 | 0 | 0 | 0 | 0 | 0 | 0 | 0 | 0 | 0 | 0 | 0 | 0
F2_Commercial_School (WA)_Existing_Food Preparation_Natural Gas_Conveyor Oven_E5 | F2 | Commercial | School (WA) | Existing | Food Preparation | Natural Gas | Conveyor Oven | E5 | RVT - Cost of Operation | 0 | 0 | 0 | 0 | 0 | 0 | 0 | 0 | 0 | 0 | 0 | 0 | 0 | 0 | 0 | 0 | 0 | 0 | 0 | 0 | 0 | 0 | 0 | 0 | 0 | 0 | 0
F2_Commercial_School (WA)_Existing_Food Preparation_Natural Gas_Conveyor Oven_E6 | F2 | Commercial | School (WA) | Existing | Food Preparation | Natural Gas | Conveyor Oven | E6 | RVT - Cost of Operation | 0 | 0 | 0 | 0 | 0 | 0 | 0 | 0 | 0 | 0 | 0 | 0 | 0 | 0 | 0 | 0 | 0 | 0 | 0 | 0 | 0 | 0 | 0 | 0 | 0 | 0 | 0
F2_Commercial_School (WA)_Existing_Food Preparation_Natural Gas_Conveyor Oven_E7 | F2 | Commercial | School (WA) | Existing | Food Preparation | Natural Gas | Conveyor Oven | E7 | RVT - Cost of Operation | 0 | 0 | 0 | 0 | 0 | 0 | 0 | 0 | 0 | 0 | 0 | 0 | 0 | 0 | 0 | 0 | 0 | 0 | 0 | 0 | 0 | 0 | 0 | 0 | 0 | 0 | 0
F2_Commercial_School (WA)_Existing_Food Preparation_Natural Gas_Conveyor Oven_E8 | F2 | Commercial | School (WA) | Existing | Food Preparation | Natural Gas | Conveyor Oven | E8 | RVT - Cost of Operation | 0 | 0 | 0 | 0 | 0 | 0 | 0 | 0 | 0 | 0 | 0 | 0 | 0 | 0 | 0 | 0 | 0 | 0 | 0 | 0 | 0 | 0 | 0 | 0 | 0 | 0 | 0
F2_Commercial_School (WA)_Existing_Food Preparation_Natural Gas_Conveyor Oven_E9 | F2 | Commercial | School (WA) | Existing | Food Preparation | Natural Gas | Conveyor Oven | E9 | RVT - Cost of Operation | 0 | 0 | 0 | 0 | 0 | 0 | 0 | 0 | 0 | 0 | 0 | 0 | 0 | 0 | 0 | 0 | 0 | 0 | 0 | 0 | 0 | 0 | 0 | 0 | 0 | 0 | 0
F2_Commercial_School (WA)_Existing_Food Preparation_Natural Gas_Conveyor Oven_E10 | F2 | Commercial | School (WA) | Existing | Food Preparation | Natural Gas | Conveyor Oven | E10 | RVT - Cost of Operation | 0 | 0 | 0 | 0 | 0 | 0 | 0 | 0 | 0 | 0 | 0 | 0 | 0 | 0 | 0 | 0 | 0 | 0 | 0 | 0 | 0 | 0 | 0 | 0 | 0 | 0 | 0
F3_Commercial_School (WA)_Existing_Food Preparation_Natural Gas_Conveyor Oven_E1 | F3 | Commercial | School (WA) | Existing | Food Preparation | Natural Gas | Conveyor Oven | E1 | System - kBTUs of Consumption | 3.261 | 3.261 | 3.261 | 3.261 | 3.261 | 3.261 | 3.261 | 3.261 | 3.261 | 3.261 | 3.261 | 3.261 | 3.261 | 3.261 | 3.261 | 3.261 | 3.261 | 3.261 | 3.261 | 3.261 | 3.261 | 3.261 | 3.261 | 3.261 | 3.261 | 3.261 | 3.261
F3_Commercial_School (WA)_Existing_Food Preparation_Natural Gas_Conveyor Oven_E2 | F3 | Commercial | School (WA) | Existing | Food Preparation | Natural Gas | Conveyor Oven | E2 | System - kBTUs of Consumption | 2.5916 | 2.5916 | 2.5916 | 2.5916 | 2.5916 | 2.5916 | 2.5916 | 2.5916 | 2.5916 | 2.5916 | 2.5916 | 2.5916 | 2.5916 | 2.5916 | 2.5916 | 2.5916 | 2.5916 | 2.5916 | 2.5916 | 2.5916 | 2.5916 | 2.5916 | 2.5916 | 2.5916 | 2.5916 | 2.5916 | 2.5916
F3_Commercial_School (WA)_Existing_Food Preparation_Natural Gas_Conveyor Oven_E3 | F3 | Commercial | School (WA) | Existing | Food Preparation | Natural Gas | Conveyor Oven | E3 | System - kBTUs of Consumption | 0 | 0 | 0 | 0 | 0 | 0 | 0 | 0 | 0 | 0 | 0 | 0 | 0 | 0 | 0 | 0 | 0 | 0 | 0 | 0 | 0 | 0 | 0 | 0 | 0 | 0 | 0
F3_Commercial_School (WA)_Existing_Food Preparation_Natural Gas_Conveyor Oven_E4 | F3 | Commercial | School (WA) | Existing | Food Preparation | Natural Gas | Conveyor Oven | E4 | System - kBTUs of Consumption | 0 | 0 | 0 | 0 | 0 | 0 | 0 | 0 | 0 | 0 | 0 | 0 | 0 | 0 | 0 | 0 | 0 | 0 | 0 | 0 | 0 | 0 | 0 | 0 | 0 | 0 | 0
F3_Commercial_School (WA)_Existing_Food Preparation_Natural Gas_Conveyor Oven_E5 | F3 | Commercial | School (WA) | Existing | Food Preparation | Natural Gas | Conveyor Oven | E5 | System - kBTUs of Consumption | 0 | 0 | 0 | 0 | 0 | 0 | 0 | 0 | 0 | 0 | 0 | 0 | 0 | 0 | 0 | 0 | 0 | 0 | 0 | 0 | 0 | 0 | 0 | 0 | 0 | 0 | 0
F3_Commercial_School (WA)_Existing_Food Preparation_Natural Gas_Conveyor Oven_E6 | F3 | Commercial | School (WA) | Existing | Food Preparation | Natural Gas | Conveyor Oven | E6 | System - kBTUs of Consumption | 0 | 0 | 0 | 0 | 0 | 0 | 0 | 0 | 0 | 0 | 0 | 0 | 0 | 0 | 0 | 0 | 0 | 0 | 0 | 0 | 0 | 0 | 0 | 0 | 0 | 0 | 0
F3_Commercial_School (WA)_Existing_Food Preparation_Natural Gas_Conveyor Oven_E7 | F3 | Commercial | School (WA) | Existing | Food Preparation | Natural Gas | Conveyor Oven | E7 | System - kBTUs of Consumption | 0 | 0 | 0 | 0 | 0 | 0 | 0 | 0 | 0 | 0 | 0 | 0 | 0 | 0 | 0 | 0 | 0 | 0 | 0 | 0 | 0 | 0 | 0 | 0 | 0 | 0 | 0
F3_Commercial_School (WA)_Existing_Food Preparation_Natural Gas_Conveyor Oven_E8 | F3 | Commercial | School (WA) | Existing | Food Preparation | Natural Gas | Conveyor Oven | E8 | System - kBTUs of Consumption | 0 | 0 | 0 | 0 | 0 | 0 | 0 | 0 | 0 | 0 | 0 | 0 | 0 | 0 | 0 | 0 | 0 | 0 | 0 | 0 | 0 | 0 | 0 | 0 | 0 | 0 | 0
F3_Commercial_School (WA)_Existing_Food Preparation_Natural Gas_Conveyor Oven_E9 | F3 | Commercial | School (WA) | Existing | Food Preparation | Natural Gas | Conveyor Oven | E9 | System - kBTUs of Consumption | 0 | 0 | 0 | 0 | 0 | 0 | 0 | 0 | 0 | 0 | 0 | 0 | 0 | 0 | 0 | 0 | 0 | 0 | 0 | 0 | 0 | 0 | 0 | 0 | 0 | 0 | 0
F3_Commercial_School (WA)_Existing_Food Preparation_Natural Gas_Conveyor Oven_E10 | F3 | Commercial | School (WA) | Existing | Food Preparation | Natural Gas | Conveyor Oven | E10 | System - kBTUs of Consumption | 0 | 0 | 0 | 0 | 0 | 0 | 0 | 0 | 0 | 0 | 0 | 0 | 0 | 0 | 0 | 0 | 0 | 0 | 0 | 0 | 0 | 0 | 0 | 0 | 0 | 0 | 0
F4_Commercial_School (WA)_Existing_Food Preparation_Natural Gas_Conveyor Oven_E1 | F4 | Commercial | School (WA) | Existing | Food Preparation | Natural Gas | Conveyor Oven | E1 | Utility - Cost of Equipment | 6.8622e-05 | 6.8622e-05 | 6.8622e-05 | 6.8622e-05 | 6.8622e-05 | 6.8622e-05 | 6.8622e-05 | 6.8622e-05 | 6.8622e-05 | 6.8622e-05 | 6.8622e-05 | 6.8622e-05 | 6.8622e-05 | 6.8622e-05 | 6.8622e-05 | 6.8622e-05 | 6.8622e-05 | 6.8622e-05 | 6.8622e-05 | 6.8622e-05 | 6.8622e-05 | 6.8622e-05 | 6.8622e-05 | 6.8622e-05 | 6.8622e-05 | 6.8622e-05 | 6.8622e-05
F4_Commercial_School (WA)_Existing_Food Preparation_Natural Gas_Conveyor Oven_E2 | F4 | Commercial | School (WA) | Existing | Food Preparation | Natural Gas | Conveyor Oven | E2 | Utility - Cost of Equipment | 0.00014538 | 0.00014538 | 0.00014538 | 0.00014538 | 0.00014538 | 0.00014538 | 0.00014538 | 0.00014538 | 0.00014538 | 0.00014538 | 0.00014538 | 0.00014538 | 0.00014538 | 0.00014538 | 0.00014538 | 0.00014538 | 0.00014538 | 0.00014538 | 0.00014538 | 0.00014538 | 0.00014538 | 0.00014538 | 0.00014538 | 0.00014538 | 0.00014538 | 0.00014538 | 0.00014538
F4_Commercial_School (WA)_Existing_Food Preparation_Natural Gas_Conveyor Oven_E3 | F4 | Commercial | School (WA) | Existing | Food Preparation | Natural Gas | Conveyor Oven | E3 | Utility - Cost of Equipment | 0 | 0 | 0 | 0 | 0 | 0 | 0 | 0 | 0 | 0 | 0 | 0 | 0 | 0 | 0 | 0 | 0 | 0 | 0 | 0 | 0 | 0 | 0 | 0 | 0 | 0 | 0
F4_Commercial_School (WA)_Existing_Food Preparation_Natural Gas_Conveyor Oven_E4 | F4 | Commercial | School (WA) | Existing | Food Preparation | Natural Gas | Conveyor Oven | E4 | Utility - Cost of Equipment | 0 | 0 | 0 | 0 | 0 | 0 | 0 | 0 | 0 | 0 | 0 | 0 | 0 | 0 | 0 | 0 | 0 | 0 | 0 | 0 | 0 | 0 | 0 | 0 | 0 | 0 | 0
F4_Commercial_School (WA)_Existing_Food Preparation_Natural Gas_Conveyor Oven_E5 | F4 | Commercial | School (WA) | Existing | Food Preparation | Natural Gas | Conveyor Oven | E5 | Utility - Cost of Equipment | 0 | 0 | 0 | 0 | 0 | 0 | 0 | 0 | 0 | 0 | 0 | 0 | 0 | 0 | 0 | 0 | 0 | 0 | 0 | 0 | 0 | 0 | 0 | 0 | 0 | 0 | 0
F4_Commercial_School (WA)_Existing_Food Preparation_Natural Gas_Conveyor Oven_E6 | F4 | Commercial | School (WA) | Existing | Food Preparation | Natural Gas | Conveyor Oven | E6 | Utility - Cost of Equipment | 0 | 0 | 0 | 0 | 0 | 0 | 0 | 0 | 0 | 0 | 0 | 0 | 0 | 0 | 0 | 0 | 0 | 0 | 0 | 0 | 0 | 0 | 0 | 0 | 0 | 0 | 0
F4_Commercial_School (WA)_Existing_Food Preparation_Natural Gas_Conveyor Oven_E7 | F4 | Commercial | School (WA) | Existing | Food Preparation | Natural Gas | Conveyor Oven | E7 | Utility - Cost of Equipment | 0 | 0 | 0 | 0 | 0 | 0 | 0 | 0 | 0 | 0 | 0 | 0 | 0 | 0 | 0 | 0 | 0 | 0 | 0 | 0 | 0 | 0 | 0 | 0 | 0 | 0 | 0
F4_Commercial_School (WA)_Existing_Food Preparation_Natural Gas_Conveyor Oven_E8 | F4 | Commercial | School (WA) | Existing | Food Preparation | Natural Gas | Conveyor Oven | E8 | Utility - Cost of Equipment | 0 | 0 | 0 | 0 | 0 | 0 | 0 | 0 | 0 | 0 | 0 | 0 | 0 | 0 | 0 | 0 | 0 | 0 | 0 | 0 | 0 | 0 | 0 | 0 | 0 | 0 | 0
F4_Commercial_School (WA)_Existing_Food Preparation_Natural Gas_Conveyor Oven_E9 | F4 | Commercial | School (WA) | Existing | Food Preparation | Natural Gas | Conveyor Oven | E9 | Utility - Cost of Equipment | 0 | 0 | 0 | 0 | 0 | 0 | 0 | 0 | 0 | 0 | 0 | 0 | 0 | 0 | 0 | 0 | 0 | 0 | 0 | 0 | 0 | 0 | 0 | 0 | 0 | 0 | 0
F4_Commercial_School (WA)_Existing_Food Preparation_Natural Gas_Conveyor Oven_E10 | F4 | Commercial | School (WA) | Existing | Food Preparation | Natural Gas | Conveyor Oven | E10 | Utility - Cost of Equipment | 0 | 0 | 0 | 0 | 0 | 0 | 0 | 0 | 0 | 0 | 0 | 0 | 0 | 0 | 0 | 0 | 0 | 0 | 0 | 0 | 0 | 0 | 0 | 0 | 0 | 0 | 0
F5_Commercial_School (WA)_Existing_Food Preparation_Natural Gas_Conveyor Oven_E1 | F5 | Commercial | School (WA) | Existing | Food Preparation | Natural Gas | Conveyor Oven | E1 | Utility - Cost of Operation | 0.01251 | 0.012846 | 0.013215 | 0.013619 | 0.014062 | 0.014578 | 0.015101 | 0.015617 | 0.016115 | 0.01662 | 0.017037 | 0.017432 | 0.017854 | 0.01827 | 0.018651 | 0.019014 | 0.019348 | 0.01968 | 0.02003 | 0.020376 | 0.02073 | 0.021096 | 0.021467 | 0.021848 | 0.022236 | 0.022631 | 0.023033
F5_Commercial_School (WA)_Existing_Food Preparation_Natural Gas_Conveyor Oven_E2 | F5 | Commercial | School (WA) | Existing | Food Preparation | Natural Gas | Conveyor Oven | E2 | Utility - Cost of Operation | 0.0099424 | 0.010209 | 0.010502 | 0.010824 | 0.011175 | 0.011585 | 0.012001 | 0.012411 | 0.012807 | 0.013209 | 0.01354 | 0.013854 | 0.014189 | 0.01452 | 0.014823 | 0.015111 | 0.015376 | 0.01564 | 0.015919 | 0.016193 | 0.016475 | 0.016766 | 0.01706 | 0.017364 | 0.017672 | 0.017986 | 0.018305
F5_Commercial_School (WA)_Existing_Food Preparation_Natural Gas_Conveyor Oven_E3 | F5 | Commercial | School (WA) | Existing | Food Preparation | Natural Gas | Conveyor Oven | E3 | Utility - Cost of Operation | 0 | 0 | 0 | 0 | 0 | 0 | 0 | 0 | 0 | 0 | 0 | 0 | 0 | 0 | 0 | 0 | 0 | 0 | 0 | 0 | 0 | 0 | 0 | 0 | 0 | 0 | 0
F5_Commercial_School (WA)_Existing_Food Preparation_Natural Gas_Conveyor Oven_E4 | F5 | Commercial | School (WA) | Existing | Food Preparation | Natural Gas | Conveyor Oven | E4 | Utility - Cost of Operation | 0 | 0 | 0 | 0 | 0 | 0 | 0 | 0 | 0 | 0 | 0 | 0 | 0 | 0 | 0 | 0 | 0 | 0 | 0 | 0 | 0 | 0 | 0 | 0 | 0 | 0 | 0
F5_Commercial_School (WA)_Existing_Food Preparation_Natural Gas_Conveyor Oven_E5 | F5 | Commercial | School (WA) | Existing | Food Preparation | Natural Gas | Conveyor Oven | E5 | Utility - Cost of Operation | 0 | 0 | 0 | 0 | 0 | 0 | 0 | 0 | 0 | 0 | 0 | 0 | 0 | 0 | 0 | 0 | 0 | 0 | 0 | 0 | 0 | 0 | 0 | 0 | 0 | 0 | 0
F5_Commercial_School (WA)_Existing_Food Preparation_Natural Gas_Conveyor Oven_E6 | F5 | Commercial | School (WA) | Existing | Food Preparation | Natural Gas | Conveyor Oven | E6 | Utility - Cost of Operation | 0 | 0 | 0 | 0 | 0 | 0 | 0 | 0 | 0 | 0 | 0 | 0 | 0 | 0 | 0 | 0 | 0 | 0 | 0 | 0 | 0 | 0 | 0 | 0 | 0 | 0 | 0
F5_Commercial_School (WA)_Existing_Food Preparation_Natural Gas_Conveyor Oven_E7 | F5 | Commercial | School (WA) | Existing | Food Preparation | Natural Gas | Conveyor Oven | E7 | Utility - Cost of Operation | 0 | 0 | 0 | 0 | 0 | 0 | 0 | 0 | 0 | 0 | 0 | 0 | 0 | 0 | 0 | 0 | 0 | 0 | 0 | 0 | 0 | 0 | 0 | 0 | 0 | 0 | 0
F5_Commercial_School (WA)_Existing_Food Preparation_Natural Gas_Conveyor Oven_E8 | F5 | Commercial | School (WA) | Existing | Food Preparation | Natural Gas | Conveyor Oven | E8 | Utility - Cost of Operation | 0 | 0 | 0 | 0 | 0 | 0 | 0 | 0 | 0 | 0 | 0 | 0 | 0 | 0 | 0 | 0 | 0 | 0 | 0 | 0 | 0 | 0 | 0 | 0 | 0 | 0 | 0
F5_Commercial_School (WA)_Existing_Food Preparation_Natural Gas_Conveyor Oven_E9 | F5 | Commercial | School (WA) | Existing | Food Preparation | Natural Gas | Conveyor Oven | E9 | Utility - Cost of Operation | 0 | 0 | 0 | 0 | 0 | 0 | 0 | 0 | 0 | 0 | 0 | 0 | 0 | 0 | 0 | 0 | 0 | 0 | 0 | 0 | 0 | 0 | 0 | 0 | 0 | 0 | 0
F5_Commercial_School (WA)_Existing_Food Preparation_Natural Gas_Conveyor Oven_E10 | F5 | Commercial | School (WA) | Existing | Food Preparation | Natural Gas | Conveyor Oven | E10 | Utility - Cost of Operation | 0 | 0 | 0 | 0 | 0 | 0 | 0 | 0 | 0 | 0 | 0 | 0 | 0 | 0 | 0 | 0 | 0 | 0 | 0 | 0 | 0 | 0 | 0 | 0 | 0 | 0 | 0
F6_Commercial_School (WA)_Existing_Food Preparation_Natural Gas_Conveyor Oven_E1 | F6 | Commercial | School (WA) | Existing | Food Preparation | Natural Gas | Conveyor Oven | E1 | Utility - Value of Sales | 0.014503 | 0.014812 | 0.01515 | 0.015515 | 0.015911 | 0.016378 | 0.016834 | 0.017269 | 0.017667 | 0.018059 | 0.018468 | 0.01885 | 0.019257 | 0.019653 | 0.020005 | 0.020332 | 0.020621 | 0.020903 | 0.021198 | 0.021481 | 0.021766 | 0.022151 | 0.02254 | 0.022941 | 0.023348 | 0.023763 | 0.024185
F6_Commercial_School (WA)_Existing_Food Preparation_Natural Gas_Conveyor Oven_E2 | F6 | Commercial | School (WA) | Existing | Food Preparation | Natural Gas | Conveyor Oven | E2 | Utility - Value of Sales | 0.011526 | 0.011772 | 0.01204 | 0.01233 | 0.012645 | 0.013016 | 0.013379 | 0.013724 | 0.014041 | 0.014352 | 0.014677 | 0.014981 | 0.015304 | 0.015619 | 0.015899 | 0.016158 | 0.016389 | 0.016612 | 0.016847 | 0.017072 | 0.017298 | 0.017604 | 0.017913 | 0.018232 | 0.018556 | 0.018885 | 0.019221
F6_Commercial_School (WA)_Existing_Food Preparation_Natural Gas_Conveyor Oven_E3 | F6 | Commercial | School (WA) | Existing | Food Preparation | Natural Gas | Conveyor Oven | E3 | Utility - Value of Sales | 0 | 0 | 0 | 0 | 0 | 0 | 0 | 0 | 0 | 0 | 0 | 0 | 0 | 0 | 0 | 0 | 0 | 0 | 0 | 0 | 0 | 0 | 0 | 0 | 0 | 0 | 0
F6_Commercial_School (WA)_Existing_Food Preparation_Natural Gas_Conveyor Oven_E4 | F6 | Commercial | School (WA) | Existing | Food Preparation | Natural Gas | Conveyor Oven | E4 | Utility - Value of Sales | 0 | 0 | 0 | 0 | 0 | 0 | 0 | 0 | 0 | 0 | 0 | 0 | 0 | 0 | 0 | 0 | 0 | 0 | 0 | 0 | 0 | 0 | 0 | 0 | 0 | 0 | 0
F6_Commercial_School (WA)_Existing_Food Preparation_Natural Gas_Conveyor Oven_E5 | F6 | Commercial | School (WA) | Existing | Food Preparation | Natural Gas | Conveyor Oven | E5 | Utility - Value of Sales | 0 | 0 | 0 | 0 | 0 | 0 | 0 | 0 | 0 | 0 | 0 | 0 | 0 | 0 | 0 | 0 | 0 | 0 | 0 | 0 | 0 | 0 | 0 | 0 | 0 | 0 | 0
F6_Commercial_School (WA)_Existing_Food Preparation_Natural Gas_Conveyor Oven_E6 | F6 | Commercial | School (WA) | Existing | Food Preparation | Natural Gas | Conveyor Oven | E6 | Utility - Value of Sales | 0 | 0 | 0 | 0 | 0 | 0 | 0 | 0 | 0 | 0 | 0 | 0 | 0 | 0 | 0 | 0 | 0 | 0 | 0 | 0 | 0 | 0 | 0 | 0 | 0 | 0 | 0
F6_Commercial_School (WA)_Existing_Food Preparation_Natural Gas_Conveyor Oven_E7 | F6 | Commercial | School (WA) | Existing | Food Preparation | Natural Gas | Conveyor Oven | E7 | Utility - Value of Sales | 0 | 0 | 0 | 0 | 0 | 0 | 0 | 0 | 0 | 0 | 0 | 0 | 0 | 0 | 0 | 0 | 0 | 0 | 0 | 0 | 0 | 0 | 0 | 0 | 0 | 0 | 0
F6_Commercial_School (WA)_Existing_Food Preparation_Natural Gas_Conveyor Oven_E8 | F6 | Commercial | School (WA) | Existing | Food Preparation | Natural Gas | Conveyor Oven | E8 | Utility - Value of Sales | 0 | 0 | 0 | 0 | 0 | 0 | 0 | 0 | 0 | 0 | 0 | 0 | 0 | 0 | 0 | 0 | 0 | 0 | 0 | 0 | 0 | 0 | 0 | 0 | 0 | 0 | 0
F6_Commercial_School (WA)_Existing_Food Preparation_Natural Gas_Conveyor Oven_E9 | F6 | Commercial | School (WA) | Existing | Food Preparation | Natural Gas | Conveyor Oven | E9 | Utility - Value of Sales | 0 | 0 | 0 | 0 | 0 | 0 | 0 | 0 | 0 | 0 | 0 | 0 | 0 | 0 | 0 | 0 | 0 | 0 | 0 | 0 | 0 | 0 | 0 | 0 | 0 | 0 | 0
F6_Commercial_School (WA)_Existing_Food Preparation_Natural Gas_Conveyor Oven_E10 | F6 | Commercial | School (WA) | Existing | Food Preparation | Natural Gas | Conveyor Oven | E10 | Utility - Value of Sales | 0 | 0 | 0 | 0 | 0 | 0 | 0 | 0 | 0 | 0 | 0 | 0 | 0 | 0 | 0 | 0 | 0 | 0 | 0 | 0 | 0 | 0 | 0 | 0 | 0 | 0 | 0
F1_Commercial_School (WA)_Existing_Food Preparation_Natural Gas_Double Rack Oven_E1 | F1 | Commercial | School (WA) | Existing | Food Preparation | Natural Gas | Double Rack Oven | E1 | RVT - Cost of Equipment | 0.00014543 | 0.00014543 | 0.00014543 | 0.00014543 | 0.00014543 | 0.00014543 | 0.00014543 | 0.00014543 | 0.00014543 | 0.00014543 | 0.00014543 | 0.00014543 | 0.00014543 | 0.00014543 | 0.00014543 | 0.00014543 | 0.00014543 | 0.00014543 | 0.00014543 | 0.00014543 | 0.00014543 | 0.00014543 | 0.00014543 | 0.00014543 | 0.00014543 | 0.00014543 | 0.00014543
F1_Commercial_School (WA)_Existing_Food Preparation_Natural Gas_Double Rack Oven_E2 | F1 | Commercial | School (WA) | Existing | Food Preparation | Natural Gas | Double Rack Oven | E2 | RVT - Cost of Equipment | 0.00065979 | 0.00065979 | 0.00065979 | 0.00065979 | 0.00065979 | 0.00065979 | 0.00065979 | 0.00065979 | 0.00065979 | 0.00065979 | 0.00065979 | 0.00065979 | 0.00065979 | 0.00065979 | 0.00065979 | 0.00065979 | 0.00065979 | 0.00065979 | 0.00065979 | 0.00065979 | 0.00065979 | 0.00065979 | 0.00065979 | 0.00065979 | 0.00065979 | 0.00065979 | 0.00065979
F1_Commercial_School (WA)_Existing_Food Preparation_Natural Gas_Double Rack Oven_E3 | F1 | Commercial | School (WA) | Existing | Food Preparation | Natural Gas | Double Rack Oven | E3 | RVT - Cost of Equipment | 0 | 0 | 0 | 0 | 0 | 0 | 0 | 0 | 0 | 0 | 0 | 0 | 0 | 0 | 0 | 0 | 0 | 0 | 0 | 0 | 0 | 0 | 0 | 0 | 0 | 0 | 0
F1_Commercial_School (WA)_Existing_Food Preparation_Natural Gas_Double Rack Oven_E4 | F1 | Commercial | School (WA) | Existing | Food Preparation | Natural Gas | Double Rack Oven | E4 | RVT - Cost of Equipment | 0 | 0 | 0 | 0 | 0 | 0 | 0 | 0 | 0 | 0 | 0 | 0 | 0 | 0 | 0 | 0 | 0 | 0 | 0 | 0 | 0 | 0 | 0 | 0 | 0 | 0 | 0
F1_Commercial_School (WA)_Existing_Food Preparation_Natural Gas_Double Rack Oven_E5 | F1 | Commercial | School (WA) | Existing | Food Preparation | Natural Gas | Double Rack Oven | E5 | RVT - Cost of Equipment | 0 | 0 | 0 | 0 | 0 | 0 | 0 | 0 | 0 | 0 | 0 | 0 | 0 | 0 | 0 | 0 | 0 | 0 | 0 | 0 | 0 | 0 | 0 | 0 | 0 | 0 | 0
F1_Commercial_School (WA)_Existing_Food Preparation_Natural Gas_Double Rack Oven_E6 | F1 | Commercial | School (WA) | Existing | Food Preparation | Natural Gas | Double Rack Oven | E6 | RVT - Cost of Equipment | 0 | 0 | 0 | 0 | 0 | 0 | 0 | 0 | 0 | 0 | 0 | 0 | 0 | 0 | 0 | 0 | 0 | 0 | 0 | 0 | 0 | 0 | 0 | 0 | 0 | 0 | 0
F1_Commercial_School (WA)_Existing_Food Preparation_Natural Gas_Double Rack Oven_E7 | F1 | Commercial | School (WA) | Existing | Food Preparation | Natural Gas | Double Rack Oven | E7 | RVT - Cost of Equipment | 0 | 0 | 0 | 0 | 0 | 0 | 0 | 0 | 0 | 0 | 0 | 0 | 0 | 0 | 0 | 0 | 0 | 0 | 0 | 0 | 0 | 0 | 0 | 0 | 0 | 0 | 0
F1_Commercial_School (WA)_Existing_Food Preparation_Natural Gas_Double Rack Oven_E8 | F1 | Commercial | School (WA) | Existing | Food Preparation | Natural Gas | Double Rack Oven | E8 | RVT - Cost of Equipment | 0 | 0 | 0 | 0 | 0 | 0 | 0 | 0 | 0 | 0 | 0 | 0 | 0 | 0 | 0 | 0 | 0 | 0 | 0 | 0 | 0 | 0 | 0 | 0 | 0 | 0 | 0
F1_Commercial_School (WA)_Existing_Food Preparation_Natural Gas_Double Rack Oven_E9 | F1 | Commercial | School (WA) | Existing | Food Preparation | Natural Gas | Double Rack Oven | E9 | RVT - Cost of Equipment | 0 | 0 | 0 | 0 | 0 | 0 | 0 | 0 | 0 | 0 | 0 | 0 | 0 | 0 | 0 | 0 | 0 | 0 | 0 | 0 | 0 | 0 | 0 | 0 | 0 | 0 | 0
F1_Commercial_School (WA)_Existing_Food Preparation_Natural Gas_Double Rack Oven_E10 | F1 | Commercial | School (WA) | Existing | Food Preparation | Natural Gas | Double Rack Oven | E10 | RVT - Cost of Equipment | 0 | 0 | 0 | 0 | 0 | 0 | 0 | 0 | 0 | 0 | 0 | 0 | 0 | 0 | 0 | 0 | 0 | 0 | 0 | 0 | 0 | 0 | 0 | 0 | 0 | 0 | 0
F2_Commercial_School (WA)_Existing_Food Preparation_Natural Gas_Double Rack Oven_E1 | F2 | Commercial | School (WA) | Existing | Food Preparation | Natural Gas | Double Rack Oven | E1 | RVT - Cost of Operation | 0.023534 | 0.023979 | 0.024501 | 0.025109 | 0.025806 | 0.026676 | 0.027548 | 0.028376 | 0.029126 | 0.029852 | 0.030605 | 0.03129 | 0.032012 | 0.032695 | 0.033283 | 0.033813 | 0.034262 | 0.034691 | 0.035147 | 0.035572 | 0.035999 | 0.036634 | 0.037276 | 0.037939 | 0.038613 | 0.039299 | 0.039997
F2_Commercial_School (WA)_Existing_Food Preparation_Natural Gas_Double Rack Oven_E2 | F2 | Commercial | School (WA) | Existing | Food Preparation | Natural Gas | Double Rack Oven | E2 | RVT - Cost of Operation | 0.01458 | 0.014856 | 0.015179 | 0.015556 | 0.015988 | 0.016527 | 0.017067 | 0.01758 | 0.018044 | 0.018495 | 0.018961 | 0.019385 | 0.019833 | 0.020256 | 0.02062 | 0.020949 | 0.021227 | 0.021492 | 0.021775 | 0.022038 | 0.022303 | 0.022696 | 0.023094 | 0.023505 | 0.023922 | 0.024347 | 0.02478
F2_Commercial_School (WA)_Existing_Food Preparation_Natural Gas_Double Rack Oven_E3 | F2 | Commercial | School (WA) | Existing | Food Preparation | Natural Gas | Double Rack Oven | E3 | RVT - Cost of Operation | 0 | 0 | 0 | 0 | 0 | 0 | 0 | 0 | 0 | 0 | 0 | 0 | 0 | 0 | 0 | 0 | 0 | 0 | 0 | 0 | 0 | 0 | 0 | 0 | 0 | 0 | 0
F2_Commercial_School (WA)_Existing_Food Preparation_Natural Gas_Double Rack Oven_E4 | F2 | Commercial | School (WA) | Existing | Food Preparation | Natural Gas | Double Rack Oven | E4 | RVT - Cost of Operation | 0 | 0 | 0 | 0 | 0 | 0 | 0 | 0 | 0 | 0 | 0 | 0 | 0 | 0 | 0 | 0 | 0 | 0 | 0 | 0 | 0 | 0 | 0 | 0 | 0 | 0 | 0
F2_Commercial_School (WA)_Existing_Food Preparation_Natural Gas_Double Rack Oven_E5 | F2 | Commercial | School (WA) | Existing | Food Preparation | Natural Gas | Double Rack Oven | E5 | RVT - Cost of Operation | 0 | 0 | 0 | 0 | 0 | 0 | 0 | 0 | 0 | 0 | 0 | 0 | 0 | 0 | 0 | 0 | 0 | 0 | 0 | 0 | 0 | 0 | 0 | 0 | 0 | 0 | 0
F2_Commercial_School (WA)_Existing_Food Preparation_Natural Gas_Double Rack Oven_E6 | F2 | Commercial | School (WA) | Existing | Food Preparation | Natural Gas | Double Rack Oven | E6 | RVT - Cost of Operation | 0 | 0 | 0 | 0 | 0 | 0 | 0 | 0 | 0 | 0 | 0 | 0 | 0 | 0 | 0 | 0 | 0 | 0 | 0 | 0 | 0 | 0 | 0 | 0 | 0 | 0 | 0
F2_Commercial_School (WA)_Existing_Food Preparation_Natural Gas_Double Rack Oven_E7 | F2 | Commercial | School (WA) | Existing | Food Preparation | Natural Gas | Double Rack Oven | E7 | RVT - Cost of Operation | 0 | 0 | 0 | 0 | 0 | 0 | 0 | 0 | 0 | 0 | 0 | 0 | 0 | 0 | 0 | 0 | 0 | 0 | 0 | 0 | 0 | 0 | 0 | 0 | 0 | 0 | 0
F2_Commercial_School (WA)_Existing_Food Preparation_Natural Gas_Double Rack Oven_E8 | F2 | Commercial | School (WA) | Existing | Food Preparation | Natural Gas | Double Rack Oven | E8 | RVT - Cost of Operation | 0 | 0 | 0 | 0 | 0 | 0 | 0 | 0 | 0 | 0 | 0 | 0 | 0 | 0 | 0 | 0 | 0 | 0 | 0 | 0 | 0 | 0 | 0 | 0 | 0 | 0 | 0
F2_Commercial_School (WA)_Existing_Food Preparation_Natural Gas_Double Rack Oven_E9 | F2 | Commercial | School (WA) | Existing | Food Preparation | Natural Gas | Double Rack Oven | E9 | RVT - Cost of Operation | 0 | 0 | 0 | 0 | 0 | 0 | 0 | 0 | 0 | 0 | 0 | 0 | 0 | 0 | 0 | 0 | 0 | 0 | 0 | 0 | 0 | 0 | 0 | 0 | 0 | 0 | 0
F2_Commercial_School (WA)_Existing_Food Preparation_Natural Gas_Double Rack Oven_E10 | F2 | Commercial | School (WA) | Existing | Food Preparation | Natural Gas | Double Rack Oven | E10 | RVT - Cost of Operation | 0 | 0 | 0 | 0 | 0 | 0 | 0 | 0 | 0 | 0 | 0 | 0 | 0 | 0 | 0 | 0 | 0 | 0 | 0 | 0 | 0 | 0 | 0 | 0 | 0 | 0 | 0
F3_Commercial_School (WA)_Existing_Food Preparation_Natural Gas_Double Rack Oven_E1 | F3 | Commercial | School (WA) | Existing | Food Preparation | Natural Gas | Double Rack Oven | E1 | System - kBTUs of Consumption | 5.6143 | 5.6143 | 5.6143 | 5.6143 | 5.6143 | 5.6143 | 5.6143 | 5.6143 | 5.6143 | 5.6143 | 5.6143 | 5.6143 | 5.6143 | 5.6143 | 5.6143 | 5.6143 | 5.6143 | 5.6143 | 5.6143 | 5.6143 | 5.6143 | 5.6143 | 5.6143 | 5.6143 | 5.6143 | 5.6143 | 5.6143
F3_Commercial_School (WA)_Existing_Food Preparation_Natural Gas_Double Rack Oven_E2 | F3 | Commercial | School (WA) | Existing | Food Preparation | Natural Gas | Double Rack Oven | E2 | System - kBTUs of Consumption | 3.4783 | 3.4783 | 3.4783 | 3.4783 | 3.4783 | 3.4783 | 3.4783 | 3.4783 | 3.4783 | 3.4783 | 3.4783 | 3.4783 | 3.4783 | 3.4783 | 3.4783 | 3.4783 | 3.4783 | 3.4783 | 3.4783 | 3.4783 | 3.4783 | 3.4783 | 3.4783 | 3.4783 | 3.4783 | 3.4783 | 3.4783
F3_Commercial_School (WA)_Existing_Food Preparation_Natural Gas_Double Rack Oven_E3 | F3 | Commercial | School (WA) | Existing | Food Preparation | Natural Gas | Double Rack Oven | E3 | System - kBTUs of Consumption | 0 | 0 | 0 | 0 | 0 | 0 | 0 | 0 | 0 | 0 | 0 | 0 | 0 | 0 | 0 | 0 | 0 | 0 | 0 | 0 | 0 | 0 | 0 | 0 | 0 | 0 | 0
F3_Commercial_School (WA)_Existing_Food Preparation_Natural Gas_Double Rack Oven_E4 | F3 | Commercial | School (WA) | Existing | Food Preparation | Natural Gas | Double Rack Oven | E4 | System - kBTUs of Consumption | 0 | 0 | 0 | 0 | 0 | 0 | 0 | 0 | 0 | 0 | 0 | 0 | 0 | 0 | 0 | 0 | 0 | 0 | 0 | 0 | 0 | 0 | 0 | 0 | 0 | 0 | 0
F3_Commercial_School (WA)_Existing_Food Preparation_Natural Gas_Double Rack Oven_E5 | F3 | Commercial | School (WA) | Existing | Food Preparation | Natural Gas | Double Rack Oven | E5 | System - kBTUs of Consumption | 0 | 0 | 0 | 0 | 0 | 0 | 0 | 0 | 0 | 0 | 0 | 0 | 0 | 0 | 0 | 0 | 0 | 0 | 0 | 0 | 0 | 0 | 0 | 0 | 0 | 0 | 0
F3_Commercial_School (WA)_Existing_Food Preparation_Natural Gas_Double Rack Oven_E6 | F3 | Commercial | School (WA) | Existing | Food Preparation | Natural Gas | Double Rack Oven | E6 | System - kBTUs of Consumption | 0 | 0 | 0 | 0 | 0 | 0 | 0 | 0 | 0 | 0 | 0 | 0 | 0 | 0 | 0 | 0 | 0 | 0 | 0 | 0 | 0 | 0 | 0 | 0 | 0 | 0 | 0
F3_Commercial_School (WA)_Existing_Food Preparation_Natural Gas_Double Rack Oven_E7 | F3 | Commercial | School (WA) | Existing | Food Preparation | Natural Gas | Double Rack Oven | E7 | System - kBTUs of Consumption | 0 | 0 | 0 | 0 | 0 | 0 | 0 | 0 | 0 | 0 | 0 | 0 | 0 | 0 | 0 | 0 | 0 | 0 | 0 | 0 | 0 | 0 | 0 | 0 | 0 | 0 | 0
F3_Commercial_School (WA)_Existing_Food Preparation_Natural Gas_Double Rack Oven_E8 | F3 | Commercial | School (WA) | Existing | Food Preparation | Natural Gas | Double Rack Oven | E8 | System - kBTUs of Consumption | 0 | 0 | 0 | 0 | 0 | 0 | 0 | 0 | 0 | 0 | 0 | 0 | 0 | 0 | 0 | 0 | 0 | 0 | 0 | 0 | 0 | 0 | 0 | 0 | 0 | 0 | 0
F3_Commercial_School (WA)_Existing_Food Preparation_Natural Gas_Double Rack Oven_E9 | F3 | Commercial | School (WA) | Existing | Food Preparation | Natural Gas | Double Rack Oven | E9 | System - kBTUs of Consumption | 0 | 0 | 0 | 0 | 0 | 0 | 0 | 0 | 0 | 0 | 0 | 0 | 0 | 0 | 0 | 0 | 0 | 0 | 0 | 0 | 0 | 0 | 0 | 0 | 0 | 0 | 0
F3_Commercial_School (WA)_Existing_Food Preparation_Natural Gas_Double Rack Oven_E10 | F3 | Commercial | School (WA) | Existing | Food Preparation | Natural Gas | Double Rack Oven | E10 | System - kBTUs of Consumption | 0 | 0 | 0 | 0 | 0 | 0 | 0 | 0 | 0 | 0 | 0 | 0 | 0 | 0 | 0 | 0 | 0 | 0 | 0 | 0 | 0 | 0 | 0 | 0 | 0 | 0 | 0
F4_Commercial_School (WA)_Existing_Food Preparation_Natural Gas_Double Rack Oven_E1 | F4 | Commercial | School (WA) | Existing | Food Preparation | Natural Gas | Double Rack Oven | E1 | Utility - Cost of Equipment | 0.00014543 | 0.00014543 | 0.00014543 | 0.00014543 | 0.00014543 | 0.00014543 | 0.00014543 | 0.00014543 | 0.00014543 | 0.00014543 | 0.00014543 | 0.00014543 | 0.00014543 | 0.00014543 | 0.00014543 | 0.00014543 | 0.00014543 | 0.00014543 | 0.00014543 | 0.00014543 | 0.00014543 | 0.00014543 | 0.00014543 | 0.00014543 | 0.00014543 | 0.00014543 | 0.00014543
F4_Commercial_School (WA)_Existing_Food Preparation_Natural Gas_Double Rack Oven_E2 | F4 | Commercial | School (WA) | Existing | Food Preparation | Natural Gas | Double Rack Oven | E2 | Utility - Cost of Equipment | 0.00065979 | 0.00065979 | 0.00065979 | 0.00065979 | 0.00065979 | 0.00065979 | 0.00065979 | 0.00065979 | 0.00065979 | 0.00065979 | 0.00065979 | 0.00065979 | 0.00065979 | 0.00065979 | 0.00065979 | 0.00065979 | 0.00065979 | 0.00065979 | 0.00065979 | 0.00065979 | 0.00065979 | 0.00065979 | 0.00065979 | 0.00065979 | 0.00065979 | 0.00065979 | 0.00065979
F4_Commercial_School (WA)_Existing_Food Preparation_Natural Gas_Double Rack Oven_E3 | F4 | Commercial | School (WA) | Existing | Food Preparation | Natural Gas | Double Rack Oven | E3 | Utility - Cost of Equipment | 0 | 0 | 0 | 0 | 0 | 0 | 0 | 0 | 0 | 0 | 0 | 0 | 0 | 0 | 0 | 0 | 0 | 0 | 0 | 0 | 0 | 0 | 0 | 0 | 0 | 0 | 0
F4_Commercial_School (WA)_Existing_Food Preparation_Natural Gas_Double Rack Oven_E4 | F4 | Commercial | School (WA) | Existing | Food Preparation | Natural Gas | Double Rack Oven | E4 | Utility - Cost of Equipment | 0 | 0 | 0 | 0 | 0 | 0 | 0 | 0 | 0 | 0 | 0 | 0 | 0 | 0 | 0 | 0 | 0 | 0 | 0 | 0 | 0 | 0 | 0 | 0 | 0 | 0 | 0
F4_Commercial_School (WA)_Existing_Food Preparation_Natural Gas_Double Rack Oven_E5 | F4 | Commercial | School (WA) | Existing | Food Preparation | Natural Gas | Double Rack Oven | E5 | Utility - Cost of Equipment | 0 | 0 | 0 | 0 | 0 | 0 | 0 | 0 | 0 | 0 | 0 | 0 | 0 | 0 | 0 | 0 | 0 | 0 | 0 | 0 | 0 | 0 | 0 | 0 | 0 | 0 | 0
F4_Commercial_School (WA)_Existing_Food Preparation_Natural Gas_Double Rack Oven_E6 | F4 | Commercial | School (WA) | Existing | Food Preparation | Natural Gas | Double Rack Oven | E6 | Utility - Cost of Equipment | 0 | 0 | 0 | 0 | 0 | 0 | 0 | 0 | 0 | 0 | 0 | 0 | 0 | 0 | 0 | 0 | 0 | 0 | 0 | 0 | 0 | 0 | 0 | 0 | 0 | 0 | 0
F4_Commercial_School (WA)_Existing_Food Preparation_Natural Gas_Double Rack Oven_E7 | F4 | Commercial | School (WA) | Existing | Food Preparation | Natural Gas | Double Rack Oven | E7 | Utility - Cost of Equipment | 0 | 0 | 0 | 0 | 0 | 0 | 0 | 0 | 0 | 0 | 0 | 0 | 0 | 0 | 0 | 0 | 0 | 0 | 0 | 0 | 0 | 0 | 0 | 0 | 0 | 0 | 0
F4_Commercial_School (WA)_Existing_Food Preparation_Natural Gas_Double Rack Oven_E8 | F4 | Commercial | School (WA) | Existing | Food Preparation | Natural Gas | Double Rack Oven | E8 | Utility - Cost of Equipment | 0 | 0 | 0 | 0 | 0 | 0 | 0 | 0 | 0 | 0 | 0 | 0 | 0 | 0 | 0 | 0 | 0 | 0 | 0 | 0 | 0 | 0 | 0 | 0 | 0 | 0 | 0
F4_Commercial_School (WA)_Existing_Food Preparation_Natural Gas_Double Rack Oven_E9 | F4 | Commercial | School (WA) | Existing | Food Preparation | Natural Gas | Double Rack Oven | E9 | Utility - Cost of Equipment | 0 | 0 | 0 | 0 | 0 | 0 | 0 | 0 | 0 | 0 | 0 | 0 | 0 | 0 | 0 | 0 | 0 | 0 | 0 | 0 | 0 | 0 | 0 | 0 | 0 | 0 | 0
F4_Commercial_School (WA)_Existing_Food Preparation_Natural Gas_Double Rack Oven_E10 | F4 | Commercial | School (WA) | Existing | Food Preparation | Natural Gas | Double Rack Oven | E10 | Utility - Cost of Equipment | 0 | 0 | 0 | 0 | 0 | 0 | 0 | 0 | 0 | 0 | 0 | 0 | 0 | 0 | 0 | 0 | 0 | 0 | 0 | 0 | 0 | 0 | 0 | 0 | 0 | 0 | 0
F5_Commercial_School (WA)_Existing_Food Preparation_Natural Gas_Double Rack Oven_E1 | F5 | Commercial | School (WA) | Existing | Food Preparation | Natural Gas | Double Rack Oven | E1 | Utility - Cost of Operation | 0.019981 | 0.020485 | 0.021082 | 0.021765 | 0.022539 | 0.023479 | 0.024448 | 0.025406 | 0.02633 | 0.027266 | 0.02801 | 0.028708 | 0.029458 | 0.030192 | 0.030848 | 0.031462 | 0.032012 | 0.032556 | 0.033137 | 0.033703 | 0.034285 | 0.03489 | 0.035501 | 0.036132 | 0.036774 | 0.037427 | 0.038092
F5_Commercial_School (WA)_Existing_Food Preparation_Natural Gas_Double Rack Oven_E2 | F5 | Commercial | School (WA) | Existing | Food Preparation | Natural Gas | Double Rack Oven | E2 | Utility - Cost of Operation | 0.012379 | 0.012691 | 0.013061 | 0.013485 | 0.013964 | 0.014546 | 0.015146 | 0.01574 | 0.016312 | 0.016892 | 0.017354 | 0.017786 | 0.01825 | 0.018705 | 0.019111 | 0.019492 | 0.019833 | 0.02017 | 0.020529 | 0.02088 | 0.021241 | 0.021616 | 0.021994 | 0.022385 | 0.022783 | 0.023188 | 0.0236
F5_Commercial_School (WA)_Existing_Food Preparation_Natural Gas_Double Rack Oven_E3 | F5 | Commercial | School (WA) | Existing | Food Preparation | Natural Gas | Double Rack Oven | E3 | Utility - Cost of Operation | 0 | 0 | 0 | 0 | 0 | 0 | 0 | 0 | 0 | 0 | 0 | 0 | 0 | 0 | 0 | 0 | 0 | 0 | 0 | 0 | 0 | 0 | 0 | 0 | 0 | 0 | 0
F5_Commercial_School (WA)_Existing_Food Preparation_Natural Gas_Double Rack Oven_E4 | F5 | Commercial | School (WA) | Existing | Food Preparation | Natural Gas | Double Rack Oven | E4 | Utility - Cost of Operation | 0 | 0 | 0 | 0 | 0 | 0 | 0 | 0 | 0 | 0 | 0 | 0 | 0 | 0 | 0 | 0 | 0 | 0 | 0 | 0 | 0 | 0 | 0 | 0 | 0 | 0 | 0
F5_Commercial_School (WA)_Existing_Food Preparation_Natural Gas_Double Rack Oven_E5 | F5 | Commercial | School (WA) | Existing | Food Preparation | Natural Gas | Double Rack Oven | E5 | Utility - Cost of Operation | 0 | 0 | 0 | 0 | 0 | 0 | 0 | 0 | 0 | 0 | 0 | 0 | 0 | 0 | 0 | 0 | 0 | 0 | 0 | 0 | 0 | 0 | 0 | 0 | 0 | 0 | 0
F5_Commercial_School (WA)_Existing_Food Preparation_Natural Gas_Double Rack Oven_E6 | F5 | Commercial | School (WA) | Existing | Food Preparation | Natural Gas | Double Rack Oven | E6 | Utility - Cost of Operation | 0 | 0 | 0 | 0 | 0 | 0 | 0 | 0 | 0 | 0 | 0 | 0 | 0 | 0 | 0 | 0 | 0 | 0 | 0 | 0 | 0 | 0 | 0 | 0 | 0 | 0 | 0
F5_Commercial_School (WA)_Existing_Food Preparation_Natural Gas_Double Rack Oven_E7 | F5 | Commercial | School (WA) | Existing | Food Preparation | Natural Gas | Double Rack Oven | E7 | Utility - Cost of Operation | 0 | 0 | 0 | 0 | 0 | 0 | 0 | 0 | 0 | 0 | 0 | 0 | 0 | 0 | 0 | 0 | 0 | 0 | 0 | 0 | 0 | 0 | 0 | 0 | 0 | 0 | 0
F5_Commercial_School (WA)_Existing_Food Preparation_Natural Gas_Double Rack Oven_E8 | F5 | Commercial | School (WA) | Existing | Food Preparation | Natural Gas | Double Rack Oven | E8 | Utility - Cost of Operation | 0 | 0 | 0 | 0 | 0 | 0 | 0 | 0 | 0 | 0 | 0 | 0 | 0 | 0 | 0 | 0 | 0 | 0 | 0 | 0 | 0 | 0 | 0 | 0 | 0 | 0 | 0
F5_Commercial_School (WA)_Existing_Food Preparation_Natural Gas_Double Rack Oven_E9 | F5 | Commercial | School (WA) | Existing | Food Preparation | Natural Gas | Double Rack Oven | E9 | Utility - Cost of Operation | 0 | 0 | 0 | 0 | 0 | 0 | 0 | 0 | 0 | 0 | 0 | 0 | 0 | 0 | 0 | 0 | 0 | 0 | 0 | 0 | 0 | 0 | 0 | 0 | 0 | 0 | 0
F5_Commercial_School (WA)_Existing_Food Preparation_Natural Gas_Double Rack Oven_E10 | F5 | Commercial | School (WA) | Existing | Food Preparation | Natural Gas | Double Rack Oven | E10 | Utility - Cost of Operation | 0 | 0 | 0 | 0 | 0 | 0 | 0 | 0 | 0 | 0 | 0 | 0 | 0 | 0 | 0 | 0 | 0 | 0 | 0 | 0 | 0 | 0 | 0 | 0 | 0 | 0 | 0
F6_Commercial_School (WA)_Existing_Food Preparation_Natural Gas_Double Rack Oven_E1 | F6 | Commercial | School (WA) | Existing | Food Preparation | Natural Gas | Double Rack Oven | E1 | Utility - Value of Sales | 0.023534 | 0.023979 | 0.024501 | 0.025109 | 0.025806 | 0.026676 | 0.027548 | 0.028376 | 0.029126 | 0.029852 | 0.030605 | 0.03129 | 0.032012 | 0.032695 | 0.033283 | 0.033813 | 0.034262 | 0.034691 | 0.035147 | 0.035572 | 0.035999 | 0.036634 | 0.037276 | 0.037939 | 0.038613 | 0.039299 | 0.039997
F6_Commercial_School (WA)_Existing_Food Preparation_Natural Gas_Double Rack Oven_E2 | F6 | Commercial | School (WA) | Existing | Food Preparation | Natural Gas | Double Rack Oven | E2 | Utility - Value of Sales | 0.01458 | 0.014856 | 0.015179 | 0.015556 | 0.015988 | 0.016527 | 0.017067 | 0.01758 | 0.018044 | 0.018495 | 0.018961 | 0.019385 | 0.019833 | 0.020256 | 0.02062 | 0.020949 | 0.021227 | 0.021492 | 0.021775 | 0.022038 | 0.022303 | 0.022696 | 0.023094 | 0.023505 | 0.023922 | 0.024347 | 0.02478
F6_Commercial_School (WA)_Existing_Food Preparation_Natural Gas_Double Rack Oven_E3 | F6 | Commercial | School (WA) | Existing | Food Preparation | Natural Gas | Double Rack Oven | E3 | Utility - Value of Sales | 0 | 0 | 0 | 0 | 0 | 0 | 0 | 0 | 0 | 0 | 0 | 0 | 0 | 0 | 0 | 0 | 0 | 0 | 0 | 0 | 0 | 0 | 0 | 0 | 0 | 0 | 0
F6_Commercial_School (WA)_Existing_Food Preparation_Natural Gas_Double Rack Oven_E4 | F6 | Commercial | School (WA) | Existing | Food Preparation | Natural Gas | Double Rack Oven | E4 | Utility - Value of Sales | 0 | 0 | 0 | 0 | 0 | 0 | 0 | 0 | 0 | 0 | 0 | 0 | 0 | 0 | 0 | 0 | 0 | 0 | 0 | 0 | 0 | 0 | 0 | 0 | 0 | 0 | 0
F6_Commercial_School (WA)_Existing_Food Preparation_Natural Gas_Double Rack Oven_E5 | F6 | Commercial | School (WA) | Existing | Food Preparation | Natural Gas | Double Rack Oven | E5 | Utility - Value of Sales | 0 | 0 | 0 | 0 | 0 | 0 | 0 | 0 | 0 | 0 | 0 | 0 | 0 | 0 | 0 | 0 | 0 | 0 | 0 | 0 | 0 | 0 | 0 | 0 | 0 | 0 | 0
F6_Commercial_School (WA)_Existing_Food Preparation_Natural Gas_Double Rack Oven_E6 | F6 | Commercial | School (WA) | Existing | Food Preparation | Natural Gas | Double Rack Oven | E6 | Utility - Value of Sales | 0 | 0 | 0 | 0 | 0 | 0 | 0 | 0 | 0 | 0 | 0 | 0 | 0 | 0 | 0 | 0 | 0 | 0 | 0 | 0 | 0 | 0 | 0 | 0 | 0 | 0 | 0
F6_Commercial_School (WA)_Existing_Food Preparation_Natural Gas_Double Rack Oven_E7 | F6 | Commercial | School (WA) | Existing | Food Preparation | Natural Gas | Double Rack Oven | E7 | Utility - Value of Sales | 0 | 0 | 0 | 0 | 0 | 0 | 0 | 0 | 0 | 0 | 0 | 0 | 0 | 0 | 0 | 0 | 0 | 0 | 0 | 0 | 0 | 0 | 0 | 0 | 0 | 0 | 0
F6_Commercial_School (WA)_Existing_Food Preparation_Natural Gas_Double Rack Oven_E8 | F6 | Commercial | School (WA) | Existing | Food Preparation | Natural Gas | Double Rack Oven | E8 | Utility - Value of Sales | 0 | 0 | 0 | 0 | 0 | 0 | 0 | 0 | 0 | 0 | 0 | 0 | 0 | 0 | 0 | 0 | 0 | 0 | 0 | 0 | 0 | 0 | 0 | 0 | 0 | 0 | 0
F6_Commercial_School (WA)_Existing_Food Preparation_Natural Gas_Double Rack Oven_E9 | F6 | Commercial | School (WA) | Existing | Food Preparation | Natural Gas | Double Rack Oven | E9 | Utility - Value of Sales | 0 | 0 | 0 | 0 | 0 | 0 | 0 | 0 | 0 | 0 | 0 | 0 | 0 | 0 | 0 | 0 | 0 | 0 | 0 | 0 | 0 | 0 | 0 | 0 | 0 | 0 | 0
F6_Commercial_School (WA)_Existing_Food Preparation_Natural Gas_Double Rack Oven_E10 | F6 | Commercial | School (WA) | Existing | Food Preparation | Natural Gas | Double Rack Oven | E10 | Utility - Value of Sales | 0 | 0 | 0 | 0 | 0 | 0 | 0 | 0 | 0 | 0 | 0 | 0 | 0 | 0 | 0 | 0 | 0 | 0 | 0 | 0 | 0 | 0 | 0 | 0 | 0 | 0 | 0
F1_Commercial_School (WA)_Existing_Food Preparation_Natural Gas_Fryer_E1 | F1 | Commercial | School (WA) | Existing | Food Preparation | Natural Gas | Fryer | E1 | RVT - Cost of Equipment | 0.00057346 | 0.00057346 | 0.00057346 | 0.00057346 | 0.00057346 | 0.00057346 | 0.00057346 | 0.00057346 | 0.00057346 | 0.00057346 | 0.00057346 | 0.00057346 | 0.00057346 | 0.00057346 | 0.00057346 | 0.00057346 | 0.00057346 | 0.00057346 | 0.00057346 | 0.00057346 | 0.00057346 | 0.00057346 | 0.00057346 | 0.00057346 | 0.00057346 | 0.00057346 | 0.00057346
F1_Commercial_School (WA)_Existing_Food Preparation_Natural Gas_Fryer_E2 | F1 | Commercial | School (WA) | Existing | Food Preparation | Natural Gas | Fryer | E2 | RVT - Cost of Equipment | 0.00084871 | 0.00084871 | 0.00084871 | 0.00084871 | 0.00084871 | 0.00084871 | 0.00084871 | 0.00084871 | 0.00084871 | 0.00084871 | 0.00084871 | 0.00084871 | 0.00084871 | 0.00084871 | 0.00084871 | 0.00084871 | 0.00084871 | 0.00084871 | 0.00084871 | 0.00084871 | 0.00084871 | 0.00084871 | 0.00084871 | 0.00084871 | 0.00084871 | 0.00084871 | 0.00084871
F1_Commercial_School (WA)_Existing_Food Preparation_Natural Gas_Fryer_E3 | F1 | Commercial | School (WA) | Existing | Food Preparation | Natural Gas | Fryer | E3 | RVT - Cost of Equipment | 0 | 0 | 0 | 0 | 0 | 0 | 0 | 0 | 0 | 0 | 0 | 0 | 0 | 0 | 0 | 0 | 0 | 0 | 0 | 0 | 0 | 0 | 0 | 0 | 0 | 0 | 0
F1_Commercial_School (WA)_Existing_Food Preparation_Natural Gas_Fryer_E4 | F1 | Commercial | School (WA) | Existing | Food Preparation | Natural Gas | Fryer | E4 | RVT - Cost of Equipment | 0 | 0 | 0 | 0 | 0 | 0 | 0 | 0 | 0 | 0 | 0 | 0 | 0 | 0 | 0 | 0 | 0 | 0 | 0 | 0 | 0 | 0 | 0 | 0 | 0 | 0 | 0
F1_Commercial_School (WA)_Existing_Food Preparation_Natural Gas_Fryer_E5 | F1 | Commercial | School (WA) | Existing | Food Preparation | Natural Gas | Fryer | E5 | RVT - Cost of Equipment | 0 | 0 | 0 | 0 | 0 | 0 | 0 | 0 | 0 | 0 | 0 | 0 | 0 | 0 | 0 | 0 | 0 | 0 | 0 | 0 | 0 | 0 | 0 | 0 | 0 | 0 | 0
F1_Commercial_School (WA)_Existing_Food Preparation_Natural Gas_Fryer_E6 | F1 | Commercial | School (WA) | Existing | Food Preparation | Natural Gas | Fryer | E6 | RVT - Cost of Equipment | 0 | 0 | 0 | 0 | 0 | 0 | 0 | 0 | 0 | 0 | 0 | 0 | 0 | 0 | 0 | 0 | 0 | 0 | 0 | 0 | 0 | 0 | 0 | 0 | 0 | 0 | 0
F1_Commercial_School (WA)_Existing_Food Preparation_Natural Gas_Fryer_E7 | F1 | Commercial | School (WA) | Existing | Food Preparation | Natural Gas | Fryer | E7 | RVT - Cost of Equipment | 0 | 0 | 0 | 0 | 0 | 0 | 0 | 0 | 0 | 0 | 0 | 0 | 0 | 0 | 0 | 0 | 0 | 0 | 0 | 0 | 0 | 0 | 0 | 0 | 0 | 0 | 0
F1_Commercial_School (WA)_Existing_Food Preparation_Natural Gas_Fryer_E8 | F1 | Commercial | School (WA) | Existing | Food Preparation | Natural Gas | Fryer | E8 | RVT - Cost of Equipment | 0 | 0 | 0 | 0 | 0 | 0 | 0 | 0 | 0 | 0 | 0 | 0 | 0 | 0 | 0 | 0 | 0 | 0 | 0 | 0 | 0 | 0 | 0 | 0 | 0 | 0 | 0
F1_Commercial_School (WA)_Existing_Food Preparation_Natural Gas_Fryer_E9 | F1 | Commercial | School (WA) | Existing | Food Preparation | Natural Gas | Fryer | E9 | RVT - Cost of Equipment | 0 | 0 | 0 | 0 | 0 | 0 | 0 | 0 | 0 | 0 | 0 | 0 | 0 | 0 | 0 | 0 | 0 | 0 | 0 | 0 | 0 | 0 | 0 | 0 | 0 | 0 | 0
F1_Commercial_School (WA)_Existing_Food Preparation_Natural Gas_Fryer_E10 | F1 | Commercial | School (WA) | Existing | Food Preparation | Natural Gas | Fryer | E10 | RVT - Cost of Equipment | 0 | 0 | 0 | 0 | 0 | 0 | 0 | 0 | 0 | 0 | 0 | 0 | 0 | 0 | 0 | 0 | 0 | 0 | 0 | 0 | 0 | 0 | 0 | 0 | 0 | 0 | 0
F2_Commercial_School (WA)_Existing_Food Preparation_Natural Gas_Fryer_E1 | F2 | Commercial | School (WA) | Existing | Food Preparation | Natural Gas | Fryer | E1 | RVT - Cost of Operation | 0.012201 | 0.012446 | 0.012722 | 0.013032 | 0.013378 | 0.013795 | 0.01421 | 0.014602 | 0.014957 | 0.015304 | 0.015662 | 0.015991 | 0.016342 | 0.016682 | 0.016981 | 0.017256 | 0.017496 | 0.017728 | 0.017973 | 0.018205 | 0.018439 | 0.018764 | 0.019094 | 0.019433 | 0.019778 | 0.02013 | 0.020487
F2_Commercial_School (WA)_Existing_Food Preparation_Natural Gas_Fryer_E2 | F2 | Commercial | School (WA) | Existing | Food Preparation | Natural Gas | Fryer | E2 | RVT - Cost of Operation | 0.008415 | 0.0085842 | 0.0087745 | 0.0089883 | 0.0092266 | 0.0095148 | 0.0098007 | 0.010071 | 0.010316 | 0.010555 | 0.010802 | 0.011029 | 0.011271 | 0.011506 | 0.011712 | 0.011902 | 0.012067 | 0.012227 | 0.012396 | 0.012556 | 0.012717 | 0.012942 | 0.013169 | 0.013403 | 0.013641 | 0.013883 | 0.01413
F2_Commercial_School (WA)_Existing_Food Preparation_Natural Gas_Fryer_E3 | F2 | Commercial | School (WA) | Existing | Food Preparation | Natural Gas | Fryer | E3 | RVT - Cost of Operation | 0 | 0 | 0 | 0 | 0 | 0 | 0 | 0 | 0 | 0 | 0 | 0 | 0 | 0 | 0 | 0 | 0 | 0 | 0 | 0 | 0 | 0 | 0 | 0 | 0 | 0 | 0
F2_Commercial_School (WA)_Existing_Food Preparation_Natural Gas_Fryer_E4 | F2 | Commercial | School (WA) | Existing | Food Preparation | Natural Gas | Fryer | E4 | RVT - Cost of Operation | 0 | 0 | 0 | 0 | 0 | 0 | 0 | 0 | 0 | 0 | 0 | 0 | 0 | 0 | 0 | 0 | 0 | 0 | 0 | 0 | 0 | 0 | 0 | 0 | 0 | 0 | 0
F2_Commercial_School (WA)_Existing_Food Preparation_Natural Gas_Fryer_E5 | F2 | Commercial | School (WA) | Existing | Food Preparation | Natural Gas | Fryer | E5 | RVT - Cost of Operation | 0 | 0 | 0 | 0 | 0 | 0 | 0 | 0 | 0 | 0 | 0 | 0 | 0 | 0 | 0 | 0 | 0 | 0 | 0 | 0 | 0 | 0 | 0 | 0 | 0 | 0 | 0
F2_Commercial_School (WA)_Existing_Food Preparation_Natural Gas_Fryer_E6 | F2 | Commercial | School (WA) | Existing | Food Preparation | Natural Gas | Fryer | E6 | RVT - Cost of Operation | 0 | 0 | 0 | 0 | 0 | 0 | 0 | 0 | 0 | 0 | 0 | 0 | 0 | 0 | 0 | 0 | 0 | 0 | 0 | 0 | 0 | 0 | 0 | 0 | 0 | 0 | 0
F2_Commercial_School (WA)_Existing_Food Preparation_Natural Gas_Fryer_E7 | F2 | Commercial | School (WA) | Existing | Food Preparation | Natural Gas | Fryer | E7 | RVT - Cost of Operation | 0 | 0 | 0 | 0 | 0 | 0 | 0 | 0 | 0 | 0 | 0 | 0 | 0 | 0 | 0 | 0 | 0 | 0 | 0 | 0 | 0 | 0 | 0 | 0 | 0 | 0 | 0
F2_Commercial_School (WA)_Existing_Food Preparation_Natural Gas_Fryer_E8 | F2 | Commercial | School (WA) | Existing | Food Preparation | Natural Gas | Fryer | E8 | RVT - Cost of Operation | 0 | 0 | 0 | 0 | 0 | 0 | 0 | 0 | 0 | 0 | 0 | 0 | 0 | 0 | 0 | 0 | 0 | 0 | 0 | 0 | 0 | 0 | 0 | 0 | 0 | 0 | 0
F2_Commercial_School (WA)_Existing_Food Preparation_Natural Gas_Fryer_E9 | F2 | Commercial | School (WA) | Existing | Food Preparation | Natural Gas | Fryer | E9 | RVT - Cost of Operation | 0 | 0 | 0 | 0 | 0 | 0 | 0 | 0 | 0 | 0 | 0 | 0 | 0 | 0 | 0 | 0 | 0 | 0 | 0 | 0 | 0 | 0 | 0 | 0 | 0 | 0 | 0
F2_Commercial_School (WA)_Existing_Food Preparation_Natural Gas_Fryer_E10 | F2 | Commercial | School (WA) | Existing | Food Preparation | Natural Gas | Fryer | E10 | RVT - Cost of Operation | 0 | 0 | 0 | 0 | 0 | 0 | 0 | 0 | 0 | 0 | 0 | 0 | 0 | 0 | 0 | 0 | 0 | 0 | 0 | 0 | 0 | 0 | 0 | 0 | 0 | 0 | 0
F3_Commercial_School (WA)_Existing_Food Preparation_Natural Gas_Fryer_E1 | F3 | Commercial | School (WA) | Existing | Food Preparation | Natural Gas | Fryer | E1 | System - kBTUs of Consumption | 2.8228 | 2.8228 | 2.8228 | 2.8228 | 2.8228 | 2.8228 | 2.8228 | 2.8228 | 2.8228 | 2.8228 | 2.8228 | 2.8228 | 2.8228 | 2.8228 | 2.8228 | 2.8228 | 2.8228 | 2.8228 | 2.8228 | 2.8228 | 2.8228 | 2.8228 | 2.8228 | 2.8228 | 2.8228 | 2.8228 | 2.8228
F3_Commercial_School (WA)_Existing_Food Preparation_Natural Gas_Fryer_E2 | F3 | Commercial | School (WA) | Existing | Food Preparation | Natural Gas | Fryer | E2 | System - kBTUs of Consumption | 1.9469 | 1.9469 | 1.9469 | 1.9469 | 1.9469 | 1.9469 | 1.9469 | 1.9469 | 1.9469 | 1.9469 | 1.9469 | 1.9469 | 1.9469 | 1.9469 | 1.9469 | 1.9469 | 1.9469 | 1.9469 | 1.9469 | 1.9469 | 1.9469 | 1.9469 | 1.9469 | 1.9469 | 1.9469 | 1.9469 | 1.9469
F3_Commercial_School (WA)_Existing_Food Preparation_Natural Gas_Fryer_E3 | F3 | Commercial | School (WA) | Existing | Food Preparation | Natural Gas | Fryer | E3 | System - kBTUs of Consumption | 0 | 0 | 0 | 0 | 0 | 0 | 0 | 0 | 0 | 0 | 0 | 0 | 0 | 0 | 0 | 0 | 0 | 0 | 0 | 0 | 0 | 0 | 0 | 0 | 0 | 0 | 0
F3_Commercial_School (WA)_Existing_Food Preparation_Natural Gas_Fryer_E4 | F3 | Commercial | School (WA) | Existing | Food Preparation | Natural Gas | Fryer | E4 | System - kBTUs of Consumption | 0 | 0 | 0 | 0 | 0 | 0 | 0 | 0 | 0 | 0 | 0 | 0 | 0 | 0 | 0 | 0 | 0 | 0 | 0 | 0 | 0 | 0 | 0 | 0 | 0 | 0 | 0
F3_Commercial_School (WA)_Existing_Food Preparation_Natural Gas_Fryer_E5 | F3 | Commercial | School (WA) | Existing | Food Preparation | Natural Gas | Fryer | E5 | System - kBTUs of Consumption | 0 | 0 | 0 | 0 | 0 | 0 | 0 | 0 | 0 | 0 | 0 | 0 | 0 | 0 | 0 | 0 | 0 | 0 | 0 | 0 | 0 | 0 | 0 | 0 | 0 | 0 | 0
F3_Commercial_School (WA)_Existing_Food Preparation_Natural Gas_Fryer_E6 | F3 | Commercial | School (WA) | Existing | Food Preparation | Natural Gas | Fryer | E6 | System - kBTUs of Consumption | 0 | 0 | 0 | 0 | 0 | 0 | 0 | 0 | 0 | 0 | 0 | 0 | 0 | 0 | 0 | 0 | 0 | 0 | 0 | 0 | 0 | 0 | 0 | 0 | 0 | 0 | 0
F3_Commercial_School (WA)_Existing_Food Preparation_Natural Gas_Fryer_E7 | F3 | Commercial | School (WA) | Existing | Food Preparation | Natural Gas | Fryer | E7 | System - kBTUs of Consumption | 0 | 0 | 0 | 0 | 0 | 0 | 0 | 0 | 0 | 0 | 0 | 0 | 0 | 0 | 0 | 0 | 0 | 0 | 0 | 0 | 0 | 0 | 0 | 0 | 0 | 0 | 0
F3_Commercial_School (WA)_Existing_Food Preparation_Natural Gas_Fryer_E8 | F3 | Commercial | School (WA) | Existing | Food Preparation | Natural Gas | Fryer | E8 | System - kBTUs of Consumption | 0 | 0 | 0 | 0 | 0 | 0 | 0 | 0 | 0 | 0 | 0 | 0 | 0 | 0 | 0 | 0 | 0 | 0 | 0 | 0 | 0 | 0 | 0 | 0 | 0 | 0 | 0
F3_Commercial_School (WA)_Existing_Food Preparation_Natural Gas_Fryer_E9 | F3 | Commercial | School (WA) | Existing | Food Preparation | Natural Gas | Fryer | E9 | System - kBTUs of Consumption | 0 | 0 | 0 | 0 | 0 | 0 | 0 | 0 | 0 | 0 | 0 | 0 | 0 | 0 | 0 | 0 | 0 | 0 | 0 | 0 | 0 | 0 | 0 | 0 | 0 | 0 | 0
F3_Commercial_School (WA)_Existing_Food Preparation_Natural Gas_Fryer_E10 | F3 | Commercial | School (WA) | Existing | Food Preparation | Natural Gas | Fryer | E10 | System - kBTUs of Consumption | 0 | 0 | 0 | 0 | 0 | 0 | 0 | 0 | 0 | 0 | 0 | 0 | 0 | 0 | 0 | 0 | 0 | 0 | 0 | 0 | 0 | 0 | 0 | 0 | 0 | 0 | 0
F4_Commercial_School (WA)_Existing_Food Preparation_Natural Gas_Fryer_E1 | F4 | Commercial | School (WA) | Existing | Food Preparation | Natural Gas | Fryer | E1 | Utility - Cost of Equipment | 0.00057346 | 0.00057346 | 0.00057346 | 0.00057346 | 0.00057346 | 0.00057346 | 0.00057346 | 0.00057346 | 0.00057346 | 0.00057346 | 0.00057346 | 0.00057346 | 0.00057346 | 0.00057346 | 0.00057346 | 0.00057346 | 0.00057346 | 0.00057346 | 0.00057346 | 0.00057346 | 0.00057346 | 0.00057346 | 0.00057346 | 0.00057346 | 0.00057346 | 0.00057346 | 0.00057346
F4_Commercial_School (WA)_Existing_Food Preparation_Natural Gas_Fryer_E2 | F4 | Commercial | School (WA) | Existing | Food Preparation | Natural Gas | Fryer | E2 | Utility - Cost of Equipment | 0.00084871 | 0.00084871 | 0.00084871 | 0.00084871 | 0.00084871 | 0.00084871 | 0.00084871 | 0.00084871 | 0.00084871 | 0.00084871 | 0.00084871 | 0.00084871 | 0.00084871 | 0.00084871 | 0.00084871 | 0.00084871 | 0.00084871 | 0.00084871 | 0.00084871 | 0.00084871 | 0.00084871 | 0.00084871 | 0.00084871 | 0.00084871 | 0.00084871 | 0.00084871 | 0.00084871
F4_Commercial_School (WA)_Existing_Food Preparation_Natural Gas_Fryer_E3 | F4 | Commercial | School (WA) | Existing | Food Preparation | Natural Gas | Fryer | E3 | Utility - Cost of Equipment | 0 | 0 | 0 | 0 | 0 | 0 | 0 | 0 | 0 | 0 | 0 | 0 | 0 | 0 | 0 | 0 | 0 | 0 | 0 | 0 | 0 | 0 | 0 | 0 | 0 | 0 | 0
F4_Commercial_School (WA)_Existing_Food Preparation_Natural Gas_Fryer_E4 | F4 | Commercial | School (WA) | Existing | Food Preparation | Natural Gas | Fryer | E4 | Utility - Cost of Equipment | 0 | 0 | 0 | 0 | 0 | 0 | 0 | 0 | 0 | 0 | 0 | 0 | 0 | 0 | 0 | 0 | 0 | 0 | 0 | 0 | 0 | 0 | 0 | 0 | 0 | 0 | 0
F4_Commercial_School (WA)_Existing_Food Preparation_Natural Gas_Fryer_E5 | F4 | Commercial | School (WA) | Existing | Food Preparation | Natural Gas | Fryer | E5 | Utility - Cost of Equipment | 0 | 0 | 0 | 0 | 0 | 0 | 0 | 0 | 0 | 0 | 0 | 0 | 0 | 0 | 0 | 0 | 0 | 0 | 0 | 0 | 0 | 0 | 0 | 0 | 0 | 0 | 0
F4_Commercial_School (WA)_Existing_Food Preparation_Natural Gas_Fryer_E6 | F4 | Commercial | School (WA) | Existing | Food Preparation | Natural Gas | Fryer | E6 | Utility - Cost of Equipment | 0 | 0 | 0 | 0 | 0 | 0 | 0 | 0 | 0 | 0 | 0 | 0 | 0 | 0 | 0 | 0 | 0 | 0 | 0 | 0 | 0 | 0 | 0 | 0 | 0 | 0 | 0
F4_Commercial_School (WA)_Existing_Food Preparation_Natural Gas_Fryer_E7 | F4 | Commercial | School (WA) | Existing | Food Preparation | Natural Gas | Fryer | E7 | Utility - Cost of Equipment | 0 | 0 | 0 | 0 | 0 | 0 | 0 | 0 | 0 | 0 | 0 | 0 | 0 | 0 | 0 | 0 | 0 | 0 | 0 | 0 | 0 | 0 | 0 | 0 | 0 | 0 | 0
F4_Commercial_School (WA)_Existing_Food Preparation_Natural Gas_Fryer_E8 | F4 | Commercial | School (WA) | Existing | Food Preparation | Natural Gas | Fryer | E8 | Utility - Cost of Equipment | 0 | 0 | 0 | 0 | 0 | 0 | 0 | 0 | 0 | 0 | 0 | 0 | 0 | 0 | 0 | 0 | 0 | 0 | 0 | 0 | 0 | 0 | 0 | 0 | 0 | 0 | 0
F4_Commercial_School (WA)_Existing_Food Preparation_Natural Gas_Fryer_E9 | F4 | Commercial | School (WA) | Existing | Food Preparation | Natural Gas | Fryer | E9 | Utility - Cost of Equipment | 0 | 0 | 0 | 0 | 0 | 0 | 0 | 0 | 0 | 0 | 0 | 0 | 0 | 0 | 0 | 0 | 0 | 0 | 0 | 0 | 0 | 0 | 0 | 0 | 0 | 0 | 0
F4_Commercial_School (WA)_Existing_Food Preparation_Natural Gas_Fryer_E10 | F4 | Commercial | School (WA) | Existing | Food Preparation | Natural Gas | Fryer | E10 | Utility - Cost of Equipment | 0 | 0 | 0 | 0 | 0 | 0 | 0 | 0 | 0 | 0 | 0 | 0 | 0 | 0 | 0 | 0 | 0 | 0 | 0 | 0 | 0 | 0 | 0 | 0 | 0 | 0 | 0
F5_Commercial_School (WA)_Existing_Food Preparation_Natural Gas_Fryer_E1 | F5 | Commercial | School (WA) | Existing | Food Preparation | Natural Gas | Fryer | E1 | Utility - Cost of Operation | 0.010466 | 0.010741 | 0.01105 | 0.011395 | 0.01178 | 0.012235 | 0.012699 | 0.013156 | 0.013595 | 0.014041 | 0.014404 | 0.014746 | 0.015112 | 0.015473 | 0.0158 | 0.016109 | 0.016392 | 0.016672 | 0.016969 | 0.017261 | 0.01756 | 0.017871 | 0.018184 | 0.018508 | 0.018836 | 0.019171 | 0.019512
F5_Commercial_School (WA)_Existing_Food Preparation_Natural Gas_Fryer_E2 | F5 | Commercial | School (WA) | Existing | Food Preparation | Natural Gas | Fryer | E2 | Utility - Cost of Operation | 0.0072185 | 0.0074081 | 0.007621 | 0.0078593 | 0.0081248 | 0.0084388 | 0.0087586 | 0.0090736 | 0.0093766 | 0.009684 | 0.0099343 | 0.01017 | 0.010423 | 0.010672 | 0.010897 | 0.011111 | 0.011306 | 0.011499 | 0.011704 | 0.011905 | 0.012112 | 0.012325 | 0.012542 | 0.012765 | 0.012991 | 0.013222 | 0.013457
F5_Commercial_School (WA)_Existing_Food Preparation_Natural Gas_Fryer_E3 | F5 | Commercial | School (WA) | Existing | Food Preparation | Natural Gas | Fryer | E3 | Utility - Cost of Operation | 0 | 0 | 0 | 0 | 0 | 0 | 0 | 0 | 0 | 0 | 0 | 0 | 0 | 0 | 0 | 0 | 0 | 0 | 0 | 0 | 0 | 0 | 0 | 0 | 0 | 0 | 0
F5_Commercial_School (WA)_Existing_Food Preparation_Natural Gas_Fryer_E4 | F5 | Commercial | School (WA) | Existing | Food Preparation | Natural Gas | Fryer | E4 | Utility - Cost of Operation | 0 | 0 | 0 | 0 | 0 | 0 | 0 | 0 | 0 | 0 | 0 | 0 | 0 | 0 | 0 | 0 | 0 | 0 | 0 | 0 | 0 | 0 | 0 | 0 | 0 | 0 | 0
F5_Commercial_School (WA)_Existing_Food Preparation_Natural Gas_Fryer_E5 | F5 | Commercial | School (WA) | Existing | Food Preparation | Natural Gas | Fryer | E5 | Utility - Cost of Operation | 0 | 0 | 0 | 0 | 0 | 0 | 0 | 0 | 0 | 0 | 0 | 0 | 0 | 0 | 0 | 0 | 0 | 0 | 0 | 0 | 0 | 0 | 0 | 0 | 0 | 0 | 0
F5_Commercial_School (WA)_Existing_Food Preparation_Natural Gas_Fryer_E6 | F5 | Commercial | School (WA) | Existing | Food Preparation | Natural Gas | Fryer | E6 | Utility - Cost of Operation | 0 | 0 | 0 | 0 | 0 | 0 | 0 | 0 | 0 | 0 | 0 | 0 | 0 | 0 | 0 | 0 | 0 | 0 | 0 | 0 | 0 | 0 | 0 | 0 | 0 | 0 | 0
F5_Commercial_School (WA)_Existing_Food Preparation_Natural Gas_Fryer_E7 | F5 | Commercial | School (WA) | Existing | Food Preparation | Natural Gas | Fryer | E7 | Utility - Cost of Operation | 0 | 0 | 0 | 0 | 0 | 0 | 0 | 0 | 0 | 0 | 0 | 0 | 0 | 0 | 0 | 0 | 0 | 0 | 0 | 0 | 0 | 0 | 0 | 0 | 0 | 0 | 0
F5_Commercial_School (WA)_Existing_Food Preparation_Natural Gas_Fryer_E8 | F5 | Commercial | School (WA) | Existing | Food Preparation | Natural Gas | Fryer | E8 | Utility - Cost of Operation | 0 | 0 | 0 | 0 | 0 | 0 | 0 | 0 | 0 | 0 | 0 | 0 | 0 | 0 | 0 | 0 | 0 | 0 | 0 | 0 | 0 | 0 | 0 | 0 | 0 | 0 | 0
F5_Commercial_School (WA)_Existing_Food Preparation_Natural Gas_Fryer_E9 | F5 | Commercial | School (WA) | Existing | Food Preparation | Natural Gas | Fryer | E9 | Utility - Cost of Operation | 0 | 0 | 0 | 0 | 0 | 0 | 0 | 0 | 0 | 0 | 0 | 0 | 0 | 0 | 0 | 0 | 0 | 0 | 0 | 0 | 0 | 0 | 0 | 0 | 0 | 0 | 0
F5_Commercial_School (WA)_Existing_Food Preparation_Natural Gas_Fryer_E10 | F5 | Commercial | School (WA) | Existing | Food Preparation | Natural Gas | Fryer | E10 | Utility - Cost of Operation | 0 | 0 | 0 | 0 | 0 | 0 | 0 | 0 | 0 | 0 | 0 | 0 | 0 | 0 | 0 | 0 | 0 | 0 | 0 | 0 | 0 | 0 | 0 | 0 | 0 | 0 | 0
F6_Commercial_School (WA)_Existing_Food Preparation_Natural Gas_Fryer_E1 | F6 | Commercial | School (WA) | Existing | Food Preparation | Natural Gas | Fryer | E1 | Utility - Value of Sales | 0.012201 | 0.012446 | 0.012722 | 0.013032 | 0.013378 | 0.013795 | 0.01421 | 0.014602 | 0.014957 | 0.015304 | 0.015662 | 0.015991 | 0.016342 | 0.016682 | 0.016981 | 0.017256 | 0.017496 | 0.017728 | 0.017973 | 0.018205 | 0.018439 | 0.018764 | 0.019094 | 0.019433 | 0.019778 | 0.02013 | 0.020487
F6_Commercial_School (WA)_Existing_Food Preparation_Natural Gas_Fryer_E2 | F6 | Commercial | School (WA) | Existing | Food Preparation | Natural Gas | Fryer | E2 | Utility - Value of Sales | 0.008415 | 0.0085842 | 0.0087745 | 0.0089883 | 0.0092266 | 0.0095148 | 0.0098007 | 0.010071 | 0.010316 | 0.010555 | 0.010802 | 0.011029 | 0.011271 | 0.011506 | 0.011712 | 0.011902 | 0.012067 | 0.012227 | 0.012396 | 0.012556 | 0.012717 | 0.012942 | 0.013169 | 0.013403 | 0.013641 | 0.013883 | 0.01413
F6_Commercial_School (WA)_Existing_Food Preparation_Natural Gas_Fryer_E3 | F6 | Commercial | School (WA) | Existing | Food Preparation | Natural Gas | Fryer | E3 | Utility - Value of Sales | 0 | 0 | 0 | 0 | 0 | 0 | 0 | 0 | 0 | 0 | 0 | 0 | 0 | 0 | 0 | 0 | 0 | 0 | 0 | 0 | 0 | 0 | 0 | 0 | 0 | 0 | 0
F6_Commercial_School (WA)_Existing_Food Preparation_Natural Gas_Fryer_E4 | F6 | Commercial | School (WA) | Existing | Food Preparation | Natural Gas | Fryer | E4 | Utility - Value of Sales | 0 | 0 | 0 | 0 | 0 | 0 | 0 | 0 | 0 | 0 | 0 | 0 | 0 | 0 | 0 | 0 | 0 | 0 | 0 | 0 | 0 | 0 | 0 | 0 | 0 | 0 | 0
F6_Commercial_School (WA)_Existing_Food Preparation_Natural Gas_Fryer_E5 | F6 | Commercial | School (WA) | Existing | Food Preparation | Natural Gas | Fryer | E5 | Utility - Value of Sales | 0 | 0 | 0 | 0 | 0 | 0 | 0 | 0 | 0 | 0 | 0 | 0 | 0 | 0 | 0 | 0 | 0 | 0 | 0 | 0 | 0 | 0 | 0 | 0 | 0 | 0 | 0
F6_Commercial_School (WA)_Existing_Food Preparation_Natural Gas_Fryer_E6 | F6 | Commercial | School (WA) | Existing | Food Preparation | Natural Gas | Fryer | E6 | Utility - Value of Sales | 0 | 0 | 0 | 0 | 0 | 0 | 0 | 0 | 0 | 0 | 0 | 0 | 0 | 0 | 0 | 0 | 0 | 0 | 0 | 0 | 0 | 0 | 0 | 0 | 0 | 0 | 0
F6_Commercial_School (WA)_Existing_Food Preparation_Natural Gas_Fryer_E7 | F6 | Commercial | School (WA) | Existing | Food Preparation | Natural Gas | Fryer | E7 | Utility - Value of Sales | 0 | 0 | 0 | 0 | 0 | 0 | 0 | 0 | 0 | 0 | 0 | 0 | 0 | 0 | 0 | 0 | 0 | 0 | 0 | 0 | 0 | 0 | 0 | 0 | 0 | 0 | 0
F6_Commercial_School (WA)_Existing_Food Preparation_Natural Gas_Fryer_E8 | F6 | Commercial | School (WA) | Existing | Food Preparation | Natural Gas | Fryer | E8 | Utility - Value of Sales | 0 | 0 | 0 | 0 | 0 | 0 | 0 | 0 | 0 | 0 | 0 | 0 | 0 | 0 | 0 | 0 | 0 | 0 | 0 | 0 | 0 | 0 | 0 | 0 | 0 | 0 | 0
F6_Commercial_School (WA)_Existing_Food Preparation_Natural Gas_Fryer_E9 | F6 | Commercial | School (WA) | Existing | Food Preparation | Natural Gas | Fryer | E9 | Utility - Value of Sales | 0 | 0 | 0 | 0 | 0 | 0 | 0 | 0 | 0 | 0 | 0 | 0 | 0 | 0 | 0 | 0 | 0 | 0 | 0 | 0 | 0 | 0 | 0 | 0 | 0 | 0 | 0
F6_Commercial_School (WA)_Existing_Food Preparation_Natural Gas_Fryer_E10 | F6 | Commercial | School (WA) | Existing | Food Preparation | Natural Gas | Fryer | E10 | Utility - Value of Sales | 0 | 0 | 0 | 0 | 0 | 0 | 0 | 0 | 0 | 0 | 0 | 0 | 0 | 0 | 0 | 0 | 0 | 0 | 0 | 0 | 0 | 0 | 0 | 0 | 0 | 0 | 0
F1_Commercial_School (WA)_Existing_Food Preparation_Natural Gas_Broiler_E1 | F1 | Commercial | School (WA) | Existing | Food Preparation | Natural Gas | Broiler | E1 | RVT - Cost of Equipment | 0.00102 | 0.00102 | 0.00102 | 0.00102 | 0.00102 | 0.00102 | 0.00102 | 0.00102 | 0.00102 | 0.00102 | 0.00102 | 0.00102 | 0.00102 | 0.00102 | 0.00102 | 0.00102 | 0.00102 | 0.00102 | 0.00102 | 0.00102 | 0.00102 | 0.00102 | 0.00102 | 0.00102 | 0.00102 | 0.00102 | 0.00102
F1_Commercial_School (WA)_Existing_Food Preparation_Natural Gas_Broiler_E2 | F1 | Commercial | School (WA) | Existing | Food Preparation | Natural Gas | Broiler | E2 | RVT - Cost of Equipment | 0.0014281 | 0.0014281 | 0.0014281 | 0.0014281 | 0.0014281 | 0.0014281 | 0.0014281 | 0.0014281 | 0.0014281 | 0.0014281 | 0.0014281 | 0.0014281 | 0.0014281 | 0.0014281 | 0.0014281 | 0.0014281 | 0.0014281 | 0.0014281 | 0.0014281 | 0.0014281 | 0.0014281 | 0.0014281 | 0.0014281 | 0.0014281 | 0.0014281 | 0.0014281 | 0.0014281
F1_Commercial_School (WA)_Existing_Food Preparation_Natural Gas_Broiler_E3 | F1 | Commercial | School (WA) | Existing | Food Preparation | Natural Gas | Broiler | E3 | RVT - Cost of Equipment | 0 | 0 | 0 | 0 | 0 | 0 | 0 | 0 | 0 | 0 | 0 | 0 | 0 | 0 | 0 | 0 | 0 | 0 | 0 | 0 | 0 | 0 | 0 | 0 | 0 | 0 | 0
F1_Commercial_School (WA)_Existing_Food Preparation_Natural Gas_Broiler_E4 | F1 | Commercial | School (WA) | Existing | Food Preparation | Natural Gas | Broiler | E4 | RVT - Cost of Equipment | 0 | 0 | 0 | 0 | 0 | 0 | 0 | 0 | 0 | 0 | 0 | 0 | 0 | 0 | 0 | 0 | 0 | 0 | 0 | 0 | 0 | 0 | 0 | 0 | 0 | 0 | 0
F1_Commercial_School (WA)_Existing_Food Preparation_Natural Gas_Broiler_E5 | F1 | Commercial | School (WA) | Existing | Food Preparation | Natural Gas | Broiler | E5 | RVT - Cost of Equipment | 0 | 0 | 0 | 0 | 0 | 0 | 0 | 0 | 0 | 0 | 0 | 0 | 0 | 0 | 0 | 0 | 0 | 0 | 0 | 0 | 0 | 0 | 0 | 0 | 0 | 0 | 0
F1_Commercial_School (WA)_Existing_Food Preparation_Natural Gas_Broiler_E6 | F1 | Commercial | School (WA) | Existing | Food Preparation | Natural Gas | Broiler | E6 | RVT - Cost of Equipment | 0 | 0 | 0 | 0 | 0 | 0 | 0 | 0 | 0 | 0 | 0 | 0 | 0 | 0 | 0 | 0 | 0 | 0 | 0 | 0 | 0 | 0 | 0 | 0 | 0 | 0 | 0
F1_Commercial_School (WA)_Existing_Food Preparation_Natural Gas_Broiler_E7 | F1 | Commercial | School (WA) | Existing | Food Preparation | Natural Gas | Broiler | E7 | RVT - Cost of Equipment | 0 | 0 | 0 | 0 | 0 | 0 | 0 | 0 | 0 | 0 | 0 | 0 | 0 | 0 | 0 | 0 | 0 | 0 | 0 | 0 | 0 | 0 | 0 | 0 | 0 | 0 | 0
F1_Commercial_School (WA)_Existing_Food Preparation_Natural Gas_Broiler_E8 | F1 | Commercial | School (WA) | Existing | Food Preparation | Natural Gas | Broiler | E8 | RVT - Cost of Equipment | 0 | 0 | 0 | 0 | 0 | 0 | 0 | 0 | 0 | 0 | 0 | 0 | 0 | 0 | 0 | 0 | 0 | 0 | 0 | 0 | 0 | 0 | 0 | 0 | 0 | 0 | 0
F1_Commercial_School (WA)_Existing_Food Preparation_Natural Gas_Broiler_E9 | F1 | Commercial | School (WA) | Existing | Food Preparation | Natural Gas | Broiler | E9 | RVT - Cost of Equipment | 0 | 0 | 0 | 0 | 0 | 0 | 0 | 0 | 0 | 0 | 0 | 0 | 0 | 0 | 0 | 0 | 0 | 0 | 0 | 0 | 0 | 0 | 0 | 0 | 0 | 0 | 0
F1_Commercial_School (WA)_Existing_Food Preparation_Natural Gas_Broiler_E10 | F1 | Commercial | School (WA) | Existing | Food Preparation | Natural Gas | Broiler | E10 | RVT - Cost of Equipment | 0 | 0 | 0 | 0 | 0 | 0 | 0 | 0 | 0 | 0 | 0 | 0 | 0 | 0 | 0 | 0 | 0 | 0 | 0 | 0 | 0 | 0 | 0 | 0 | 0 | 0 | 0
F2_Commercial_School (WA)_Existing_Food Preparation_Natural Gas_Broiler_E1 | F2 | Commercial | School (WA) | Existing | Food Preparation | Natural Gas | Broiler | E1 | RVT - Cost of Operation | 0.012087 | 0.012315 | 0.012583 | 0.012896 | 0.013254 | 0.0137 | 0.014148 | 0.014574 | 0.014959 | 0.015332 | 0.015719 | 0.01607 | 0.016441 | 0.016792 | 0.017094 | 0.017366 | 0.017597 | 0.017817 | 0.018051 | 0.01827 | 0.018489 | 0.018815 | 0.019145 | 0.019485 | 0.019831 | 0.020184 | 0.020542
F2_Commercial_School (WA)_Existing_Food Preparation_Natural Gas_Broiler_E2 | F2 | Commercial | School (WA) | Existing | Food Preparation | Natural Gas | Broiler | E2 | RVT - Cost of Operation | 0.010309 | 0.010504 | 0.010733 | 0.010999 | 0.011304 | 0.011685 | 0.012068 | 0.01243 | 0.012759 | 0.013077 | 0.013407 | 0.013707 | 0.014023 | 0.014322 | 0.01458 | 0.014812 | 0.015009 | 0.015197 | 0.015396 | 0.015583 | 0.01577 | 0.016048 | 0.016329 | 0.016619 | 0.016915 | 0.017215 | 0.017521
F2_Commercial_School (WA)_Existing_Food Preparation_Natural Gas_Broiler_E3 | F2 | Commercial | School (WA) | Existing | Food Preparation | Natural Gas | Broiler | E3 | RVT - Cost of Operation | 0 | 0 | 0 | 0 | 0 | 0 | 0 | 0 | 0 | 0 | 0 | 0 | 0 | 0 | 0 | 0 | 0 | 0 | 0 | 0 | 0 | 0 | 0 | 0 | 0 | 0 | 0
F2_Commercial_School (WA)_Existing_Food Preparation_Natural Gas_Broiler_E4 | F2 | Commercial | School (WA) | Existing | Food Preparation | Natural Gas | Broiler | E4 | RVT - Cost of Operation | 0 | 0 | 0 | 0 | 0 | 0 | 0 | 0 | 0 | 0 | 0 | 0 | 0 | 0 | 0 | 0 | 0 | 0 | 0 | 0 | 0 | 0 | 0 | 0 | 0 | 0 | 0
F2_Commercial_School (WA)_Existing_Food Preparation_Natural Gas_Broiler_E5 | F2 | Commercial | School (WA) | Existing | Food Preparation | Natural Gas | Broiler | E5 | RVT - Cost of Operation | 0 | 0 | 0 | 0 | 0 | 0 | 0 | 0 | 0 | 0 | 0 | 0 | 0 | 0 | 0 | 0 | 0 | 0 | 0 | 0 | 0 | 0 | 0 | 0 | 0 | 0 | 0
F2_Commercial_School (WA)_Existing_Food Preparation_Natural Gas_Broiler_E6 | F2 | Commercial | School (WA) | Existing | Food Preparation | Natural Gas | Broiler | E6 | RVT - Cost of Operation | 0 | 0 | 0 | 0 | 0 | 0 | 0 | 0 | 0 | 0 | 0 | 0 | 0 | 0 | 0 | 0 | 0 | 0 | 0 | 0 | 0 | 0 | 0 | 0 | 0 | 0 | 0
F2_Commercial_School (WA)_Existing_Food Preparation_Natural Gas_Broiler_E7 | F2 | Commercial | School (WA) | Existing | Food Preparation | Natural Gas | Broiler | E7 | RVT - Cost of Operation | 0 | 0 | 0 | 0 | 0 | 0 | 0 | 0 | 0 | 0 | 0 | 0 | 0 | 0 | 0 | 0 | 0 | 0 | 0 | 0 | 0 | 0 | 0 | 0 | 0 | 0 | 0
F2_Commercial_School (WA)_Existing_Food Preparation_Natural Gas_Broiler_E8 | F2 | Commercial | School (WA) | Existing | Food Preparation | Natural Gas | Broiler | E8 | RVT - Cost of Operation | 0 | 0 | 0 | 0 | 0 | 0 | 0 | 0 | 0 | 0 | 0 | 0 | 0 | 0 | 0 | 0 | 0 | 0 | 0 | 0 | 0 | 0 | 0 | 0 | 0 | 0 | 0
F2_Commercial_School (WA)_Existing_Food Preparation_Natural Gas_Broiler_E9 | F2 | Commercial | School (WA) | Existing | Food Preparation | Natural Gas | Broiler | E9 | RVT - Cost of Operation | 0 | 0 | 0 | 0 | 0 | 0 | 0 | 0 | 0 | 0 | 0 | 0 | 0 | 0 | 0 | 0 | 0 | 0 | 0 | 0 | 0 | 0 | 0 | 0 | 0 | 0 | 0
F2_Commercial_School (WA)_Existing_Food Preparation_Natural Gas_Broiler_E10 | F2 | Commercial | School (WA) | Existing | Food Preparation | Natural Gas | Broiler | E10 | RVT - Cost of Operation | 0 | 0 | 0 | 0 | 0 | 0 | 0 | 0 | 0 | 0 | 0 | 0 | 0 | 0 | 0 | 0 | 0 | 0 | 0 | 0 | 0 | 0 | 0 | 0 | 0 | 0 | 0
F3_Commercial_School (WA)_Existing_Food Preparation_Natural Gas_Broiler_E1 | F3 | Commercial | School (WA) | Existing | Food Preparation | Natural Gas | Broiler | E1 | System - kBTUs of Consumption | 2.8835 | 2.8835 | 2.8835 | 2.8835 | 2.8835 | 2.8835 | 2.8835 | 2.8835 | 2.8835 | 2.8835 | 2.8835 | 2.8835 | 2.8835 | 2.8835 | 2.8835 | 2.8835 | 2.8835 | 2.8835 | 2.8835 | 2.8835 | 2.8835 | 2.8835 | 2.8835 | 2.8835 | 2.8835 | 2.8835 | 2.8835
F3_Commercial_School (WA)_Existing_Food Preparation_Natural Gas_Broiler_E2 | F3 | Commercial | School (WA) | Existing | Food Preparation | Natural Gas | Broiler | E2 | System - kBTUs of Consumption | 2.4594 | 2.4594 | 2.4594 | 2.4594 | 2.4594 | 2.4594 | 2.4594 | 2.4594 | 2.4594 | 2.4594 | 2.4594 | 2.4594 | 2.4594 | 2.4594 | 2.4594 | 2.4594 | 2.4594 | 2.4594 | 2.4594 | 2.4594 | 2.4594 | 2.4594 | 2.4594 | 2.4594 | 2.4594 | 2.4594 | 2.4594
F3_Commercial_School (WA)_Existing_Food Preparation_Natural Gas_Broiler_E3 | F3 | Commercial | School (WA) | Existing | Food Preparation | Natural Gas | Broiler | E3 | System - kBTUs of Consumption | 0 | 0 | 0 | 0 | 0 | 0 | 0 | 0 | 0 | 0 | 0 | 0 | 0 | 0 | 0 | 0 | 0 | 0 | 0 | 0 | 0 | 0 | 0 | 0 | 0 | 0 | 0
F3_Commercial_School (WA)_Existing_Food Preparation_Natural Gas_Broiler_E4 | F3 | Commercial | School (WA) | Existing | Food Preparation | Natural Gas | Broiler | E4 | System - kBTUs of Consumption | 0 | 0 | 0 | 0 | 0 | 0 | 0 | 0 | 0 | 0 | 0 | 0 | 0 | 0 | 0 | 0 | 0 | 0 | 0 | 0 | 0 | 0 | 0 | 0 | 0 | 0 | 0
F3_Commercial_School (WA)_Existing_Food Preparation_Natural Gas_Broiler_E5 | F3 | Commercial | School (WA) | Existing | Food Preparation | Natural Gas | Broiler | E5 | System - kBTUs of Consumption | 0 | 0 | 0 | 0 | 0 | 0 | 0 | 0 | 0 | 0 | 0 | 0 | 0 | 0 | 0 | 0 | 0 | 0 | 0 | 0 | 0 | 0 | 0 | 0 | 0 | 0 | 0
F3_Commercial_School (WA)_Existing_Food Preparation_Natural Gas_Broiler_E6 | F3 | Commercial | School (WA) | Existing | Food Preparation | Natural Gas | Broiler | E6 | System - kBTUs of Consumption | 0 | 0 | 0 | 0 | 0 | 0 | 0 | 0 | 0 | 0 | 0 | 0 | 0 | 0 | 0 | 0 | 0 | 0 | 0 | 0 | 0 | 0 | 0 | 0 | 0 | 0 | 0
F3_Commercial_School (WA)_Existing_Food Preparation_Natural Gas_Broiler_E7 | F3 | Commercial | School (WA) | Existing | Food Preparation | Natural Gas | Broiler | E7 | System - kBTUs of Consumption | 0 | 0 | 0 | 0 | 0 | 0 | 0 | 0 | 0 | 0 | 0 | 0 | 0 | 0 | 0 | 0 | 0 | 0 | 0 | 0 | 0 | 0 | 0 | 0 | 0 | 0 | 0
F3_Commercial_School (WA)_Existing_Food Preparation_Natural Gas_Broiler_E8 | F3 | Commercial | School (WA) | Existing | Food Preparation | Natural Gas | Broiler | E8 | System - kBTUs of Consumption | 0 | 0 | 0 | 0 | 0 | 0 | 0 | 0 | 0 | 0 | 0 | 0 | 0 | 0 | 0 | 0 | 0 | 0 | 0 | 0 | 0 | 0 | 0 | 0 | 0 | 0 | 0
F3_Commercial_School (WA)_Existing_Food Preparation_Natural Gas_Broiler_E9 | F3 | Commercial | School (WA) | Existing | Food Preparation | Natural Gas | Broiler | E9 | System - kBTUs of Consumption | 0 | 0 | 0 | 0 | 0 | 0 | 0 | 0 | 0 | 0 | 0 | 0 | 0 | 0 | 0 | 0 | 0 | 0 | 0 | 0 | 0 | 0 | 0 | 0 | 0 | 0 | 0
F3_Commercial_School (WA)_Existing_Food Preparation_Natural Gas_Broiler_E10 | F3 | Commercial | School (WA) | Existing | Food Preparation | Natural Gas | Broiler | E10 | System - kBTUs of Consumption | 0 | 0 | 0 | 0 | 0 | 0 | 0 | 0 | 0 | 0 | 0 | 0 | 0 | 0 | 0 | 0 | 0 | 0 | 0 | 0 | 0 | 0 | 0 | 0 | 0 | 0 | 0
F4_Commercial_School (WA)_Existing_Food Preparation_Natural Gas_Broiler_E1 | F4 | Commercial | School (WA) | Existing | Food Preparation | Natural Gas | Broiler | E1 | Utility - Cost of Equipment | 0.00102 | 0.00102 | 0.00102 | 0.00102 | 0.00102 | 0.00102 | 0.00102 | 0.00102 | 0.00102 | 0.00102 | 0.00102 | 0.00102 | 0.00102 | 0.00102 | 0.00102 | 0.00102 | 0.00102 | 0.00102 | 0.00102 | 0.00102 | 0.00102 | 0.00102 | 0.00102 | 0.00102 | 0.00102 | 0.00102 | 0.00102
F4_Commercial_School (WA)_Existing_Food Preparation_Natural Gas_Broiler_E2 | F4 | Commercial | School (WA) | Existing | Food Preparation | Natural Gas | Broiler | E2 | Utility - Cost of Equipment | 0.0014281 | 0.0014281 | 0.0014281 | 0.0014281 | 0.0014281 | 0.0014281 | 0.0014281 | 0.0014281 | 0.0014281 | 0.0014281 | 0.0014281 | 0.0014281 | 0.0014281 | 0.0014281 | 0.0014281 | 0.0014281 | 0.0014281 | 0.0014281 | 0.0014281 | 0.0014281 | 0.0014281 | 0.0014281 | 0.0014281 | 0.0014281 | 0.0014281 | 0.0014281 | 0.0014281
F4_Commercial_School (WA)_Existing_Food Preparation_Natural Gas_Broiler_E3 | F4 | Commercial | School (WA) | Existing | Food Preparation | Natural Gas | Broiler | E3 | Utility - Cost of Equipment | 0 | 0 | 0 | 0 | 0 | 0 | 0 | 0 | 0 | 0 | 0 | 0 | 0 | 0 | 0 | 0 | 0 | 0 | 0 | 0 | 0 | 0 | 0 | 0 | 0 | 0 | 0
F4_Commercial_School (WA)_Existing_Food Preparation_Natural Gas_Broiler_E4 | F4 | Commercial | School (WA) | Existing | Food Preparation | Natural Gas | Broiler | E4 | Utility - Cost of Equipment | 0 | 0 | 0 | 0 | 0 | 0 | 0 | 0 | 0 | 0 | 0 | 0 | 0 | 0 | 0 | 0 | 0 | 0 | 0 | 0 | 0 | 0 | 0 | 0 | 0 | 0 | 0
F4_Commercial_School (WA)_Existing_Food Preparation_Natural Gas_Broiler_E5 | F4 | Commercial | School (WA) | Existing | Food Preparation | Natural Gas | Broiler | E5 | Utility - Cost of Equipment | 0 | 0 | 0 | 0 | 0 | 0 | 0 | 0 | 0 | 0 | 0 | 0 | 0 | 0 | 0 | 0 | 0 | 0 | 0 | 0 | 0 | 0 | 0 | 0 | 0 | 0 | 0
F4_Commercial_School (WA)_Existing_Food Preparation_Natural Gas_Broiler_E6 | F4 | Commercial | School (WA) | Existing | Food Preparation | Natural Gas | Broiler | E6 | Utility - Cost of Equipment | 0 | 0 | 0 | 0 | 0 | 0 | 0 | 0 | 0 | 0 | 0 | 0 | 0 | 0 | 0 | 0 | 0 | 0 | 0 | 0 | 0 | 0 | 0 | 0 | 0 | 0 | 0
F4_Commercial_School (WA)_Existing_Food Preparation_Natural Gas_Broiler_E7 | F4 | Commercial | School (WA) | Existing | Food Preparation | Natural Gas | Broiler | E7 | Utility - Cost of Equipment | 0 | 0 | 0 | 0 | 0 | 0 | 0 | 0 | 0 | 0 | 0 | 0 | 0 | 0 | 0 | 0 | 0 | 0 | 0 | 0 | 0 | 0 | 0 | 0 | 0 | 0 | 0
F4_Commercial_School (WA)_Existing_Food Preparation_Natural Gas_Broiler_E8 | F4 | Commercial | School (WA) | Existing | Food Preparation | Natural Gas | Broiler | E8 | Utility - Cost of Equipment | 0 | 0 | 0 | 0 | 0 | 0 | 0 | 0 | 0 | 0 | 0 | 0 | 0 | 0 | 0 | 0 | 0 | 0 | 0 | 0 | 0 | 0 | 0 | 0 | 0 | 0 | 0
F4_Commercial_School (WA)_Existing_Food Preparation_Natural Gas_Broiler_E9 | F4 | Commercial | School (WA) | Existing | Food Preparation | Natural Gas | Broiler | E9 | Utility - Cost of Equipment | 0 | 0 | 0 | 0 | 0 | 0 | 0 | 0 | 0 | 0 | 0 | 0 | 0 | 0 | 0 | 0 | 0 | 0 | 0 | 0 | 0 | 0 | 0 | 0 | 0 | 0 | 0
F4_Commercial_School (WA)_Existing_Food Preparation_Natural Gas_Broiler_E10 | F4 | Commercial | School (WA) | Existing | Food Preparation | Natural Gas | Broiler | E10 | Utility - Cost of Equipment | 0 | 0 | 0 | 0 | 0 | 0 | 0 | 0 | 0 | 0 | 0 | 0 | 0 | 0 | 0 | 0 | 0 | 0 | 0 | 0 | 0 | 0 | 0 | 0 | 0 | 0 | 0
F5_Commercial_School (WA)_Existing_Food Preparation_Natural Gas_Broiler_E1 | F5 | Commercial | School (WA) | Existing | Food Preparation | Natural Gas | Broiler | E1 | Utility - Cost of Operation | 0.010262 | 0.010521 | 0.010827 | 0.011179 | 0.011576 | 0.012059 | 0.012556 | 0.013049 | 0.013523 | 0.014004 | 0.014386 | 0.014744 | 0.015129 | 0.015506 | 0.015843 | 0.016159 | 0.016441 | 0.016721 | 0.017019 | 0.01731 | 0.017609 | 0.017919 | 0.018233 | 0.018557 | 0.018887 | 0.019223 | 0.019564
F5_Commercial_School (WA)_Existing_Food Preparation_Natural Gas_Broiler_E2 | F5 | Commercial | School (WA) | Existing | Food Preparation | Natural Gas | Broiler | E2 | Utility - Cost of Operation | 0.0087531 | 0.0089737 | 0.009235 | 0.0095345 | 0.0098732 | 0.010285 | 0.010709 | 0.01113 | 0.011534 | 0.011944 | 0.01227 | 0.012576 | 0.012904 | 0.013226 | 0.013513 | 0.013782 | 0.014023 | 0.014261 | 0.014516 | 0.014764 | 0.015019 | 0.015284 | 0.015552 | 0.015828 | 0.016109 | 0.016395 | 0.016687
F5_Commercial_School (WA)_Existing_Food Preparation_Natural Gas_Broiler_E3 | F5 | Commercial | School (WA) | Existing | Food Preparation | Natural Gas | Broiler | E3 | Utility - Cost of Operation | 0 | 0 | 0 | 0 | 0 | 0 | 0 | 0 | 0 | 0 | 0 | 0 | 0 | 0 | 0 | 0 | 0 | 0 | 0 | 0 | 0 | 0 | 0 | 0 | 0 | 0 | 0
F5_Commercial_School (WA)_Existing_Food Preparation_Natural Gas_Broiler_E4 | F5 | Commercial | School (WA) | Existing | Food Preparation | Natural Gas | Broiler | E4 | Utility - Cost of Operation | 0 | 0 | 0 | 0 | 0 | 0 | 0 | 0 | 0 | 0 | 0 | 0 | 0 | 0 | 0 | 0 | 0 | 0 | 0 | 0 | 0 | 0 | 0 | 0 | 0 | 0 | 0
F5_Commercial_School (WA)_Existing_Food Preparation_Natural Gas_Broiler_E5 | F5 | Commercial | School (WA) | Existing | Food Preparation | Natural Gas | Broiler | E5 | Utility - Cost of Operation | 0 | 0 | 0 | 0 | 0 | 0 | 0 | 0 | 0 | 0 | 0 | 0 | 0 | 0 | 0 | 0 | 0 | 0 | 0 | 0 | 0 | 0 | 0 | 0 | 0 | 0 | 0
F5_Commercial_School (WA)_Existing_Food Preparation_Natural Gas_Broiler_E6 | F5 | Commercial | School (WA) | Existing | Food Preparation | Natural Gas | Broiler | E6 | Utility - Cost of Operation | 0 | 0 | 0 | 0 | 0 | 0 | 0 | 0 | 0 | 0 | 0 | 0 | 0 | 0 | 0 | 0 | 0 | 0 | 0 | 0 | 0 | 0 | 0 | 0 | 0 | 0 | 0
F5_Commercial_School (WA)_Existing_Food Preparation_Natural Gas_Broiler_E7 | F5 | Commercial | School (WA) | Existing | Food Preparation | Natural Gas | Broiler | E7 | Utility - Cost of Operation | 0 | 0 | 0 | 0 | 0 | 0 | 0 | 0 | 0 | 0 | 0 | 0 | 0 | 0 | 0 | 0 | 0 | 0 | 0 | 0 | 0 | 0 | 0 | 0 | 0 | 0 | 0
F5_Commercial_School (WA)_Existing_Food Preparation_Natural Gas_Broiler_E8 | F5 | Commercial | School (WA) | Existing | Food Preparation | Natural Gas | Broiler | E8 | Utility - Cost of Operation | 0 | 0 | 0 | 0 | 0 | 0 | 0 | 0 | 0 | 0 | 0 | 0 | 0 | 0 | 0 | 0 | 0 | 0 | 0 | 0 | 0 | 0 | 0 | 0 | 0 | 0 | 0
F5_Commercial_School (WA)_Existing_Food Preparation_Natural Gas_Broiler_E9 | F5 | Commercial | School (WA) | Existing | Food Preparation | Natural Gas | Broiler | E9 | Utility - Cost of Operation | 0 | 0 | 0 | 0 | 0 | 0 | 0 | 0 | 0 | 0 | 0 | 0 | 0 | 0 | 0 | 0 | 0 | 0 | 0 | 0 | 0 | 0 | 0 | 0 | 0 | 0 | 0
F5_Commercial_School (WA)_Existing_Food Preparation_Natural Gas_Broiler_E10 | F5 | Commercial | School (WA) | Existing | Food Preparation | Natural Gas | Broiler | E10 | Utility - Cost of Operation | 0 | 0 | 0 | 0 | 0 | 0 | 0 | 0 | 0 | 0 | 0 | 0 | 0 | 0 | 0 | 0 | 0 | 0 | 0 | 0 | 0 | 0 | 0 | 0 | 0 | 0 | 0
F6_Commercial_School (WA)_Existing_Food Preparation_Natural Gas_Broiler_E1 | F6 | Commercial | School (WA) | Existing | Food Preparation | Natural Gas | Broiler | E1 | Utility - Value of Sales | 0.012087 | 0.012315 | 0.012583 | 0.012896 | 0.013254 | 0.0137 | 0.014148 | 0.014574 | 0.014959 | 0.015332 | 0.015719 | 0.01607 | 0.016441 | 0.016792 | 0.017094 | 0.017366 | 0.017597 | 0.017817 | 0.018051 | 0.01827 | 0.018489 | 0.018815 | 0.019145 | 0.019485 | 0.019831 | 0.020184 | 0.020542
F6_Commercial_School (WA)_Existing_Food Preparation_Natural Gas_Broiler_E2 | F6 | Commercial | School (WA) | Existing | Food Preparation | Natural Gas | Broiler | E2 | Utility - Value of Sales | 0.010309 | 0.010504 | 0.010733 | 0.010999 | 0.011304 | 0.011685 | 0.012068 | 0.01243 | 0.012759 | 0.013077 | 0.013407 | 0.013707 | 0.014023 | 0.014322 | 0.01458 | 0.014812 | 0.015009 | 0.015197 | 0.015396 | 0.015583 | 0.01577 | 0.016048 | 0.016329 | 0.016619 | 0.016915 | 0.017215 | 0.017521
F6_Commercial_School (WA)_Existing_Food Preparation_Natural Gas_Broiler_E3 | F6 | Commercial | School (WA) | Existing | Food Preparation | Natural Gas | Broiler | E3 | Utility - Value of Sales | 0 | 0 | 0 | 0 | 0 | 0 | 0 | 0 | 0 | 0 | 0 | 0 | 0 | 0 | 0 | 0 | 0 | 0 | 0 | 0 | 0 | 0 | 0 | 0 | 0 | 0 | 0
F6_Commercial_School (WA)_Existing_Food Preparation_Natural Gas_Broiler_E4 | F6 | Commercial | School (WA) | Existing | Food Preparation | Natural Gas | Broiler | E4 | Utility - Value of Sales | 0 | 0 | 0 | 0 | 0 | 0 | 0 | 0 | 0 | 0 | 0 | 0 | 0 | 0 | 0 | 0 | 0 | 0 | 0 | 0 | 0 | 0 | 0 | 0 | 0 | 0 | 0
F6_Commercial_School (WA)_Existing_Food Preparation_Natural Gas_Broiler_E5 | F6 | Commercial | School (WA) | Existing | Food Preparation | Natural Gas | Broiler | E5 | Utility - Value of Sales | 0 | 0 | 0 | 0 | 0 | 0 | 0 | 0 | 0 | 0 | 0 | 0 | 0 | 0 | 0 | 0 | 0 | 0 | 0 | 0 | 0 | 0 | 0 | 0 | 0 | 0 | 0
F6_Commercial_School (WA)_Existing_Food Preparation_Natural Gas_Broiler_E6 | F6 | Commercial | School (WA) | Existing | Food Preparation | Natural Gas | Broiler | E6 | Utility - Value of Sales | 0 | 0 | 0 | 0 | 0 | 0 | 0 | 0 | 0 | 0 | 0 | 0 | 0 | 0 | 0 | 0 | 0 | 0 | 0 | 0 | 0 | 0 | 0 | 0 | 0 | 0 | 0
F6_Commercial_School (WA)_Existing_Food Preparation_Natural Gas_Broiler_E7 | F6 | Commercial | School (WA) | Existing | Food Preparation | Natural Gas | Broiler | E7 | Utility - Value of Sales | 0 | 0 | 0 | 0 | 0 | 0 | 0 | 0 | 0 | 0 | 0 | 0 | 0 | 0 | 0 | 0 | 0 | 0 | 0 | 0 | 0 | 0 | 0 | 0 | 0 | 0 | 0
F6_Commercial_School (WA)_Existing_Food Preparation_Natural Gas_Broiler_E8 | F6 | Commercial | School (WA) | Existing | Food Preparation | Natural Gas | Broiler | E8 | Utility - Value of Sales | 0 | 0 | 0 | 0 | 0 | 0 | 0 | 0 | 0 | 0 | 0 | 0 | 0 | 0 | 0 | 0 | 0 | 0 | 0 | 0 | 0 | 0 | 0 | 0 | 0 | 0 | 0
F6_Commercial_School (WA)_Existing_Food Preparation_Natural Gas_Broiler_E9 | F6 | Commercial | School (WA) | Existing | Food Preparation | Natural Gas | Broiler | E9 | Utility - Value of Sales | 0 | 0 | 0 | 0 | 0 | 0 | 0 | 0 | 0 | 0 | 0 | 0 | 0 | 0 | 0 | 0 | 0 | 0 | 0 | 0 | 0 | 0 | 0 | 0 | 0 | 0 | 0
F6_Commercial_School (WA)_Existing_Food Preparation_Natural Gas_Broiler_E10 | F6 | Commercial | School (WA) | Existing | Food Preparation | Natural Gas | Broiler | E10 | Utility - Value of Sales | 0 | 0 | 0 | 0 | 0 | 0 | 0 | 0 | 0 | 0 | 0 | 0 | 0 | 0 | 0 | 0 | 0 | 0 | 0 | 0 | 0 | 0 | 0 | 0 | 0 | 0 | 0
F1_Commercial_School (WA)_Existing_Food Preparation_Natural Gas_Griddle_E1 | F1 | Commercial | School (WA) | Existing | Food Preparation | Natural Gas | Griddle | E1 | RVT - Cost of Equipment | 0.0026675 | 0.0026675 | 0.0026675 | 0.0026675 | 0.0026675 | 0.0026675 | 0.0026675 | 0.0026675 | 0.0026675 | 0.0026675 | 0.0026675 | 0.0026675 | 0.0026675 | 0.0026675 | 0.0026675 | 0.0026675 | 0.0026675 | 0.0026675 | 0.0026675 | 0.0026675 | 0.0026675 | 0.0026675 | 0.0026675 | 0.0026675 | 0.0026675 | 0.0026675 | 0.0026675
F1_Commercial_School (WA)_Existing_Food Preparation_Natural Gas_Griddle_E2 | F1 | Commercial | School (WA) | Existing | Food Preparation | Natural Gas | Griddle | E2 | RVT - Cost of Equipment | 0.002854 | 0.002854 | 0.002854 | 0.002854 | 0.002854 | 0.002854 | 0.002854 | 0.002854 | 0.002854 | 0.002854 | 0.002854 | 0.002854 | 0.002854 | 0.002854 | 0.002854 | 0.002854 | 0.002854 | 0.002854 | 0.002854 | 0.002854 | 0.002854 | 0.002854 | 0.002854 | 0.002854 | 0.002854 | 0.002854 | 0.002854
F1_Commercial_School (WA)_Existing_Food Preparation_Natural Gas_Griddle_E3 | F1 | Commercial | School (WA) | Existing | Food Preparation | Natural Gas | Griddle | E3 | RVT - Cost of Equipment | 0 | 0 | 0 | 0 | 0 | 0 | 0 | 0 | 0 | 0 | 0 | 0 | 0 | 0 | 0 | 0 | 0 | 0 | 0 | 0 | 0 | 0 | 0 | 0 | 0 | 0 | 0
F1_Commercial_School (WA)_Existing_Food Preparation_Natural Gas_Griddle_E4 | F1 | Commercial | School (WA) | Existing | Food Preparation | Natural Gas | Griddle | E4 | RVT - Cost of Equipment | 0 | 0 | 0 | 0 | 0 | 0 | 0 | 0 | 0 | 0 | 0 | 0 | 0 | 0 | 0 | 0 | 0 | 0 | 0 | 0 | 0 | 0 | 0 | 0 | 0 | 0 | 0
F1_Commercial_School (WA)_Existing_Food Preparation_Natural Gas_Griddle_E5 | F1 | Commercial | School (WA) | Existing | Food Preparation | Natural Gas | Griddle | E5 | RVT - Cost of Equipment | 0 | 0 | 0 | 0 | 0 | 0 | 0 | 0 | 0 | 0 | 0 | 0 | 0 | 0 | 0 | 0 | 0 | 0 | 0 | 0 | 0 | 0 | 0 | 0 | 0 | 0 | 0
F1_Commercial_School (WA)_Existing_Food Preparation_Natural Gas_Griddle_E6 | F1 | Commercial | School (WA) | Existing | Food Preparation | Natural Gas | Griddle | E6 | RVT - Cost of Equipment | 0 | 0 | 0 | 0 | 0 | 0 | 0 | 0 | 0 | 0 | 0 | 0 | 0 | 0 | 0 | 0 | 0 | 0 | 0 | 0 | 0 | 0 | 0 | 0 | 0 | 0 | 0
F1_Commercial_School (WA)_Existing_Food Preparation_Natural Gas_Griddle_E7 | F1 | Commercial | School (WA) | Existing | Food Preparation | Natural Gas | Griddle | E7 | RVT - Cost of Equipment | 0 | 0 | 0 | 0 | 0 | 0 | 0 | 0 | 0 | 0 | 0 | 0 | 0 | 0 | 0 | 0 | 0 | 0 | 0 | 0 | 0 | 0 | 0 | 0 | 0 | 0 | 0
F1_Commercial_School (WA)_Existing_Food Preparation_Natural Gas_Griddle_E8 | F1 | Commercial | School (WA) | Existing | Food Preparation | Natural Gas | Griddle | E8 | RVT - Cost of Equipment | 0 | 0 | 0 | 0 | 0 | 0 | 0 | 0 | 0 | 0 | 0 | 0 | 0 | 0 | 0 | 0 | 0 | 0 | 0 | 0 | 0 | 0 | 0 | 0 | 0 | 0 | 0
F1_Commercial_School (WA)_Existing_Food Preparation_Natural Gas_Griddle_E9 | F1 | Commercial | School (WA) | Existing | Food Preparation | Natural Gas | Griddle | E9 | RVT - Cost of Equipment | 0 | 0 | 0 | 0 | 0 | 0 | 0 | 0 | 0 | 0 | 0 | 0 | 0 | 0 | 0 | 0 | 0 | 0 | 0 | 0 | 0 | 0 | 0 | 0 | 0 | 0 | 0
F1_Commercial_School (WA)_Existing_Food Preparation_Natural Gas_Griddle_E10 | F1 | Commercial | School (WA) | Existing | Food Preparation | Natural Gas | Griddle | E10 | RVT - Cost of Equipment | 0 | 0 | 0 | 0 | 0 | 0 | 0 | 0 | 0 | 0 | 0 | 0 | 0 | 0 | 0 | 0 | 0 | 0 | 0 | 0 | 0 | 0 | 0 | 0 | 0 | 0 | 0
F2_Commercial_School (WA)_Existing_Food Preparation_Natural Gas_Griddle_E1 | F2 | Commercial | School (WA) | Existing | Food Preparation | Natural Gas | Griddle | E1 | RVT - Cost of Operation | 0.0084001 | 0.0085588 | 0.008745 | 0.0089622 | 0.0092109 | 0.0095214 | 0.0098327 | 0.010128 | 0.010396 | 0.010655 | 0.010924 | 0.011168 | 0.011426 | 0.01167 | 0.01188 | 0.012069 | 0.012229 | 0.012382 | 0.012545 | 0.012697 | 0.012849 | 0.013076 | 0.013305 | 0.013542 | 0.013782 | 0.014027 | 0.014276
F2_Commercial_School (WA)_Existing_Food Preparation_Natural Gas_Griddle_E2 | F2 | Commercial | School (WA) | Existing | Food Preparation | Natural Gas | Griddle | E2 | RVT - Cost of Operation | 0.0073728 | 0.0075121 | 0.0076756 | 0.0078662 | 0.0080845 | 0.008357 | 0.0086302 | 0.0088897 | 0.0091245 | 0.0093522 | 0.0095881 | 0.0098025 | 0.010029 | 0.010243 | 0.010427 | 0.010593 | 0.010734 | 0.010868 | 0.011011 | 0.011144 | 0.011278 | 0.011477 | 0.011678 | 0.011886 | 0.012097 | 0.012312 | 0.01253
F2_Commercial_School (WA)_Existing_Food Preparation_Natural Gas_Griddle_E3 | F2 | Commercial | School (WA) | Existing | Food Preparation | Natural Gas | Griddle | E3 | RVT - Cost of Operation | 0 | 0 | 0 | 0 | 0 | 0 | 0 | 0 | 0 | 0 | 0 | 0 | 0 | 0 | 0 | 0 | 0 | 0 | 0 | 0 | 0 | 0 | 0 | 0 | 0 | 0 | 0
F2_Commercial_School (WA)_Existing_Food Preparation_Natural Gas_Griddle_E4 | F2 | Commercial | School (WA) | Existing | Food Preparation | Natural Gas | Griddle | E4 | RVT - Cost of Operation | 0 | 0 | 0 | 0 | 0 | 0 | 0 | 0 | 0 | 0 | 0 | 0 | 0 | 0 | 0 | 0 | 0 | 0 | 0 | 0 | 0 | 0 | 0 | 0 | 0 | 0 | 0
F2_Commercial_School (WA)_Existing_Food Preparation_Natural Gas_Griddle_E5 | F2 | Commercial | School (WA) | Existing | Food Preparation | Natural Gas | Griddle | E5 | RVT - Cost of Operation | 0 | 0 | 0 | 0 | 0 | 0 | 0 | 0 | 0 | 0 | 0 | 0 | 0 | 0 | 0 | 0 | 0 | 0 | 0 | 0 | 0 | 0 | 0 | 0 | 0 | 0 | 0
F2_Commercial_School (WA)_Existing_Food Preparation_Natural Gas_Griddle_E6 | F2 | Commercial | School (WA) | Existing | Food Preparation | Natural Gas | Griddle | E6 | RVT - Cost of Operation | 0 | 0 | 0 | 0 | 0 | 0 | 0 | 0 | 0 | 0 | 0 | 0 | 0 | 0 | 0 | 0 | 0 | 0 | 0 | 0 | 0 | 0 | 0 | 0 | 0 | 0 | 0
F2_Commercial_School (WA)_Existing_Food Preparation_Natural Gas_Griddle_E7 | F2 | Commercial | School (WA) | Existing | Food Preparation | Natural Gas | Griddle | E7 | RVT - Cost of Operation | 0 | 0 | 0 | 0 | 0 | 0 | 0 | 0 | 0 | 0 | 0 | 0 | 0 | 0 | 0 | 0 | 0 | 0 | 0 | 0 | 0 | 0 | 0 | 0 | 0 | 0 | 0
F2_Commercial_School (WA)_Existing_Food Preparation_Natural Gas_Griddle_E8 | F2 | Commercial | School (WA) | Existing | Food Preparation | Natural Gas | Griddle | E8 | RVT - Cost of Operation | 0 | 0 | 0 | 0 | 0 | 0 | 0 | 0 | 0 | 0 | 0 | 0 | 0 | 0 | 0 | 0 | 0 | 0 | 0 | 0 | 0 | 0 | 0 | 0 | 0 | 0 | 0
F2_Commercial_School (WA)_Existing_Food Preparation_Natural Gas_Griddle_E9 | F2 | Commercial | School (WA) | Existing | Food Preparation | Natural Gas | Griddle | E9 | RVT - Cost of Operation | 0 | 0 | 0 | 0 | 0 | 0 | 0 | 0 | 0 | 0 | 0 | 0 | 0 | 0 | 0 | 0 | 0 | 0 | 0 | 0 | 0 | 0 | 0 | 0 | 0 | 0 | 0
F2_Commercial_School (WA)_Existing_Food Preparation_Natural Gas_Griddle_E10 | F2 | Commercial | School (WA) | Existing | Food Preparation | Natural Gas | Griddle | E10 | RVT - Cost of Operation | 0 | 0 | 0 | 0 | 0 | 0 | 0 | 0 | 0 | 0 | 0 | 0 | 0 | 0 | 0 | 0 | 0 | 0 | 0 | 0 | 0 | 0 | 0 | 0 | 0 | 0 | 0
F3_Commercial_School (WA)_Existing_Food Preparation_Natural Gas_Griddle_E1 | F3 | Commercial | School (WA) | Existing | Food Preparation | Natural Gas | Griddle | E1 | System - kBTUs of Consumption | 2.0039 | 2.0039 | 2.0039 | 2.0039 | 2.0039 | 2.0039 | 2.0039 | 2.0039 | 2.0039 | 2.0039 | 2.0039 | 2.0039 | 2.0039 | 2.0039 | 2.0039 | 2.0039 | 2.0039 | 2.0039 | 2.0039 | 2.0039 | 2.0039 | 2.0039 | 2.0039 | 2.0039 | 2.0039 | 2.0039 | 2.0039
F3_Commercial_School (WA)_Existing_Food Preparation_Natural Gas_Griddle_E2 | F3 | Commercial | School (WA) | Existing | Food Preparation | Natural Gas | Griddle | E2 | System - kBTUs of Consumption | 1.7589 | 1.7589 | 1.7589 | 1.7589 | 1.7589 | 1.7589 | 1.7589 | 1.7589 | 1.7589 | 1.7589 | 1.7589 | 1.7589 | 1.7589 | 1.7589 | 1.7589 | 1.7589 | 1.7589 | 1.7589 | 1.7589 | 1.7589 | 1.7589 | 1.7589 | 1.7589 | 1.7589 | 1.7589 | 1.7589 | 1.7589
F3_Commercial_School (WA)_Existing_Food Preparation_Natural Gas_Griddle_E3 | F3 | Commercial | School (WA) | Existing | Food Preparation | Natural Gas | Griddle | E3 | System - kBTUs of Consumption | 0 | 0 | 0 | 0 | 0 | 0 | 0 | 0 | 0 | 0 | 0 | 0 | 0 | 0 | 0 | 0 | 0 | 0 | 0 | 0 | 0 | 0 | 0 | 0 | 0 | 0 | 0
F3_Commercial_School (WA)_Existing_Food Preparation_Natural Gas_Griddle_E4 | F3 | Commercial | School (WA) | Existing | Food Preparation | Natural Gas | Griddle | E4 | System - kBTUs of Consumption | 0 | 0 | 0 | 0 | 0 | 0 | 0 | 0 | 0 | 0 | 0 | 0 | 0 | 0 | 0 | 0 | 0 | 0 | 0 | 0 | 0 | 0 | 0 | 0 | 0 | 0 | 0
F3_Commercial_School (WA)_Existing_Food Preparation_Natural Gas_Griddle_E5 | F3 | Commercial | School (WA) | Existing | Food Preparation | Natural Gas | Griddle | E5 | System - kBTUs of Consumption | 0 | 0 | 0 | 0 | 0 | 0 | 0 | 0 | 0 | 0 | 0 | 0 | 0 | 0 | 0 | 0 | 0 | 0 | 0 | 0 | 0 | 0 | 0 | 0 | 0 | 0 | 0
F3_Commercial_School (WA)_Existing_Food Preparation_Natural Gas_Griddle_E6 | F3 | Commercial | School (WA) | Existing | Food Preparation | Natural Gas | Griddle | E6 | System - kBTUs of Consumption | 0 | 0 | 0 | 0 | 0 | 0 | 0 | 0 | 0 | 0 | 0 | 0 | 0 | 0 | 0 | 0 | 0 | 0 | 0 | 0 | 0 | 0 | 0 | 0 | 0 | 0 | 0
F3_Commercial_School (WA)_Existing_Food Preparation_Natural Gas_Griddle_E7 | F3 | Commercial | School (WA) | Existing | Food Preparation | Natural Gas | Griddle | E7 | System - kBTUs of Consumption | 0 | 0 | 0 | 0 | 0 | 0 | 0 | 0 | 0 | 0 | 0 | 0 | 0 | 0 | 0 | 0 | 0 | 0 | 0 | 0 | 0 | 0 | 0 | 0 | 0 | 0 | 0
F3_Commercial_School (WA)_Existing_Food Preparation_Natural Gas_Griddle_E8 | F3 | Commercial | School (WA) | Existing | Food Preparation | Natural Gas | Griddle | E8 | System - kBTUs of Consumption | 0 | 0 | 0 | 0 | 0 | 0 | 0 | 0 | 0 | 0 | 0 | 0 | 0 | 0 | 0 | 0 | 0 | 0 | 0 | 0 | 0 | 0 | 0 | 0 | 0 | 0 | 0
F3_Commercial_School (WA)_Existing_Food Preparation_Natural Gas_Griddle_E9 | F3 | Commercial | School (WA) | Existing | Food Preparation | Natural Gas | Griddle | E9 | System - kBTUs of Consumption | 0 | 0 | 0 | 0 | 0 | 0 | 0 | 0 | 0 | 0 | 0 | 0 | 0 | 0 | 0 | 0 | 0 | 0 | 0 | 0 | 0 | 0 | 0 | 0 | 0 | 0 | 0
F3_Commercial_School (WA)_Existing_Food Preparation_Natural Gas_Griddle_E10 | F3 | Commercial | School (WA) | Existing | Food Preparation | Natural Gas | Griddle | E10 | System - kBTUs of Consumption | 0 | 0 | 0 | 0 | 0 | 0 | 0 | 0 | 0 | 0 | 0 | 0 | 0 | 0 | 0 | 0 | 0 | 0 | 0 | 0 | 0 | 0 | 0 | 0 | 0 | 0 | 0
F4_Commercial_School (WA)_Existing_Food Preparation_Natural Gas_Griddle_E1 | F4 | Commercial | School (WA) | Existing | Food Preparation | Natural Gas | Griddle | E1 | Utility - Cost of Equipment | 0.0026675 | 0.0026675 | 0.0026675 | 0.0026675 | 0.0026675 | 0.0026675 | 0.0026675 | 0.0026675 | 0.0026675 | 0.0026675 | 0.0026675 | 0.0026675 | 0.0026675 | 0.0026675 | 0.0026675 | 0.0026675 | 0.0026675 | 0.0026675 | 0.0026675 | 0.0026675 | 0.0026675 | 0.0026675 | 0.0026675 | 0.0026675 | 0.0026675 | 0.0026675 | 0.0026675
F4_Commercial_School (WA)_Existing_Food Preparation_Natural Gas_Griddle_E2 | F4 | Commercial | School (WA) | Existing | Food Preparation | Natural Gas | Griddle | E2 | Utility - Cost of Equipment | 0.002854 | 0.002854 | 0.002854 | 0.002854 | 0.002854 | 0.002854 | 0.002854 | 0.002854 | 0.002854 | 0.002854 | 0.002854 | 0.002854 | 0.002854 | 0.002854 | 0.002854 | 0.002854 | 0.002854 | 0.002854 | 0.002854 | 0.002854 | 0.002854 | 0.002854 | 0.002854 | 0.002854 | 0.002854 | 0.002854 | 0.002854
F4_Commercial_School (WA)_Existing_Food Preparation_Natural Gas_Griddle_E3 | F4 | Commercial | School (WA) | Existing | Food Preparation | Natural Gas | Griddle | E3 | Utility - Cost of Equipment | 0 | 0 | 0 | 0 | 0 | 0 | 0 | 0 | 0 | 0 | 0 | 0 | 0 | 0 | 0 | 0 | 0 | 0 | 0 | 0 | 0 | 0 | 0 | 0 | 0 | 0 | 0
F4_Commercial_School (WA)_Existing_Food Preparation_Natural Gas_Griddle_E4 | F4 | Commercial | School (WA) | Existing | Food Preparation | Natural Gas | Griddle | E4 | Utility - Cost of Equipment | 0 | 0 | 0 | 0 | 0 | 0 | 0 | 0 | 0 | 0 | 0 | 0 | 0 | 0 | 0 | 0 | 0 | 0 | 0 | 0 | 0 | 0 | 0 | 0 | 0 | 0 | 0
F4_Commercial_School (WA)_Existing_Food Preparation_Natural Gas_Griddle_E5 | F4 | Commercial | School (WA) | Existing | Food Preparation | Natural Gas | Griddle | E5 | Utility - Cost of Equipment | 0 | 0 | 0 | 0 | 0 | 0 | 0 | 0 | 0 | 0 | 0 | 0 | 0 | 0 | 0 | 0 | 0 | 0 | 0 | 0 | 0 | 0 | 0 | 0 | 0 | 0 | 0
F4_Commercial_School (WA)_Existing_Food Preparation_Natural Gas_Griddle_E6 | F4 | Commercial | School (WA) | Existing | Food Preparation | Natural Gas | Griddle | E6 | Utility - Cost of Equipment | 0 | 0 | 0 | 0 | 0 | 0 | 0 | 0 | 0 | 0 | 0 | 0 | 0 | 0 | 0 | 0 | 0 | 0 | 0 | 0 | 0 | 0 | 0 | 0 | 0 | 0 | 0
F4_Commercial_School (WA)_Existing_Food Preparation_Natural Gas_Griddle_E7 | F4 | Commercial | School (WA) | Existing | Food Preparation | Natural Gas | Griddle | E7 | Utility - Cost of Equipment | 0 | 0 | 0 | 0 | 0 | 0 | 0 | 0 | 0 | 0 | 0 | 0 | 0 | 0 | 0 | 0 | 0 | 0 | 0 | 0 | 0 | 0 | 0 | 0 | 0 | 0 | 0
F4_Commercial_School (WA)_Existing_Food Preparation_Natural Gas_Griddle_E8 | F4 | Commercial | School (WA) | Existing | Food Preparation | Natural Gas | Griddle | E8 | Utility - Cost of Equipment | 0 | 0 | 0 | 0 | 0 | 0 | 0 | 0 | 0 | 0 | 0 | 0 | 0 | 0 | 0 | 0 | 0 | 0 | 0 | 0 | 0 | 0 | 0 | 0 | 0 | 0 | 0
F4_Commercial_School (WA)_Existing_Food Preparation_Natural Gas_Griddle_E9 | F4 | Commercial | School (WA) | Existing | Food Preparation | Natural Gas | Griddle | E9 | Utility - Cost of Equipment | 0 | 0 | 0 | 0 | 0 | 0 | 0 | 0 | 0 | 0 | 0 | 0 | 0 | 0 | 0 | 0 | 0 | 0 | 0 | 0 | 0 | 0 | 0 | 0 | 0 | 0 | 0
F4_Commercial_School (WA)_Existing_Food Preparation_Natural Gas_Griddle_E10 | F4 | Commercial | School (WA) | Existing | Food Preparation | Natural Gas | Griddle | E10 | Utility - Cost of Equipment | 0 | 0 | 0 | 0 | 0 | 0 | 0 | 0 | 0 | 0 | 0 | 0 | 0 | 0 | 0 | 0 | 0 | 0 | 0 | 0 | 0 | 0 | 0 | 0 | 0 | 0 | 0
F5_Commercial_School (WA)_Existing_Food Preparation_Natural Gas_Griddle_E1 | F5 | Commercial | School (WA) | Existing | Food Preparation | Natural Gas | Griddle | E1 | Utility - Cost of Operation | 0.007132 | 0.0073118 | 0.0075247 | 0.0077688 | 0.0080447 | 0.0083805 | 0.0087261 | 0.0090684 | 0.0093979 | 0.009732 | 0.0099978 | 0.010247 | 0.010514 | 0.010776 | 0.011011 | 0.01123 | 0.011426 | 0.01162 | 0.011828 | 0.01203 | 0.012237 | 0.012453 | 0.012672 | 0.012897 | 0.013126 | 0.013359 | 0.013596
F5_Commercial_School (WA)_Existing_Food Preparation_Natural Gas_Griddle_E2 | F5 | Commercial | School (WA) | Existing | Food Preparation | Natural Gas | Griddle | E2 | Utility - Cost of Operation | 0.0062598 | 0.0064176 | 0.0066045 | 0.0068187 | 0.0070609 | 0.0073556 | 0.007659 | 0.0079594 | 0.0082486 | 0.0085418 | 0.0087751 | 0.0089937 | 0.0092286 | 0.0094585 | 0.009664 | 0.0098564 | 0.010029 | 0.010199 | 0.010381 | 0.010559 | 0.010741 | 0.01093 | 0.011122 | 0.01132 | 0.011521 | 0.011725 | 0.011934
F5_Commercial_School (WA)_Existing_Food Preparation_Natural Gas_Griddle_E3 | F5 | Commercial | School (WA) | Existing | Food Preparation | Natural Gas | Griddle | E3 | Utility - Cost of Operation | 0 | 0 | 0 | 0 | 0 | 0 | 0 | 0 | 0 | 0 | 0 | 0 | 0 | 0 | 0 | 0 | 0 | 0 | 0 | 0 | 0 | 0 | 0 | 0 | 0 | 0 | 0
F5_Commercial_School (WA)_Existing_Food Preparation_Natural Gas_Griddle_E4 | F5 | Commercial | School (WA) | Existing | Food Preparation | Natural Gas | Griddle | E4 | Utility - Cost of Operation | 0 | 0 | 0 | 0 | 0 | 0 | 0 | 0 | 0 | 0 | 0 | 0 | 0 | 0 | 0 | 0 | 0 | 0 | 0 | 0 | 0 | 0 | 0 | 0 | 0 | 0 | 0
F5_Commercial_School (WA)_Existing_Food Preparation_Natural Gas_Griddle_E5 | F5 | Commercial | School (WA) | Existing | Food Preparation | Natural Gas | Griddle | E5 | Utility - Cost of Operation | 0 | 0 | 0 | 0 | 0 | 0 | 0 | 0 | 0 | 0 | 0 | 0 | 0 | 0 | 0 | 0 | 0 | 0 | 0 | 0 | 0 | 0 | 0 | 0 | 0 | 0 | 0
F5_Commercial_School (WA)_Existing_Food Preparation_Natural Gas_Griddle_E6 | F5 | Commercial | School (WA) | Existing | Food Preparation | Natural Gas | Griddle | E6 | Utility - Cost of Operation | 0 | 0 | 0 | 0 | 0 | 0 | 0 | 0 | 0 | 0 | 0 | 0 | 0 | 0 | 0 | 0 | 0 | 0 | 0 | 0 | 0 | 0 | 0 | 0 | 0 | 0 | 0
F5_Commercial_School (WA)_Existing_Food Preparation_Natural Gas_Griddle_E7 | F5 | Commercial | School (WA) | Existing | Food Preparation | Natural Gas | Griddle | E7 | Utility - Cost of Operation | 0 | 0 | 0 | 0 | 0 | 0 | 0 | 0 | 0 | 0 | 0 | 0 | 0 | 0 | 0 | 0 | 0 | 0 | 0 | 0 | 0 | 0 | 0 | 0 | 0 | 0 | 0
F5_Commercial_School (WA)_Existing_Food Preparation_Natural Gas_Griddle_E8 | F5 | Commercial | School (WA) | Existing | Food Preparation | Natural Gas | Griddle | E8 | Utility - Cost of Operation | 0 | 0 | 0 | 0 | 0 | 0 | 0 | 0 | 0 | 0 | 0 | 0 | 0 | 0 | 0 | 0 | 0 | 0 | 0 | 0 | 0 | 0 | 0 | 0 | 0 | 0 | 0
F5_Commercial_School (WA)_Existing_Food Preparation_Natural Gas_Griddle_E9 | F5 | Commercial | School (WA) | Existing | Food Preparation | Natural Gas | Griddle | E9 | Utility - Cost of Operation | 0 | 0 | 0 | 0 | 0 | 0 | 0 | 0 | 0 | 0 | 0 | 0 | 0 | 0 | 0 | 0 | 0 | 0 | 0 | 0 | 0 | 0 | 0 | 0 | 0 | 0 | 0
F5_Commercial_School (WA)_Existing_Food Preparation_Natural Gas_Griddle_E10 | F5 | Commercial | School (WA) | Existing | Food Preparation | Natural Gas | Griddle | E10 | Utility - Cost of Operation | 0 | 0 | 0 | 0 | 0 | 0 | 0 | 0 | 0 | 0 | 0 | 0 | 0 | 0 | 0 | 0 | 0 | 0 | 0 | 0 | 0 | 0 | 0 | 0 | 0 | 0 | 0
F6_Commercial_School (WA)_Existing_Food Preparation_Natural Gas_Griddle_E1 | F6 | Commercial | School (WA) | Existing | Food Preparation | Natural Gas | Griddle | E1 | Utility - Value of Sales | 0.0084001 | 0.0085588 | 0.008745 | 0.0089622 | 0.0092109 | 0.0095214 | 0.0098327 | 0.010128 | 0.010396 | 0.010655 | 0.010924 | 0.011168 | 0.011426 | 0.01167 | 0.01188 | 0.012069 | 0.012229 | 0.012382 | 0.012545 | 0.012697 | 0.012849 | 0.013076 | 0.013305 | 0.013542 | 0.013782 | 0.014027 | 0.014276
F6_Commercial_School (WA)_Existing_Food Preparation_Natural Gas_Griddle_E2 | F6 | Commercial | School (WA) | Existing | Food Preparation | Natural Gas | Griddle | E2 | Utility - Value of Sales | 0.0073728 | 0.0075121 | 0.0076756 | 0.0078662 | 0.0080845 | 0.008357 | 0.0086302 | 0.0088897 | 0.0091245 | 0.0093522 | 0.0095881 | 0.0098025 | 0.010029 | 0.010243 | 0.010427 | 0.010593 | 0.010734 | 0.010868 | 0.011011 | 0.011144 | 0.011278 | 0.011477 | 0.011678 | 0.011886 | 0.012097 | 0.012312 | 0.01253
F6_Commercial_School (WA)_Existing_Food Preparation_Natural Gas_Griddle_E3 | F6 | Commercial | School (WA) | Existing | Food Preparation | Natural Gas | Griddle | E3 | Utility - Value of Sales | 0 | 0 | 0 | 0 | 0 | 0 | 0 | 0 | 0 | 0 | 0 | 0 | 0 | 0 | 0 | 0 | 0 | 0 | 0 | 0 | 0 | 0 | 0 | 0 | 0 | 0 | 0
F6_Commercial_School (WA)_Existing_Food Preparation_Natural Gas_Griddle_E4 | F6 | Commercial | School (WA) | Existing | Food Preparation | Natural Gas | Griddle | E4 | Utility - Value of Sales | 0 | 0 | 0 | 0 | 0 | 0 | 0 | 0 | 0 | 0 | 0 | 0 | 0 | 0 | 0 | 0 | 0 | 0 | 0 | 0 | 0 | 0 | 0 | 0 | 0 | 0 | 0
F6_Commercial_School (WA)_Existing_Food Preparation_Natural Gas_Griddle_E5 | F6 | Commercial | School (WA) | Existing | Food Preparation | Natural Gas | Griddle | E5 | Utility - Value of Sales | 0 | 0 | 0 | 0 | 0 | 0 | 0 | 0 | 0 | 0 | 0 | 0 | 0 | 0 | 0 | 0 | 0 | 0 | 0 | 0 | 0 | 0 | 0 | 0 | 0 | 0 | 0
F6_Commercial_School (WA)_Existing_Food Preparation_Natural Gas_Griddle_E6 | F6 | Commercial | School (WA) | Existing | Food Preparation | Natural Gas | Griddle | E6 | Utility - Value of Sales | 0 | 0 | 0 | 0 | 0 | 0 | 0 | 0 | 0 | 0 | 0 | 0 | 0 | 0 | 0 | 0 | 0 | 0 | 0 | 0 | 0 | 0 | 0 | 0 | 0 | 0 | 0
F6_Commercial_School (WA)_Existing_Food Preparation_Natural Gas_Griddle_E7 | F6 | Commercial | School (WA) | Existing | Food Preparation | Natural Gas | Griddle | E7 | Utility - Value of Sales | 0 | 0 | 0 | 0 | 0 | 0 | 0 | 0 | 0 | 0 | 0 | 0 | 0 | 0 | 0 | 0 | 0 | 0 | 0 | 0 | 0 | 0 | 0 | 0 | 0 | 0 | 0
F6_Commercial_School (WA)_Existing_Food Preparation_Natural Gas_Griddle_E8 | F6 | Commercial | School (WA) | Existing | Food Preparation | Natural Gas | Griddle | E8 | Utility - Value of Sales | 0 | 0 | 0 | 0 | 0 | 0 | 0 | 0 | 0 | 0 | 0 | 0 | 0 | 0 | 0 | 0 | 0 | 0 | 0 | 0 | 0 | 0 | 0 | 0 | 0 | 0 | 0
F6_Commercial_School (WA)_Existing_Food Preparation_Natural Gas_Griddle_E9 | F6 | Commercial | School (WA) | Existing | Food Preparation | Natural Gas | Griddle | E9 | Utility - Value of Sales | 0 | 0 | 0 | 0 | 0 | 0 | 0 | 0 | 0 | 0 | 0 | 0 | 0 | 0 | 0 | 0 | 0 | 0 | 0 | 0 | 0 | 0 | 0 | 0 | 0 | 0 | 0
F6_Commercial_School (WA)_Existing_Food Preparation_Natural Gas_Griddle_E10 | F6 | Commercial | School (WA) | Existing | Food Preparation | Natural Gas | Griddle | E10 | Utility - Value of Sales | 0 | 0 | 0 | 0 | 0 | 0 | 0 | 0 | 0 | 0 | 0 | 0 | 0 | 0 | 0 | 0 | 0 | 0 | 0 | 0 | 0 | 0 | 0 | 0 | 0 | 0 | 0
F1_Commercial_School (WA)_Existing_Food Preparation_Natural Gas_Range_E1 | F1 | Commercial | School (WA) | Existing | Food Preparation | Natural Gas | Range | E1 | RVT - Cost of Equipment | 0.0038426 | 0.0038426 | 0.0038426 | 0.0038426 | 0.0038426 | 0.0038426 | 0.0038426 | 0.0038426 | 0.0038426 | 0.0038426 | 0.0038426 | 0.0038426 | 0.0038426 | 0.0038426 | 0.0038426 | 0.0038426 | 0.0038426 | 0.0038426 | 0.0038426 | 0.0038426 | 0.0038426 | 0.0038426 | 0.0038426 | 0.0038426 | 0.0038426 | 0.0038426 | 0.0038426
F1_Commercial_School (WA)_Existing_Food Preparation_Natural Gas_Range_E2 | F1 | Commercial | School (WA) | Existing | Food Preparation | Natural Gas | Range | E2 | RVT - Cost of Equipment | 0.0041841 | 0.0041841 | 0.0041841 | 0.0041841 | 0.0041841 | 0.0041841 | 0.0041841 | 0.0041841 | 0.0041841 | 0.0041841 | 0.0041841 | 0.0041841 | 0.0041841 | 0.0041841 | 0.0041841 | 0.0041841 | 0.0041841 | 0.0041841 | 0.0041841 | 0.0041841 | 0.0041841 | 0.0041841 | 0.0041841 | 0.0041841 | 0.0041841 | 0.0041841 | 0.0041841
F1_Commercial_School (WA)_Existing_Food Preparation_Natural Gas_Range_E3 | F1 | Commercial | School (WA) | Existing | Food Preparation | Natural Gas | Range | E3 | RVT - Cost of Equipment | 0 | 0 | 0 | 0 | 0 | 0 | 0 | 0 | 0 | 0 | 0 | 0 | 0 | 0 | 0 | 0 | 0 | 0 | 0 | 0 | 0 | 0 | 0 | 0 | 0 | 0 | 0
F1_Commercial_School (WA)_Existing_Food Preparation_Natural Gas_Range_E4 | F1 | Commercial | School (WA) | Existing | Food Preparation | Natural Gas | Range | E4 | RVT - Cost of Equipment | 0 | 0 | 0 | 0 | 0 | 0 | 0 | 0 | 0 | 0 | 0 | 0 | 0 | 0 | 0 | 0 | 0 | 0 | 0 | 0 | 0 | 0 | 0 | 0 | 0 | 0 | 0
F1_Commercial_School (WA)_Existing_Food Preparation_Natural Gas_Range_E5 | F1 | Commercial | School (WA) | Existing | Food Preparation | Natural Gas | Range | E5 | RVT - Cost of Equipment | 0 | 0 | 0 | 0 | 0 | 0 | 0 | 0 | 0 | 0 | 0 | 0 | 0 | 0 | 0 | 0 | 0 | 0 | 0 | 0 | 0 | 0 | 0 | 0 | 0 | 0 | 0
F1_Commercial_School (WA)_Existing_Food Preparation_Natural Gas_Range_E6 | F1 | Commercial | School (WA) | Existing | Food Preparation | Natural Gas | Range | E6 | RVT - Cost of Equipment | 0 | 0 | 0 | 0 | 0 | 0 | 0 | 0 | 0 | 0 | 0 | 0 | 0 | 0 | 0 | 0 | 0 | 0 | 0 | 0 | 0 | 0 | 0 | 0 | 0 | 0 | 0
F1_Commercial_School (WA)_Existing_Food Preparation_Natural Gas_Range_E7 | F1 | Commercial | School (WA) | Existing | Food Preparation | Natural Gas | Range | E7 | RVT - Cost of Equipment | 0 | 0 | 0 | 0 | 0 | 0 | 0 | 0 | 0 | 0 | 0 | 0 | 0 | 0 | 0 | 0 | 0 | 0 | 0 | 0 | 0 | 0 | 0 | 0 | 0 | 0 | 0
F1_Commercial_School (WA)_Existing_Food Preparation_Natural Gas_Range_E8 | F1 | Commercial | School (WA) | Existing | Food Preparation | Natural Gas | Range | E8 | RVT - Cost of Equipment | 0 | 0 | 0 | 0 | 0 | 0 | 0 | 0 | 0 | 0 | 0 | 0 | 0 | 0 | 0 | 0 | 0 | 0 | 0 | 0 | 0 | 0 | 0 | 0 | 0 | 0 | 0
F1_Commercial_School (WA)_Existing_Food Preparation_Natural Gas_Range_E9 | F1 | Commercial | School (WA) | Existing | Food Preparation | Natural Gas | Range | E9 | RVT - Cost of Equipment | 0 | 0 | 0 | 0 | 0 | 0 | 0 | 0 | 0 | 0 | 0 | 0 | 0 | 0 | 0 | 0 | 0 | 0 | 0 | 0 | 0 | 0 | 0 | 0 | 0 | 0 | 0
F1_Commercial_School (WA)_Existing_Food Preparation_Natural Gas_Range_E10 | F1 | Commercial | School (WA) | Existing | Food Preparation | Natural Gas | Range | E10 | RVT - Cost of Equipment | 0 | 0 | 0 | 0 | 0 | 0 | 0 | 0 | 0 | 0 | 0 | 0 | 0 | 0 | 0 | 0 | 0 | 0 | 0 | 0 | 0 | 0 | 0 | 0 | 0 | 0 | 0
F2_Commercial_School (WA)_Existing_Food Preparation_Natural Gas_Range_E1 | F2 | Commercial | School (WA) | Existing | Food Preparation | Natural Gas | Range | E1 | RVT - Cost of Operation | 0.011174 | 0.01136 | 0.011587 | 0.011862 | 0.01219 | 0.012623 | 0.013068 | 0.013498 | 0.013893 | 0.014273 | 0.014664 | 0.015012 | 0.015376 | 0.015712 | 0.015996 | 0.016246 | 0.016452 | 0.016646 | 0.016854 | 0.017045 | 0.017236 | 0.01754 | 0.017847 | 0.018164 | 0.018486 | 0.018815 | 0.019149
F2_Commercial_School (WA)_Existing_Food Preparation_Natural Gas_Range_E2 | F2 | Commercial | School (WA) | Existing | Food Preparation | Natural Gas | Range | E2 | RVT - Cost of Operation | 0.0055871 | 0.0056801 | 0.0057935 | 0.0059312 | 0.0060951 | 0.0063117 | 0.0065339 | 0.0067488 | 0.0069467 | 0.0071367 | 0.0073319 | 0.0075062 | 0.0076881 | 0.0078562 | 0.0079978 | 0.0081232 | 0.0082261 | 0.0083231 | 0.0084271 | 0.0085225 | 0.008618 | 0.0087699 | 0.0089233 | 0.0090819 | 0.0092432 | 0.0094074 | 0.0095745
F2_Commercial_School (WA)_Existing_Food Preparation_Natural Gas_Range_E3 | F2 | Commercial | School (WA) | Existing | Food Preparation | Natural Gas | Range | E3 | RVT - Cost of Operation | 0 | 0 | 0 | 0 | 0 | 0 | 0 | 0 | 0 | 0 | 0 | 0 | 0 | 0 | 0 | 0 | 0 | 0 | 0 | 0 | 0 | 0 | 0 | 0 | 0 | 0 | 0
F2_Commercial_School (WA)_Existing_Food Preparation_Natural Gas_Range_E4 | F2 | Commercial | School (WA) | Existing | Food Preparation | Natural Gas | Range | E4 | RVT - Cost of Operation | 0 | 0 | 0 | 0 | 0 | 0 | 0 | 0 | 0 | 0 | 0 | 0 | 0 | 0 | 0 | 0 | 0 | 0 | 0 | 0 | 0 | 0 | 0 | 0 | 0 | 0 | 0
F2_Commercial_School (WA)_Existing_Food Preparation_Natural Gas_Range_E5 | F2 | Commercial | School (WA) | Existing | Food Preparation | Natural Gas | Range | E5 | RVT - Cost of Operation | 0 | 0 | 0 | 0 | 0 | 0 | 0 | 0 | 0 | 0 | 0 | 0 | 0 | 0 | 0 | 0 | 0 | 0 | 0 | 0 | 0 | 0 | 0 | 0 | 0 | 0 | 0
F2_Commercial_School (WA)_Existing_Food Preparation_Natural Gas_Range_E6 | F2 | Commercial | School (WA) | Existing | Food Preparation | Natural Gas | Range | E6 | RVT - Cost of Operation | 0 | 0 | 0 | 0 | 0 | 0 | 0 | 0 | 0 | 0 | 0 | 0 | 0 | 0 | 0 | 0 | 0 | 0 | 0 | 0 | 0 | 0 | 0 | 0 | 0 | 0 | 0
F2_Commercial_School (WA)_Existing_Food Preparation_Natural Gas_Range_E7 | F2 | Commercial | School (WA) | Existing | Food Preparation | Natural Gas | Range | E7 | RVT - Cost of Operation | 0 | 0 | 0 | 0 | 0 | 0 | 0 | 0 | 0 | 0 | 0 | 0 | 0 | 0 | 0 | 0 | 0 | 0 | 0 | 0 | 0 | 0 | 0 | 0 | 0 | 0 | 0
F2_Commercial_School (WA)_Existing_Food Preparation_Natural Gas_Range_E8 | F2 | Commercial | School (WA) | Existing | Food Preparation | Natural Gas | Range | E8 | RVT - Cost of Operation | 0 | 0 | 0 | 0 | 0 | 0 | 0 | 0 | 0 | 0 | 0 | 0 | 0 | 0 | 0 | 0 | 0 | 0 | 0 | 0 | 0 | 0 | 0 | 0 | 0 | 0 | 0
F2_Commercial_School (WA)_Existing_Food Preparation_Natural Gas_Range_E9 | F2 | Commercial | School (WA) | Existing | Food Preparation | Natural Gas | Range | E9 | RVT - Cost of Operation | 0 | 0 | 0 | 0 | 0 | 0 | 0 | 0 | 0 | 0 | 0 | 0 | 0 | 0 | 0 | 0 | 0 | 0 | 0 | 0 | 0 | 0 | 0 | 0 | 0 | 0 | 0
F2_Commercial_School (WA)_Existing_Food Preparation_Natural Gas_Range_E10 | F2 | Commercial | School (WA) | Existing | Food Preparation | Natural Gas | Range | E10 | RVT - Cost of Operation | 0 | 0 | 0 | 0 | 0 | 0 | 0 | 0 | 0 | 0 | 0 | 0 | 0 | 0 | 0 | 0 | 0 | 0 | 0 | 0 | 0 | 0 | 0 | 0 | 0 | 0 | 0
F3_Commercial_School (WA)_Existing_Food Preparation_Natural Gas_Range_E1 | F3 | Commercial | School (WA) | Existing | Food Preparation | Natural Gas | Range | E1 | System - kBTUs of Consumption | 2.7085 | 2.7085 | 2.7085 | 2.7085 | 2.7085 | 2.7085 | 2.7085 | 2.7085 | 2.7085 | 2.7085 | 2.7085 | 2.7085 | 2.7085 | 2.7085 | 2.7085 | 2.7085 | 2.7085 | 2.7085 | 2.7085 | 2.7085 | 2.7085 | 2.7085 | 2.7085 | 2.7085 | 2.7085 | 2.7085 | 2.7085
F3_Commercial_School (WA)_Existing_Food Preparation_Natural Gas_Range_E2 | F3 | Commercial | School (WA) | Existing | Food Preparation | Natural Gas | Range | E2 | System - kBTUs of Consumption | 1.3543 | 1.3543 | 1.3543 | 1.3543 | 1.3543 | 1.3543 | 1.3543 | 1.3543 | 1.3543 | 1.3543 | 1.3543 | 1.3543 | 1.3543 | 1.3543 | 1.3543 | 1.3543 | 1.3543 | 1.3543 | 1.3543 | 1.3543 | 1.3543 | 1.3543 | 1.3543 | 1.3543 | 1.3543 | 1.3543 | 1.3543
F3_Commercial_School (WA)_Existing_Food Preparation_Natural Gas_Range_E3 | F3 | Commercial | School (WA) | Existing | Food Preparation | Natural Gas | Range | E3 | System - kBTUs of Consumption | 0 | 0 | 0 | 0 | 0 | 0 | 0 | 0 | 0 | 0 | 0 | 0 | 0 | 0 | 0 | 0 | 0 | 0 | 0 | 0 | 0 | 0 | 0 | 0 | 0 | 0 | 0
F3_Commercial_School (WA)_Existing_Food Preparation_Natural Gas_Range_E4 | F3 | Commercial | School (WA) | Existing | Food Preparation | Natural Gas | Range | E4 | System - kBTUs of Consumption | 0 | 0 | 0 | 0 | 0 | 0 | 0 | 0 | 0 | 0 | 0 | 0 | 0 | 0 | 0 | 0 | 0 | 0 | 0 | 0 | 0 | 0 | 0 | 0 | 0 | 0 | 0
F3_Commercial_School (WA)_Existing_Food Preparation_Natural Gas_Range_E5 | F3 | Commercial | School (WA) | Existing | Food Preparation | Natural Gas | Range | E5 | System - kBTUs of Consumption | 0 | 0 | 0 | 0 | 0 | 0 | 0 | 0 | 0 | 0 | 0 | 0 | 0 | 0 | 0 | 0 | 0 | 0 | 0 | 0 | 0 | 0 | 0 | 0 | 0 | 0 | 0
F3_Commercial_School (WA)_Existing_Food Preparation_Natural Gas_Range_E6 | F3 | Commercial | School (WA) | Existing | Food Preparation | Natural Gas | Range | E6 | System - kBTUs of Consumption | 0 | 0 | 0 | 0 | 0 | 0 | 0 | 0 | 0 | 0 | 0 | 0 | 0 | 0 | 0 | 0 | 0 | 0 | 0 | 0 | 0 | 0 | 0 | 0 | 0 | 0 | 0
F3_Commercial_School (WA)_Existing_Food Preparation_Natural Gas_Range_E7 | F3 | Commercial | School (WA) | Existing | Food Preparation | Natural Gas | Range | E7 | System - kBTUs of Consumption | 0 | 0 | 0 | 0 | 0 | 0 | 0 | 0 | 0 | 0 | 0 | 0 | 0 | 0 | 0 | 0 | 0 | 0 | 0 | 0 | 0 | 0 | 0 | 0 | 0 | 0 | 0
F3_Commercial_School (WA)_Existing_Food Preparation_Natural Gas_Range_E8 | F3 | Commercial | School (WA) | Existing | Food Preparation | Natural Gas | Range | E8 | System - kBTUs of Consumption | 0 | 0 | 0 | 0 | 0 | 0 | 0 | 0 | 0 | 0 | 0 | 0 | 0 | 0 | 0 | 0 | 0 | 0 | 0 | 0 | 0 | 0 | 0 | 0 | 0 | 0 | 0
F3_Commercial_School (WA)_Existing_Food Preparation_Natural Gas_Range_E9 | F3 | Commercial | School (WA) | Existing | Food Preparation | Natural Gas | Range | E9 | System - kBTUs of Consumption | 0 | 0 | 0 | 0 | 0 | 0 | 0 | 0 | 0 | 0 | 0 | 0 | 0 | 0 | 0 | 0 | 0 | 0 | 0 | 0 | 0 | 0 | 0 | 0 | 0 | 0 | 0
F3_Commercial_School (WA)_Existing_Food Preparation_Natural Gas_Range_E10 | F3 | Commercial | School (WA) | Existing | Food Preparation | Natural Gas | Range | E10 | System - kBTUs of Consumption | 0 | 0 | 0 | 0 | 0 | 0 | 0 | 0 | 0 | 0 | 0 | 0 | 0 | 0 | 0 | 0 | 0 | 0 | 0 | 0 | 0 | 0 | 0 | 0 | 0 | 0 | 0
F4_Commercial_School (WA)_Existing_Food Preparation_Natural Gas_Range_E1 | F4 | Commercial | School (WA) | Existing | Food Preparation | Natural Gas | Range | E1 | Utility - Cost of Equipment | 0.0038426 | 0.0038426 | 0.0038426 | 0.0038426 | 0.0038426 | 0.0038426 | 0.0038426 | 0.0038426 | 0.0038426 | 0.0038426 | 0.0038426 | 0.0038426 | 0.0038426 | 0.0038426 | 0.0038426 | 0.0038426 | 0.0038426 | 0.0038426 | 0.0038426 | 0.0038426 | 0.0038426 | 0.0038426 | 0.0038426 | 0.0038426 | 0.0038426 | 0.0038426 | 0.0038426
F4_Commercial_School (WA)_Existing_Food Preparation_Natural Gas_Range_E2 | F4 | Commercial | School (WA) | Existing | Food Preparation | Natural Gas | Range | E2 | Utility - Cost of Equipment | 0.0041841 | 0.0041841 | 0.0041841 | 0.0041841 | 0.0041841 | 0.0041841 | 0.0041841 | 0.0041841 | 0.0041841 | 0.0041841 | 0.0041841 | 0.0041841 | 0.0041841 | 0.0041841 | 0.0041841 | 0.0041841 | 0.0041841 | 0.0041841 | 0.0041841 | 0.0041841 | 0.0041841 | 0.0041841 | 0.0041841 | 0.0041841 | 0.0041841 | 0.0041841 | 0.0041841
F4_Commercial_School (WA)_Existing_Food Preparation_Natural Gas_Range_E3 | F4 | Commercial | School (WA) | Existing | Food Preparation | Natural Gas | Range | E3 | Utility - Cost of Equipment | 0 | 0 | 0 | 0 | 0 | 0 | 0 | 0 | 0 | 0 | 0 | 0 | 0 | 0 | 0 | 0 | 0 | 0 | 0 | 0 | 0 | 0 | 0 | 0 | 0 | 0 | 0
F4_Commercial_School (WA)_Existing_Food Preparation_Natural Gas_Range_E4 | F4 | Commercial | School (WA) | Existing | Food Preparation | Natural Gas | Range | E4 | Utility - Cost of Equipment | 0 | 0 | 0 | 0 | 0 | 0 | 0 | 0 | 0 | 0 | 0 | 0 | 0 | 0 | 0 | 0 | 0 | 0 | 0 | 0 | 0 | 0 | 0 | 0 | 0 | 0 | 0
F4_Commercial_School (WA)_Existing_Food Preparation_Natural Gas_Range_E5 | F4 | Commercial | School (WA) | Existing | Food Preparation | Natural Gas | Range | E5 | Utility - Cost of Equipment | 0 | 0 | 0 | 0 | 0 | 0 | 0 | 0 | 0 | 0 | 0 | 0 | 0 | 0 | 0 | 0 | 0 | 0 | 0 | 0 | 0 | 0 | 0 | 0 | 0 | 0 | 0
F4_Commercial_School (WA)_Existing_Food Preparation_Natural Gas_Range_E6 | F4 | Commercial | School (WA) | Existing | Food Preparation | Natural Gas | Range | E6 | Utility - Cost of Equipment | 0 | 0 | 0 | 0 | 0 | 0 | 0 | 0 | 0 | 0 | 0 | 0 | 0 | 0 | 0 | 0 | 0 | 0 | 0 | 0 | 0 | 0 | 0 | 0 | 0 | 0 | 0
F4_Commercial_School (WA)_Existing_Food Preparation_Natural Gas_Range_E7 | F4 | Commercial | School (WA) | Existing | Food Preparation | Natural Gas | Range | E7 | Utility - Cost of Equipment | 0 | 0 | 0 | 0 | 0 | 0 | 0 | 0 | 0 | 0 | 0 | 0 | 0 | 0 | 0 | 0 | 0 | 0 | 0 | 0 | 0 | 0 | 0 | 0 | 0 | 0 | 0
F4_Commercial_School (WA)_Existing_Food Preparation_Natural Gas_Range_E8 | F4 | Commercial | School (WA) | Existing | Food Preparation | Natural Gas | Range | E8 | Utility - Cost of Equipment | 0 | 0 | 0 | 0 | 0 | 0 | 0 | 0 | 0 | 0 | 0 | 0 | 0 | 0 | 0 | 0 | 0 | 0 | 0 | 0 | 0 | 0 | 0 | 0 | 0 | 0 | 0
F4_Commercial_School (WA)_Existing_Food Preparation_Natural Gas_Range_E9 | F4 | Commercial | School (WA) | Existing | Food Preparation | Natural Gas | Range | E9 | Utility - Cost of Equipment | 0 | 0 | 0 | 0 | 0 | 0 | 0 | 0 | 0 | 0 | 0 | 0 | 0 | 0 | 0 | 0 | 0 | 0 | 0 | 0 | 0 | 0 | 0 | 0 | 0 | 0 | 0
F4_Commercial_School (WA)_Existing_Food Preparation_Natural Gas_Range_E10 | F4 | Commercial | School (WA) | Existing | Food Preparation | Natural Gas | Range | E10 | Utility - Cost of Equipment | 0 | 0 | 0 | 0 | 0 | 0 | 0 | 0 | 0 | 0 | 0 | 0 | 0 | 0 | 0 | 0 | 0 | 0 | 0 | 0 | 0 | 0 | 0 | 0 | 0 | 0 | 0
F5_Commercial_School (WA)_Existing_Food Preparation_Natural Gas_Range_E1 | F5 | Commercial | School (WA) | Existing | Food Preparation | Natural Gas | Range | E1 | Utility - Cost of Operation | 0.0093935 | 0.0096103 | 0.0098831 | 0.010205 | 0.010579 | 0.011051 | 0.011543 | 0.012033 | 0.012505 | 0.012985 | 0.013359 | 0.013707 | 0.014082 | 0.014447 | 0.01477 | 0.015068 | 0.015331 | 0.01559 | 0.015868 | 0.016138 | 0.016415 | 0.016705 | 0.016997 | 0.017299 | 0.017606 | 0.017919 | 0.018237
F5_Commercial_School (WA)_Existing_Food Preparation_Natural Gas_Range_E2 | F5 | Commercial | School (WA) | Existing | Food Preparation | Natural Gas | Range | E2 | Utility - Cost of Operation | 0.0046967 | 0.0048052 | 0.0049416 | 0.0051024 | 0.0052896 | 0.0055255 | 0.0057713 | 0.0060164 | 0.0062527 | 0.0064924 | 0.0066794 | 0.0068534 | 0.0070409 | 0.0072236 | 0.0073848 | 0.007534 | 0.0076655 | 0.0077949 | 0.007934 | 0.0080689 | 0.0082076 | 0.0083523 | 0.0084984 | 0.0086494 | 0.0088031 | 0.0089594 | 0.0091186
F5_Commercial_School (WA)_Existing_Food Preparation_Natural Gas_Range_E3 | F5 | Commercial | School (WA) | Existing | Food Preparation | Natural Gas | Range | E3 | Utility - Cost of Operation | 0 | 0 | 0 | 0 | 0 | 0 | 0 | 0 | 0 | 0 | 0 | 0 | 0 | 0 | 0 | 0 | 0 | 0 | 0 | 0 | 0 | 0 | 0 | 0 | 0 | 0 | 0
F5_Commercial_School (WA)_Existing_Food Preparation_Natural Gas_Range_E4 | F5 | Commercial | School (WA) | Existing | Food Preparation | Natural Gas | Range | E4 | Utility - Cost of Operation | 0 | 0 | 0 | 0 | 0 | 0 | 0 | 0 | 0 | 0 | 0 | 0 | 0 | 0 | 0 | 0 | 0 | 0 | 0 | 0 | 0 | 0 | 0 | 0 | 0 | 0 | 0
F5_Commercial_School (WA)_Existing_Food Preparation_Natural Gas_Range_E5 | F5 | Commercial | School (WA) | Existing | Food Preparation | Natural Gas | Range | E5 | Utility - Cost of Operation | 0 | 0 | 0 | 0 | 0 | 0 | 0 | 0 | 0 | 0 | 0 | 0 | 0 | 0 | 0 | 0 | 0 | 0 | 0 | 0 | 0 | 0 | 0 | 0 | 0 | 0 | 0
F5_Commercial_School (WA)_Existing_Food Preparation_Natural Gas_Range_E6 | F5 | Commercial | School (WA) | Existing | Food Preparation | Natural Gas | Range | E6 | Utility - Cost of Operation | 0 | 0 | 0 | 0 | 0 | 0 | 0 | 0 | 0 | 0 | 0 | 0 | 0 | 0 | 0 | 0 | 0 | 0 | 0 | 0 | 0 | 0 | 0 | 0 | 0 | 0 | 0
F5_Commercial_School (WA)_Existing_Food Preparation_Natural Gas_Range_E7 | F5 | Commercial | School (WA) | Existing | Food Preparation | Natural Gas | Range | E7 | Utility - Cost of Operation | 0 | 0 | 0 | 0 | 0 | 0 | 0 | 0 | 0 | 0 | 0 | 0 | 0 | 0 | 0 | 0 | 0 | 0 | 0 | 0 | 0 | 0 | 0 | 0 | 0 | 0 | 0
F5_Commercial_School (WA)_Existing_Food Preparation_Natural Gas_Range_E8 | F5 | Commercial | School (WA) | Existing | Food Preparation | Natural Gas | Range | E8 | Utility - Cost of Operation | 0 | 0 | 0 | 0 | 0 | 0 | 0 | 0 | 0 | 0 | 0 | 0 | 0 | 0 | 0 | 0 | 0 | 0 | 0 | 0 | 0 | 0 | 0 | 0 | 0 | 0 | 0
F5_Commercial_School (WA)_Existing_Food Preparation_Natural Gas_Range_E9 | F5 | Commercial | School (WA) | Existing | Food Preparation | Natural Gas | Range | E9 | Utility - Cost of Operation | 0 | 0 | 0 | 0 | 0 | 0 | 0 | 0 | 0 | 0 | 0 | 0 | 0 | 0 | 0 | 0 | 0 | 0 | 0 | 0 | 0 | 0 | 0 | 0 | 0 | 0 | 0
F5_Commercial_School (WA)_Existing_Food Preparation_Natural Gas_Range_E10 | F5 | Commercial | School (WA) | Existing | Food Preparation | Natural Gas | Range | E10 | Utility - Cost of Operation | 0 | 0 | 0 | 0 | 0 | 0 | 0 | 0 | 0 | 0 | 0 | 0 | 0 | 0 | 0 | 0 | 0 | 0 | 0 | 0 | 0 | 0 | 0 | 0 | 0 | 0 | 0
F6_Commercial_School (WA)_Existing_Food Preparation_Natural Gas_Range_E1 | F6 | Commercial | School (WA) | Existing | Food Preparation | Natural Gas | Range | E1 | Utility - Value of Sales | 0.011174 | 0.01136 | 0.011587 | 0.011862 | 0.01219 | 0.012623 | 0.013068 | 0.013498 | 0.013893 | 0.014273 | 0.014664 | 0.015012 | 0.015376 | 0.015712 | 0.015996 | 0.016246 | 0.016452 | 0.016646 | 0.016854 | 0.017045 | 0.017236 | 0.01754 | 0.017847 | 0.018164 | 0.018486 | 0.018815 | 0.019149
F6_Commercial_School (WA)_Existing_Food Preparation_Natural Gas_Range_E2 | F6 | Commercial | School (WA) | Existing | Food Preparation | Natural Gas | Range | E2 | Utility - Value of Sales | 0.0055871 | 0.0056801 | 0.0057935 | 0.0059312 | 0.0060951 | 0.0063117 | 0.0065339 | 0.0067488 | 0.0069467 | 0.0071367 | 0.0073319 | 0.0075062 | 0.0076881 | 0.0078562 | 0.0079978 | 0.0081232 | 0.0082261 | 0.0083231 | 0.0084271 | 0.0085225 | 0.008618 | 0.0087699 | 0.0089233 | 0.0090819 | 0.0092432 | 0.0094074 | 0.0095745
F6_Commercial_School (WA)_Existing_Food Preparation_Natural Gas_Range_E3 | F6 | Commercial | School (WA) | Existing | Food Preparation | Natural Gas | Range | E3 | Utility - Value of Sales | 0 | 0 | 0 | 0 | 0 | 0 | 0 | 0 | 0 | 0 | 0 | 0 | 0 | 0 | 0 | 0 | 0 | 0 | 0 | 0 | 0 | 0 | 0 | 0 | 0 | 0 | 0
F6_Commercial_School (WA)_Existing_Food Preparation_Natural Gas_Range_E4 | F6 | Commercial | School (WA) | Existing | Food Preparation | Natural Gas | Range | E4 | Utility - Value of Sales | 0 | 0 | 0 | 0 | 0 | 0 | 0 | 0 | 0 | 0 | 0 | 0 | 0 | 0 | 0 | 0 | 0 | 0 | 0 | 0 | 0 | 0 | 0 | 0 | 0 | 0 | 0
F6_Commercial_School (WA)_Existing_Food Preparation_Natural Gas_Range_E5 | F6 | Commercial | School (WA) | Existing | Food Preparation | Natural Gas | Range | E5 | Utility - Value of Sales | 0 | 0 | 0 | 0 | 0 | 0 | 0 | 0 | 0 | 0 | 0 | 0 | 0 | 0 | 0 | 0 | 0 | 0 | 0 | 0 | 0 | 0 | 0 | 0 | 0 | 0 | 0
F6_Commercial_School (WA)_Existing_Food Preparation_Natural Gas_Range_E6 | F6 | Commercial | School (WA) | Existing | Food Preparation | Natural Gas | Range | E6 | Utility - Value of Sales | 0 | 0 | 0 | 0 | 0 | 0 | 0 | 0 | 0 | 0 | 0 | 0 | 0 | 0 | 0 | 0 | 0 | 0 | 0 | 0 | 0 | 0 | 0 | 0 | 0 | 0 | 0
F6_Commercial_School (WA)_Existing_Food Preparation_Natural Gas_Range_E7 | F6 | Commercial | School (WA) | Existing | Food Preparation | Natural Gas | Range | E7 | Utility - Value of Sales | 0 | 0 | 0 | 0 | 0 | 0 | 0 | 0 | 0 | 0 | 0 | 0 | 0 | 0 | 0 | 0 | 0 | 0 | 0 | 0 | 0 | 0 | 0 | 0 | 0 | 0 | 0
F6_Commercial_School (WA)_Existing_Food Preparation_Natural Gas_Range_E8 | F6 | Commercial | School (WA) | Existing | Food Preparation | Natural Gas | Range | E8 | Utility - Value of Sales | 0 | 0 | 0 | 0 | 0 | 0 | 0 | 0 | 0 | 0 | 0 | 0 | 0 | 0 | 0 | 0 | 0 | 0 | 0 | 0 | 0 | 0 | 0 | 0 | 0 | 0 | 0
F6_Commercial_School (WA)_Existing_Food Preparation_Natural Gas_Range_E9 | F6 | Commercial | School (WA) | Existing | Food Preparation | Natural Gas | Range | E9 | Utility - Value of Sales | 0 | 0 | 0 | 0 | 0 | 0 | 0 | 0 | 0 | 0 | 0 | 0 | 0 | 0 | 0 | 0 | 0 | 0 | 0 | 0 | 0 | 0 | 0 | 0 | 0 | 0 | 0
F6_Commercial_School (WA)_Existing_Food Preparation_Natural Gas_Range_E10 | F6 | Commercial | School (WA) | Existing | Food Preparation | Natural Gas | Range | E10 | Utility - Value of Sales | 0 | 0 | 0 | 0 | 0 | 0 | 0 | 0 | 0 | 0 | 0 | 0 | 0 | 0 | 0 | 0 | 0 | 0 | 0 | 0 | 0 | 0 | 0 | 0 | 0 | 0 | 0
F1_Commercial_School (WA)_Existing_Food Preparation_Natural Gas_Steamer_E1 | F1 | Commercial | School (WA) | Existing | Food Preparation | Natural Gas | Steamer | E1 | RVT - Cost of Equipment | 0.0055497 | 0.0055497 | 0.0055497 | 0.0055497 | 0.0055497 | 0.0055497 | 0.0055497 | 0.0055497 | 0.0055497 | 0.0055497 | 0.0055497 | 0.0055497 | 0.0055497 | 0.0055497 | 0.0055497 | 0.0055497 | 0.0055497 | 0.0055497 | 0.0055497 | 0.0055497 | 0.0055497 | 0.0055497 | 0.0055497 | 0.0055497 | 0.0055497 | 0.0055497 | 0.0055497
F1_Commercial_School (WA)_Existing_Food Preparation_Natural Gas_Steamer_E2 | F1 | Commercial | School (WA) | Existing | Food Preparation | Natural Gas | Steamer | E2 | RVT - Cost of Equipment | 0.0059631 | 0.0059631 | 0.0059631 | 0.0059631 | 0.0059631 | 0.0059631 | 0.0059631 | 0.0059631 | 0.0059631 | 0.0059631 | 0.0059631 | 0.0059631 | 0.0059631 | 0.0059631 | 0.0059631 | 0.0059631 | 0.0059631 | 0.0059631 | 0.0059631 | 0.0059631 | 0.0059631 | 0.0059631 | 0.0059631 | 0.0059631 | 0.0059631 | 0.0059631 | 0.0059631
F1_Commercial_School (WA)_Existing_Food Preparation_Natural Gas_Steamer_E3 | F1 | Commercial | School (WA) | Existing | Food Preparation | Natural Gas | Steamer | E3 | RVT - Cost of Equipment | 0 | 0 | 0 | 0 | 0 | 0 | 0 | 0 | 0 | 0 | 0 | 0 | 0 | 0 | 0 | 0 | 0 | 0 | 0 | 0 | 0 | 0 | 0 | 0 | 0 | 0 | 0
F1_Commercial_School (WA)_Existing_Food Preparation_Natural Gas_Steamer_E4 | F1 | Commercial | School (WA) | Existing | Food Preparation | Natural Gas | Steamer | E4 | RVT - Cost of Equipment | 0 | 0 | 0 | 0 | 0 | 0 | 0 | 0 | 0 | 0 | 0 | 0 | 0 | 0 | 0 | 0 | 0 | 0 | 0 | 0 | 0 | 0 | 0 | 0 | 0 | 0 | 0
F1_Commercial_School (WA)_Existing_Food Preparation_Natural Gas_Steamer_E5 | F1 | Commercial | School (WA) | Existing | Food Preparation | Natural Gas | Steamer | E5 | RVT - Cost of Equipment | 0 | 0 | 0 | 0 | 0 | 0 | 0 | 0 | 0 | 0 | 0 | 0 | 0 | 0 | 0 | 0 | 0 | 0 | 0 | 0 | 0 | 0 | 0 | 0 | 0 | 0 | 0
F1_Commercial_School (WA)_Existing_Food Preparation_Natural Gas_Steamer_E6 | F1 | Commercial | School (WA) | Existing | Food Preparation | Natural Gas | Steamer | E6 | RVT - Cost of Equipment | 0 | 0 | 0 | 0 | 0 | 0 | 0 | 0 | 0 | 0 | 0 | 0 | 0 | 0 | 0 | 0 | 0 | 0 | 0 | 0 | 0 | 0 | 0 | 0 | 0 | 0 | 0
F1_Commercial_School (WA)_Existing_Food Preparation_Natural Gas_Steamer_E7 | F1 | Commercial | School (WA) | Existing | Food Preparation | Natural Gas | Steamer | E7 | RVT - Cost of Equipment | 0 | 0 | 0 | 0 | 0 | 0 | 0 | 0 | 0 | 0 | 0 | 0 | 0 | 0 | 0 | 0 | 0 | 0 | 0 | 0 | 0 | 0 | 0 | 0 | 0 | 0 | 0
F1_Commercial_School (WA)_Existing_Food Preparation_Natural Gas_Steamer_E8 | F1 | Commercial | School (WA) | Existing | Food Preparation | Natural Gas | Steamer | E8 | RVT - Cost of Equipment | 0 | 0 | 0 | 0 | 0 | 0 | 0 | 0 | 0 | 0 | 0 | 0 | 0 | 0 | 0 | 0 | 0 | 0 | 0 | 0 | 0 | 0 | 0 | 0 | 0 | 0 | 0
F1_Commercial_School (WA)_Existing_Food Preparation_Natural Gas_Steamer_E9 | F1 | Commercial | School (WA) | Existing | Food Preparation | Natural Gas | Steamer | E9 | RVT - Cost of Equipment | 0 | 0 | 0 | 0 | 0 | 0 | 0 | 0 | 0 | 0 | 0 | 0 | 0 | 0 | 0 | 0 | 0 | 0 | 0 | 0 | 0 | 0 | 0 | 0 | 0 | 0 | 0
F1_Commercial_School (WA)_Existing_Food Preparation_Natural Gas_Steamer_E10 | F1 | Commercial | School (WA) | Existing | Food Preparation | Natural Gas | Steamer | E10 | RVT - Cost of Equipment | 0 | 0 | 0 | 0 | 0 | 0 | 0 | 0 | 0 | 0 | 0 | 0 | 0 | 0 | 0 | 0 | 0 | 0 | 0 | 0 | 0 | 0 | 0 | 0 | 0 | 0 | 0
F2_Commercial_School (WA)_Existing_Food Preparation_Natural Gas_Steamer_E1 | F2 | Commercial | School (WA) | Existing | Food Preparation | Natural Gas | Steamer | E1 | RVT - Cost of Operation | 0.015563 | 0.015857 | 0.016202 | 0.016605 | 0.017065 | 0.017641 | 0.018217 | 0.018765 | 0.019261 | 0.019741 | 0.020239 | 0.020692 | 0.02117 | 0.021622 | 0.02201 | 0.022361 | 0.022658 | 0.022941 | 0.023243 | 0.023524 | 0.023806 | 0.024226 | 0.024651 | 0.025089 | 0.025535 | 0.025988 | 0.02645
F2_Commercial_School (WA)_Existing_Food Preparation_Natural Gas_Steamer_E2 | F2 | Commercial | School (WA) | Existing | Food Preparation | Natural Gas | Steamer | E2 | RVT - Cost of Operation | 0.0029364 | 0.0029918 | 0.0030569 | 0.0031329 | 0.0032198 | 0.0033283 | 0.0034372 | 0.0035405 | 0.003634 | 0.0037247 | 0.0038186 | 0.003904 | 0.0039941 | 0.0040794 | 0.0041527 | 0.0042189 | 0.0042749 | 0.0043284 | 0.0043853 | 0.0044384 | 0.0044916 | 0.0045709 | 0.004651 | 0.0047336 | 0.0048177 | 0.0049033 | 0.0049904
F2_Commercial_School (WA)_Existing_Food Preparation_Natural Gas_Steamer_E3 | F2 | Commercial | School (WA) | Existing | Food Preparation | Natural Gas | Steamer | E3 | RVT - Cost of Operation | 0 | 0 | 0 | 0 | 0 | 0 | 0 | 0 | 0 | 0 | 0 | 0 | 0 | 0 | 0 | 0 | 0 | 0 | 0 | 0 | 0 | 0 | 0 | 0 | 0 | 0 | 0
F2_Commercial_School (WA)_Existing_Food Preparation_Natural Gas_Steamer_E4 | F2 | Commercial | School (WA) | Existing | Food Preparation | Natural Gas | Steamer | E4 | RVT - Cost of Operation | 0 | 0 | 0 | 0 | 0 | 0 | 0 | 0 | 0 | 0 | 0 | 0 | 0 | 0 | 0 | 0 | 0 | 0 | 0 | 0 | 0 | 0 | 0 | 0 | 0 | 0 | 0
F2_Commercial_School (WA)_Existing_Food Preparation_Natural Gas_Steamer_E5 | F2 | Commercial | School (WA) | Existing | Food Preparation | Natural Gas | Steamer | E5 | RVT - Cost of Operation | 0 | 0 | 0 | 0 | 0 | 0 | 0 | 0 | 0 | 0 | 0 | 0 | 0 | 0 | 0 | 0 | 0 | 0 | 0 | 0 | 0 | 0 | 0 | 0 | 0 | 0 | 0
F2_Commercial_School (WA)_Existing_Food Preparation_Natural Gas_Steamer_E6 | F2 | Commercial | School (WA) | Existing | Food Preparation | Natural Gas | Steamer | E6 | RVT - Cost of Operation | 0 | 0 | 0 | 0 | 0 | 0 | 0 | 0 | 0 | 0 | 0 | 0 | 0 | 0 | 0 | 0 | 0 | 0 | 0 | 0 | 0 | 0 | 0 | 0 | 0 | 0 | 0
F2_Commercial_School (WA)_Existing_Food Preparation_Natural Gas_Steamer_E7 | F2 | Commercial | School (WA) | Existing | Food Preparation | Natural Gas | Steamer | E7 | RVT - Cost of Operation | 0 | 0 | 0 | 0 | 0 | 0 | 0 | 0 | 0 | 0 | 0 | 0 | 0 | 0 | 0 | 0 | 0 | 0 | 0 | 0 | 0 | 0 | 0 | 0 | 0 | 0 | 0
F2_Commercial_School (WA)_Existing_Food Preparation_Natural Gas_Steamer_E8 | F2 | Commercial | School (WA) | Existing | Food Preparation | Natural Gas | Steamer | E8 | RVT - Cost of Operation | 0 | 0 | 0 | 0 | 0 | 0 | 0 | 0 | 0 | 0 | 0 | 0 | 0 | 0 | 0 | 0 | 0 | 0 | 0 | 0 | 0 | 0 | 0 | 0 | 0 | 0 | 0
F2_Commercial_School (WA)_Existing_Food Preparation_Natural Gas_Steamer_E9 | F2 | Commercial | School (WA) | Existing | Food Preparation | Natural Gas | Steamer | E9 | RVT - Cost of Operation | 0 | 0 | 0 | 0 | 0 | 0 | 0 | 0 | 0 | 0 | 0 | 0 | 0 | 0 | 0 | 0 | 0 | 0 | 0 | 0 | 0 | 0 | 0 | 0 | 0 | 0 | 0
F2_Commercial_School (WA)_Existing_Food Preparation_Natural Gas_Steamer_E10 | F2 | Commercial | School (WA) | Existing | Food Preparation | Natural Gas | Steamer | E10 | RVT - Cost of Operation | 0 | 0 | 0 | 0 | 0 | 0 | 0 | 0 | 0 | 0 | 0 | 0 | 0 | 0 | 0 | 0 | 0 | 0 | 0 | 0 | 0 | 0 | 0 | 0 | 0 | 0 | 0
F3_Commercial_School (WA)_Existing_Food Preparation_Natural Gas_Steamer_E1 | F3 | Commercial | School (WA) | Existing | Food Preparation | Natural Gas | Steamer | E1 | System - kBTUs of Consumption | 3.7128 | 3.7128 | 3.7128 | 3.7128 | 3.7128 | 3.7128 | 3.7128 | 3.7128 | 3.7128 | 3.7128 | 3.7128 | 3.7128 | 3.7128 | 3.7128 | 3.7128 | 3.7128 | 3.7128 | 3.7128 | 3.7128 | 3.7128 | 3.7128 | 3.7128 | 3.7128 | 3.7128 | 3.7128 | 3.7128 | 3.7128
F3_Commercial_School (WA)_Existing_Food Preparation_Natural Gas_Steamer_E2 | F3 | Commercial | School (WA) | Existing | Food Preparation | Natural Gas | Steamer | E2 | System - kBTUs of Consumption | 0.7005 | 0.7005 | 0.7005 | 0.7005 | 0.7005 | 0.7005 | 0.7005 | 0.7005 | 0.7005 | 0.7005 | 0.7005 | 0.7005 | 0.7005 | 0.7005 | 0.7005 | 0.7005 | 0.7005 | 0.7005 | 0.7005 | 0.7005 | 0.7005 | 0.7005 | 0.7005 | 0.7005 | 0.7005 | 0.7005 | 0.7005
F3_Commercial_School (WA)_Existing_Food Preparation_Natural Gas_Steamer_E3 | F3 | Commercial | School (WA) | Existing | Food Preparation | Natural Gas | Steamer | E3 | System - kBTUs of Consumption | 0 | 0 | 0 | 0 | 0 | 0 | 0 | 0 | 0 | 0 | 0 | 0 | 0 | 0 | 0 | 0 | 0 | 0 | 0 | 0 | 0 | 0 | 0 | 0 | 0 | 0 | 0
F3_Commercial_School (WA)_Existing_Food Preparation_Natural Gas_Steamer_E4 | F3 | Commercial | School (WA) | Existing | Food Preparation | Natural Gas | Steamer | E4 | System - kBTUs of Consumption | 0 | 0 | 0 | 0 | 0 | 0 | 0 | 0 | 0 | 0 | 0 | 0 | 0 | 0 | 0 | 0 | 0 | 0 | 0 | 0 | 0 | 0 | 0 | 0 | 0 | 0 | 0
F3_Commercial_School (WA)_Existing_Food Preparation_Natural Gas_Steamer_E5 | F3 | Commercial | School (WA) | Existing | Food Preparation | Natural Gas | Steamer | E5 | System - kBTUs of Consumption | 0 | 0 | 0 | 0 | 0 | 0 | 0 | 0 | 0 | 0 | 0 | 0 | 0 | 0 | 0 | 0 | 0 | 0 | 0 | 0 | 0 | 0 | 0 | 0 | 0 | 0 | 0
F3_Commercial_School (WA)_Existing_Food Preparation_Natural Gas_Steamer_E6 | F3 | Commercial | School (WA) | Existing | Food Preparation | Natural Gas | Steamer | E6 | System - kBTUs of Consumption | 0 | 0 | 0 | 0 | 0 | 0 | 0 | 0 | 0 | 0 | 0 | 0 | 0 | 0 | 0 | 0 | 0 | 0 | 0 | 0 | 0 | 0 | 0 | 0 | 0 | 0 | 0
F3_Commercial_School (WA)_Existing_Food Preparation_Natural Gas_Steamer_E7 | F3 | Commercial | School (WA) | Existing | Food Preparation | Natural Gas | Steamer | E7 | System - kBTUs of Consumption | 0 | 0 | 0 | 0 | 0 | 0 | 0 | 0 | 0 | 0 | 0 | 0 | 0 | 0 | 0 | 0 | 0 | 0 | 0 | 0 | 0 | 0 | 0 | 0 | 0 | 0 | 0
F3_Commercial_School (WA)_Existing_Food Preparation_Natural Gas_Steamer_E8 | F3 | Commercial | School (WA) | Existing | Food Preparation | Natural Gas | Steamer | E8 | System - kBTUs of Consumption | 0 | 0 | 0 | 0 | 0 | 0 | 0 | 0 | 0 | 0 | 0 | 0 | 0 | 0 | 0 | 0 | 0 | 0 | 0 | 0 | 0 | 0 | 0 | 0 | 0 | 0 | 0
F3_Commercial_School (WA)_Existing_Food Preparation_Natural Gas_Steamer_E9 | F3 | Commercial | School (WA) | Existing | Food Preparation | Natural Gas | Steamer | E9 | System - kBTUs of Consumption | 0 | 0 | 0 | 0 | 0 | 0 | 0 | 0 | 0 | 0 | 0 | 0 | 0 | 0 | 0 | 0 | 0 | 0 | 0 | 0 | 0 | 0 | 0 | 0 | 0 | 0 | 0
F3_Commercial_School (WA)_Existing_Food Preparation_Natural Gas_Steamer_E10 | F3 | Commercial | School (WA) | Existing | Food Preparation | Natural Gas | Steamer | E10 | System - kBTUs of Consumption | 0 | 0 | 0 | 0 | 0 | 0 | 0 | 0 | 0 | 0 | 0 | 0 | 0 | 0 | 0 | 0 | 0 | 0 | 0 | 0 | 0 | 0 | 0 | 0 | 0 | 0 | 0
F4_Commercial_School (WA)_Existing_Food Preparation_Natural Gas_Steamer_E1 | F4 | Commercial | School (WA) | Existing | Food Preparation | Natural Gas | Steamer | E1 | Utility - Cost of Equipment | 0.0055497 | 0.0055497 | 0.0055497 | 0.0055497 | 0.0055497 | 0.0055497 | 0.0055497 | 0.0055497 | 0.0055497 | 0.0055497 | 0.0055497 | 0.0055497 | 0.0055497 | 0.0055497 | 0.0055497 | 0.0055497 | 0.0055497 | 0.0055497 | 0.0055497 | 0.0055497 | 0.0055497 | 0.0055497 | 0.0055497 | 0.0055497 | 0.0055497 | 0.0055497 | 0.0055497
F4_Commercial_School (WA)_Existing_Food Preparation_Natural Gas_Steamer_E2 | F4 | Commercial | School (WA) | Existing | Food Preparation | Natural Gas | Steamer | E2 | Utility - Cost of Equipment | 0.0059631 | 0.0059631 | 0.0059631 | 0.0059631 | 0.0059631 | 0.0059631 | 0.0059631 | 0.0059631 | 0.0059631 | 0.0059631 | 0.0059631 | 0.0059631 | 0.0059631 | 0.0059631 | 0.0059631 | 0.0059631 | 0.0059631 | 0.0059631 | 0.0059631 | 0.0059631 | 0.0059631 | 0.0059631 | 0.0059631 | 0.0059631 | 0.0059631 | 0.0059631 | 0.0059631
F4_Commercial_School (WA)_Existing_Food Preparation_Natural Gas_Steamer_E3 | F4 | Commercial | School (WA) | Existing | Food Preparation | Natural Gas | Steamer | E3 | Utility - Cost of Equipment | 0 | 0 | 0 | 0 | 0 | 0 | 0 | 0 | 0 | 0 | 0 | 0 | 0 | 0 | 0 | 0 | 0 | 0 | 0 | 0 | 0 | 0 | 0 | 0 | 0 | 0 | 0
F4_Commercial_School (WA)_Existing_Food Preparation_Natural Gas_Steamer_E4 | F4 | Commercial | School (WA) | Existing | Food Preparation | Natural Gas | Steamer | E4 | Utility - Cost of Equipment | 0 | 0 | 0 | 0 | 0 | 0 | 0 | 0 | 0 | 0 | 0 | 0 | 0 | 0 | 0 | 0 | 0 | 0 | 0 | 0 | 0 | 0 | 0 | 0 | 0 | 0 | 0
F4_Commercial_School (WA)_Existing_Food Preparation_Natural Gas_Steamer_E5 | F4 | Commercial | School (WA) | Existing | Food Preparation | Natural Gas | Steamer | E5 | Utility - Cost of Equipment | 0 | 0 | 0 | 0 | 0 | 0 | 0 | 0 | 0 | 0 | 0 | 0 | 0 | 0 | 0 | 0 | 0 | 0 | 0 | 0 | 0 | 0 | 0 | 0 | 0 | 0 | 0
F4_Commercial_School (WA)_Existing_Food Preparation_Natural Gas_Steamer_E6 | F4 | Commercial | School (WA) | Existing | Food Preparation | Natural Gas | Steamer | E6 | Utility - Cost of Equipment | 0 | 0 | 0 | 0 | 0 | 0 | 0 | 0 | 0 | 0 | 0 | 0 | 0 | 0 | 0 | 0 | 0 | 0 | 0 | 0 | 0 | 0 | 0 | 0 | 0 | 0 | 0
F4_Commercial_School (WA)_Existing_Food Preparation_Natural Gas_Steamer_E7 | F4 | Commercial | School (WA) | Existing | Food Preparation | Natural Gas | Steamer | E7 | Utility - Cost of Equipment | 0 | 0 | 0 | 0 | 0 | 0 | 0 | 0 | 0 | 0 | 0 | 0 | 0 | 0 | 0 | 0 | 0 | 0 | 0 | 0 | 0 | 0 | 0 | 0 | 0 | 0 | 0
F4_Commercial_School (WA)_Existing_Food Preparation_Natural Gas_Steamer_E8 | F4 | Commercial | School (WA) | Existing | Food Preparation | Natural Gas | Steamer | E8 | Utility - Cost of Equipment | 0 | 0 | 0 | 0 | 0 | 0 | 0 | 0 | 0 | 0 | 0 | 0 | 0 | 0 | 0 | 0 | 0 | 0 | 0 | 0 | 0 | 0 | 0 | 0 | 0 | 0 | 0
F4_Commercial_School (WA)_Existing_Food Preparation_Natural Gas_Steamer_E9 | F4 | Commercial | School (WA) | Existing | Food Preparation | Natural Gas | Steamer | E9 | Utility - Cost of Equipment | 0 | 0 | 0 | 0 | 0 | 0 | 0 | 0 | 0 | 0 | 0 | 0 | 0 | 0 | 0 | 0 | 0 | 0 | 0 | 0 | 0 | 0 | 0 | 0 | 0 | 0 | 0
F4_Commercial_School (WA)_Existing_Food Preparation_Natural Gas_Steamer_E10 | F4 | Commercial | School (WA) | Existing | Food Preparation | Natural Gas | Steamer | E10 | Utility - Cost of Equipment | 0 | 0 | 0 | 0 | 0 | 0 | 0 | 0 | 0 | 0 | 0 | 0 | 0 | 0 | 0 | 0 | 0 | 0 | 0 | 0 | 0 | 0 | 0 | 0 | 0 | 0 | 0
F5_Commercial_School (WA)_Existing_Food Preparation_Natural Gas_Steamer_E1 | F5 | Commercial | School (WA) | Existing | Food Preparation | Natural Gas | Steamer | E1 | Utility - Cost of Operation | 0.013214 | 0.013547 | 0.013941 | 0.014393 | 0.014905 | 0.015527 | 0.016167 | 0.016801 | 0.017412 | 0.018031 | 0.018523 | 0.018985 | 0.01948 | 0.019966 | 0.0204 | 0.020806 | 0.02117 | 0.021529 | 0.021913 | 0.022288 | 0.022673 | 0.023073 | 0.023477 | 0.023894 | 0.024319 | 0.024751 | 0.025191
F5_Commercial_School (WA)_Existing_Food Preparation_Natural Gas_Steamer_E2 | F5 | Commercial | School (WA) | Existing | Food Preparation | Natural Gas | Steamer | E2 | Utility - Cost of Operation | 0.0024931 | 0.0025559 | 0.0026304 | 0.0027157 | 0.0028121 | 0.0029295 | 0.0030503 | 0.00317 | 0.0032852 | 0.0034019 | 0.0034949 | 0.0035819 | 0.0036755 | 0.003767 | 0.0038489 | 0.0039255 | 0.0039942 | 0.004062 | 0.0041345 | 0.0042051 | 0.0042778 | 0.0043532 | 0.0044295 | 0.0045082 | 0.0045883 | 0.0046698 | 0.0047528
F5_Commercial_School (WA)_Existing_Food Preparation_Natural Gas_Steamer_E3 | F5 | Commercial | School (WA) | Existing | Food Preparation | Natural Gas | Steamer | E3 | Utility - Cost of Operation | 0 | 0 | 0 | 0 | 0 | 0 | 0 | 0 | 0 | 0 | 0 | 0 | 0 | 0 | 0 | 0 | 0 | 0 | 0 | 0 | 0 | 0 | 0 | 0 | 0 | 0 | 0
F5_Commercial_School (WA)_Existing_Food Preparation_Natural Gas_Steamer_E4 | F5 | Commercial | School (WA) | Existing | Food Preparation | Natural Gas | Steamer | E4 | Utility - Cost of Operation | 0 | 0 | 0 | 0 | 0 | 0 | 0 | 0 | 0 | 0 | 0 | 0 | 0 | 0 | 0 | 0 | 0 | 0 | 0 | 0 | 0 | 0 | 0 | 0 | 0 | 0 | 0
F5_Commercial_School (WA)_Existing_Food Preparation_Natural Gas_Steamer_E5 | F5 | Commercial | School (WA) | Existing | Food Preparation | Natural Gas | Steamer | E5 | Utility - Cost of Operation | 0 | 0 | 0 | 0 | 0 | 0 | 0 | 0 | 0 | 0 | 0 | 0 | 0 | 0 | 0 | 0 | 0 | 0 | 0 | 0 | 0 | 0 | 0 | 0 | 0 | 0 | 0
F5_Commercial_School (WA)_Existing_Food Preparation_Natural Gas_Steamer_E6 | F5 | Commercial | School (WA) | Existing | Food Preparation | Natural Gas | Steamer | E6 | Utility - Cost of Operation | 0 | 0 | 0 | 0 | 0 | 0 | 0 | 0 | 0 | 0 | 0 | 0 | 0 | 0 | 0 | 0 | 0 | 0 | 0 | 0 | 0 | 0 | 0 | 0 | 0 | 0 | 0
F5_Commercial_School (WA)_Existing_Food Preparation_Natural Gas_Steamer_E7 | F5 | Commercial | School (WA) | Existing | Food Preparation | Natural Gas | Steamer | E7 | Utility - Cost of Operation | 0 | 0 | 0 | 0 | 0 | 0 | 0 | 0 | 0 | 0 | 0 | 0 | 0 | 0 | 0 | 0 | 0 | 0 | 0 | 0 | 0 | 0 | 0 | 0 | 0 | 0 | 0
F5_Commercial_School (WA)_Existing_Food Preparation_Natural Gas_Steamer_E8 | F5 | Commercial | School (WA) | Existing | Food Preparation | Natural Gas | Steamer | E8 | Utility - Cost of Operation | 0 | 0 | 0 | 0 | 0 | 0 | 0 | 0 | 0 | 0 | 0 | 0 | 0 | 0 | 0 | 0 | 0 | 0 | 0 | 0 | 0 | 0 | 0 | 0 | 0 | 0 | 0
F5_Commercial_School (WA)_Existing_Food Preparation_Natural Gas_Steamer_E9 | F5 | Commercial | School (WA) | Existing | Food Preparation | Natural Gas | Steamer | E9 | Utility - Cost of Operation | 0 | 0 | 0 | 0 | 0 | 0 | 0 | 0 | 0 | 0 | 0 | 0 | 0 | 0 | 0 | 0 | 0 | 0 | 0 | 0 | 0 | 0 | 0 | 0 | 0 | 0 | 0
F5_Commercial_School (WA)_Existing_Food Preparation_Natural Gas_Steamer_E10 | F5 | Commercial | School (WA) | Existing | Food Preparation | Natural Gas | Steamer | E10 | Utility - Cost of Operation | 0 | 0 | 0 | 0 | 0 | 0 | 0 | 0 | 0 | 0 | 0 | 0 | 0 | 0 | 0 | 0 | 0 | 0 | 0 | 0 | 0 | 0 | 0 | 0 | 0 | 0 | 0
F6_Commercial_School (WA)_Existing_Food Preparation_Natural Gas_Steamer_E1 | F6 | Commercial | School (WA) | Existing | Food Preparation | Natural Gas | Steamer | E1 | Utility - Value of Sales | 0.015563 | 0.015857 | 0.016202 | 0.016605 | 0.017065 | 0.017641 | 0.018217 | 0.018765 | 0.019261 | 0.019741 | 0.020239 | 0.020692 | 0.02117 | 0.021622 | 0.02201 | 0.022361 | 0.022658 | 0.022941 | 0.023243 | 0.023524 | 0.023806 | 0.024226 | 0.024651 | 0.025089 | 0.025535 | 0.025988 | 0.02645
F6_Commercial_School (WA)_Existing_Food Preparation_Natural Gas_Steamer_E2 | F6 | Commercial | School (WA) | Existing | Food Preparation | Natural Gas | Steamer | E2 | Utility - Value of Sales | 0.0029364 | 0.0029918 | 0.0030569 | 0.0031329 | 0.0032198 | 0.0033283 | 0.0034372 | 0.0035405 | 0.003634 | 0.0037247 | 0.0038186 | 0.003904 | 0.0039941 | 0.0040794 | 0.0041527 | 0.0042189 | 0.0042749 | 0.0043284 | 0.0043853 | 0.0044384 | 0.0044916 | 0.0045709 | 0.004651 | 0.0047336 | 0.0048177 | 0.0049033 | 0.0049904
F6_Commercial_School (WA)_Existing_Food Preparation_Natural Gas_Steamer_E3 | F6 | Commercial | School (WA) | Existing | Food Preparation | Natural Gas | Steamer | E3 | Utility - Value of Sales | 0 | 0 | 0 | 0 | 0 | 0 | 0 | 0 | 0 | 0 | 0 | 0 | 0 | 0 | 0 | 0 | 0 | 0 | 0 | 0 | 0 | 0 | 0 | 0 | 0 | 0 | 0
F6_Commercial_School (WA)_Existing_Food Preparation_Natural Gas_Steamer_E4 | F6 | Commercial | School (WA) | Existing | Food Preparation | Natural Gas | Steamer | E4 | Utility - Value of Sales | 0 | 0 | 0 | 0 | 0 | 0 | 0 | 0 | 0 | 0 | 0 | 0 | 0 | 0 | 0 | 0 | 0 | 0 | 0 | 0 | 0 | 0 | 0 | 0 | 0 | 0 | 0
F6_Commercial_School (WA)_Existing_Food Preparation_Natural Gas_Steamer_E5 | F6 | Commercial | School (WA) | Existing | Food Preparation | Natural Gas | Steamer | E5 | Utility - Value of Sales | 0 | 0 | 0 | 0 | 0 | 0 | 0 | 0 | 0 | 0 | 0 | 0 | 0 | 0 | 0 | 0 | 0 | 0 | 0 | 0 | 0 | 0 | 0 | 0 | 0 | 0 | 0
F6_Commercial_School (WA)_Existing_Food Preparation_Natural Gas_Steamer_E6 | F6 | Commercial | School (WA) | Existing | Food Preparation | Natural Gas | Steamer | E6 | Utility - Value of Sales | 0 | 0 | 0 | 0 | 0 | 0 | 0 | 0 | 0 | 0 | 0 | 0 | 0 | 0 | 0 | 0 | 0 | 0 | 0 | 0 | 0 | 0 | 0 | 0 | 0 | 0 | 0
F6_Commercial_School (WA)_Existing_Food Preparation_Natural Gas_Steamer_E7 | F6 | Commercial | School (WA) | Existing | Food Preparation | Natural Gas | Steamer | E7 | Utility - Value of Sales | 0 | 0 | 0 | 0 | 0 | 0 | 0 | 0 | 0 | 0 | 0 | 0 | 0 | 0 | 0 | 0 | 0 | 0 | 0 | 0 | 0 | 0 | 0 | 0 | 0 | 0 | 0
F6_Commercial_School (WA)_Existing_Food Preparation_Natural Gas_Steamer_E8 | F6 | Commercial | School (WA) | Existing | Food Preparation | Natural Gas | Steamer | E8 | Utility - Value of Sales | 0 | 0 | 0 | 0 | 0 | 0 | 0 | 0 | 0 | 0 | 0 | 0 | 0 | 0 | 0 | 0 | 0 | 0 | 0 | 0 | 0 | 0 | 0 | 0 | 0 | 0 | 0
F6_Commercial_School (WA)_Existing_Food Preparation_Natural Gas_Steamer_E9 | F6 | Commercial | School (WA) | Existing | Food Preparation | Natural Gas | Steamer | E9 | Utility - Value of Sales | 0 | 0 | 0 | 0 | 0 | 0 | 0 | 0 | 0 | 0 | 0 | 0 | 0 | 0 | 0 | 0 | 0 | 0 | 0 | 0 | 0 | 0 | 0 | 0 | 0 | 0 | 0
F6_Commercial_School (WA)_Existing_Food Preparation_Natural Gas_Steamer_E10 | F6 | Commercial | School (WA) | Existing | Food Preparation | Natural Gas | Steamer | E10 | Utility - Value of Sales | 0 | 0 | 0 | 0 | 0 | 0 | 0 | 0 | 0 | 0 | 0 | 0 | 0 | 0 | 0 | 0 | 0 | 0 | 0 | 0 | 0 | 0 | 0 | 0 | 0 | 0 | 0
F1_Commercial_School (WA)_Existing_Food Preparation_Natural Gas_Food Prep Other_E1 | F1 | Commercial | School (WA) | Existing | Food Preparation | Natural Gas | Food Prep Other | E1 | RVT - Cost of Equipment | 1.1663e-05 | 1.1663e-05 | 1.1663e-05 | 1.1663e-05 | 1.1663e-05 | 1.1663e-05 | 1.1663e-05 | 1.1663e-05 | 1.1663e-05 | 1.1663e-05 | 1.1663e-05 | 1.1663e-05 | 1.1663e-05 | 1.1663e-05 | 1.1663e-05 | 1.1663e-05 | 1.1663e-05 | 1.1663e-05 | 1.1663e-05 | 1.1663e-05 | 1.1663e-05 | 1.1663e-05 | 1.1663e-05 | 1.1663e-05 | 1.1663e-05 | 1.1663e-05 | 1.1663e-05
F1_Commercial_School (WA)_Existing_Food Preparation_Natural Gas_Food Prep Other_E2 | F1 | Commercial | School (WA) | Existing | Food Preparation | Natural Gas | Food Prep Other | E2 | RVT - Cost of Equipment | 1.1675e-05 | 1.1675e-05 | 1.1675e-05 | 1.1675e-05 | 1.1675e-05 | 1.1675e-05 | 1.1675e-05 | 1.1675e-05 | 1.1675e-05 | 1.1675e-05 | 1.1675e-05 | 1.1675e-05 | 1.1675e-05 | 1.1675e-05 | 1.1675e-05 | 1.1675e-05 | 1.1675e-05 | 1.1675e-05 | 1.1675e-05 | 1.1675e-05 | 1.1675e-05 | 1.1675e-05 | 1.1675e-05 | 1.1675e-05 | 1.1675e-05 | 1.1675e-05 | 1.1675e-05
F1_Commercial_School (WA)_Existing_Food Preparation_Natural Gas_Food Prep Other_E3 | F1 | Commercial | School (WA) | Existing | Food Preparation | Natural Gas | Food Prep Other | E3 | RVT - Cost of Equipment | 0 | 0 | 0 | 0 | 0 | 0 | 0 | 0 | 0 | 0 | 0 | 0 | 0 | 0 | 0 | 0 | 0 | 0 | 0 | 0 | 0 | 0 | 0 | 0 | 0 | 0 | 0
F1_Commercial_School (WA)_Existing_Food Preparation_Natural Gas_Food Prep Other_E4 | F1 | Commercial | School (WA) | Existing | Food Preparation | Natural Gas | Food Prep Other | E4 | RVT - Cost of Equipment | 0 | 0 | 0 | 0 | 0 | 0 | 0 | 0 | 0 | 0 | 0 | 0 | 0 | 0 | 0 | 0 | 0 | 0 | 0 | 0 | 0 | 0 | 0 | 0 | 0 | 0 | 0
F1_Commercial_School (WA)_Existing_Food Preparation_Natural Gas_Food Prep Other_E5 | F1 | Commercial | School (WA) | Existing | Food Preparation | Natural Gas | Food Prep Other | E5 | RVT - Cost of Equipment | 0 | 0 | 0 | 0 | 0 | 0 | 0 | 0 | 0 | 0 | 0 | 0 | 0 | 0 | 0 | 0 | 0 | 0 | 0 | 0 | 0 | 0 | 0 | 0 | 0 | 0 | 0
F1_Commercial_School (WA)_Existing_Food Preparation_Natural Gas_Food Prep Other_E6 | F1 | Commercial | School (WA) | Existing | Food Preparation | Natural Gas | Food Prep Other | E6 | RVT - Cost of Equipment | 0 | 0 | 0 | 0 | 0 | 0 | 0 | 0 | 0 | 0 | 0 | 0 | 0 | 0 | 0 | 0 | 0 | 0 | 0 | 0 | 0 | 0 | 0 | 0 | 0 | 0 | 0
F1_Commercial_School (WA)_Existing_Food Preparation_Natural Gas_Food Prep Other_E7 | F1 | Commercial | School (WA) | Existing | Food Preparation | Natural Gas | Food Prep Other | E7 | RVT - Cost of Equipment | 0 | 0 | 0 | 0 | 0 | 0 | 0 | 0 | 0 | 0 | 0 | 0 | 0 | 0 | 0 | 0 | 0 | 0 | 0 | 0 | 0 | 0 | 0 | 0 | 0 | 0 | 0
F1_Commercial_School (WA)_Existing_Food Preparation_Natural Gas_Food Prep Other_E8 | F1 | Commercial | School (WA) | Existing | Food Preparation | Natural Gas | Food Prep Other | E8 | RVT - Cost of Equipment | 0 | 0 | 0 | 0 | 0 | 0 | 0 | 0 | 0 | 0 | 0 | 0 | 0 | 0 | 0 | 0 | 0 | 0 | 0 | 0 | 0 | 0 | 0 | 0 | 0 | 0 | 0
F1_Commercial_School (WA)_Existing_Food Preparation_Natural Gas_Food Prep Other_E9 | F1 | Commercial | School (WA) | Existing | Food Preparation | Natural Gas | Food Prep Other | E9 | RVT - Cost of Equipment | 0 | 0 | 0 | 0 | 0 | 0 | 0 | 0 | 0 | 0 | 0 | 0 | 0 | 0 | 0 | 0 | 0 | 0 | 0 | 0 | 0 | 0 | 0 | 0 | 0 | 0 | 0
F1_Commercial_School (WA)_Existing_Food Preparation_Natural Gas_Food Prep Other_E10 | F1 | Commercial | School (WA) | Existing | Food Preparation | Natural Gas | Food Prep Other | E10 | RVT - Cost of Equipment | 0 | 0 | 0 | 0 | 0 | 0 | 0 | 0 | 0 | 0 | 0 | 0 | 0 | 0 | 0 | 0 | 0 | 0 | 0 | 0 | 0 | 0 | 0 | 0 | 0 | 0 | 0
F2_Commercial_School (WA)_Existing_Food Preparation_Natural Gas_Food Prep Other_E1 | F2 | Commercial | School (WA) | Existing | Food Preparation | Natural Gas | Food Prep Other | E1 | RVT - Cost of Operation | 0.0032877 | 0.0033424 | 0.0034091 | 0.0034902 | 0.0035866 | 0.0037141 | 0.0038448 | 0.0039713 | 0.0040877 | 0.0041995 | 0.0043144 | 0.004417 | 0.004524 | 0.0046229 | 0.0047062 | 0.00478 | 0.0048406 | 0.0048976 | 0.0049589 | 0.005015 | 0.0050712 | 0.0051606 | 0.0052509 | 0.0053442 | 0.0054391 | 0.0055357 | 0.0056341
F2_Commercial_School (WA)_Existing_Food Preparation_Natural Gas_Food Prep Other_E2 | F2 | Commercial | School (WA) | Existing | Food Preparation | Natural Gas | Food Prep Other | E2 | RVT - Cost of Operation | 0.0032877 | 0.0033424 | 0.0034091 | 0.0034902 | 0.0035866 | 0.0037141 | 0.0038448 | 0.0039713 | 0.0040877 | 0.0041995 | 0.0043144 | 0.004417 | 0.004524 | 0.0046229 | 0.0047062 | 0.00478 | 0.0048405 | 0.0048976 | 0.0049588 | 0.005015 | 0.0050712 | 0.0051606 | 0.0052508 | 0.0053441 | 0.0054391 | 0.0055357 | 0.005634
F2_Commercial_School (WA)_Existing_Food Preparation_Natural Gas_Food Prep Other_E3 | F2 | Commercial | School (WA) | Existing | Food Preparation | Natural Gas | Food Prep Other | E3 | RVT - Cost of Operation | 0 | 0 | 0 | 0 | 0 | 0 | 0 | 0 | 0 | 0 | 0 | 0 | 0 | 0 | 0 | 0 | 0 | 0 | 0 | 0 | 0 | 0 | 0 | 0 | 0 | 0 | 0
F2_Commercial_School (WA)_Existing_Food Preparation_Natural Gas_Food Prep Other_E4 | F2 | Commercial | School (WA) | Existing | Food Preparation | Natural Gas | Food Prep Other | E4 | RVT - Cost of Operation | 0 | 0 | 0 | 0 | 0 | 0 | 0 | 0 | 0 | 0 | 0 | 0 | 0 | 0 | 0 | 0 | 0 | 0 | 0 | 0 | 0 | 0 | 0 | 0 | 0 | 0 | 0
F2_Commercial_School (WA)_Existing_Food Preparation_Natural Gas_Food Prep Other_E5 | F2 | Commercial | School (WA) | Existing | Food Preparation | Natural Gas | Food Prep Other | E5 | RVT - Cost of Operation | 0 | 0 | 0 | 0 | 0 | 0 | 0 | 0 | 0 | 0 | 0 | 0 | 0 | 0 | 0 | 0 | 0 | 0 | 0 | 0 | 0 | 0 | 0 | 0 | 0 | 0 | 0
F2_Commercial_School (WA)_Existing_Food Preparation_Natural Gas_Food Prep Other_E6 | F2 | Commercial | School (WA) | Existing | Food Preparation | Natural Gas | Food Prep Other | E6 | RVT - Cost of Operation | 0 | 0 | 0 | 0 | 0 | 0 | 0 | 0 | 0 | 0 | 0 | 0 | 0 | 0 | 0 | 0 | 0 | 0 | 0 | 0 | 0 | 0 | 0 | 0 | 0 | 0 | 0
F2_Commercial_School (WA)_Existing_Food Preparation_Natural Gas_Food Prep Other_E7 | F2 | Commercial | School (WA) | Existing | Food Preparation | Natural Gas | Food Prep Other | E7 | RVT - Cost of Operation | 0 | 0 | 0 | 0 | 0 | 0 | 0 | 0 | 0 | 0 | 0 | 0 | 0 | 0 | 0 | 0 | 0 | 0 | 0 | 0 | 0 | 0 | 0 | 0 | 0 | 0 | 0
F2_Commercial_School (WA)_Existing_Food Preparation_Natural Gas_Food Prep Other_E8 | F2 | Commercial | School (WA) | Existing | Food Preparation | Natural Gas | Food Prep Other | E8 | RVT - Cost of Operation | 0 | 0 | 0 | 0 | 0 | 0 | 0 | 0 | 0 | 0 | 0 | 0 | 0 | 0 | 0 | 0 | 0 | 0 | 0 | 0 | 0 | 0 | 0 | 0 | 0 | 0 | 0
F2_Commercial_School (WA)_Existing_Food Preparation_Natural Gas_Food Prep Other_E9 | F2 | Commercial | School (WA) | Existing | Food Preparation | Natural Gas | Food Prep Other | E9 | RVT - Cost of Operation | 0 | 0 | 0 | 0 | 0 | 0 | 0 | 0 | 0 | 0 | 0 | 0 | 0 | 0 | 0 | 0 | 0 | 0 | 0 | 0 | 0 | 0 | 0 | 0 | 0 | 0 | 0
F2_Commercial_School (WA)_Existing_Food Preparation_Natural Gas_Food Prep Other_E10 | F2 | Commercial | School (WA) | Existing | Food Preparation | Natural Gas | Food Prep Other | E10 | RVT - Cost of Operation | 0 | 0 | 0 | 0 | 0 | 0 | 0 | 0 | 0 | 0 | 0 | 0 | 0 | 0 | 0 | 0 | 0 | 0 | 0 | 0 | 0 | 0 | 0 | 0 | 0 | 0 | 0
F3_Commercial_School (WA)_Existing_Food Preparation_Natural Gas_Food Prep Other_E1 | F3 | Commercial | School (WA) | Existing | Food Preparation | Natural Gas | Food Prep Other | E1 | System - kBTUs of Consumption | 0.79691 | 0.79691 | 0.79691 | 0.79691 | 0.79691 | 0.79691 | 0.79691 | 0.79691 | 0.79691 | 0.79691 | 0.79691 | 0.79691 | 0.79691 | 0.79691 | 0.79691 | 0.79691 | 0.79691 | 0.79691 | 0.79691 | 0.79691 | 0.79691 | 0.79691 | 0.79691 | 0.79691 | 0.79691 | 0.79691 | 0.79691
F3_Commercial_School (WA)_Existing_Food Preparation_Natural Gas_Food Prep Other_E2 | F3 | Commercial | School (WA) | Existing | Food Preparation | Natural Gas | Food Prep Other | E2 | System - kBTUs of Consumption | 0.79691 | 0.79691 | 0.79691 | 0.79691 | 0.79691 | 0.79691 | 0.79691 | 0.79691 | 0.79691 | 0.79691 | 0.79691 | 0.79691 | 0.79691 | 0.79691 | 0.79691 | 0.79691 | 0.79691 | 0.79691 | 0.79691 | 0.79691 | 0.79691 | 0.79691 | 0.79691 | 0.79691 | 0.79691 | 0.79691 | 0.79691
F3_Commercial_School (WA)_Existing_Food Preparation_Natural Gas_Food Prep Other_E3 | F3 | Commercial | School (WA) | Existing | Food Preparation | Natural Gas | Food Prep Other | E3 | System - kBTUs of Consumption | 0 | 0 | 0 | 0 | 0 | 0 | 0 | 0 | 0 | 0 | 0 | 0 | 0 | 0 | 0 | 0 | 0 | 0 | 0 | 0 | 0 | 0 | 0 | 0 | 0 | 0 | 0
F3_Commercial_School (WA)_Existing_Food Preparation_Natural Gas_Food Prep Other_E4 | F3 | Commercial | School (WA) | Existing | Food Preparation | Natural Gas | Food Prep Other | E4 | System - kBTUs of Consumption | 0 | 0 | 0 | 0 | 0 | 0 | 0 | 0 | 0 | 0 | 0 | 0 | 0 | 0 | 0 | 0 | 0 | 0 | 0 | 0 | 0 | 0 | 0 | 0 | 0 | 0 | 0
F3_Commercial_School (WA)_Existing_Food Preparation_Natural Gas_Food Prep Other_E5 | F3 | Commercial | School (WA) | Existing | Food Preparation | Natural Gas | Food Prep Other | E5 | System - kBTUs of Consumption | 0 | 0 | 0 | 0 | 0 | 0 | 0 | 0 | 0 | 0 | 0 | 0 | 0 | 0 | 0 | 0 | 0 | 0 | 0 | 0 | 0 | 0 | 0 | 0 | 0 | 0 | 0
F3_Commercial_School (WA)_Existing_Food Preparation_Natural Gas_Food Prep Other_E6 | F3 | Commercial | School (WA) | Existing | Food Preparation | Natural Gas | Food Prep Other | E6 | System - kBTUs of Consumption | 0 | 0 | 0 | 0 | 0 | 0 | 0 | 0 | 0 | 0 | 0 | 0 | 0 | 0 | 0 | 0 | 0 | 0 | 0 | 0 | 0 | 0 | 0 | 0 | 0 | 0 | 0
F3_Commercial_School (WA)_Existing_Food Preparation_Natural Gas_Food Prep Other_E7 | F3 | Commercial | School (WA) | Existing | Food Preparation | Natural Gas | Food Prep Other | E7 | System - kBTUs of Consumption | 0 | 0 | 0 | 0 | 0 | 0 | 0 | 0 | 0 | 0 | 0 | 0 | 0 | 0 | 0 | 0 | 0 | 0 | 0 | 0 | 0 | 0 | 0 | 0 | 0 | 0 | 0
F3_Commercial_School (WA)_Existing_Food Preparation_Natural Gas_Food Prep Other_E8 | F3 | Commercial | School (WA) | Existing | Food Preparation | Natural Gas | Food Prep Other | E8 | System - kBTUs of Consumption | 0 | 0 | 0 | 0 | 0 | 0 | 0 | 0 | 0 | 0 | 0 | 0 | 0 | 0 | 0 | 0 | 0 | 0 | 0 | 0 | 0 | 0 | 0 | 0 | 0 | 0 | 0
F3_Commercial_School (WA)_Existing_Food Preparation_Natural Gas_Food Prep Other_E9 | F3 | Commercial | School (WA) | Existing | Food Preparation | Natural Gas | Food Prep Other | E9 | System - kBTUs of Consumption | 0 | 0 | 0 | 0 | 0 | 0 | 0 | 0 | 0 | 0 | 0 | 0 | 0 | 0 | 0 | 0 | 0 | 0 | 0 | 0 | 0 | 0 | 0 | 0 | 0 | 0 | 0
F3_Commercial_School (WA)_Existing_Food Preparation_Natural Gas_Food Prep Other_E10 | F3 | Commercial | School (WA) | Existing | Food Preparation | Natural Gas | Food Prep Other | E10 | System - kBTUs of Consumption | 0 | 0 | 0 | 0 | 0 | 0 | 0 | 0 | 0 | 0 | 0 | 0 | 0 | 0 | 0 | 0 | 0 | 0 | 0 | 0 | 0 | 0 | 0 | 0 | 0 | 0 | 0
F4_Commercial_School (WA)_Existing_Food Preparation_Natural Gas_Food Prep Other_E1 | F4 | Commercial | School (WA) | Existing | Food Preparation | Natural Gas | Food Prep Other | E1 | Utility - Cost of Equipment | 1.1663e-05 | 1.1663e-05 | 1.1663e-05 | 1.1663e-05 | 1.1663e-05 | 1.1663e-05 | 1.1663e-05 | 1.1663e-05 | 1.1663e-05 | 1.1663e-05 | 1.1663e-05 | 1.1663e-05 | 1.1663e-05 | 1.1663e-05 | 1.1663e-05 | 1.1663e-05 | 1.1663e-05 | 1.1663e-05 | 1.1663e-05 | 1.1663e-05 | 1.1663e-05 | 1.1663e-05 | 1.1663e-05 | 1.1663e-05 | 1.1663e-05 | 1.1663e-05 | 1.1663e-05
F4_Commercial_School (WA)_Existing_Food Preparation_Natural Gas_Food Prep Other_E2 | F4 | Commercial | School (WA) | Existing | Food Preparation | Natural Gas | Food Prep Other | E2 | Utility - Cost of Equipment | 1.1675e-05 | 1.1675e-05 | 1.1675e-05 | 1.1675e-05 | 1.1675e-05 | 1.1675e-05 | 1.1675e-05 | 1.1675e-05 | 1.1675e-05 | 1.1675e-05 | 1.1675e-05 | 1.1675e-05 | 1.1675e-05 | 1.1675e-05 | 1.1675e-05 | 1.1675e-05 | 1.1675e-05 | 1.1675e-05 | 1.1675e-05 | 1.1675e-05 | 1.1675e-05 | 1.1675e-05 | 1.1675e-05 | 1.1675e-05 | 1.1675e-05 | 1.1675e-05 | 1.1675e-05
F4_Commercial_School (WA)_Existing_Food Preparation_Natural Gas_Food Prep Other_E3 | F4 | Commercial | School (WA) | Existing | Food Preparation | Natural Gas | Food Prep Other | E3 | Utility - Cost of Equipment | 0 | 0 | 0 | 0 | 0 | 0 | 0 | 0 | 0 | 0 | 0 | 0 | 0 | 0 | 0 | 0 | 0 | 0 | 0 | 0 | 0 | 0 | 0 | 0 | 0 | 0 | 0
F4_Commercial_School (WA)_Existing_Food Preparation_Natural Gas_Food Prep Other_E4 | F4 | Commercial | School (WA) | Existing | Food Preparation | Natural Gas | Food Prep Other | E4 | Utility - Cost of Equipment | 0 | 0 | 0 | 0 | 0 | 0 | 0 | 0 | 0 | 0 | 0 | 0 | 0 | 0 | 0 | 0 | 0 | 0 | 0 | 0 | 0 | 0 | 0 | 0 | 0 | 0 | 0
F4_Commercial_School (WA)_Existing_Food Preparation_Natural Gas_Food Prep Other_E5 | F4 | Commercial | School (WA) | Existing | Food Preparation | Natural Gas | Food Prep Other | E5 | Utility - Cost of Equipment | 0 | 0 | 0 | 0 | 0 | 0 | 0 | 0 | 0 | 0 | 0 | 0 | 0 | 0 | 0 | 0 | 0 | 0 | 0 | 0 | 0 | 0 | 0 | 0 | 0 | 0 | 0
F4_Commercial_School (WA)_Existing_Food Preparation_Natural Gas_Food Prep Other_E6 | F4 | Commercial | School (WA) | Existing | Food Preparation | Natural Gas | Food Prep Other | E6 | Utility - Cost of Equipment | 0 | 0 | 0 | 0 | 0 | 0 | 0 | 0 | 0 | 0 | 0 | 0 | 0 | 0 | 0 | 0 | 0 | 0 | 0 | 0 | 0 | 0 | 0 | 0 | 0 | 0 | 0
F4_Commercial_School (WA)_Existing_Food Preparation_Natural Gas_Food Prep Other_E7 | F4 | Commercial | School (WA) | Existing | Food Preparation | Natural Gas | Food Prep Other | E7 | Utility - Cost of Equipment | 0 | 0 | 0 | 0 | 0 | 0 | 0 | 0 | 0 | 0 | 0 | 0 | 0 | 0 | 0 | 0 | 0 | 0 | 0 | 0 | 0 | 0 | 0 | 0 | 0 | 0 | 0
F4_Commercial_School (WA)_Existing_Food Preparation_Natural Gas_Food Prep Other_E8 | F4 | Commercial | School (WA) | Existing | Food Preparation | Natural Gas | Food Prep Other | E8 | Utility - Cost of Equipment | 0 | 0 | 0 | 0 | 0 | 0 | 0 | 0 | 0 | 0 | 0 | 0 | 0 | 0 | 0 | 0 | 0 | 0 | 0 | 0 | 0 | 0 | 0 | 0 | 0 | 0 | 0
F4_Commercial_School (WA)_Existing_Food Preparation_Natural Gas_Food Prep Other_E9 | F4 | Commercial | School (WA) | Existing | Food Preparation | Natural Gas | Food Prep Other | E9 | Utility - Cost of Equipment | 0 | 0 | 0 | 0 | 0 | 0 | 0 | 0 | 0 | 0 | 0 | 0 | 0 | 0 | 0 | 0 | 0 | 0 | 0 | 0 | 0 | 0 | 0 | 0 | 0 | 0 | 0
F4_Commercial_School (WA)_Existing_Food Preparation_Natural Gas_Food Prep Other_E10 | F4 | Commercial | School (WA) | Existing | Food Preparation | Natural Gas | Food Prep Other | E10 | Utility - Cost of Equipment | 0 | 0 | 0 | 0 | 0 | 0 | 0 | 0 | 0 | 0 | 0 | 0 | 0 | 0 | 0 | 0 | 0 | 0 | 0 | 0 | 0 | 0 | 0 | 0 | 0 | 0 | 0
F5_Commercial_School (WA)_Existing_Food Preparation_Natural Gas_Food Prep Other_E1 | F5 | Commercial | School (WA) | Existing | Food Preparation | Natural Gas | Food Prep Other | E1 | Utility - Cost of Operation | 0.0027638 | 0.0028276 | 0.0029078 | 0.0030025 | 0.0031126 | 0.0032515 | 0.0033961 | 0.0035403 | 0.0036794 | 0.0038204 | 0.0039304 | 0.0040328 | 0.0041432 | 0.0042507 | 0.0043455 | 0.0044333 | 0.0045107 | 0.0045868 | 0.0046687 | 0.0047481 | 0.0048297 | 0.0049149 | 0.0050008 | 0.0050897 | 0.0051801 | 0.0052721 | 0.0053658
F5_Commercial_School (WA)_Existing_Food Preparation_Natural Gas_Food Prep Other_E2 | F5 | Commercial | School (WA) | Existing | Food Preparation | Natural Gas | Food Prep Other | E2 | Utility - Cost of Operation | 0.0027637 | 0.0028275 | 0.0029078 | 0.0030025 | 0.0031126 | 0.0032514 | 0.0033961 | 0.0035403 | 0.0036794 | 0.0038204 | 0.0039304 | 0.0040328 | 0.0041431 | 0.0042507 | 0.0043455 | 0.0044333 | 0.0045107 | 0.0045868 | 0.0046687 | 0.004748 | 0.0048297 | 0.0049148 | 0.0050008 | 0.0050896 | 0.0051801 | 0.0052721 | 0.0053657
F5_Commercial_School (WA)_Existing_Food Preparation_Natural Gas_Food Prep Other_E3 | F5 | Commercial | School (WA) | Existing | Food Preparation | Natural Gas | Food Prep Other | E3 | Utility - Cost of Operation | 0 | 0 | 0 | 0 | 0 | 0 | 0 | 0 | 0 | 0 | 0 | 0 | 0 | 0 | 0 | 0 | 0 | 0 | 0 | 0 | 0 | 0 | 0 | 0 | 0 | 0 | 0
F5_Commercial_School (WA)_Existing_Food Preparation_Natural Gas_Food Prep Other_E4 | F5 | Commercial | School (WA) | Existing | Food Preparation | Natural Gas | Food Prep Other | E4 | Utility - Cost of Operation | 0 | 0 | 0 | 0 | 0 | 0 | 0 | 0 | 0 | 0 | 0 | 0 | 0 | 0 | 0 | 0 | 0 | 0 | 0 | 0 | 0 | 0 | 0 | 0 | 0 | 0 | 0
F5_Commercial_School (WA)_Existing_Food Preparation_Natural Gas_Food Prep Other_E5 | F5 | Commercial | School (WA) | Existing | Food Preparation | Natural Gas | Food Prep Other | E5 | Utility - Cost of Operation | 0 | 0 | 0 | 0 | 0 | 0 | 0 | 0 | 0 | 0 | 0 | 0 | 0 | 0 | 0 | 0 | 0 | 0 | 0 | 0 | 0 | 0 | 0 | 0 | 0 | 0 | 0
F5_Commercial_School (WA)_Existing_Food Preparation_Natural Gas_Food Prep Other_E6 | F5 | Commercial | School (WA) | Existing | Food Preparation | Natural Gas | Food Prep Other | E6 | Utility - Cost of Operation | 0 | 0 | 0 | 0 | 0 | 0 | 0 | 0 | 0 | 0 | 0 | 0 | 0 | 0 | 0 | 0 | 0 | 0 | 0 | 0 | 0 | 0 | 0 | 0 | 0 | 0 | 0
F5_Commercial_School (WA)_Existing_Food Preparation_Natural Gas_Food Prep Other_E7 | F5 | Commercial | School (WA) | Existing | Food Preparation | Natural Gas | Food Prep Other | E7 | Utility - Cost of Operation | 0 | 0 | 0 | 0 | 0 | 0 | 0 | 0 | 0 | 0 | 0 | 0 | 0 | 0 | 0 | 0 | 0 | 0 | 0 | 0 | 0 | 0 | 0 | 0 | 0 | 0 | 0
F5_Commercial_School (WA)_Existing_Food Preparation_Natural Gas_Food Prep Other_E8 | F5 | Commercial | School (WA) | Existing | Food Preparation | Natural Gas | Food Prep Other | E8 | Utility - Cost of Operation | 0 | 0 | 0 | 0 | 0 | 0 | 0 | 0 | 0 | 0 | 0 | 0 | 0 | 0 | 0 | 0 | 0 | 0 | 0 | 0 | 0 | 0 | 0 | 0 | 0 | 0 | 0
F5_Commercial_School (WA)_Existing_Food Preparation_Natural Gas_Food Prep Other_E9 | F5 | Commercial | School (WA) | Existing | Food Preparation | Natural Gas | Food Prep Other | E9 | Utility - Cost of Operation | 0 | 0 | 0 | 0 | 0 | 0 | 0 | 0 | 0 | 0 | 0 | 0 | 0 | 0 | 0 | 0 | 0 | 0 | 0 | 0 | 0 | 0 | 0 | 0 | 0 | 0 | 0
F5_Commercial_School (WA)_Existing_Food Preparation_Natural Gas_Food Prep Other_E10 | F5 | Commercial | School (WA) | Existing | Food Preparation | Natural Gas | Food Prep Other | E10 | Utility - Cost of Operation | 0 | 0 | 0 | 0 | 0 | 0 | 0 | 0 | 0 | 0 | 0 | 0 | 0 | 0 | 0 | 0 | 0 | 0 | 0 | 0 | 0 | 0 | 0 | 0 | 0 | 0 | 0
F6_Commercial_School (WA)_Existing_Food Preparation_Natural Gas_Food Prep Other_E1 | F6 | Commercial | School (WA) | Existing | Food Preparation | Natural Gas | Food Prep Other | E1 | Utility - Value of Sales | 0.0032877 | 0.0033424 | 0.0034091 | 0.0034902 | 0.0035866 | 0.0037141 | 0.0038448 | 0.0039713 | 0.0040877 | 0.0041995 | 0.0043144 | 0.004417 | 0.004524 | 0.0046229 | 0.0047062 | 0.00478 | 0.0048406 | 0.0048976 | 0.0049589 | 0.005015 | 0.0050712 | 0.0051606 | 0.0052509 | 0.0053442 | 0.0054391 | 0.0055357 | 0.0056341
F6_Commercial_School (WA)_Existing_Food Preparation_Natural Gas_Food Prep Other_E2 | F6 | Commercial | School (WA) | Existing | Food Preparation | Natural Gas | Food Prep Other | E2 | Utility - Value of Sales | 0.0032877 | 0.0033424 | 0.0034091 | 0.0034902 | 0.0035866 | 0.0037141 | 0.0038448 | 0.0039713 | 0.0040877 | 0.0041995 | 0.0043144 | 0.004417 | 0.004524 | 0.0046229 | 0.0047062 | 0.00478 | 0.0048405 | 0.0048976 | 0.0049588 | 0.005015 | 0.0050712 | 0.0051606 | 0.0052508 | 0.0053441 | 0.0054391 | 0.0055357 | 0.005634
F6_Commercial_School (WA)_Existing_Food Preparation_Natural Gas_Food Prep Other_E3 | F6 | Commercial | School (WA) | Existing | Food Preparation | Natural Gas | Food Prep Other | E3 | Utility - Value of Sales | 0 | 0 | 0 | 0 | 0 | 0 | 0 | 0 | 0 | 0 | 0 | 0 | 0 | 0 | 0 | 0 | 0 | 0 | 0 | 0 | 0 | 0 | 0 | 0 | 0 | 0 | 0
F6_Commercial_School (WA)_Existing_Food Preparation_Natural Gas_Food Prep Other_E4 | F6 | Commercial | School (WA) | Existing | Food Preparation | Natural Gas | Food Prep Other | E4 | Utility - Value of Sales | 0 | 0 | 0 | 0 | 0 | 0 | 0 | 0 | 0 | 0 | 0 | 0 | 0 | 0 | 0 | 0 | 0 | 0 | 0 | 0 | 0 | 0 | 0 | 0 | 0 | 0 | 0
F6_Commercial_School (WA)_Existing_Food Preparation_Natural Gas_Food Prep Other_E5 | F6 | Commercial | School (WA) | Existing | Food Preparation | Natural Gas | Food Prep Other | E5 | Utility - Value of Sales | 0 | 0 | 0 | 0 | 0 | 0 | 0 | 0 | 0 | 0 | 0 | 0 | 0 | 0 | 0 | 0 | 0 | 0 | 0 | 0 | 0 | 0 | 0 | 0 | 0 | 0 | 0
F6_Commercial_School (WA)_Existing_Food Preparation_Natural Gas_Food Prep Other_E6 | F6 | Commercial | School (WA) | Existing | Food Preparation | Natural Gas | Food Prep Other | E6 | Utility - Value of Sales | 0 | 0 | 0 | 0 | 0 | 0 | 0 | 0 | 0 | 0 | 0 | 0 | 0 | 0 | 0 | 0 | 0 | 0 | 0 | 0 | 0 | 0 | 0 | 0 | 0 | 0 | 0
F6_Commercial_School (WA)_Existing_Food Preparation_Natural Gas_Food Prep Other_E7 | F6 | Commercial | School (WA) | Existing | Food Preparation | Natural Gas | Food Prep Other | E7 | Utility - Value of Sales | 0 | 0 | 0 | 0 | 0 | 0 | 0 | 0 | 0 | 0 | 0 | 0 | 0 | 0 | 0 | 0 | 0 | 0 | 0 | 0 | 0 | 0 | 0 | 0 | 0 | 0 | 0
F6_Commercial_School (WA)_Existing_Food Preparation_Natural Gas_Food Prep Other_E8 | F6 | Commercial | School (WA) | Existing | Food Preparation | Natural Gas | Food Prep Other | E8 | Utility - Value of Sales | 0 | 0 | 0 | 0 | 0 | 0 | 0 | 0 | 0 | 0 | 0 | 0 | 0 | 0 | 0 | 0 | 0 | 0 | 0 | 0 | 0 | 0 | 0 | 0 | 0 | 0 | 0
F6_Commercial_School (WA)_Existing_Food Preparation_Natural Gas_Food Prep Other_E9 | F6 | Commercial | School (WA) | Existing | Food Preparation | Natural Gas | Food Prep Other | E9 | Utility - Value of Sales | 0 | 0 | 0 | 0 | 0 | 0 | 0 | 0 | 0 | 0 | 0 | 0 | 0 | 0 | 0 | 0 | 0 | 0 | 0 | 0 | 0 | 0 | 0 | 0 | 0 | 0 | 0
F6_Commercial_School (WA)_Existing_Food Preparation_Natural Gas_Food Prep Other_E10 | F6 | Commercial | School (WA) | Existing | Food Preparation | Natural Gas | Food Prep Other | E10 | Utility - Value of Sales | 0 | 0 | 0 | 0 | 0 | 0 | 0 | 0 | 0 | 0 | 0 | 0 | 0 | 0 | 0 | 0 | 0 | 0 | 0 | 0 | 0 | 0 | 0 | 0 | 0 | 0 | 0
F1_Commercial_School (WA)_Existing_Miscellaneous_Natural Gas_Pool Heater_E1 | F1 | Commercial | School (WA) | Existing | Miscellaneous | Natural Gas | Pool Heater | E1 | RVT - Cost of Equipment | 4.447e-07 | 4.447e-07 | 4.447e-07 | 4.447e-07 | 4.447e-07 | 4.447e-07 | 4.447e-07 | 4.447e-07 | 4.447e-07 | 4.447e-07 | 4.447e-07 | 4.447e-07 | 4.447e-07 | 4.447e-07 | 4.447e-07 | 4.447e-07 | 4.447e-07 | 4.447e-07 | 4.447e-07 | 4.447e-07 | 4.447e-07 | 4.447e-07 | 4.447e-07 | 4.447e-07 | 4.447e-07 | 4.447e-07 | 4.447e-07
F1_Commercial_School (WA)_Existing_Miscellaneous_Natural Gas_Pool Heater_E2 | F1 | Commercial | School (WA) | Existing | Miscellaneous | Natural Gas | Pool Heater | E2 | RVT - Cost of Equipment | 7.2815e-07 | 7.2815e-07 | 7.2815e-07 | 7.2815e-07 | 7.2815e-07 | 7.2815e-07 | 7.2815e-07 | 7.2815e-07 | 7.2815e-07 | 7.2815e-07 | 7.2815e-07 | 7.2815e-07 | 7.2815e-07 | 7.2815e-07 | 7.2815e-07 | 7.2815e-07 | 7.2815e-07 | 7.2815e-07 | 7.2815e-07 | 7.2815e-07 | 7.2815e-07 | 7.2815e-07 | 7.2815e-07 | 7.2815e-07 | 7.2815e-07 | 7.2815e-07 | 7.2815e-07
F1_Commercial_School (WA)_Existing_Miscellaneous_Natural Gas_Pool Heater_E3 | F1 | Commercial | School (WA) | Existing | Miscellaneous | Natural Gas | Pool Heater | E3 | RVT - Cost of Equipment | 0 | 0 | 0 | 0 | 0 | 0 | 0 | 0 | 0 | 0 | 0 | 0 | 0 | 0 | 0 | 0 | 0 | 0 | 0 | 0 | 0 | 0 | 0 | 0 | 0 | 0 | 0
F1_Commercial_School (WA)_Existing_Miscellaneous_Natural Gas_Pool Heater_E4 | F1 | Commercial | School (WA) | Existing | Miscellaneous | Natural Gas | Pool Heater | E4 | RVT - Cost of Equipment | 0 | 0 | 0 | 0 | 0 | 0 | 0 | 0 | 0 | 0 | 0 | 0 | 0 | 0 | 0 | 0 | 0 | 0 | 0 | 0 | 0 | 0 | 0 | 0 | 0 | 0 | 0
F1_Commercial_School (WA)_Existing_Miscellaneous_Natural Gas_Pool Heater_E5 | F1 | Commercial | School (WA) | Existing | Miscellaneous | Natural Gas | Pool Heater | E5 | RVT - Cost of Equipment | 0 | 0 | 0 | 0 | 0 | 0 | 0 | 0 | 0 | 0 | 0 | 0 | 0 | 0 | 0 | 0 | 0 | 0 | 0 | 0 | 0 | 0 | 0 | 0 | 0 | 0 | 0
F1_Commercial_School (WA)_Existing_Miscellaneous_Natural Gas_Pool Heater_E6 | F1 | Commercial | School (WA) | Existing | Miscellaneous | Natural Gas | Pool Heater | E6 | RVT - Cost of Equipment | 0 | 0 | 0 | 0 | 0 | 0 | 0 | 0 | 0 | 0 | 0 | 0 | 0 | 0 | 0 | 0 | 0 | 0 | 0 | 0 | 0 | 0 | 0 | 0 | 0 | 0 | 0
F1_Commercial_School (WA)_Existing_Miscellaneous_Natural Gas_Pool Heater_E7 | F1 | Commercial | School (WA) | Existing | Miscellaneous | Natural Gas | Pool Heater | E7 | RVT - Cost of Equipment | 0 | 0 | 0 | 0 | 0 | 0 | 0 | 0 | 0 | 0 | 0 | 0 | 0 | 0 | 0 | 0 | 0 | 0 | 0 | 0 | 0 | 0 | 0 | 0 | 0 | 0 | 0
F1_Commercial_School (WA)_Existing_Miscellaneous_Natural Gas_Pool Heater_E8 | F1 | Commercial | School (WA) | Existing | Miscellaneous | Natural Gas | Pool Heater | E8 | RVT - Cost of Equipment | 0 | 0 | 0 | 0 | 0 | 0 | 0 | 0 | 0 | 0 | 0 | 0 | 0 | 0 | 0 | 0 | 0 | 0 | 0 | 0 | 0 | 0 | 0 | 0 | 0 | 0 | 0
F1_Commercial_School (WA)_Existing_Miscellaneous_Natural Gas_Pool Heater_E9 | F1 | Commercial | School (WA) | Existing | Miscellaneous | Natural Gas | Pool Heater | E9 | RVT - Cost of Equipment | 0 | 0 | 0 | 0 | 0 | 0 | 0 | 0 | 0 | 0 | 0 | 0 | 0 | 0 | 0 | 0 | 0 | 0 | 0 | 0 | 0 | 0 | 0 | 0 | 0 | 0 | 0
F1_Commercial_School (WA)_Existing_Miscellaneous_Natural Gas_Pool Heater_E10 | F1 | Commercial | School (WA) | Existing | Miscellaneous | Natural Gas | Pool Heater | E10 | RVT - Cost of Equipment | 0 | 0 | 0 | 0 | 0 | 0 | 0 | 0 | 0 | 0 | 0 | 0 | 0 | 0 | 0 | 0 | 0 | 0 | 0 | 0 | 0 | 0 | 0 | 0 | 0 | 0 | 0
F2_Commercial_School (WA)_Existing_Miscellaneous_Natural Gas_Pool Heater_E1 | F2 | Commercial | School (WA) | Existing | Miscellaneous | Natural Gas | Pool Heater | E1 | RVT - Cost of Operation | 0.00022001 | 0.00022168 | 0.0002247 | 0.00022925 | 0.00023522 | 0.00024391 | 0.00025269 | 0.0002611 | 0.00026869 | 0.00027668 | 0.00028583 | 0.00029442 | 0.00030413 | 0.00031311 | 0.00032013 | 0.00032583 | 0.00032966 | 0.00033258 | 0.00033587 | 0.00033856 | 0.0003412 | 0.00034719 | 0.00035321 | 0.00035948 | 0.00036587 | 0.00037237 | 0.00037899
F2_Commercial_School (WA)_Existing_Miscellaneous_Natural Gas_Pool Heater_E2 | F2 | Commercial | School (WA) | Existing | Miscellaneous | Natural Gas | Pool Heater | E2 | RVT - Cost of Operation | 0.00018701 | 0.00018843 | 0.00019099 | 0.00019486 | 0.00019993 | 0.00020732 | 0.00021478 | 0.00022194 | 0.00022839 | 0.00023518 | 0.00024296 | 0.00025026 | 0.00025851 | 0.00026615 | 0.00027211 | 0.00027696 | 0.00028021 | 0.0002827 | 0.00028549 | 0.00028777 | 0.00029002 | 0.00029511 | 0.00030023 | 0.00030556 | 0.00031099 | 0.00031651 | 0.00032214
F2_Commercial_School (WA)_Existing_Miscellaneous_Natural Gas_Pool Heater_E3 | F2 | Commercial | School (WA) | Existing | Miscellaneous | Natural Gas | Pool Heater | E3 | RVT - Cost of Operation | 0 | 0 | 0 | 0 | 0 | 0 | 0 | 0 | 0 | 0 | 0 | 0 | 0 | 0 | 0 | 0 | 0 | 0 | 0 | 0 | 0 | 0 | 0 | 0 | 0 | 0 | 0
F2_Commercial_School (WA)_Existing_Miscellaneous_Natural Gas_Pool Heater_E4 | F2 | Commercial | School (WA) | Existing | Miscellaneous | Natural Gas | Pool Heater | E4 | RVT - Cost of Operation | 0 | 0 | 0 | 0 | 0 | 0 | 0 | 0 | 0 | 0 | 0 | 0 | 0 | 0 | 0 | 0 | 0 | 0 | 0 | 0 | 0 | 0 | 0 | 0 | 0 | 0 | 0
F2_Commercial_School (WA)_Existing_Miscellaneous_Natural Gas_Pool Heater_E5 | F2 | Commercial | School (WA) | Existing | Miscellaneous | Natural Gas | Pool Heater | E5 | RVT - Cost of Operation | 0 | 0 | 0 | 0 | 0 | 0 | 0 | 0 | 0 | 0 | 0 | 0 | 0 | 0 | 0 | 0 | 0 | 0 | 0 | 0 | 0 | 0 | 0 | 0 | 0 | 0 | 0
F2_Commercial_School (WA)_Existing_Miscellaneous_Natural Gas_Pool Heater_E6 | F2 | Commercial | School (WA) | Existing | Miscellaneous | Natural Gas | Pool Heater | E6 | RVT - Cost of Operation | 0 | 0 | 0 | 0 | 0 | 0 | 0 | 0 | 0 | 0 | 0 | 0 | 0 | 0 | 0 | 0 | 0 | 0 | 0 | 0 | 0 | 0 | 0 | 0 | 0 | 0 | 0
F2_Commercial_School (WA)_Existing_Miscellaneous_Natural Gas_Pool Heater_E7 | F2 | Commercial | School (WA) | Existing | Miscellaneous | Natural Gas | Pool Heater | E7 | RVT - Cost of Operation | 0 | 0 | 0 | 0 | 0 | 0 | 0 | 0 | 0 | 0 | 0 | 0 | 0 | 0 | 0 | 0 | 0 | 0 | 0 | 0 | 0 | 0 | 0 | 0 | 0 | 0 | 0
F2_Commercial_School (WA)_Existing_Miscellaneous_Natural Gas_Pool Heater_E8 | F2 | Commercial | School (WA) | Existing | Miscellaneous | Natural Gas | Pool Heater | E8 | RVT - Cost of Operation | 0 | 0 | 0 | 0 | 0 | 0 | 0 | 0 | 0 | 0 | 0 | 0 | 0 | 0 | 0 | 0 | 0 | 0 | 0 | 0 | 0 | 0 | 0 | 0 | 0 | 0 | 0
F2_Commercial_School (WA)_Existing_Miscellaneous_Natural Gas_Pool Heater_E9 | F2 | Commercial | School (WA) | Existing | Miscellaneous | Natural Gas | Pool Heater | E9 | RVT - Cost of Operation | 0 | 0 | 0 | 0 | 0 | 0 | 0 | 0 | 0 | 0 | 0 | 0 | 0 | 0 | 0 | 0 | 0 | 0 | 0 | 0 | 0 | 0 | 0 | 0 | 0 | 0 | 0
F2_Commercial_School (WA)_Existing_Miscellaneous_Natural Gas_Pool Heater_E10 | F2 | Commercial | School (WA) | Existing | Miscellaneous | Natural Gas | Pool Heater | E10 | RVT - Cost of Operation | 0 | 0 | 0 | 0 | 0 | 0 | 0 | 0 | 0 | 0 | 0 | 0 | 0 | 0 | 0 | 0 | 0 | 0 | 0 | 0 | 0 | 0 | 0 | 0 | 0 | 0 | 0
F3_Commercial_School (WA)_Existing_Miscellaneous_Natural Gas_Pool Heater_E1 | F3 | Commercial | School (WA) | Existing | Miscellaneous | Natural Gas | Pool Heater | E1 | System - kBTUs of Consumption | 0.055408 | 0.055408 | 0.055408 | 0.055408 | 0.055408 | 0.055408 | 0.055408 | 0.055408 | 0.055408 | 0.055408 | 0.055408 | 0.055408 | 0.055408 | 0.055408 | 0.055408 | 0.055408 | 0.055408 | 0.055408 | 0.055408 | 0.055408 | 0.055408 | 0.055408 | 0.055408 | 0.055408 | 0.055408 | 0.055408 | 0.055408
F3_Commercial_School (WA)_Existing_Miscellaneous_Natural Gas_Pool Heater_E2 | F3 | Commercial | School (WA) | Existing | Miscellaneous | Natural Gas | Pool Heater | E2 | System - kBTUs of Consumption | 0.047097 | 0.047097 | 0.047097 | 0.047097 | 0.047097 | 0.047097 | 0.047097 | 0.047097 | 0.047097 | 0.047097 | 0.047097 | 0.047097 | 0.047097 | 0.047097 | 0.047097 | 0.047097 | 0.047097 | 0.047097 | 0.047097 | 0.047097 | 0.047097 | 0.047097 | 0.047097 | 0.047097 | 0.047097 | 0.047097 | 0.047097
F3_Commercial_School (WA)_Existing_Miscellaneous_Natural Gas_Pool Heater_E3 | F3 | Commercial | School (WA) | Existing | Miscellaneous | Natural Gas | Pool Heater | E3 | System - kBTUs of Consumption | 0 | 0 | 0 | 0 | 0 | 0 | 0 | 0 | 0 | 0 | 0 | 0 | 0 | 0 | 0 | 0 | 0 | 0 | 0 | 0 | 0 | 0 | 0 | 0 | 0 | 0 | 0
F3_Commercial_School (WA)_Existing_Miscellaneous_Natural Gas_Pool Heater_E4 | F3 | Commercial | School (WA) | Existing | Miscellaneous | Natural Gas | Pool Heater | E4 | System - kBTUs of Consumption | 0 | 0 | 0 | 0 | 0 | 0 | 0 | 0 | 0 | 0 | 0 | 0 | 0 | 0 | 0 | 0 | 0 | 0 | 0 | 0 | 0 | 0 | 0 | 0 | 0 | 0 | 0
F3_Commercial_School (WA)_Existing_Miscellaneous_Natural Gas_Pool Heater_E5 | F3 | Commercial | School (WA) | Existing | Miscellaneous | Natural Gas | Pool Heater | E5 | System - kBTUs of Consumption | 0 | 0 | 0 | 0 | 0 | 0 | 0 | 0 | 0 | 0 | 0 | 0 | 0 | 0 | 0 | 0 | 0 | 0 | 0 | 0 | 0 | 0 | 0 | 0 | 0 | 0 | 0
F3_Commercial_School (WA)_Existing_Miscellaneous_Natural Gas_Pool Heater_E6 | F3 | Commercial | School (WA) | Existing | Miscellaneous | Natural Gas | Pool Heater | E6 | System - kBTUs of Consumption | 0 | 0 | 0 | 0 | 0 | 0 | 0 | 0 | 0 | 0 | 0 | 0 | 0 | 0 | 0 | 0 | 0 | 0 | 0 | 0 | 0 | 0 | 0 | 0 | 0 | 0 | 0
F3_Commercial_School (WA)_Existing_Miscellaneous_Natural Gas_Pool Heater_E7 | F3 | Commercial | School (WA) | Existing | Miscellaneous | Natural Gas | Pool Heater | E7 | System - kBTUs of Consumption | 0 | 0 | 0 | 0 | 0 | 0 | 0 | 0 | 0 | 0 | 0 | 0 | 0 | 0 | 0 | 0 | 0 | 0 | 0 | 0 | 0 | 0 | 0 | 0 | 0 | 0 | 0
F3_Commercial_School (WA)_Existing_Miscellaneous_Natural Gas_Pool Heater_E8 | F3 | Commercial | School (WA) | Existing | Miscellaneous | Natural Gas | Pool Heater | E8 | System - kBTUs of Consumption | 0 | 0 | 0 | 0 | 0 | 0 | 0 | 0 | 0 | 0 | 0 | 0 | 0 | 0 | 0 | 0 | 0 | 0 | 0 | 0 | 0 | 0 | 0 | 0 | 0 | 0 | 0
F3_Commercial_School (WA)_Existing_Miscellaneous_Natural Gas_Pool Heater_E9 | F3 | Commercial | School (WA) | Existing | Miscellaneous | Natural Gas | Pool Heater | E9 | System - kBTUs of Consumption | 0 | 0 | 0 | 0 | 0 | 0 | 0 | 0 | 0 | 0 | 0 | 0 | 0 | 0 | 0 | 0 | 0 | 0 | 0 | 0 | 0 | 0 | 0 | 0 | 0 | 0 | 0
F3_Commercial_School (WA)_Existing_Miscellaneous_Natural Gas_Pool Heater_E10 | F3 | Commercial | School (WA) | Existing | Miscellaneous | Natural Gas | Pool Heater | E10 | System - kBTUs of Consumption | 0 | 0 | 0 | 0 | 0 | 0 | 0 | 0 | 0 | 0 | 0 | 0 | 0 | 0 | 0 | 0 | 0 | 0 | 0 | 0 | 0 | 0 | 0 | 0 | 0 | 0 | 0
F4_Commercial_School (WA)_Existing_Miscellaneous_Natural Gas_Pool Heater_E1 | F4 | Commercial | School (WA) | Existing | Miscellaneous | Natural Gas | Pool Heater | E1 | Utility - Cost of Equipment | 4.447e-07 | 4.447e-07 | 4.447e-07 | 4.447e-07 | 4.447e-07 | 4.447e-07 | 4.447e-07 | 4.447e-07 | 4.447e-07 | 4.447e-07 | 4.447e-07 | 4.447e-07 | 4.447e-07 | 4.447e-07 | 4.447e-07 | 4.447e-07 | 4.447e-07 | 4.447e-07 | 4.447e-07 | 4.447e-07 | 4.447e-07 | 4.447e-07 | 4.447e-07 | 4.447e-07 | 4.447e-07 | 4.447e-07 | 4.447e-07
F4_Commercial_School (WA)_Existing_Miscellaneous_Natural Gas_Pool Heater_E2 | F4 | Commercial | School (WA) | Existing | Miscellaneous | Natural Gas | Pool Heater | E2 | Utility - Cost of Equipment | 7.2815e-07 | 7.2815e-07 | 7.2815e-07 | 7.2815e-07 | 7.2815e-07 | 7.2815e-07 | 7.2815e-07 | 7.2815e-07 | 7.2815e-07 | 7.2815e-07 | 7.2815e-07 | 7.2815e-07 | 7.2815e-07 | 7.2815e-07 | 7.2815e-07 | 7.2815e-07 | 7.2815e-07 | 7.2815e-07 | 7.2815e-07 | 7.2815e-07 | 7.2815e-07 | 7.2815e-07 | 7.2815e-07 | 7.2815e-07 | 7.2815e-07 | 7.2815e-07 | 7.2815e-07
F4_Commercial_School (WA)_Existing_Miscellaneous_Natural Gas_Pool Heater_E3 | F4 | Commercial | School (WA) | Existing | Miscellaneous | Natural Gas | Pool Heater | E3 | Utility - Cost of Equipment | 0 | 0 | 0 | 0 | 0 | 0 | 0 | 0 | 0 | 0 | 0 | 0 | 0 | 0 | 0 | 0 | 0 | 0 | 0 | 0 | 0 | 0 | 0 | 0 | 0 | 0 | 0
F4_Commercial_School (WA)_Existing_Miscellaneous_Natural Gas_Pool Heater_E4 | F4 | Commercial | School (WA) | Existing | Miscellaneous | Natural Gas | Pool Heater | E4 | Utility - Cost of Equipment | 0 | 0 | 0 | 0 | 0 | 0 | 0 | 0 | 0 | 0 | 0 | 0 | 0 | 0 | 0 | 0 | 0 | 0 | 0 | 0 | 0 | 0 | 0 | 0 | 0 | 0 | 0
F4_Commercial_School (WA)_Existing_Miscellaneous_Natural Gas_Pool Heater_E5 | F4 | Commercial | School (WA) | Existing | Miscellaneous | Natural Gas | Pool Heater | E5 | Utility - Cost of Equipment | 0 | 0 | 0 | 0 | 0 | 0 | 0 | 0 | 0 | 0 | 0 | 0 | 0 | 0 | 0 | 0 | 0 | 0 | 0 | 0 | 0 | 0 | 0 | 0 | 0 | 0 | 0
F4_Commercial_School (WA)_Existing_Miscellaneous_Natural Gas_Pool Heater_E6 | F4 | Commercial | School (WA) | Existing | Miscellaneous | Natural Gas | Pool Heater | E6 | Utility - Cost of Equipment | 0 | 0 | 0 | 0 | 0 | 0 | 0 | 0 | 0 | 0 | 0 | 0 | 0 | 0 | 0 | 0 | 0 | 0 | 0 | 0 | 0 | 0 | 0 | 0 | 0 | 0 | 0
F4_Commercial_School (WA)_Existing_Miscellaneous_Natural Gas_Pool Heater_E7 | F4 | Commercial | School (WA) | Existing | Miscellaneous | Natural Gas | Pool Heater | E7 | Utility - Cost of Equipment | 0 | 0 | 0 | 0 | 0 | 0 | 0 | 0 | 0 | 0 | 0 | 0 | 0 | 0 | 0 | 0 | 0 | 0 | 0 | 0 | 0 | 0 | 0 | 0 | 0 | 0 | 0
F4_Commercial_School (WA)_Existing_Miscellaneous_Natural Gas_Pool Heater_E8 | F4 | Commercial | School (WA) | Existing | Miscellaneous | Natural Gas | Pool Heater | E8 | Utility - Cost of Equipment | 0 | 0 | 0 | 0 | 0 | 0 | 0 | 0 | 0 | 0 | 0 | 0 | 0 | 0 | 0 | 0 | 0 | 0 | 0 | 0 | 0 | 0 | 0 | 0 | 0 | 0 | 0
F4_Commercial_School (WA)_Existing_Miscellaneous_Natural Gas_Pool Heater_E9 | F4 | Commercial | School (WA) | Existing | Miscellaneous | Natural Gas | Pool Heater | E9 | Utility - Cost of Equipment | 0 | 0 | 0 | 0 | 0 | 0 | 0 | 0 | 0 | 0 | 0 | 0 | 0 | 0 | 0 | 0 | 0 | 0 | 0 | 0 | 0 | 0 | 0 | 0 | 0 | 0 | 0
F4_Commercial_School (WA)_Existing_Miscellaneous_Natural Gas_Pool Heater_E10 | F4 | Commercial | School (WA) | Existing | Miscellaneous | Natural Gas | Pool Heater | E10 | Utility - Cost of Equipment | 0 | 0 | 0 | 0 | 0 | 0 | 0 | 0 | 0 | 0 | 0 | 0 | 0 | 0 | 0 | 0 | 0 | 0 | 0 | 0 | 0 | 0 | 0 | 0 | 0 | 0 | 0
F5_Commercial_School (WA)_Existing_Miscellaneous_Natural Gas_Pool Heater_E1 | F5 | Commercial | School (WA) | Existing | Miscellaneous | Natural Gas | Pool Heater | E1 | Utility - Cost of Operation | 0.00018335 | 0.00018474 | 0.00018773 | 0.00019256 | 0.00019923 | 0.00020891 | 0.00021953 | 0.00023019 | 0.0002405 | 0.00025153 | 0.00025985 | 0.00026766 | 0.00027648 | 0.000285 | 0.00029214 | 0.00029853 | 0.00030377 | 0.00030879 | 0.00031433 | 0.00031955 | 0.00032495 | 0.00033065 | 0.00033639 | 0.00034237 | 0.00034845 | 0.00035464 | 0.00036094
F5_Commercial_School (WA)_Existing_Miscellaneous_Natural Gas_Pool Heater_E2 | F5 | Commercial | School (WA) | Existing | Miscellaneous | Natural Gas | Pool Heater | E2 | Utility - Cost of Operation | 0.00015584 | 0.00015703 | 0.00015957 | 0.00016368 | 0.00016935 | 0.00017758 | 0.0001866 | 0.00019566 | 0.00020442 | 0.0002138 | 0.00022087 | 0.00022751 | 0.00023501 | 0.00024225 | 0.00024832 | 0.00025375 | 0.00025821 | 0.00026247 | 0.00026718 | 0.00027162 | 0.00027621 | 0.00028106 | 0.00028593 | 0.00029101 | 0.00029618 | 0.00030144 | 0.0003068
F5_Commercial_School (WA)_Existing_Miscellaneous_Natural Gas_Pool Heater_E3 | F5 | Commercial | School (WA) | Existing | Miscellaneous | Natural Gas | Pool Heater | E3 | Utility - Cost of Operation | 0 | 0 | 0 | 0 | 0 | 0 | 0 | 0 | 0 | 0 | 0 | 0 | 0 | 0 | 0 | 0 | 0 | 0 | 0 | 0 | 0 | 0 | 0 | 0 | 0 | 0 | 0
F5_Commercial_School (WA)_Existing_Miscellaneous_Natural Gas_Pool Heater_E4 | F5 | Commercial | School (WA) | Existing | Miscellaneous | Natural Gas | Pool Heater | E4 | Utility - Cost of Operation | 0 | 0 | 0 | 0 | 0 | 0 | 0 | 0 | 0 | 0 | 0 | 0 | 0 | 0 | 0 | 0 | 0 | 0 | 0 | 0 | 0 | 0 | 0 | 0 | 0 | 0 | 0
F5_Commercial_School (WA)_Existing_Miscellaneous_Natural Gas_Pool Heater_E5 | F5 | Commercial | School (WA) | Existing | Miscellaneous | Natural Gas | Pool Heater | E5 | Utility - Cost of Operation | 0 | 0 | 0 | 0 | 0 | 0 | 0 | 0 | 0 | 0 | 0 | 0 | 0 | 0 | 0 | 0 | 0 | 0 | 0 | 0 | 0 | 0 | 0 | 0 | 0 | 0 | 0
F5_Commercial_School (WA)_Existing_Miscellaneous_Natural Gas_Pool Heater_E6 | F5 | Commercial | School (WA) | Existing | Miscellaneous | Natural Gas | Pool Heater | E6 | Utility - Cost of Operation | 0 | 0 | 0 | 0 | 0 | 0 | 0 | 0 | 0 | 0 | 0 | 0 | 0 | 0 | 0 | 0 | 0 | 0 | 0 | 0 | 0 | 0 | 0 | 0 | 0 | 0 | 0
F5_Commercial_School (WA)_Existing_Miscellaneous_Natural Gas_Pool Heater_E7 | F5 | Commercial | School (WA) | Existing | Miscellaneous | Natural Gas | Pool Heater | E7 | Utility - Cost of Operation | 0 | 0 | 0 | 0 | 0 | 0 | 0 | 0 | 0 | 0 | 0 | 0 | 0 | 0 | 0 | 0 | 0 | 0 | 0 | 0 | 0 | 0 | 0 | 0 | 0 | 0 | 0
F5_Commercial_School (WA)_Existing_Miscellaneous_Natural Gas_Pool Heater_E8 | F5 | Commercial | School (WA) | Existing | Miscellaneous | Natural Gas | Pool Heater | E8 | Utility - Cost of Operation | 0 | 0 | 0 | 0 | 0 | 0 | 0 | 0 | 0 | 0 | 0 | 0 | 0 | 0 | 0 | 0 | 0 | 0 | 0 | 0 | 0 | 0 | 0 | 0 | 0 | 0 | 0
F5_Commercial_School (WA)_Existing_Miscellaneous_Natural Gas_Pool Heater_E9 | F5 | Commercial | School (WA) | Existing | Miscellaneous | Natural Gas | Pool Heater | E9 | Utility - Cost of Operation | 0 | 0 | 0 | 0 | 0 | 0 | 0 | 0 | 0 | 0 | 0 | 0 | 0 | 0 | 0 | 0 | 0 | 0 | 0 | 0 | 0 | 0 | 0 | 0 | 0 | 0 | 0
F5_Commercial_School (WA)_Existing_Miscellaneous_Natural Gas_Pool Heater_E10 | F5 | Commercial | School (WA) | Existing | Miscellaneous | Natural Gas | Pool Heater | E10 | Utility - Cost of Operation | 0 | 0 | 0 | 0 | 0 | 0 | 0 | 0 | 0 | 0 | 0 | 0 | 0 | 0 | 0 | 0 | 0 | 0 | 0 | 0 | 0 | 0 | 0 | 0 | 0 | 0 | 0
F6_Commercial_School (WA)_Existing_Miscellaneous_Natural Gas_Pool Heater_E1 | F6 | Commercial | School (WA) | Existing | Miscellaneous | Natural Gas | Pool Heater | E1 | Utility - Value of Sales | 0.00022001 | 0.00022168 | 0.0002247 | 0.00022925 | 0.00023522 | 0.00024391 | 0.00025269 | 0.0002611 | 0.00026869 | 0.00027668 | 0.00028583 | 0.00029442 | 0.00030413 | 0.00031311 | 0.00032013 | 0.00032583 | 0.00032966 | 0.00033258 | 0.00033587 | 0.00033856 | 0.0003412 | 0.00034719 | 0.00035321 | 0.00035948 | 0.00036587 | 0.00037237 | 0.00037899
F6_Commercial_School (WA)_Existing_Miscellaneous_Natural Gas_Pool Heater_E2 | F6 | Commercial | School (WA) | Existing | Miscellaneous | Natural Gas | Pool Heater | E2 | Utility - Value of Sales | 0.00018701 | 0.00018843 | 0.00019099 | 0.00019486 | 0.00019993 | 0.00020732 | 0.00021478 | 0.00022194 | 0.00022839 | 0.00023518 | 0.00024296 | 0.00025026 | 0.00025851 | 0.00026615 | 0.00027211 | 0.00027696 | 0.00028021 | 0.0002827 | 0.00028549 | 0.00028777 | 0.00029002 | 0.00029511 | 0.00030023 | 0.00030556 | 0.00031099 | 0.00031651 | 0.00032214
F6_Commercial_School (WA)_Existing_Miscellaneous_Natural Gas_Pool Heater_E3 | F6 | Commercial | School (WA) | Existing | Miscellaneous | Natural Gas | Pool Heater | E3 | Utility - Value of Sales | 0 | 0 | 0 | 0 | 0 | 0 | 0 | 0 | 0 | 0 | 0 | 0 | 0 | 0 | 0 | 0 | 0 | 0 | 0 | 0 | 0 | 0 | 0 | 0 | 0 | 0 | 0
F6_Commercial_School (WA)_Existing_Miscellaneous_Natural Gas_Pool Heater_E4 | F6 | Commercial | School (WA) | Existing | Miscellaneous | Natural Gas | Pool Heater | E4 | Utility - Value of Sales | 0 | 0 | 0 | 0 | 0 | 0 | 0 | 0 | 0 | 0 | 0 | 0 | 0 | 0 | 0 | 0 | 0 | 0 | 0 | 0 | 0 | 0 | 0 | 0 | 0 | 0 | 0
F6_Commercial_School (WA)_Existing_Miscellaneous_Natural Gas_Pool Heater_E5 | F6 | Commercial | School (WA) | Existing | Miscellaneous | Natural Gas | Pool Heater | E5 | Utility - Value of Sales | 0 | 0 | 0 | 0 | 0 | 0 | 0 | 0 | 0 | 0 | 0 | 0 | 0 | 0 | 0 | 0 | 0 | 0 | 0 | 0 | 0 | 0 | 0 | 0 | 0 | 0 | 0
F6_Commercial_School (WA)_Existing_Miscellaneous_Natural Gas_Pool Heater_E6 | F6 | Commercial | School (WA) | Existing | Miscellaneous | Natural Gas | Pool Heater | E6 | Utility - Value of Sales | 0 | 0 | 0 | 0 | 0 | 0 | 0 | 0 | 0 | 0 | 0 | 0 | 0 | 0 | 0 | 0 | 0 | 0 | 0 | 0 | 0 | 0 | 0 | 0 | 0 | 0 | 0
F6_Commercial_School (WA)_Existing_Miscellaneous_Natural Gas_Pool Heater_E7 | F6 | Commercial | School (WA) | Existing | Miscellaneous | Natural Gas | Pool Heater | E7 | Utility - Value of Sales | 0 | 0 | 0 | 0 | 0 | 0 | 0 | 0 | 0 | 0 | 0 | 0 | 0 | 0 | 0 | 0 | 0 | 0 | 0 | 0 | 0 | 0 | 0 | 0 | 0 | 0 | 0
F6_Commercial_School (WA)_Existing_Miscellaneous_Natural Gas_Pool Heater_E8 | F6 | Commercial | School (WA) | Existing | Miscellaneous | Natural Gas | Pool Heater | E8 | Utility - Value of Sales | 0 | 0 | 0 | 0 | 0 | 0 | 0 | 0 | 0 | 0 | 0 | 0 | 0 | 0 | 0 | 0 | 0 | 0 | 0 | 0 | 0 | 0 | 0 | 0 | 0 | 0 | 0
F6_Commercial_School (WA)_Existing_Miscellaneous_Natural Gas_Pool Heater_E9 | F6 | Commercial | School (WA) | Existing | Miscellaneous | Natural Gas | Pool Heater | E9 | Utility - Value of Sales | 0 | 0 | 0 | 0 | 0 | 0 | 0 | 0 | 0 | 0 | 0 | 0 | 0 | 0 | 0 | 0 | 0 | 0 | 0 | 0 | 0 | 0 | 0 | 0 | 0 | 0 | 0
F6_Commercial_School (WA)_Existing_Miscellaneous_Natural Gas_Pool Heater_E10 | F6 | Commercial | School (WA) | Existing | Miscellaneous | Natural Gas | Pool Heater | E10 | Utility - Value of Sales | 0 | 0 | 0 | 0 | 0 | 0 | 0 | 0 | 0 | 0 | 0 | 0 | 0 | 0 | 0 | 0 | 0 | 0 | 0 | 0 | 0 | 0 | 0 | 0 | 0 | 0 | 0
F1_Commercial_School (WA)_Existing_Miscellaneous_Natural Gas_Miscellaneous_E1 | F1 | Commercial | School (WA) | Existing | Miscellaneous | Natural Gas | Miscellaneous | E1 | RVT - Cost of Equipment | 0.00073763 | 0.00073763 | 0.00073763 | 0.00073763 | 0.00073763 | 0.00073763 | 0.00073763 | 0.00073763 | 0.00073763 | 0.00073763 | 0.00073763 | 0.00073763 | 0.00073763 | 0.00073763 | 0.00073763 | 0.00073763 | 0.00073763 | 0.00073763 | 0.00073763 | 0.00073763 | 0.00073763 | 0.00073763 | 0.00073763 | 0.00073763 | 0.00073763 | 0.00073763 | 0.00073763
F1_Commercial_School (WA)_Existing_Miscellaneous_Natural Gas_Miscellaneous_E2 | F1 | Commercial | School (WA) | Existing | Miscellaneous | Natural Gas | Miscellaneous | E2 | RVT - Cost of Equipment | 0 | 0 | 0 | 0 | 0 | 0 | 0 | 0 | 0 | 0 | 0 | 0 | 0 | 0 | 0 | 0 | 0 | 0 | 0 | 0 | 0 | 0 | 0 | 0 | 0 | 0 | 0
F1_Commercial_School (WA)_Existing_Miscellaneous_Natural Gas_Miscellaneous_E3 | F1 | Commercial | School (WA) | Existing | Miscellaneous | Natural Gas | Miscellaneous | E3 | RVT - Cost of Equipment | 0 | 0 | 0 | 0 | 0 | 0 | 0 | 0 | 0 | 0 | 0 | 0 | 0 | 0 | 0 | 0 | 0 | 0 | 0 | 0 | 0 | 0 | 0 | 0 | 0 | 0 | 0
F1_Commercial_School (WA)_Existing_Miscellaneous_Natural Gas_Miscellaneous_E4 | F1 | Commercial | School (WA) | Existing | Miscellaneous | Natural Gas | Miscellaneous | E4 | RVT - Cost of Equipment | 0 | 0 | 0 | 0 | 0 | 0 | 0 | 0 | 0 | 0 | 0 | 0 | 0 | 0 | 0 | 0 | 0 | 0 | 0 | 0 | 0 | 0 | 0 | 0 | 0 | 0 | 0
F1_Commercial_School (WA)_Existing_Miscellaneous_Natural Gas_Miscellaneous_E5 | F1 | Commercial | School (WA) | Existing | Miscellaneous | Natural Gas | Miscellaneous | E5 | RVT - Cost of Equipment | 0 | 0 | 0 | 0 | 0 | 0 | 0 | 0 | 0 | 0 | 0 | 0 | 0 | 0 | 0 | 0 | 0 | 0 | 0 | 0 | 0 | 0 | 0 | 0 | 0 | 0 | 0
F1_Commercial_School (WA)_Existing_Miscellaneous_Natural Gas_Miscellaneous_E6 | F1 | Commercial | School (WA) | Existing | Miscellaneous | Natural Gas | Miscellaneous | E6 | RVT - Cost of Equipment | 0 | 0 | 0 | 0 | 0 | 0 | 0 | 0 | 0 | 0 | 0 | 0 | 0 | 0 | 0 | 0 | 0 | 0 | 0 | 0 | 0 | 0 | 0 | 0 | 0 | 0 | 0
F1_Commercial_School (WA)_Existing_Miscellaneous_Natural Gas_Miscellaneous_E7 | F1 | Commercial | School (WA) | Existing | Miscellaneous | Natural Gas | Miscellaneous | E7 | RVT - Cost of Equipment | 0 | 0 | 0 | 0 | 0 | 0 | 0 | 0 | 0 | 0 | 0 | 0 | 0 | 0 | 0 | 0 | 0 | 0 | 0 | 0 | 0 | 0 | 0 | 0 | 0 | 0 | 0
F1_Commercial_School (WA)_Existing_Miscellaneous_Natural Gas_Miscellaneous_E8 | F1 | Commercial | School (WA) | Existing | Miscellaneous | Natural Gas | Miscellaneous | E8 | RVT - Cost of Equipment | 0 | 0 | 0 | 0 | 0 | 0 | 0 | 0 | 0 | 0 | 0 | 0 | 0 | 0 | 0 | 0 | 0 | 0 | 0 | 0 | 0 | 0 | 0 | 0 | 0 | 0 | 0
F1_Commercial_School (WA)_Existing_Miscellaneous_Natural Gas_Miscellaneous_E9 | F1 | Commercial | School (WA) | Existing | Miscellaneous | Natural Gas | Miscellaneous | E9 | RVT - Cost of Equipment | 0 | 0 | 0 | 0 | 0 | 0 | 0 | 0 | 0 | 0 | 0 | 0 | 0 | 0 | 0 | 0 | 0 | 0 | 0 | 0 | 0 | 0 | 0 | 0 | 0 | 0 | 0
F1_Commercial_School (WA)_Existing_Miscellaneous_Natural Gas_Miscellaneous_E10 | F1 | Commercial | School (WA) | Existing | Miscellaneous | Natural Gas | Miscellaneous | E10 | RVT - Cost of Equipment | 0 | 0 | 0 | 0 | 0 | 0 | 0 | 0 | 0 | 0 | 0 | 0 | 0 | 0 | 0 | 0 | 0 | 0 | 0 | 0 | 0 | 0 | 0 | 0 | 0 | 0 | 0
F2_Commercial_School (WA)_Existing_Miscellaneous_Natural Gas_Miscellaneous_E1 | F2 | Commercial | School (WA) | Existing | Miscellaneous | Natural Gas | Miscellaneous | E1 | RVT - Cost of Operation | 0.0011667 | 0.0011741 | 0.0011866 | 0.001206 | 0.0012346 | 0.0012817 | 0.0013301 | 0.0013753 | 0.0014149 | 0.0014559 | 0.0015029 | 0.0015471 | 0.0015997 | 0.0016501 | 0.0016903 | 0.0017228 | 0.0017447 | 0.0017623 | 0.0017798 | 0.0017911 | 0.0018019 | 0.0018335 | 0.0018651 | 0.0018983 | 0.001932 | 0.0019663 | 0.0020013
F2_Commercial_School (WA)_Existing_Miscellaneous_Natural Gas_Miscellaneous_E2 | F2 | Commercial | School (WA) | Existing | Miscellaneous | Natural Gas | Miscellaneous | E2 | RVT - Cost of Operation | 0 | 0 | 0 | 0 | 0 | 0 | 0 | 0 | 0 | 0 | 0 | 0 | 0 | 0 | 0 | 0 | 0 | 0 | 0 | 0 | 0 | 0 | 0 | 0 | 0 | 0 | 0
F2_Commercial_School (WA)_Existing_Miscellaneous_Natural Gas_Miscellaneous_E3 | F2 | Commercial | School (WA) | Existing | Miscellaneous | Natural Gas | Miscellaneous | E3 | RVT - Cost of Operation | 0 | 0 | 0 | 0 | 0 | 0 | 0 | 0 | 0 | 0 | 0 | 0 | 0 | 0 | 0 | 0 | 0 | 0 | 0 | 0 | 0 | 0 | 0 | 0 | 0 | 0 | 0
F2_Commercial_School (WA)_Existing_Miscellaneous_Natural Gas_Miscellaneous_E4 | F2 | Commercial | School (WA) | Existing | Miscellaneous | Natural Gas | Miscellaneous | E4 | RVT - Cost of Operation | 0 | 0 | 0 | 0 | 0 | 0 | 0 | 0 | 0 | 0 | 0 | 0 | 0 | 0 | 0 | 0 | 0 | 0 | 0 | 0 | 0 | 0 | 0 | 0 | 0 | 0 | 0
F2_Commercial_School (WA)_Existing_Miscellaneous_Natural Gas_Miscellaneous_E5 | F2 | Commercial | School (WA) | Existing | Miscellaneous | Natural Gas | Miscellaneous | E5 | RVT - Cost of Operation | 0 | 0 | 0 | 0 | 0 | 0 | 0 | 0 | 0 | 0 | 0 | 0 | 0 | 0 | 0 | 0 | 0 | 0 | 0 | 0 | 0 | 0 | 0 | 0 | 0 | 0 | 0
F2_Commercial_School (WA)_Existing_Miscellaneous_Natural Gas_Miscellaneous_E6 | F2 | Commercial | School (WA) | Existing | Miscellaneous | Natural Gas | Miscellaneous | E6 | RVT - Cost of Operation | 0 | 0 | 0 | 0 | 0 | 0 | 0 | 0 | 0 | 0 | 0 | 0 | 0 | 0 | 0 | 0 | 0 | 0 | 0 | 0 | 0 | 0 | 0 | 0 | 0 | 0 | 0
F2_Commercial_School (WA)_Existing_Miscellaneous_Natural Gas_Miscellaneous_E7 | F2 | Commercial | School (WA) | Existing | Miscellaneous | Natural Gas | Miscellaneous | E7 | RVT - Cost of Operation | 0 | 0 | 0 | 0 | 0 | 0 | 0 | 0 | 0 | 0 | 0 | 0 | 0 | 0 | 0 | 0 | 0 | 0 | 0 | 0 | 0 | 0 | 0 | 0 | 0 | 0 | 0
F2_Commercial_School (WA)_Existing_Miscellaneous_Natural Gas_Miscellaneous_E8 | F2 | Commercial | School (WA) | Existing | Miscellaneous | Natural Gas | Miscellaneous | E8 | RVT - Cost of Operation | 0 | 0 | 0 | 0 | 0 | 0 | 0 | 0 | 0 | 0 | 0 | 0 | 0 | 0 | 0 | 0 | 0 | 0 | 0 | 0 | 0 | 0 | 0 | 0 | 0 | 0 | 0
F2_Commercial_School (WA)_Existing_Miscellaneous_Natural Gas_Miscellaneous_E9 | F2 | Commercial | School (WA) | Existing | Miscellaneous | Natural Gas | Miscellaneous | E9 | RVT - Cost of Operation | 0 | 0 | 0 | 0 | 0 | 0 | 0 | 0 | 0 | 0 | 0 | 0 | 0 | 0 | 0 | 0 | 0 | 0 | 0 | 0 | 0 | 0 | 0 | 0 | 0 | 0 | 0
F2_Commercial_School (WA)_Existing_Miscellaneous_Natural Gas_Miscellaneous_E10 | F2 | Commercial | School (WA) | Existing | Miscellaneous | Natural Gas | Miscellaneous | E10 | RVT - Cost of Operation | 0 | 0 | 0 | 0 | 0 | 0 | 0 | 0 | 0 | 0 | 0 | 0 | 0 | 0 | 0 | 0 | 0 | 0 | 0 | 0 | 0 | 0 | 0 | 0 | 0 | 0 | 0
F3_Commercial_School (WA)_Existing_Miscellaneous_Natural Gas_Miscellaneous_E1 | F3 | Commercial | School (WA) | Existing | Miscellaneous | Natural Gas | Miscellaneous | E1 | System - kBTUs of Consumption | 0.298 | 0.298 | 0.298 | 0.298 | 0.298 | 0.298 | 0.298 | 0.298 | 0.298 | 0.298 | 0.298 | 0.298 | 0.298 | 0.298 | 0.298 | 0.298 | 0.298 | 0.298 | 0.298 | 0.298 | 0.298 | 0.298 | 0.298 | 0.298 | 0.298 | 0.298 | 0.298
F3_Commercial_School (WA)_Existing_Miscellaneous_Natural Gas_Miscellaneous_E2 | F3 | Commercial | School (WA) | Existing | Miscellaneous | Natural Gas | Miscellaneous | E2 | System - kBTUs of Consumption | 0 | 0 | 0 | 0 | 0 | 0 | 0 | 0 | 0 | 0 | 0 | 0 | 0 | 0 | 0 | 0 | 0 | 0 | 0 | 0 | 0 | 0 | 0 | 0 | 0 | 0 | 0
F3_Commercial_School (WA)_Existing_Miscellaneous_Natural Gas_Miscellaneous_E3 | F3 | Commercial | School (WA) | Existing | Miscellaneous | Natural Gas | Miscellaneous | E3 | System - kBTUs of Consumption | 0 | 0 | 0 | 0 | 0 | 0 | 0 | 0 | 0 | 0 | 0 | 0 | 0 | 0 | 0 | 0 | 0 | 0 | 0 | 0 | 0 | 0 | 0 | 0 | 0 | 0 | 0
F3_Commercial_School (WA)_Existing_Miscellaneous_Natural Gas_Miscellaneous_E4 | F3 | Commercial | School (WA) | Existing | Miscellaneous | Natural Gas | Miscellaneous | E4 | System - kBTUs of Consumption | 0 | 0 | 0 | 0 | 0 | 0 | 0 | 0 | 0 | 0 | 0 | 0 | 0 | 0 | 0 | 0 | 0 | 0 | 0 | 0 | 0 | 0 | 0 | 0 | 0 | 0 | 0
F3_Commercial_School (WA)_Existing_Miscellaneous_Natural Gas_Miscellaneous_E5 | F3 | Commercial | School (WA) | Existing | Miscellaneous | Natural Gas | Miscellaneous | E5 | System - kBTUs of Consumption | 0 | 0 | 0 | 0 | 0 | 0 | 0 | 0 | 0 | 0 | 0 | 0 | 0 | 0 | 0 | 0 | 0 | 0 | 0 | 0 | 0 | 0 | 0 | 0 | 0 | 0 | 0
F3_Commercial_School (WA)_Existing_Miscellaneous_Natural Gas_Miscellaneous_E6 | F3 | Commercial | School (WA) | Existing | Miscellaneous | Natural Gas | Miscellaneous | E6 | System - kBTUs of Consumption | 0 | 0 | 0 | 0 | 0 | 0 | 0 | 0 | 0 | 0 | 0 | 0 | 0 | 0 | 0 | 0 | 0 | 0 | 0 | 0 | 0 | 0 | 0 | 0 | 0 | 0 | 0
F3_Commercial_School (WA)_Existing_Miscellaneous_Natural Gas_Miscellaneous_E7 | F3 | Commercial | School (WA) | Existing | Miscellaneous | Natural Gas | Miscellaneous | E7 | System - kBTUs of Consumption | 0 | 0 | 0 | 0 | 0 | 0 | 0 | 0 | 0 | 0 | 0 | 0 | 0 | 0 | 0 | 0 | 0 | 0 | 0 | 0 | 0 | 0 | 0 | 0 | 0 | 0 | 0
F3_Commercial_School (WA)_Existing_Miscellaneous_Natural Gas_Miscellaneous_E8 | F3 | Commercial | School (WA) | Existing | Miscellaneous | Natural Gas | Miscellaneous | E8 | System - kBTUs of Consumption | 0 | 0 | 0 | 0 | 0 | 0 | 0 | 0 | 0 | 0 | 0 | 0 | 0 | 0 | 0 | 0 | 0 | 0 | 0 | 0 | 0 | 0 | 0 | 0 | 0 | 0 | 0
F3_Commercial_School (WA)_Existing_Miscellaneous_Natural Gas_Miscellaneous_E9 | F3 | Commercial | School (WA) | Existing | Miscellaneous | Natural Gas | Miscellaneous | E9 | System - kBTUs of Consumption | 0 | 0 | 0 | 0 | 0 | 0 | 0 | 0 | 0 | 0 | 0 | 0 | 0 | 0 | 0 | 0 | 0 | 0 | 0 | 0 | 0 | 0 | 0 | 0 | 0 | 0 | 0
F3_Commercial_School (WA)_Existing_Miscellaneous_Natural Gas_Miscellaneous_E10 | F3 | Commercial | School (WA) | Existing | Miscellaneous | Natural Gas | Miscellaneous | E10 | System - kBTUs of Consumption | 0 | 0 | 0 | 0 | 0 | 0 | 0 | 0 | 0 | 0 | 0 | 0 | 0 | 0 | 0 | 0 | 0 | 0 | 0 | 0 | 0 | 0 | 0 | 0 | 0 | 0 | 0
F4_Commercial_School (WA)_Existing_Miscellaneous_Natural Gas_Miscellaneous_E1 | F4 | Commercial | School (WA) | Existing | Miscellaneous | Natural Gas | Miscellaneous | E1 | Utility - Cost of Equipment | 0.00073763 | 0.00073763 | 0.00073763 | 0.00073763 | 0.00073763 | 0.00073763 | 0.00073763 | 0.00073763 | 0.00073763 | 0.00073763 | 0.00073763 | 0.00073763 | 0.00073763 | 0.00073763 | 0.00073763 | 0.00073763 | 0.00073763 | 0.00073763 | 0.00073763 | 0.00073763 | 0.00073763 | 0.00073763 | 0.00073763 | 0.00073763 | 0.00073763 | 0.00073763 | 0.00073763
F4_Commercial_School (WA)_Existing_Miscellaneous_Natural Gas_Miscellaneous_E2 | F4 | Commercial | School (WA) | Existing | Miscellaneous | Natural Gas | Miscellaneous | E2 | Utility - Cost of Equipment | 0 | 0 | 0 | 0 | 0 | 0 | 0 | 0 | 0 | 0 | 0 | 0 | 0 | 0 | 0 | 0 | 0 | 0 | 0 | 0 | 0 | 0 | 0 | 0 | 0 | 0 | 0
F4_Commercial_School (WA)_Existing_Miscellaneous_Natural Gas_Miscellaneous_E3 | F4 | Commercial | School (WA) | Existing | Miscellaneous | Natural Gas | Miscellaneous | E3 | Utility - Cost of Equipment | 0 | 0 | 0 | 0 | 0 | 0 | 0 | 0 | 0 | 0 | 0 | 0 | 0 | 0 | 0 | 0 | 0 | 0 | 0 | 0 | 0 | 0 | 0 | 0 | 0 | 0 | 0
F4_Commercial_School (WA)_Existing_Miscellaneous_Natural Gas_Miscellaneous_E4 | F4 | Commercial | School (WA) | Existing | Miscellaneous | Natural Gas | Miscellaneous | E4 | Utility - Cost of Equipment | 0 | 0 | 0 | 0 | 0 | 0 | 0 | 0 | 0 | 0 | 0 | 0 | 0 | 0 | 0 | 0 | 0 | 0 | 0 | 0 | 0 | 0 | 0 | 0 | 0 | 0 | 0
F4_Commercial_School (WA)_Existing_Miscellaneous_Natural Gas_Miscellaneous_E5 | F4 | Commercial | School (WA) | Existing | Miscellaneous | Natural Gas | Miscellaneous | E5 | Utility - Cost of Equipment | 0 | 0 | 0 | 0 | 0 | 0 | 0 | 0 | 0 | 0 | 0 | 0 | 0 | 0 | 0 | 0 | 0 | 0 | 0 | 0 | 0 | 0 | 0 | 0 | 0 | 0 | 0
F4_Commercial_School (WA)_Existing_Miscellaneous_Natural Gas_Miscellaneous_E6 | F4 | Commercial | School (WA) | Existing | Miscellaneous | Natural Gas | Miscellaneous | E6 | Utility - Cost of Equipment | 0 | 0 | 0 | 0 | 0 | 0 | 0 | 0 | 0 | 0 | 0 | 0 | 0 | 0 | 0 | 0 | 0 | 0 | 0 | 0 | 0 | 0 | 0 | 0 | 0 | 0 | 0
F4_Commercial_School (WA)_Existing_Miscellaneous_Natural Gas_Miscellaneous_E7 | F4 | Commercial | School (WA) | Existing | Miscellaneous | Natural Gas | Miscellaneous | E7 | Utility - Cost of Equipment | 0 | 0 | 0 | 0 | 0 | 0 | 0 | 0 | 0 | 0 | 0 | 0 | 0 | 0 | 0 | 0 | 0 | 0 | 0 | 0 | 0 | 0 | 0 | 0 | 0 | 0 | 0
F4_Commercial_School (WA)_Existing_Miscellaneous_Natural Gas_Miscellaneous_E8 | F4 | Commercial | School (WA) | Existing | Miscellaneous | Natural Gas | Miscellaneous | E8 | Utility - Cost of Equipment | 0 | 0 | 0 | 0 | 0 | 0 | 0 | 0 | 0 | 0 | 0 | 0 | 0 | 0 | 0 | 0 | 0 | 0 | 0 | 0 | 0 | 0 | 0 | 0 | 0 | 0 | 0
F4_Commercial_School (WA)_Existing_Miscellaneous_Natural Gas_Miscellaneous_E9 | F4 | Commercial | School (WA) | Existing | Miscellaneous | Natural Gas | Miscellaneous | E9 | Utility - Cost of Equipment | 0 | 0 | 0 | 0 | 0 | 0 | 0 | 0 | 0 | 0 | 0 | 0 | 0 | 0 | 0 | 0 | 0 | 0 | 0 | 0 | 0 | 0 | 0 | 0 | 0 | 0 | 0
F4_Commercial_School (WA)_Existing_Miscellaneous_Natural Gas_Miscellaneous_E10 | F4 | Commercial | School (WA) | Existing | Miscellaneous | Natural Gas | Miscellaneous | E10 | Utility - Cost of Equipment | 0 | 0 | 0 | 0 | 0 | 0 | 0 | 0 | 0 | 0 | 0 | 0 | 0 | 0 | 0 | 0 | 0 | 0 | 0 | 0 | 0 | 0 | 0 | 0 | 0 | 0 | 0
F5_Commercial_School (WA)_Existing_Miscellaneous_Natural Gas_Miscellaneous_E1 | F5 | Commercial | School (WA) | Existing | Miscellaneous | Natural Gas | Miscellaneous | E1 | Utility - Cost of Operation | 0.00097224 | 0.00097845 | 0.00099098 | 0.0010118 | 0.0010432 | 0.0010933 | 0.0011485 | 0.0012054 | 0.0012627 | 0.0013235 | 0.0013663 | 0.0014065 | 0.0014543 | 0.0015017 | 0.0015415 | 0.0015766 | 0.0016043 | 0.0016308 | 0.0016604 | 0.0016878 | 0.0017161 | 0.0017462 | 0.0017763 | 0.0018079 | 0.00184 | 0.0018727 | 0.001906
F5_Commercial_School (WA)_Existing_Miscellaneous_Natural Gas_Miscellaneous_E2 | F5 | Commercial | School (WA) | Existing | Miscellaneous | Natural Gas | Miscellaneous | E2 | Utility - Cost of Operation | 0 | 0 | 0 | 0 | 0 | 0 | 0 | 0 | 0 | 0 | 0 | 0 | 0 | 0 | 0 | 0 | 0 | 0 | 0 | 0 | 0 | 0 | 0 | 0 | 0 | 0 | 0
F5_Commercial_School (WA)_Existing_Miscellaneous_Natural Gas_Miscellaneous_E3 | F5 | Commercial | School (WA) | Existing | Miscellaneous | Natural Gas | Miscellaneous | E3 | Utility - Cost of Operation | 0 | 0 | 0 | 0 | 0 | 0 | 0 | 0 | 0 | 0 | 0 | 0 | 0 | 0 | 0 | 0 | 0 | 0 | 0 | 0 | 0 | 0 | 0 | 0 | 0 | 0 | 0
F5_Commercial_School (WA)_Existing_Miscellaneous_Natural Gas_Miscellaneous_E4 | F5 | Commercial | School (WA) | Existing | Miscellaneous | Natural Gas | Miscellaneous | E4 | Utility - Cost of Operation | 0 | 0 | 0 | 0 | 0 | 0 | 0 | 0 | 0 | 0 | 0 | 0 | 0 | 0 | 0 | 0 | 0 | 0 | 0 | 0 | 0 | 0 | 0 | 0 | 0 | 0 | 0
F5_Commercial_School (WA)_Existing_Miscellaneous_Natural Gas_Miscellaneous_E5 | F5 | Commercial | School (WA) | Existing | Miscellaneous | Natural Gas | Miscellaneous | E5 | Utility - Cost of Operation | 0 | 0 | 0 | 0 | 0 | 0 | 0 | 0 | 0 | 0 | 0 | 0 | 0 | 0 | 0 | 0 | 0 | 0 | 0 | 0 | 0 | 0 | 0 | 0 | 0 | 0 | 0
F5_Commercial_School (WA)_Existing_Miscellaneous_Natural Gas_Miscellaneous_E6 | F5 | Commercial | School (WA) | Existing | Miscellaneous | Natural Gas | Miscellaneous | E6 | Utility - Cost of Operation | 0 | 0 | 0 | 0 | 0 | 0 | 0 | 0 | 0 | 0 | 0 | 0 | 0 | 0 | 0 | 0 | 0 | 0 | 0 | 0 | 0 | 0 | 0 | 0 | 0 | 0 | 0
F5_Commercial_School (WA)_Existing_Miscellaneous_Natural Gas_Miscellaneous_E7 | F5 | Commercial | School (WA) | Existing | Miscellaneous | Natural Gas | Miscellaneous | E7 | Utility - Cost of Operation | 0 | 0 | 0 | 0 | 0 | 0 | 0 | 0 | 0 | 0 | 0 | 0 | 0 | 0 | 0 | 0 | 0 | 0 | 0 | 0 | 0 | 0 | 0 | 0 | 0 | 0 | 0
F5_Commercial_School (WA)_Existing_Miscellaneous_Natural Gas_Miscellaneous_E8 | F5 | Commercial | School (WA) | Existing | Miscellaneous | Natural Gas | Miscellaneous | E8 | Utility - Cost of Operation | 0 | 0 | 0 | 0 | 0 | 0 | 0 | 0 | 0 | 0 | 0 | 0 | 0 | 0 | 0 | 0 | 0 | 0 | 0 | 0 | 0 | 0 | 0 | 0 | 0 | 0 | 0
F5_Commercial_School (WA)_Existing_Miscellaneous_Natural Gas_Miscellaneous_E9 | F5 | Commercial | School (WA) | Existing | Miscellaneous | Natural Gas | Miscellaneous | E9 | Utility - Cost of Operation | 0 | 0 | 0 | 0 | 0 | 0 | 0 | 0 | 0 | 0 | 0 | 0 | 0 | 0 | 0 | 0 | 0 | 0 | 0 | 0 | 0 | 0 | 0 | 0 | 0 | 0 | 0
F5_Commercial_School (WA)_Existing_Miscellaneous_Natural Gas_Miscellaneous_E10 | F5 | Commercial | School (WA) | Existing | Miscellaneous | Natural Gas | Miscellaneous | E10 | Utility - Cost of Operation | 0 | 0 | 0 | 0 | 0 | 0 | 0 | 0 | 0 | 0 | 0 | 0 | 0 | 0 | 0 | 0 | 0 | 0 | 0 | 0 | 0 | 0 | 0 | 0 | 0 | 0 | 0
F6_Commercial_School (WA)_Existing_Miscellaneous_Natural Gas_Miscellaneous_E1 | F6 | Commercial | School (WA) | Existing | Miscellaneous | Natural Gas | Miscellaneous | E1 | Utility - Value of Sales | 0.0011667 | 0.0011741 | 0.0011866 | 0.001206 | 0.0012346 | 0.0012817 | 0.0013301 | 0.0013753 | 0.0014149 | 0.0014559 | 0.0015029 | 0.0015471 | 0.0015997 | 0.0016501 | 0.0016903 | 0.0017228 | 0.0017447 | 0.0017623 | 0.0017798 | 0.0017911 | 0.0018019 | 0.0018335 | 0.0018651 | 0.0018983 | 0.001932 | 0.0019663 | 0.0020013
F6_Commercial_School (WA)_Existing_Miscellaneous_Natural Gas_Miscellaneous_E2 | F6 | Commercial | School (WA) | Existing | Miscellaneous | Natural Gas | Miscellaneous | E2 | Utility - Value of Sales | 0 | 0 | 0 | 0 | 0 | 0 | 0 | 0 | 0 | 0 | 0 | 0 | 0 | 0 | 0 | 0 | 0 | 0 | 0 | 0 | 0 | 0 | 0 | 0 | 0 | 0 | 0
F6_Commercial_School (WA)_Existing_Miscellaneous_Natural Gas_Miscellaneous_E3 | F6 | Commercial | School (WA) | Existing | Miscellaneous | Natural Gas | Miscellaneous | E3 | Utility - Value of Sales | 0 | 0 | 0 | 0 | 0 | 0 | 0 | 0 | 0 | 0 | 0 | 0 | 0 | 0 | 0 | 0 | 0 | 0 | 0 | 0 | 0 | 0 | 0 | 0 | 0 | 0 | 0
F6_Commercial_School (WA)_Existing_Miscellaneous_Natural Gas_Miscellaneous_E4 | F6 | Commercial | School (WA) | Existing | Miscellaneous | Natural Gas | Miscellaneous | E4 | Utility - Value of Sales | 0 | 0 | 0 | 0 | 0 | 0 | 0 | 0 | 0 | 0 | 0 | 0 | 0 | 0 | 0 | 0 | 0 | 0 | 0 | 0 | 0 | 0 | 0 | 0 | 0 | 0 | 0
F6_Commercial_School (WA)_Existing_Miscellaneous_Natural Gas_Miscellaneous_E5 | F6 | Commercial | School (WA) | Existing | Miscellaneous | Natural Gas | Miscellaneous | E5 | Utility - Value of Sales | 0 | 0 | 0 | 0 | 0 | 0 | 0 | 0 | 0 | 0 | 0 | 0 | 0 | 0 | 0 | 0 | 0 | 0 | 0 | 0 | 0 | 0 | 0 | 0 | 0 | 0 | 0
F6_Commercial_School (WA)_Existing_Miscellaneous_Natural Gas_Miscellaneous_E6 | F6 | Commercial | School (WA) | Existing | Miscellaneous | Natural Gas | Miscellaneous | E6 | Utility - Value of Sales | 0 | 0 | 0 | 0 | 0 | 0 | 0 | 0 | 0 | 0 | 0 | 0 | 0 | 0 | 0 | 0 | 0 | 0 | 0 | 0 | 0 | 0 | 0 | 0 | 0 | 0 | 0
F6_Commercial_School (WA)_Existing_Miscellaneous_Natural Gas_Miscellaneous_E7 | F6 | Commercial | School (WA) | Existing | Miscellaneous | Natural Gas | Miscellaneous | E7 | Utility - Value of Sales | 0 | 0 | 0 | 0 | 0 | 0 | 0 | 0 | 0 | 0 | 0 | 0 | 0 | 0 | 0 | 0 | 0 | 0 | 0 | 0 | 0 | 0 | 0 | 0 | 0 | 0 | 0
F6_Commercial_School (WA)_Existing_Miscellaneous_Natural Gas_Miscellaneous_E8 | F6 | Commercial | School (WA) | Existing | Miscellaneous | Natural Gas | Miscellaneous | E8 | Utility - Value of Sales | 0 | 0 | 0 | 0 | 0 | 0 | 0 | 0 | 0 | 0 | 0 | 0 | 0 | 0 | 0 | 0 | 0 | 0 | 0 | 0 | 0 | 0 | 0 | 0 | 0 | 0 | 0
F6_Commercial_School (WA)_Existing_Miscellaneous_Natural Gas_Miscellaneous_E9 | F6 | Commercial | School (WA) | Existing | Miscellaneous | Natural Gas | Miscellaneous | E9 | Utility - Value of Sales | 0 | 0 | 0 | 0 | 0 | 0 | 0 | 0 | 0 | 0 | 0 | 0 | 0 | 0 | 0 | 0 | 0 | 0 | 0 | 0 | 0 | 0 | 0 | 0 | 0 | 0 | 0
F6_Commercial_School (WA)_Existing_Miscellaneous_Natural Gas_Miscellaneous_E10 | F6 | Commercial | School (WA) | Existing | Miscellaneous | Natural Gas | Miscellaneous | E10 | Utility - Value of Sales | 0 | 0 | 0 | 0 | 0 | 0 | 0 | 0 | 0 | 0 | 0 | 0 | 0 | 0 | 0 | 0 | 0 | 0 | 0 | 0 | 0 | 0 | 0 | 0 | 0 | 0 | 0
F1_Commercial_School (WA)_New_Space Heating_Natural Gas_Furnace_E1 | F1 | Commercial | School (WA) | New | Space Heating | Natural Gas | Furnace | E1 | RVT - Cost of Equipment | 0.090135 | 0.090135 | 0.090135 | 0.090135 | 0.090135 | 0.090135 | 0.090135 | 0.090135 | 0.090135 | 0.090135 | 0.090135 | 0.090135 | 0.090135 | 0.090135 | 0.090135 | 0.090135 | 0.090135 | 0.090135 | 0.090135 | 0.090135 | 0.090135 | 0.090135 | 0.090135 | 0.090135 | 0.090135 | 0.090135 | 0.090135
F1_Commercial_School (WA)_New_Space Heating_Natural Gas_Furnace_E2 | F1 | Commercial | School (WA) | New | Space Heating | Natural Gas | Furnace | E2 | RVT - Cost of Equipment | 0.18219 | 0.18219 | 0.18219 | 0.18219 | 0.18219 | 0.18219 | 0.18219 | 0.18219 | 0.18219 | 0.18219 | 0.18219 | 0.18219 | 0.18219 | 0.18219 | 0.18219 | 0.18219 | 0.18219 | 0.18219 | 0.18219 | 0.18219 | 0.18219 | 0.18219 | 0.18219 | 0.18219 | 0.18219 | 0.18219 | 0.18219
F1_Commercial_School (WA)_New_Space Heating_Natural Gas_Furnace_E3 | F1 | Commercial | School (WA) | New | Space Heating | Natural Gas | Furnace | E3 | RVT - Cost of Equipment | 0.11075 | 0.11075 | 0.11075 | 0.11075 | 0.11075 | 0.11075 | 0.11075 | 0.11075 | 0.11075 | 0.11075 | 0.11075 | 0.11075 | 0.11075 | 0.11075 | 0.11075 | 0.11075 | 0.11075 | 0.11075 | 0.11075 | 0.11075 | 0.11075 | 0.11075 | 0.11075 | 0.11075 | 0.11075 | 0.11075 | 0.11075
F1_Commercial_School (WA)_New_Space Heating_Natural Gas_Furnace_E4 | F1 | Commercial | School (WA) | New | Space Heating | Natural Gas | Furnace | E4 | RVT - Cost of Equipment | 0 | 0 | 0 | 0 | 0 | 0 | 0 | 0 | 0 | 0 | 0 | 0 | 0 | 0 | 0 | 0 | 0 | 0 | 0 | 0 | 0 | 0 | 0 | 0 | 0 | 0 | 0
F1_Commercial_School (WA)_New_Space Heating_Natural Gas_Furnace_E5 | F1 | Commercial | School (WA) | New | Space Heating | Natural Gas | Furnace | E5 | RVT - Cost of Equipment | 0 | 0 | 0 | 0 | 0 | 0 | 0 | 0 | 0 | 0 | 0 | 0 | 0 | 0 | 0 | 0 | 0 | 0 | 0 | 0 | 0 | 0 | 0 | 0 | 0 | 0 | 0
F1_Commercial_School (WA)_New_Space Heating_Natural Gas_Furnace_E6 | F1 | Commercial | School (WA) | New | Space Heating | Natural Gas | Furnace | E6 | RVT - Cost of Equipment | 0 | 0 | 0 | 0 | 0 | 0 | 0 | 0 | 0 | 0 | 0 | 0 | 0 | 0 | 0 | 0 | 0 | 0 | 0 | 0 | 0 | 0 | 0 | 0 | 0 | 0 | 0
F1_Commercial_School (WA)_New_Space Heating_Natural Gas_Furnace_E7 | F1 | Commercial | School (WA) | New | Space Heating | Natural Gas | Furnace | E7 | RVT - Cost of Equipment | 0 | 0 | 0 | 0 | 0 | 0 | 0 | 0 | 0 | 0 | 0 | 0 | 0 | 0 | 0 | 0 | 0 | 0 | 0 | 0 | 0 | 0 | 0 | 0 | 0 | 0 | 0
F1_Commercial_School (WA)_New_Space Heating_Natural Gas_Furnace_E8 | F1 | Commercial | School (WA) | New | Space Heating | Natural Gas | Furnace | E8 | RVT - Cost of Equipment | 0 | 0 | 0 | 0 | 0 | 0 | 0 | 0 | 0 | 0 | 0 | 0 | 0 | 0 | 0 | 0 | 0 | 0 | 0 | 0 | 0 | 0 | 0 | 0 | 0 | 0 | 0
F1_Commercial_School (WA)_New_Space Heating_Natural Gas_Furnace_E9 | F1 | Commercial | School (WA) | New | Space Heating | Natural Gas | Furnace | E9 | RVT - Cost of Equipment | 0 | 0 | 0 | 0 | 0 | 0 | 0 | 0 | 0 | 0 | 0 | 0 | 0 | 0 | 0 | 0 | 0 | 0 | 0 | 0 | 0 | 0 | 0 | 0 | 0 | 0 | 0
F1_Commercial_School (WA)_New_Space Heating_Natural Gas_Furnace_E10 | F1 | Commercial | School (WA) | New | Space Heating | Natural Gas | Furnace | E10 | RVT - Cost of Equipment | 0 | 0 | 0 | 0 | 0 | 0 | 0 | 0 | 0 | 0 | 0 | 0 | 0 | 0 | 0 | 0 | 0 | 0 | 0 | 0 | 0 | 0 | 0 | 0 | 0 | 0 | 0
F2_Commercial_School (WA)_New_Space Heating_Natural Gas_Furnace_E1 | F2 | Commercial | School (WA) | New | Space Heating | Natural Gas | Furnace | E1 | RVT - Cost of Operation | 0.035539 | 0.035834 | 0.036325 | 0.036893 | 0.037544 | 0.038604 | 0.039656 | 0.040755 | 0.04172 | 0.042657 | 0.043718 | 0.044645 | 0.045678 | 0.046741 | 0.047687 | 0.048596 | 0.049396 | 0.050213 | 0.05106 | 0.051918 | 0.052775 | 0.053926 | 0.055291 | 0.056464 | 0.057663 | 0.058887 | 0.060137
F2_Commercial_School (WA)_New_Space Heating_Natural Gas_Furnace_E2 | F2 | Commercial | School (WA) | New | Space Heating | Natural Gas | Furnace | E2 | RVT - Cost of Operation | 0.03159 | 0.031852 | 0.032289 | 0.032794 | 0.033373 | 0.034315 | 0.03525 | 0.036227 | 0.037085 | 0.037917 | 0.038861 | 0.039685 | 0.040602 | 0.041548 | 0.042389 | 0.043196 | 0.043908 | 0.044634 | 0.045387 | 0.046149 | 0.046911 | 0.047934 | 0.049147 | 0.050191 | 0.051256 | 0.052344 | 0.053455
F2_Commercial_School (WA)_New_Space Heating_Natural Gas_Furnace_E3 | F2 | Commercial | School (WA) | New | Space Heating | Natural Gas | Furnace | E3 | RVT - Cost of Operation | 0.029614 | 0.02986 | 0.03027 | 0.030743 | 0.031286 | 0.032169 | 0.033045 | 0.033962 | 0.034766 | 0.035546 | 0.036431 | 0.037203 | 0.038063 | 0.038949 | 0.039738 | 0.040495 | 0.041162 | 0.041843 | 0.042549 | 0.043263 | 0.043978 | 0.044937 | 0.046074 | 0.047052 | 0.048051 | 0.04907 | 0.050112
F2_Commercial_School (WA)_New_Space Heating_Natural Gas_Furnace_E4 | F2 | Commercial | School (WA) | New | Space Heating | Natural Gas | Furnace | E4 | RVT - Cost of Operation | 0 | 0 | 0 | 0 | 0 | 0 | 0 | 0 | 0 | 0 | 0 | 0 | 0 | 0 | 0 | 0 | 0 | 0 | 0 | 0 | 0 | 0 | 0 | 0 | 0 | 0 | 0
F2_Commercial_School (WA)_New_Space Heating_Natural Gas_Furnace_E5 | F2 | Commercial | School (WA) | New | Space Heating | Natural Gas | Furnace | E5 | RVT - Cost of Operation | 0 | 0 | 0 | 0 | 0 | 0 | 0 | 0 | 0 | 0 | 0 | 0 | 0 | 0 | 0 | 0 | 0 | 0 | 0 | 0 | 0 | 0 | 0 | 0 | 0 | 0 | 0
F2_Commercial_School (WA)_New_Space Heating_Natural Gas_Furnace_E6 | F2 | Commercial | School (WA) | New | Space Heating | Natural Gas | Furnace | E6 | RVT - Cost of Operation | 0 | 0 | 0 | 0 | 0 | 0 | 0 | 0 | 0 | 0 | 0 | 0 | 0 | 0 | 0 | 0 | 0 | 0 | 0 | 0 | 0 | 0 | 0 | 0 | 0 | 0 | 0
F2_Commercial_School (WA)_New_Space Heating_Natural Gas_Furnace_E7 | F2 | Commercial | School (WA) | New | Space Heating | Natural Gas | Furnace | E7 | RVT - Cost of Operation | 0 | 0 | 0 | 0 | 0 | 0 | 0 | 0 | 0 | 0 | 0 | 0 | 0 | 0 | 0 | 0 | 0 | 0 | 0 | 0 | 0 | 0 | 0 | 0 | 0 | 0 | 0
F2_Commercial_School (WA)_New_Space Heating_Natural Gas_Furnace_E8 | F2 | Commercial | School (WA) | New | Space Heating | Natural Gas | Furnace | E8 | RVT - Cost of Operation | 0 | 0 | 0 | 0 | 0 | 0 | 0 | 0 | 0 | 0 | 0 | 0 | 0 | 0 | 0 | 0 | 0 | 0 | 0 | 0 | 0 | 0 | 0 | 0 | 0 | 0 | 0
F2_Commercial_School (WA)_New_Space Heating_Natural Gas_Furnace_E9 | F2 | Commercial | School (WA) | New | Space Heating | Natural Gas | Furnace | E9 | RVT - Cost of Operation | 0 | 0 | 0 | 0 | 0 | 0 | 0 | 0 | 0 | 0 | 0 | 0 | 0 | 0 | 0 | 0 | 0 | 0 | 0 | 0 | 0 | 0 | 0 | 0 | 0 | 0 | 0
F2_Commercial_School (WA)_New_Space Heating_Natural Gas_Furnace_E10 | F2 | Commercial | School (WA) | New | Space Heating | Natural Gas | Furnace | E10 | RVT - Cost of Operation | 0 | 0 | 0 | 0 | 0 | 0 | 0 | 0 | 0 | 0 | 0 | 0 | 0 | 0 | 0 | 0 | 0 | 0 | 0 | 0 | 0 | 0 | 0 | 0 | 0 | 0 | 0
F3_Commercial_School (WA)_New_Space Heating_Natural Gas_Furnace_E1 | F3 | Commercial | School (WA) | New | Space Heating | Natural Gas | Furnace | E1 | System - kBTUs of Consumption | 7.8208 | 7.8011 | 7.8011 | 7.8011 | 7.8011 | 7.8011 | 7.8011 | 7.8011 | 7.8011 | 7.8011 | 7.8011 | 7.8011 | 7.8011 | 7.8011 | 7.8011 | 7.8011 | 7.8011 | 7.8011 | 7.8011 | 7.8011 | 7.8011 | 7.8011 | 7.8011 | 7.8011 | 7.8011 | 7.8011 | 7.8011
F3_Commercial_School (WA)_New_Space Heating_Natural Gas_Furnace_E2 | F3 | Commercial | School (WA) | New | Space Heating | Natural Gas | Furnace | E2 | System - kBTUs of Consumption | 6.9518 | 6.9343 | 6.9343 | 6.9343 | 6.9343 | 6.9343 | 6.9343 | 6.9343 | 6.9343 | 6.9343 | 6.9343 | 6.9343 | 6.9343 | 6.9343 | 6.9343 | 6.9343 | 6.9343 | 6.9343 | 6.9343 | 6.9343 | 6.9343 | 6.9343 | 6.9343 | 6.9343 | 6.9343 | 6.9343 | 6.9343
F3_Commercial_School (WA)_New_Space Heating_Natural Gas_Furnace_E3 | F3 | Commercial | School (WA) | New | Space Heating | Natural Gas | Furnace | E3 | System - kBTUs of Consumption | 6.517 | 6.5007 | 6.5007 | 6.5007 | 6.5007 | 6.5007 | 6.5007 | 6.5007 | 6.5007 | 6.5007 | 6.5007 | 6.5007 | 6.5007 | 6.5007 | 6.5007 | 6.5007 | 6.5007 | 6.5007 | 6.5007 | 6.5007 | 6.5007 | 6.5007 | 6.5007 | 6.5007 | 6.5007 | 6.5007 | 6.5007
F3_Commercial_School (WA)_New_Space Heating_Natural Gas_Furnace_E4 | F3 | Commercial | School (WA) | New | Space Heating | Natural Gas | Furnace | E4 | System - kBTUs of Consumption | 0 | 0 | 0 | 0 | 0 | 0 | 0 | 0 | 0 | 0 | 0 | 0 | 0 | 0 | 0 | 0 | 0 | 0 | 0 | 0 | 0 | 0 | 0 | 0 | 0 | 0 | 0
F3_Commercial_School (WA)_New_Space Heating_Natural Gas_Furnace_E5 | F3 | Commercial | School (WA) | New | Space Heating | Natural Gas | Furnace | E5 | System - kBTUs of Consumption | 0 | 0 | 0 | 0 | 0 | 0 | 0 | 0 | 0 | 0 | 0 | 0 | 0 | 0 | 0 | 0 | 0 | 0 | 0 | 0 | 0 | 0 | 0 | 0 | 0 | 0 | 0
F3_Commercial_School (WA)_New_Space Heating_Natural Gas_Furnace_E6 | F3 | Commercial | School (WA) | New | Space Heating | Natural Gas | Furnace | E6 | System - kBTUs of Consumption | 0 | 0 | 0 | 0 | 0 | 0 | 0 | 0 | 0 | 0 | 0 | 0 | 0 | 0 | 0 | 0 | 0 | 0 | 0 | 0 | 0 | 0 | 0 | 0 | 0 | 0 | 0
F3_Commercial_School (WA)_New_Space Heating_Natural Gas_Furnace_E7 | F3 | Commercial | School (WA) | New | Space Heating | Natural Gas | Furnace | E7 | System - kBTUs of Consumption | 0 | 0 | 0 | 0 | 0 | 0 | 0 | 0 | 0 | 0 | 0 | 0 | 0 | 0 | 0 | 0 | 0 | 0 | 0 | 0 | 0 | 0 | 0 | 0 | 0 | 0 | 0
F3_Commercial_School (WA)_New_Space Heating_Natural Gas_Furnace_E8 | F3 | Commercial | School (WA) | New | Space Heating | Natural Gas | Furnace | E8 | System - kBTUs of Consumption | 0 | 0 | 0 | 0 | 0 | 0 | 0 | 0 | 0 | 0 | 0 | 0 | 0 | 0 | 0 | 0 | 0 | 0 | 0 | 0 | 0 | 0 | 0 | 0 | 0 | 0 | 0
F3_Commercial_School (WA)_New_Space Heating_Natural Gas_Furnace_E9 | F3 | Commercial | School (WA) | New | Space Heating | Natural Gas | Furnace | E9 | System - kBTUs of Consumption | 0 | 0 | 0 | 0 | 0 | 0 | 0 | 0 | 0 | 0 | 0 | 0 | 0 | 0 | 0 | 0 | 0 | 0 | 0 | 0 | 0 | 0 | 0 | 0 | 0 | 0 | 0
F3_Commercial_School (WA)_New_Space Heating_Natural Gas_Furnace_E10 | F3 | Commercial | School (WA) | New | Space Heating | Natural Gas | Furnace | E10 | System - kBTUs of Consumption | 0 | 0 | 0 | 0 | 0 | 0 | 0 | 0 | 0 | 0 | 0 | 0 | 0 | 0 | 0 | 0 | 0 | 0 | 0 | 0 | 0 | 0 | 0 | 0 | 0 | 0 | 0
F4_Commercial_School (WA)_New_Space Heating_Natural Gas_Furnace_E1 | F4 | Commercial | School (WA) | New | Space Heating | Natural Gas | Furnace | E1 | Utility - Cost of Equipment | 0.090135 | 0.090135 | 0.090135 | 0.090135 | 0.090135 | 0.090135 | 0.090135 | 0.090135 | 0.090135 | 0.090135 | 0.090135 | 0.090135 | 0.090135 | 0.090135 | 0.090135 | 0.090135 | 0.090135 | 0.090135 | 0.090135 | 0.090135 | 0.090135 | 0.090135 | 0.090135 | 0.090135 | 0.090135 | 0.090135 | 0.090135
F4_Commercial_School (WA)_New_Space Heating_Natural Gas_Furnace_E2 | F4 | Commercial | School (WA) | New | Space Heating | Natural Gas | Furnace | E2 | Utility - Cost of Equipment | 0.18219 | 0.18219 | 0.18219 | 0.18219 | 0.18219 | 0.18219 | 0.18219 | 0.18219 | 0.18219 | 0.18219 | 0.18219 | 0.18219 | 0.18219 | 0.18219 | 0.18219 | 0.18219 | 0.18219 | 0.18219 | 0.18219 | 0.18219 | 0.18219 | 0.18219 | 0.18219 | 0.18219 | 0.18219 | 0.18219 | 0.18219
F4_Commercial_School (WA)_New_Space Heating_Natural Gas_Furnace_E3 | F4 | Commercial | School (WA) | New | Space Heating | Natural Gas | Furnace | E3 | Utility - Cost of Equipment | 0.11075 | 0.11075 | 0.11075 | 0.11075 | 0.11075 | 0.11075 | 0.11075 | 0.11075 | 0.11075 | 0.11075 | 0.11075 | 0.11075 | 0.11075 | 0.11075 | 0.11075 | 0.11075 | 0.11075 | 0.11075 | 0.11075 | 0.11075 | 0.11075 | 0.11075 | 0.11075 | 0.11075 | 0.11075 | 0.11075 | 0.11075
F4_Commercial_School (WA)_New_Space Heating_Natural Gas_Furnace_E4 | F4 | Commercial | School (WA) | New | Space Heating | Natural Gas | Furnace | E4 | Utility - Cost of Equipment | 0 | 0 | 0 | 0 | 0 | 0 | 0 | 0 | 0 | 0 | 0 | 0 | 0 | 0 | 0 | 0 | 0 | 0 | 0 | 0 | 0 | 0 | 0 | 0 | 0 | 0 | 0
F4_Commercial_School (WA)_New_Space Heating_Natural Gas_Furnace_E5 | F4 | Commercial | School (WA) | New | Space Heating | Natural Gas | Furnace | E5 | Utility - Cost of Equipment | 0 | 0 | 0 | 0 | 0 | 0 | 0 | 0 | 0 | 0 | 0 | 0 | 0 | 0 | 0 | 0 | 0 | 0 | 0 | 0 | 0 | 0 | 0 | 0 | 0 | 0 | 0
F4_Commercial_School (WA)_New_Space Heating_Natural Gas_Furnace_E6 | F4 | Commercial | School (WA) | New | Space Heating | Natural Gas | Furnace | E6 | Utility - Cost of Equipment | 0 | 0 | 0 | 0 | 0 | 0 | 0 | 0 | 0 | 0 | 0 | 0 | 0 | 0 | 0 | 0 | 0 | 0 | 0 | 0 | 0 | 0 | 0 | 0 | 0 | 0 | 0
F4_Commercial_School (WA)_New_Space Heating_Natural Gas_Furnace_E7 | F4 | Commercial | School (WA) | New | Space Heating | Natural Gas | Furnace | E7 | Utility - Cost of Equipment | 0 | 0 | 0 | 0 | 0 | 0 | 0 | 0 | 0 | 0 | 0 | 0 | 0 | 0 | 0 | 0 | 0 | 0 | 0 | 0 | 0 | 0 | 0 | 0 | 0 | 0 | 0
F4_Commercial_School (WA)_New_Space Heating_Natural Gas_Furnace_E8 | F4 | Commercial | School (WA) | New | Space Heating | Natural Gas | Furnace | E8 | Utility - Cost of Equipment | 0 | 0 | 0 | 0 | 0 | 0 | 0 | 0 | 0 | 0 | 0 | 0 | 0 | 0 | 0 | 0 | 0 | 0 | 0 | 0 | 0 | 0 | 0 | 0 | 0 | 0 | 0
F4_Commercial_School (WA)_New_Space Heating_Natural Gas_Furnace_E9 | F4 | Commercial | School (WA) | New | Space Heating | Natural Gas | Furnace | E9 | Utility - Cost of Equipment | 0 | 0 | 0 | 0 | 0 | 0 | 0 | 0 | 0 | 0 | 0 | 0 | 0 | 0 | 0 | 0 | 0 | 0 | 0 | 0 | 0 | 0 | 0 | 0 | 0 | 0 | 0
F4_Commercial_School (WA)_New_Space Heating_Natural Gas_Furnace_E10 | F4 | Commercial | School (WA) | New | Space Heating | Natural Gas | Furnace | E10 | Utility - Cost of Equipment | 0 | 0 | 0 | 0 | 0 | 0 | 0 | 0 | 0 | 0 | 0 | 0 | 0 | 0 | 0 | 0 | 0 | 0 | 0 | 0 | 0 | 0 | 0 | 0 | 0 | 0 | 0
F5_Commercial_School (WA)_New_Space Heating_Natural Gas_Furnace_E1 | F5 | Commercial | School (WA) | New | Space Heating | Natural Gas | Furnace | E1 | Utility - Cost of Operation | 0.030446 | 0.030889 | 0.031516 | 0.032232 | 0.033045 | 0.034226 | 0.035433 | 0.036713 | 0.037918 | 0.03914 | 0.040209 | 0.041176 | 0.042249 | 0.043361 | 0.04438 | 0.045377 | 0.046289 | 0.047232 | 0.048218 | 0.049231 | 0.050262 | 0.051358 | 0.052658 | 0.053776 | 0.054917 | 0.056083 | 0.057273
F5_Commercial_School (WA)_New_Space Heating_Natural Gas_Furnace_E2 | F5 | Commercial | School (WA) | New | Space Heating | Natural Gas | Furnace | E2 | Utility - Cost of Operation | 0.027063 | 0.027457 | 0.028015 | 0.028651 | 0.029373 | 0.030423 | 0.031496 | 0.032634 | 0.033705 | 0.034791 | 0.035742 | 0.036601 | 0.037554 | 0.038543 | 0.039449 | 0.040335 | 0.041146 | 0.041984 | 0.042861 | 0.043761 | 0.044678 | 0.045652 | 0.046807 | 0.047801 | 0.048815 | 0.049851 | 0.050909
F5_Commercial_School (WA)_New_Space Heating_Natural Gas_Furnace_E3 | F5 | Commercial | School (WA) | New | Space Heating | Natural Gas | Furnace | E3 | Utility - Cost of Operation | 0.025371 | 0.02574 | 0.026263 | 0.026859 | 0.027536 | 0.028521 | 0.029526 | 0.030593 | 0.031597 | 0.032615 | 0.033506 | 0.034312 | 0.035206 | 0.036133 | 0.036982 | 0.037812 | 0.038573 | 0.039358 | 0.04018 | 0.041024 | 0.041884 | 0.042797 | 0.04388 | 0.044811 | 0.045762 | 0.046734 | 0.047726
F5_Commercial_School (WA)_New_Space Heating_Natural Gas_Furnace_E4 | F5 | Commercial | School (WA) | New | Space Heating | Natural Gas | Furnace | E4 | Utility - Cost of Operation | 0 | 0 | 0 | 0 | 0 | 0 | 0 | 0 | 0 | 0 | 0 | 0 | 0 | 0 | 0 | 0 | 0 | 0 | 0 | 0 | 0 | 0 | 0 | 0 | 0 | 0 | 0
F5_Commercial_School (WA)_New_Space Heating_Natural Gas_Furnace_E5 | F5 | Commercial | School (WA) | New | Space Heating | Natural Gas | Furnace | E5 | Utility - Cost of Operation | 0 | 0 | 0 | 0 | 0 | 0 | 0 | 0 | 0 | 0 | 0 | 0 | 0 | 0 | 0 | 0 | 0 | 0 | 0 | 0 | 0 | 0 | 0 | 0 | 0 | 0 | 0
F5_Commercial_School (WA)_New_Space Heating_Natural Gas_Furnace_E6 | F5 | Commercial | School (WA) | New | Space Heating | Natural Gas | Furnace | E6 | Utility - Cost of Operation | 0 | 0 | 0 | 0 | 0 | 0 | 0 | 0 | 0 | 0 | 0 | 0 | 0 | 0 | 0 | 0 | 0 | 0 | 0 | 0 | 0 | 0 | 0 | 0 | 0 | 0 | 0
F5_Commercial_School (WA)_New_Space Heating_Natural Gas_Furnace_E7 | F5 | Commercial | School (WA) | New | Space Heating | Natural Gas | Furnace | E7 | Utility - Cost of Operation | 0 | 0 | 0 | 0 | 0 | 0 | 0 | 0 | 0 | 0 | 0 | 0 | 0 | 0 | 0 | 0 | 0 | 0 | 0 | 0 | 0 | 0 | 0 | 0 | 0 | 0 | 0
F5_Commercial_School (WA)_New_Space Heating_Natural Gas_Furnace_E8 | F5 | Commercial | School (WA) | New | Space Heating | Natural Gas | Furnace | E8 | Utility - Cost of Operation | 0 | 0 | 0 | 0 | 0 | 0 | 0 | 0 | 0 | 0 | 0 | 0 | 0 | 0 | 0 | 0 | 0 | 0 | 0 | 0 | 0 | 0 | 0 | 0 | 0 | 0 | 0
F5_Commercial_School (WA)_New_Space Heating_Natural Gas_Furnace_E9 | F5 | Commercial | School (WA) | New | Space Heating | Natural Gas | Furnace | E9 | Utility - Cost of Operation | 0 | 0 | 0 | 0 | 0 | 0 | 0 | 0 | 0 | 0 | 0 | 0 | 0 | 0 | 0 | 0 | 0 | 0 | 0 | 0 | 0 | 0 | 0 | 0 | 0 | 0 | 0
F5_Commercial_School (WA)_New_Space Heating_Natural Gas_Furnace_E10 | F5 | Commercial | School (WA) | New | Space Heating | Natural Gas | Furnace | E10 | Utility - Cost of Operation | 0 | 0 | 0 | 0 | 0 | 0 | 0 | 0 | 0 | 0 | 0 | 0 | 0 | 0 | 0 | 0 | 0 | 0 | 0 | 0 | 0 | 0 | 0 | 0 | 0 | 0 | 0
F6_Commercial_School (WA)_New_Space Heating_Natural Gas_Furnace_E1 | F6 | Commercial | School (WA) | New | Space Heating | Natural Gas | Furnace | E1 | Utility - Value of Sales | 0.035539 | 0.035834 | 0.036325 | 0.036893 | 0.037544 | 0.038604 | 0.039656 | 0.040755 | 0.04172 | 0.042657 | 0.043718 | 0.044645 | 0.045678 | 0.046741 | 0.047687 | 0.048596 | 0.049396 | 0.050213 | 0.05106 | 0.051918 | 0.052775 | 0.053926 | 0.055291 | 0.056464 | 0.057663 | 0.058887 | 0.060137
F6_Commercial_School (WA)_New_Space Heating_Natural Gas_Furnace_E2 | F6 | Commercial | School (WA) | New | Space Heating | Natural Gas | Furnace | E2 | Utility - Value of Sales | 0.03159 | 0.031852 | 0.032289 | 0.032794 | 0.033373 | 0.034315 | 0.03525 | 0.036227 | 0.037085 | 0.037917 | 0.038861 | 0.039685 | 0.040602 | 0.041548 | 0.042389 | 0.043196 | 0.043908 | 0.044634 | 0.045387 | 0.046149 | 0.046911 | 0.047934 | 0.049147 | 0.050191 | 0.051256 | 0.052344 | 0.053455
F6_Commercial_School (WA)_New_Space Heating_Natural Gas_Furnace_E3 | F6 | Commercial | School (WA) | New | Space Heating | Natural Gas | Furnace | E3 | Utility - Value of Sales | 0.029614 | 0.02986 | 0.03027 | 0.030743 | 0.031286 | 0.032169 | 0.033045 | 0.033962 | 0.034766 | 0.035546 | 0.036431 | 0.037203 | 0.038063 | 0.038949 | 0.039738 | 0.040495 | 0.041162 | 0.041843 | 0.042549 | 0.043263 | 0.043978 | 0.044937 | 0.046074 | 0.047052 | 0.048051 | 0.04907 | 0.050112
F6_Commercial_School (WA)_New_Space Heating_Natural Gas_Furnace_E4 | F6 | Commercial | School (WA) | New | Space Heating | Natural Gas | Furnace | E4 | Utility - Value of Sales | 0 | 0 | 0 | 0 | 0 | 0 | 0 | 0 | 0 | 0 | 0 | 0 | 0 | 0 | 0 | 0 | 0 | 0 | 0 | 0 | 0 | 0 | 0 | 0 | 0 | 0 | 0
F6_Commercial_School (WA)_New_Space Heating_Natural Gas_Furnace_E5 | F6 | Commercial | School (WA) | New | Space Heating | Natural Gas | Furnace | E5 | Utility - Value of Sales | 0 | 0 | 0 | 0 | 0 | 0 | 0 | 0 | 0 | 0 | 0 | 0 | 0 | 0 | 0 | 0 | 0 | 0 | 0 | 0 | 0 | 0 | 0 | 0 | 0 | 0 | 0
F6_Commercial_School (WA)_New_Space Heating_Natural Gas_Furnace_E6 | F6 | Commercial | School (WA) | New | Space Heating | Natural Gas | Furnace | E6 | Utility - Value of Sales | 0 | 0 | 0 | 0 | 0 | 0 | 0 | 0 | 0 | 0 | 0 | 0 | 0 | 0 | 0 | 0 | 0 | 0 | 0 | 0 | 0 | 0 | 0 | 0 | 0 | 0 | 0
F6_Commercial_School (WA)_New_Space Heating_Natural Gas_Furnace_E7 | F6 | Commercial | School (WA) | New | Space Heating | Natural Gas | Furnace | E7 | Utility - Value of Sales | 0 | 0 | 0 | 0 | 0 | 0 | 0 | 0 | 0 | 0 | 0 | 0 | 0 | 0 | 0 | 0 | 0 | 0 | 0 | 0 | 0 | 0 | 0 | 0 | 0 | 0 | 0
F6_Commercial_School (WA)_New_Space Heating_Natural Gas_Furnace_E8 | F6 | Commercial | School (WA) | New | Space Heating | Natural Gas | Furnace | E8 | Utility - Value of Sales | 0 | 0 | 0 | 0 | 0 | 0 | 0 | 0 | 0 | 0 | 0 | 0 | 0 | 0 | 0 | 0 | 0 | 0 | 0 | 0 | 0 | 0 | 0 | 0 | 0 | 0 | 0
F6_Commercial_School (WA)_New_Space Heating_Natural Gas_Furnace_E9 | F6 | Commercial | School (WA) | New | Space Heating | Natural Gas | Furnace | E9 | Utility - Value of Sales | 0 | 0 | 0 | 0 | 0 | 0 | 0 | 0 | 0 | 0 | 0 | 0 | 0 | 0 | 0 | 0 | 0 | 0 | 0 | 0 | 0 | 0 | 0 | 0 | 0 | 0 | 0
F6_Commercial_School (WA)_New_Space Heating_Natural Gas_Furnace_E10 | F6 | Commercial | School (WA) | New | Space Heating | Natural Gas | Furnace | E10 | Utility - Value of Sales | 0 | 0 | 0 | 0 | 0 | 0 | 0 | 0 | 0 | 0 | 0 | 0 | 0 | 0 | 0 | 0 | 0 | 0 | 0 | 0 | 0 | 0 | 0 | 0 | 0 | 0 | 0
F1_Commercial_School (WA)_New_Space Heating_Natural Gas_Boiler_E1 | F1 | Commercial | School (WA) | New | Space Heating | Natural Gas | Boiler | E1 | RVT - Cost of Equipment | 0.16911 | 0.16911 | 0.16911 | 0.16911 | 0.16911 | 0.16911 | 0.16911 | 0.16911 | 0.16911 | 0.16911 | 0.16911 | 0.16911 | 0.16911 | 0.16911 | 0.16911 | 0.16911 | 0.16911 | 0.16911 | 0.16911 | 0.16911 | 0.16911 | 0.16911 | 0.16911 | 0.16911 | 0.16911 | 0.16911 | 0.16911
F1_Commercial_School (WA)_New_Space Heating_Natural Gas_Boiler_E2 | F1 | Commercial | School (WA) | New | Space Heating | Natural Gas | Boiler | E2 | RVT - Cost of Equipment | 0.1762 | 0.1762 | 0.1762 | 0.1762 | 0.1762 | 0.1762 | 0.1762 | 0.1762 | 0.1762 | 0.1762 | 0.1762 | 0.1762 | 0.1762 | 0.1762 | 0.1762 | 0.1762 | 0.1762 | 0.1762 | 0.1762 | 0.1762 | 0.1762 | 0.1762 | 0.1762 | 0.1762 | 0.1762 | 0.1762 | 0.1762
F1_Commercial_School (WA)_New_Space Heating_Natural Gas_Boiler_E3 | F1 | Commercial | School (WA) | New | Space Heating | Natural Gas | Boiler | E3 | RVT - Cost of Equipment | 0.16449 | 0.16449 | 0.16449 | 0.16449 | 0.16449 | 0.16449 | 0.16449 | 0.16449 | 0.16449 | 0.16449 | 0.16449 | 0.16449 | 0.16449 | 0.16449 | 0.16449 | 0.16449 | 0.16449 | 0.16449 | 0.16449 | 0.16449 | 0.16449 | 0.16449 | 0.16449 | 0.16449 | 0.16449 | 0.16449 | 0.16449
F1_Commercial_School (WA)_New_Space Heating_Natural Gas_Boiler_E4 | F1 | Commercial | School (WA) | New | Space Heating | Natural Gas | Boiler | E4 | RVT - Cost of Equipment | 1.3565 | 1.3565 | 1.3565 | 1.3565 | 1.3565 | 1.3565 | 1.3565 | 1.3565 | 1.3565 | 1.3565 | 1.3565 | 1.3565 | 1.3565 | 1.3565 | 1.3565 | 1.3565 | 1.3565 | 1.3565 | 1.3565 | 1.3565 | 1.3565 | 1.3565 | 1.3565 | 1.3565 | 1.3565 | 1.3565 | 1.3565
F1_Commercial_School (WA)_New_Space Heating_Natural Gas_Boiler_E5 | F1 | Commercial | School (WA) | New | Space Heating | Natural Gas | Boiler | E5 | RVT - Cost of Equipment | 0 | 0 | 0 | 0 | 0 | 0 | 0 | 0 | 0 | 0 | 0 | 0 | 0 | 0 | 0 | 0 | 0 | 0 | 0 | 0 | 0 | 0 | 0 | 0 | 0 | 0 | 0
F1_Commercial_School (WA)_New_Space Heating_Natural Gas_Boiler_E6 | F1 | Commercial | School (WA) | New | Space Heating | Natural Gas | Boiler | E6 | RVT - Cost of Equipment | 0 | 0 | 0 | 0 | 0 | 0 | 0 | 0 | 0 | 0 | 0 | 0 | 0 | 0 | 0 | 0 | 0 | 0 | 0 | 0 | 0 | 0 | 0 | 0 | 0 | 0 | 0
F1_Commercial_School (WA)_New_Space Heating_Natural Gas_Boiler_E7 | F1 | Commercial | School (WA) | New | Space Heating | Natural Gas | Boiler | E7 | RVT - Cost of Equipment | 0 | 0 | 0 | 0 | 0 | 0 | 0 | 0 | 0 | 0 | 0 | 0 | 0 | 0 | 0 | 0 | 0 | 0 | 0 | 0 | 0 | 0 | 0 | 0 | 0 | 0 | 0
F1_Commercial_School (WA)_New_Space Heating_Natural Gas_Boiler_E8 | F1 | Commercial | School (WA) | New | Space Heating | Natural Gas | Boiler | E8 | RVT - Cost of Equipment | 0 | 0 | 0 | 0 | 0 | 0 | 0 | 0 | 0 | 0 | 0 | 0 | 0 | 0 | 0 | 0 | 0 | 0 | 0 | 0 | 0 | 0 | 0 | 0 | 0 | 0 | 0
F1_Commercial_School (WA)_New_Space Heating_Natural Gas_Boiler_E9 | F1 | Commercial | School (WA) | New | Space Heating | Natural Gas | Boiler | E9 | RVT - Cost of Equipment | 0 | 0 | 0 | 0 | 0 | 0 | 0 | 0 | 0 | 0 | 0 | 0 | 0 | 0 | 0 | 0 | 0 | 0 | 0 | 0 | 0 | 0 | 0 | 0 | 0 | 0 | 0
F1_Commercial_School (WA)_New_Space Heating_Natural Gas_Boiler_E10 | F1 | Commercial | School (WA) | New | Space Heating | Natural Gas | Boiler | E10 | RVT - Cost of Equipment | 0 | 0 | 0 | 0 | 0 | 0 | 0 | 0 | 0 | 0 | 0 | 0 | 0 | 0 | 0 | 0 | 0 | 0 | 0 | 0 | 0 | 0 | 0 | 0 | 0 | 0 | 0
F2_Commercial_School (WA)_New_Space Heating_Natural Gas_Boiler_E1 | F2 | Commercial | School (WA) | New | Space Heating | Natural Gas | Boiler | E1 | RVT - Cost of Operation | 0.089158 | 0.090232 | 0.091651 | 0.0932 | 0.094889 | 0.097273 | 0.099661 | 0.10216 | 0.10446 | 0.10674 | 0.10927 | 0.1116 | 0.11413 | 0.11671 | 0.11911 | 0.12146 | 0.12366 | 0.12589 | 0.1282 | 0.13054 | 0.1329 | 0.13576 | 0.13897 | 0.14186 | 0.14478 | 0.14701 | 0.14902
F2_Commercial_School (WA)_New_Space Heating_Natural Gas_Boiler_E2 | F2 | Commercial | School (WA) | New | Space Heating | Natural Gas | Boiler | E2 | RVT - Cost of Operation | 0.083915 | 0.084926 | 0.086262 | 0.087719 | 0.089309 | 0.091553 | 0.0938 | 0.09615 | 0.098315 | 0.10046 | 0.10284 | 0.10504 | 0.10742 | 0.10985 | 0.11211 | 0.11432 | 0.11638 | 0.11849 | 0.12066 | 0.12286 | 0.12509 | 0.12778 | 0.1308 | 0.13352 | 0.13627 | 0.13837 | 0.14026
F2_Commercial_School (WA)_New_Space Heating_Natural Gas_Boiler_E3 | F2 | Commercial | School (WA) | New | Space Heating | Natural Gas | Boiler | E3 | RVT - Cost of Operation | 0.073532 | 0.074418 | 0.075588 | 0.076866 | 0.078259 | 0.080225 | 0.082194 | 0.084253 | 0.08615 | 0.088033 | 0.090115 | 0.092042 | 0.094127 | 0.096254 | 0.098234 | 0.10018 | 0.10198 | 0.10383 | 0.10573 | 0.10766 | 0.10961 | 0.11197 | 0.11462 | 0.117 | 0.11941 | 0.12125 | 0.1229
F2_Commercial_School (WA)_New_Space Heating_Natural Gas_Boiler_E4 | F2 | Commercial | School (WA) | New | Space Heating | Natural Gas | Boiler | E4 | RVT - Cost of Operation | 0.046456 | 0.046842 | 0.047484 | 0.048226 | 0.049078 | 0.050463 | 0.051837 | 0.053275 | 0.054537 | 0.055761 | 0.057148 | 0.05836 | 0.059709 | 0.061099 | 0.062336 | 0.063524 | 0.06457 | 0.065638 | 0.066745 | 0.067866 | 0.068987 | 0.070492 | 0.072276 | 0.07381 | 0.075376 | 0.076976 | 0.07861
F2_Commercial_School (WA)_New_Space Heating_Natural Gas_Boiler_E5 | F2 | Commercial | School (WA) | New | Space Heating | Natural Gas | Boiler | E5 | RVT - Cost of Operation | 0 | 0 | 0 | 0 | 0 | 0 | 0 | 0 | 0 | 0 | 0 | 0 | 0 | 0 | 0 | 0 | 0 | 0 | 0 | 0 | 0 | 0 | 0 | 0 | 0 | 0 | 0
F2_Commercial_School (WA)_New_Space Heating_Natural Gas_Boiler_E6 | F2 | Commercial | School (WA) | New | Space Heating | Natural Gas | Boiler | E6 | RVT - Cost of Operation | 0 | 0 | 0 | 0 | 0 | 0 | 0 | 0 | 0 | 0 | 0 | 0 | 0 | 0 | 0 | 0 | 0 | 0 | 0 | 0 | 0 | 0 | 0 | 0 | 0 | 0 | 0
F2_Commercial_School (WA)_New_Space Heating_Natural Gas_Boiler_E7 | F2 | Commercial | School (WA) | New | Space Heating | Natural Gas | Boiler | E7 | RVT - Cost of Operation | 0 | 0 | 0 | 0 | 0 | 0 | 0 | 0 | 0 | 0 | 0 | 0 | 0 | 0 | 0 | 0 | 0 | 0 | 0 | 0 | 0 | 0 | 0 | 0 | 0 | 0 | 0
F2_Commercial_School (WA)_New_Space Heating_Natural Gas_Boiler_E8 | F2 | Commercial | School (WA) | New | Space Heating | Natural Gas | Boiler | E8 | RVT - Cost of Operation | 0 | 0 | 0 | 0 | 0 | 0 | 0 | 0 | 0 | 0 | 0 | 0 | 0 | 0 | 0 | 0 | 0 | 0 | 0 | 0 | 0 | 0 | 0 | 0 | 0 | 0 | 0
F2_Commercial_School (WA)_New_Space Heating_Natural Gas_Boiler_E9 | F2 | Commercial | School (WA) | New | Space Heating | Natural Gas | Boiler | E9 | RVT - Cost of Operation | 0 | 0 | 0 | 0 | 0 | 0 | 0 | 0 | 0 | 0 | 0 | 0 | 0 | 0 | 0 | 0 | 0 | 0 | 0 | 0 | 0 | 0 | 0 | 0 | 0 | 0 | 0
F2_Commercial_School (WA)_New_Space Heating_Natural Gas_Boiler_E10 | F2 | Commercial | School (WA) | New | Space Heating | Natural Gas | Boiler | E10 | RVT - Cost of Operation | 0 | 0 | 0 | 0 | 0 | 0 | 0 | 0 | 0 | 0 | 0 | 0 | 0 | 0 | 0 | 0 | 0 | 0 | 0 | 0 | 0 | 0 | 0 | 0 | 0 | 0 | 0
F3_Commercial_School (WA)_New_Space Heating_Natural Gas_Boiler_E1 | F3 | Commercial | School (WA) | New | Space Heating | Natural Gas | Boiler | E1 | System - kBTUs of Consumption | 17.5437 | 17.5212 | 17.5212 | 17.5212 | 17.5212 | 17.5212 | 17.5212 | 17.5212 | 17.5212 | 17.5212 | 17.5212 | 17.5212 | 17.5212 | 17.5212 | 17.5212 | 17.5212 | 17.5212 | 17.5212 | 17.5212 | 17.5212 | 17.5212 | 17.5212 | 17.5212 | 17.5212 | 17.5212 | 17.3049 | 17.0345
F3_Commercial_School (WA)_New_Space Heating_Natural Gas_Boiler_E2 | F3 | Commercial | School (WA) | New | Space Heating | Natural Gas | Boiler | E2 | System - kBTUs of Consumption | 16.512 | 16.4909 | 16.4909 | 16.4909 | 16.4909 | 16.4909 | 16.4909 | 16.4909 | 16.4909 | 16.4909 | 16.4909 | 16.4909 | 16.4909 | 16.4909 | 16.4909 | 16.4909 | 16.4909 | 16.4909 | 16.4909 | 16.4909 | 16.4909 | 16.4909 | 16.4909 | 16.4909 | 16.4909 | 16.2873 | 16.0328
F3_Commercial_School (WA)_New_Space Heating_Natural Gas_Boiler_E3 | F3 | Commercial | School (WA) | New | Space Heating | Natural Gas | Boiler | E3 | System - kBTUs of Consumption | 14.4689 | 14.4504 | 14.4504 | 14.4504 | 14.4504 | 14.4504 | 14.4504 | 14.4504 | 14.4504 | 14.4504 | 14.4504 | 14.4504 | 14.4504 | 14.4504 | 14.4504 | 14.4504 | 14.4504 | 14.4504 | 14.4504 | 14.4504 | 14.4504 | 14.4504 | 14.4504 | 14.4504 | 14.4504 | 14.272 | 14.049
F3_Commercial_School (WA)_New_Space Heating_Natural Gas_Boiler_E4 | F3 | Commercial | School (WA) | New | Space Heating | Natural Gas | Boiler | E4 | System - kBTUs of Consumption | 10.2232 | 10.1975 | 10.1975 | 10.1975 | 10.1975 | 10.1975 | 10.1975 | 10.1975 | 10.1975 | 10.1975 | 10.1975 | 10.1975 | 10.1975 | 10.1975 | 10.1975 | 10.1975 | 10.1975 | 10.1975 | 10.1975 | 10.1975 | 10.1975 | 10.1975 | 10.1975 | 10.1975 | 10.1975 | 10.1975 | 10.1975
F3_Commercial_School (WA)_New_Space Heating_Natural Gas_Boiler_E5 | F3 | Commercial | School (WA) | New | Space Heating | Natural Gas | Boiler | E5 | System - kBTUs of Consumption | 0 | 0 | 0 | 0 | 0 | 0 | 0 | 0 | 0 | 0 | 0 | 0 | 0 | 0 | 0 | 0 | 0 | 0 | 0 | 0 | 0 | 0 | 0 | 0 | 0 | 0 | 0
F3_Commercial_School (WA)_New_Space Heating_Natural Gas_Boiler_E6 | F3 | Commercial | School (WA) | New | Space Heating | Natural Gas | Boiler | E6 | System - kBTUs of Consumption | 0 | 0 | 0 | 0 | 0 | 0 | 0 | 0 | 0 | 0 | 0 | 0 | 0 | 0 | 0 | 0 | 0 | 0 | 0 | 0 | 0 | 0 | 0 | 0 | 0 | 0 | 0
F3_Commercial_School (WA)_New_Space Heating_Natural Gas_Boiler_E7 | F3 | Commercial | School (WA) | New | Space Heating | Natural Gas | Boiler | E7 | System - kBTUs of Consumption | 0 | 0 | 0 | 0 | 0 | 0 | 0 | 0 | 0 | 0 | 0 | 0 | 0 | 0 | 0 | 0 | 0 | 0 | 0 | 0 | 0 | 0 | 0 | 0 | 0 | 0 | 0
F3_Commercial_School (WA)_New_Space Heating_Natural Gas_Boiler_E8 | F3 | Commercial | School (WA) | New | Space Heating | Natural Gas | Boiler | E8 | System - kBTUs of Consumption | 0 | 0 | 0 | 0 | 0 | 0 | 0 | 0 | 0 | 0 | 0 | 0 | 0 | 0 | 0 | 0 | 0 | 0 | 0 | 0 | 0 | 0 | 0 | 0 | 0 | 0 | 0
F3_Commercial_School (WA)_New_Space Heating_Natural Gas_Boiler_E9 | F3 | Commercial | School (WA) | New | Space Heating | Natural Gas | Boiler | E9 | System - kBTUs of Consumption | 0 | 0 | 0 | 0 | 0 | 0 | 0 | 0 | 0 | 0 | 0 | 0 | 0 | 0 | 0 | 0 | 0 | 0 | 0 | 0 | 0 | 0 | 0 | 0 | 0 | 0 | 0
F3_Commercial_School (WA)_New_Space Heating_Natural Gas_Boiler_E10 | F3 | Commercial | School (WA) | New | Space Heating | Natural Gas | Boiler | E10 | System - kBTUs of Consumption | 0 | 0 | 0 | 0 | 0 | 0 | 0 | 0 | 0 | 0 | 0 | 0 | 0 | 0 | 0 | 0 | 0 | 0 | 0 | 0 | 0 | 0 | 0 | 0 | 0 | 0 | 0
F4_Commercial_School (WA)_New_Space Heating_Natural Gas_Boiler_E1 | F4 | Commercial | School (WA) | New | Space Heating | Natural Gas | Boiler | E1 | Utility - Cost of Equipment | 0.16911 | 0.16911 | 0.16911 | 0.16911 | 0.16911 | 0.16911 | 0.16911 | 0.16911 | 0.16911 | 0.16911 | 0.16911 | 0.16911 | 0.16911 | 0.16911 | 0.16911 | 0.16911 | 0.16911 | 0.16911 | 0.16911 | 0.16911 | 0.16911 | 0.16911 | 0.16911 | 0.16911 | 0.16911 | 0.16911 | 0.16911
F4_Commercial_School (WA)_New_Space Heating_Natural Gas_Boiler_E2 | F4 | Commercial | School (WA) | New | Space Heating | Natural Gas | Boiler | E2 | Utility - Cost of Equipment | 0.1762 | 0.1762 | 0.1762 | 0.1762 | 0.1762 | 0.1762 | 0.1762 | 0.1762 | 0.1762 | 0.1762 | 0.1762 | 0.1762 | 0.1762 | 0.1762 | 0.1762 | 0.1762 | 0.1762 | 0.1762 | 0.1762 | 0.1762 | 0.1762 | 0.1762 | 0.1762 | 0.1762 | 0.1762 | 0.1762 | 0.1762
F4_Commercial_School (WA)_New_Space Heating_Natural Gas_Boiler_E3 | F4 | Commercial | School (WA) | New | Space Heating | Natural Gas | Boiler | E3 | Utility - Cost of Equipment | 0.16449 | 0.16449 | 0.16449 | 0.16449 | 0.16449 | 0.16449 | 0.16449 | 0.16449 | 0.16449 | 0.16449 | 0.16449 | 0.16449 | 0.16449 | 0.16449 | 0.16449 | 0.16449 | 0.16449 | 0.16449 | 0.16449 | 0.16449 | 0.16449 | 0.16449 | 0.16449 | 0.16449 | 0.16449 | 0.16449 | 0.16449
F4_Commercial_School (WA)_New_Space Heating_Natural Gas_Boiler_E4 | F4 | Commercial | School (WA) | New | Space Heating | Natural Gas | Boiler | E4 | Utility - Cost of Equipment | 1.3565 | 1.3565 | 1.3565 | 1.3565 | 1.3565 | 1.3565 | 1.3565 | 1.3565 | 1.3565 | 1.3565 | 1.3565 | 1.3565 | 1.3565 | 1.3565 | 1.3565 | 1.3565 | 1.3565 | 1.3565 | 1.3565 | 1.3565 | 1.3565 | 1.3565 | 1.3565 | 1.3565 | 1.3565 | 1.3565 | 1.3565
F4_Commercial_School (WA)_New_Space Heating_Natural Gas_Boiler_E5 | F4 | Commercial | School (WA) | New | Space Heating | Natural Gas | Boiler | E5 | Utility - Cost of Equipment | 0 | 0 | 0 | 0 | 0 | 0 | 0 | 0 | 0 | 0 | 0 | 0 | 0 | 0 | 0 | 0 | 0 | 0 | 0 | 0 | 0 | 0 | 0 | 0 | 0 | 0 | 0
F4_Commercial_School (WA)_New_Space Heating_Natural Gas_Boiler_E6 | F4 | Commercial | School (WA) | New | Space Heating | Natural Gas | Boiler | E6 | Utility - Cost of Equipment | 0 | 0 | 0 | 0 | 0 | 0 | 0 | 0 | 0 | 0 | 0 | 0 | 0 | 0 | 0 | 0 | 0 | 0 | 0 | 0 | 0 | 0 | 0 | 0 | 0 | 0 | 0
F4_Commercial_School (WA)_New_Space Heating_Natural Gas_Boiler_E7 | F4 | Commercial | School (WA) | New | Space Heating | Natural Gas | Boiler | E7 | Utility - Cost of Equipment | 0 | 0 | 0 | 0 | 0 | 0 | 0 | 0 | 0 | 0 | 0 | 0 | 0 | 0 | 0 | 0 | 0 | 0 | 0 | 0 | 0 | 0 | 0 | 0 | 0 | 0 | 0
F4_Commercial_School (WA)_New_Space Heating_Natural Gas_Boiler_E8 | F4 | Commercial | School (WA) | New | Space Heating | Natural Gas | Boiler | E8 | Utility - Cost of Equipment | 0 | 0 | 0 | 0 | 0 | 0 | 0 | 0 | 0 | 0 | 0 | 0 | 0 | 0 | 0 | 0 | 0 | 0 | 0 | 0 | 0 | 0 | 0 | 0 | 0 | 0 | 0
F4_Commercial_School (WA)_New_Space Heating_Natural Gas_Boiler_E9 | F4 | Commercial | School (WA) | New | Space Heating | Natural Gas | Boiler | E9 | Utility - Cost of Equipment | 0 | 0 | 0 | 0 | 0 | 0 | 0 | 0 | 0 | 0 | 0 | 0 | 0 | 0 | 0 | 0 | 0 | 0 | 0 | 0 | 0 | 0 | 0 | 0 | 0 | 0 | 0
F4_Commercial_School (WA)_New_Space Heating_Natural Gas_Boiler_E10 | F4 | Commercial | School (WA) | New | Space Heating | Natural Gas | Boiler | E10 | Utility - Cost of Equipment | 0 | 0 | 0 | 0 | 0 | 0 | 0 | 0 | 0 | 0 | 0 | 0 | 0 | 0 | 0 | 0 | 0 | 0 | 0 | 0 | 0 | 0 | 0 | 0 | 0 | 0 | 0
F5_Commercial_School (WA)_New_Space Heating_Natural Gas_Boiler_E1 | F5 | Commercial | School (WA) | New | Space Heating | Natural Gas | Boiler | E1 | Utility - Cost of Operation | 0.078646 | 0.080018 | 0.081714 | 0.083558 | 0.08556 | 0.088187 | 0.090865 | 0.093685 | 0.096398 | 0.099155 | 0.10167 | 0.10404 | 0.1066 | 0.10922 | 0.1117 | 0.11417 | 0.1165 | 0.11891 | 0.12141 | 0.12397 | 0.12657 | 0.1293 | 0.13236 | 0.13511 | 0.13789 | 0.14001 | 0.14192
F5_Commercial_School (WA)_New_Space Heating_Natural Gas_Boiler_E2 | F5 | Commercial | School (WA) | New | Space Heating | Natural Gas | Boiler | E2 | Utility - Cost of Operation | 0.074021 | 0.075313 | 0.076909 | 0.078644 | 0.080529 | 0.083001 | 0.085522 | 0.088176 | 0.090729 | 0.093324 | 0.095695 | 0.097921 | 0.10033 | 0.1028 | 0.10513 | 0.10745 | 0.10965 | 0.11192 | 0.11427 | 0.11668 | 0.11913 | 0.12169 | 0.12457 | 0.12716 | 0.12978 | 0.13178 | 0.13358
F5_Commercial_School (WA)_New_Space Heating_Natural Gas_Boiler_E3 | F5 | Commercial | School (WA) | New | Space Heating | Natural Gas | Boiler | E3 | Utility - Cost of Operation | 0.064862 | 0.065994 | 0.067393 | 0.068913 | 0.070565 | 0.072731 | 0.07494 | 0.077266 | 0.079503 | 0.081777 | 0.083855 | 0.085805 | 0.087914 | 0.090078 | 0.092125 | 0.094156 | 0.096085 | 0.09807 | 0.10013 | 0.10224 | 0.10439 | 0.10663 | 0.10916 | 0.11143 | 0.11372 | 0.11547 | 0.11705
F5_Commercial_School (WA)_New_Space Heating_Natural Gas_Boiler_E4 | F5 | Commercial | School (WA) | New | Space Heating | Natural Gas | Boiler | E4 | Utility - Cost of Operation | 0.039799 | 0.040378 | 0.041198 | 0.042134 | 0.043196 | 0.04474 | 0.046317 | 0.047991 | 0.049566 | 0.051163 | 0.052561 | 0.053824 | 0.055227 | 0.056681 | 0.058013 | 0.059316 | 0.060509 | 0.061741 | 0.06303 | 0.064354 | 0.065702 | 0.067135 | 0.068834 | 0.070295 | 0.071787 | 0.073311 | 0.074867
F5_Commercial_School (WA)_New_Space Heating_Natural Gas_Boiler_E5 | F5 | Commercial | School (WA) | New | Space Heating | Natural Gas | Boiler | E5 | Utility - Cost of Operation | 0 | 0 | 0 | 0 | 0 | 0 | 0 | 0 | 0 | 0 | 0 | 0 | 0 | 0 | 0 | 0 | 0 | 0 | 0 | 0 | 0 | 0 | 0 | 0 | 0 | 0 | 0
F5_Commercial_School (WA)_New_Space Heating_Natural Gas_Boiler_E6 | F5 | Commercial | School (WA) | New | Space Heating | Natural Gas | Boiler | E6 | Utility - Cost of Operation | 0 | 0 | 0 | 0 | 0 | 0 | 0 | 0 | 0 | 0 | 0 | 0 | 0 | 0 | 0 | 0 | 0 | 0 | 0 | 0 | 0 | 0 | 0 | 0 | 0 | 0 | 0
F5_Commercial_School (WA)_New_Space Heating_Natural Gas_Boiler_E7 | F5 | Commercial | School (WA) | New | Space Heating | Natural Gas | Boiler | E7 | Utility - Cost of Operation | 0 | 0 | 0 | 0 | 0 | 0 | 0 | 0 | 0 | 0 | 0 | 0 | 0 | 0 | 0 | 0 | 0 | 0 | 0 | 0 | 0 | 0 | 0 | 0 | 0 | 0 | 0
F5_Commercial_School (WA)_New_Space Heating_Natural Gas_Boiler_E8 | F5 | Commercial | School (WA) | New | Space Heating | Natural Gas | Boiler | E8 | Utility - Cost of Operation | 0 | 0 | 0 | 0 | 0 | 0 | 0 | 0 | 0 | 0 | 0 | 0 | 0 | 0 | 0 | 0 | 0 | 0 | 0 | 0 | 0 | 0 | 0 | 0 | 0 | 0 | 0
F5_Commercial_School (WA)_New_Space Heating_Natural Gas_Boiler_E9 | F5 | Commercial | School (WA) | New | Space Heating | Natural Gas | Boiler | E9 | Utility - Cost of Operation | 0 | 0 | 0 | 0 | 0 | 0 | 0 | 0 | 0 | 0 | 0 | 0 | 0 | 0 | 0 | 0 | 0 | 0 | 0 | 0 | 0 | 0 | 0 | 0 | 0 | 0 | 0
F5_Commercial_School (WA)_New_Space Heating_Natural Gas_Boiler_E10 | F5 | Commercial | School (WA) | New | Space Heating | Natural Gas | Boiler | E10 | Utility - Cost of Operation | 0 | 0 | 0 | 0 | 0 | 0 | 0 | 0 | 0 | 0 | 0 | 0 | 0 | 0 | 0 | 0 | 0 | 0 | 0 | 0 | 0 | 0 | 0 | 0 | 0 | 0 | 0
F6_Commercial_School (WA)_New_Space Heating_Natural Gas_Boiler_E1 | F6 | Commercial | School (WA) | New | Space Heating | Natural Gas | Boiler | E1 | Utility - Value of Sales | 0.089158 | 0.090232 | 0.091651 | 0.0932 | 0.094889 | 0.097273 | 0.099661 | 0.10216 | 0.10446 | 0.10674 | 0.10927 | 0.1116 | 0.11413 | 0.11671 | 0.11911 | 0.12146 | 0.12366 | 0.12589 | 0.1282 | 0.13054 | 0.1329 | 0.13576 | 0.13897 | 0.14186 | 0.14478 | 0.14701 | 0.14902
F6_Commercial_School (WA)_New_Space Heating_Natural Gas_Boiler_E2 | F6 | Commercial | School (WA) | New | Space Heating | Natural Gas | Boiler | E2 | Utility - Value of Sales | 0.083915 | 0.084926 | 0.086262 | 0.087719 | 0.089309 | 0.091553 | 0.0938 | 0.09615 | 0.098315 | 0.10046 | 0.10284 | 0.10504 | 0.10742 | 0.10985 | 0.11211 | 0.11432 | 0.11638 | 0.11849 | 0.12066 | 0.12286 | 0.12509 | 0.12778 | 0.1308 | 0.13352 | 0.13627 | 0.13837 | 0.14026
F6_Commercial_School (WA)_New_Space Heating_Natural Gas_Boiler_E3 | F6 | Commercial | School (WA) | New | Space Heating | Natural Gas | Boiler | E3 | Utility - Value of Sales | 0.073532 | 0.074418 | 0.075588 | 0.076866 | 0.078259 | 0.080225 | 0.082194 | 0.084253 | 0.08615 | 0.088033 | 0.090115 | 0.092042 | 0.094127 | 0.096254 | 0.098234 | 0.10018 | 0.10198 | 0.10383 | 0.10573 | 0.10766 | 0.10961 | 0.11197 | 0.11462 | 0.117 | 0.11941 | 0.12125 | 0.1229
F6_Commercial_School (WA)_New_Space Heating_Natural Gas_Boiler_E4 | F6 | Commercial | School (WA) | New | Space Heating | Natural Gas | Boiler | E4 | Utility - Value of Sales | 0.046456 | 0.046842 | 0.047484 | 0.048226 | 0.049078 | 0.050463 | 0.051837 | 0.053275 | 0.054537 | 0.055761 | 0.057148 | 0.05836 | 0.059709 | 0.061099 | 0.062336 | 0.063524 | 0.06457 | 0.065638 | 0.066745 | 0.067866 | 0.068987 | 0.070492 | 0.072276 | 0.07381 | 0.075376 | 0.076976 | 0.07861
F6_Commercial_School (WA)_New_Space Heating_Natural Gas_Boiler_E5 | F6 | Commercial | School (WA) | New | Space Heating | Natural Gas | Boiler | E5 | Utility - Value of Sales | 0 | 0 | 0 | 0 | 0 | 0 | 0 | 0 | 0 | 0 | 0 | 0 | 0 | 0 | 0 | 0 | 0 | 0 | 0 | 0 | 0 | 0 | 0 | 0 | 0 | 0 | 0
F6_Commercial_School (WA)_New_Space Heating_Natural Gas_Boiler_E6 | F6 | Commercial | School (WA) | New | Space Heating | Natural Gas | Boiler | E6 | Utility - Value of Sales | 0 | 0 | 0 | 0 | 0 | 0 | 0 | 0 | 0 | 0 | 0 | 0 | 0 | 0 | 0 | 0 | 0 | 0 | 0 | 0 | 0 | 0 | 0 | 0 | 0 | 0 | 0
F6_Commercial_School (WA)_New_Space Heating_Natural Gas_Boiler_E7 | F6 | Commercial | School (WA) | New | Space Heating | Natural Gas | Boiler | E7 | Utility - Value of Sales | 0 | 0 | 0 | 0 | 0 | 0 | 0 | 0 | 0 | 0 | 0 | 0 | 0 | 0 | 0 | 0 | 0 | 0 | 0 | 0 | 0 | 0 | 0 | 0 | 0 | 0 | 0
F6_Commercial_School (WA)_New_Space Heating_Natural Gas_Boiler_E8 | F6 | Commercial | School (WA) | New | Space Heating | Natural Gas | Boiler | E8 | Utility - Value of Sales | 0 | 0 | 0 | 0 | 0 | 0 | 0 | 0 | 0 | 0 | 0 | 0 | 0 | 0 | 0 | 0 | 0 | 0 | 0 | 0 | 0 | 0 | 0 | 0 | 0 | 0 | 0
F6_Commercial_School (WA)_New_Space Heating_Natural Gas_Boiler_E9 | F6 | Commercial | School (WA) | New | Space Heating | Natural Gas | Boiler | E9 | Utility - Value of Sales | 0 | 0 | 0 | 0 | 0 | 0 | 0 | 0 | 0 | 0 | 0 | 0 | 0 | 0 | 0 | 0 | 0 | 0 | 0 | 0 | 0 | 0 | 0 | 0 | 0 | 0 | 0
F6_Commercial_School (WA)_New_Space Heating_Natural Gas_Boiler_E10 | F6 | Commercial | School (WA) | New | Space Heating | Natural Gas | Boiler | E10 | Utility - Value of Sales | 0 | 0 | 0 | 0 | 0 | 0 | 0 | 0 | 0 | 0 | 0 | 0 | 0 | 0 | 0 | 0 | 0 | 0 | 0 | 0 | 0 | 0 | 0 | 0 | 0 | 0 | 0
F1_Commercial_School (WA)_New_Space Heating_Natural Gas_Unit Heater_E1 | F1 | Commercial | School (WA) | New | Space Heating | Natural Gas | Unit Heater | E1 | RVT - Cost of Equipment | 9.5119e-05 | 9.5119e-05 | 9.5119e-05 | 9.5119e-05 | 9.5119e-05 | 9.5119e-05 | 9.5119e-05 | 9.5119e-05 | 9.5119e-05 | 9.5119e-05 | 9.5119e-05 | 9.5119e-05 | 9.5119e-05 | 9.5119e-05 | 9.5119e-05 | 9.5119e-05 | 9.5119e-05 | 9.5119e-05 | 9.5119e-05 | 9.5119e-05 | 9.5119e-05 | 9.5119e-05 | 9.5119e-05 | 9.5119e-05 | 9.5119e-05 | 9.5119e-05 | 9.5119e-05
F1_Commercial_School (WA)_New_Space Heating_Natural Gas_Unit Heater_E2 | F1 | Commercial | School (WA) | New | Space Heating | Natural Gas | Unit Heater | E2 | RVT - Cost of Equipment | 0.00020861 | 0.00020861 | 0.00020861 | 0.00020861 | 0.00020861 | 0.00020861 | 0.00020861 | 0.00020861 | 0.00020861 | 0.00020861 | 0.00020861 | 0.00020861 | 0.00020861 | 0.00020861 | 0.00020861 | 0.00020861 | 0.00020861 | 0.00020861 | 0.00020861 | 0.00020861 | 0.00020861 | 0.00020861 | 0.00020861 | 0.00020861 | 0.00020861 | 0.00020861 | 0.00020861
F1_Commercial_School (WA)_New_Space Heating_Natural Gas_Unit Heater_E3 | F1 | Commercial | School (WA) | New | Space Heating | Natural Gas | Unit Heater | E3 | RVT - Cost of Equipment | 0.00013229 | 0.00013229 | 0.00013229 | 0.00013229 | 0.00013229 | 0.00013229 | 0.00013229 | 0.00013229 | 0.00013229 | 0.00013229 | 0.00013229 | 0.00013229 | 0.00013229 | 0.00013229 | 0.00013229 | 0.00013229 | 0.00013229 | 0.00013229 | 0.00013229 | 0.00013229 | 0.00013229 | 0.00013229 | 0.00013229 | 0.00013229 | 0.00013229 | 0.00013229 | 0.00013229
F1_Commercial_School (WA)_New_Space Heating_Natural Gas_Unit Heater_E4 | F1 | Commercial | School (WA) | New | Space Heating | Natural Gas | Unit Heater | E4 | RVT - Cost of Equipment | 0 | 0 | 0 | 0 | 0 | 0 | 0 | 0 | 0 | 0 | 0 | 0 | 0 | 0 | 0 | 0 | 0 | 0 | 0 | 0 | 0 | 0 | 0 | 0 | 0 | 0 | 0
F1_Commercial_School (WA)_New_Space Heating_Natural Gas_Unit Heater_E5 | F1 | Commercial | School (WA) | New | Space Heating | Natural Gas | Unit Heater | E5 | RVT - Cost of Equipment | 0 | 0 | 0 | 0 | 0 | 0 | 0 | 0 | 0 | 0 | 0 | 0 | 0 | 0 | 0 | 0 | 0 | 0 | 0 | 0 | 0 | 0 | 0 | 0 | 0 | 0 | 0
F1_Commercial_School (WA)_New_Space Heating_Natural Gas_Unit Heater_E6 | F1 | Commercial | School (WA) | New | Space Heating | Natural Gas | Unit Heater | E6 | RVT - Cost of Equipment | 0 | 0 | 0 | 0 | 0 | 0 | 0 | 0 | 0 | 0 | 0 | 0 | 0 | 0 | 0 | 0 | 0 | 0 | 0 | 0 | 0 | 0 | 0 | 0 | 0 | 0 | 0
F1_Commercial_School (WA)_New_Space Heating_Natural Gas_Unit Heater_E7 | F1 | Commercial | School (WA) | New | Space Heating | Natural Gas | Unit Heater | E7 | RVT - Cost of Equipment | 0 | 0 | 0 | 0 | 0 | 0 | 0 | 0 | 0 | 0 | 0 | 0 | 0 | 0 | 0 | 0 | 0 | 0 | 0 | 0 | 0 | 0 | 0 | 0 | 0 | 0 | 0
F1_Commercial_School (WA)_New_Space Heating_Natural Gas_Unit Heater_E8 | F1 | Commercial | School (WA) | New | Space Heating | Natural Gas | Unit Heater | E8 | RVT - Cost of Equipment | 0 | 0 | 0 | 0 | 0 | 0 | 0 | 0 | 0 | 0 | 0 | 0 | 0 | 0 | 0 | 0 | 0 | 0 | 0 | 0 | 0 | 0 | 0 | 0 | 0 | 0 | 0
F1_Commercial_School (WA)_New_Space Heating_Natural Gas_Unit Heater_E9 | F1 | Commercial | School (WA) | New | Space Heating | Natural Gas | Unit Heater | E9 | RVT - Cost of Equipment | 0 | 0 | 0 | 0 | 0 | 0 | 0 | 0 | 0 | 0 | 0 | 0 | 0 | 0 | 0 | 0 | 0 | 0 | 0 | 0 | 0 | 0 | 0 | 0 | 0 | 0 | 0
F1_Commercial_School (WA)_New_Space Heating_Natural Gas_Unit Heater_E10 | F1 | Commercial | School (WA) | New | Space Heating | Natural Gas | Unit Heater | E10 | RVT - Cost of Equipment | 0 | 0 | 0 | 0 | 0 | 0 | 0 | 0 | 0 | 0 | 0 | 0 | 0 | 0 | 0 | 0 | 0 | 0 | 0 | 0 | 0 | 0 | 0 | 0 | 0 | 0 | 0
F2_Commercial_School (WA)_New_Space Heating_Natural Gas_Unit Heater_E1 | F2 | Commercial | School (WA) | New | Space Heating | Natural Gas | Unit Heater | E1 | RVT - Cost of Operation | 0.021139 | 0.021362 | 0.02168 | 0.022031 | 0.022418 | 0.023003 | 0.023582 | 0.024191 | 0.024743 | 0.025287 | 0.0259 | 0.026455 | 0.027063 | 0.027683 | 0.028249 | 0.028797 | 0.029295 | 0.029803 | 0.030329 | 0.030861 | 0.031396 | 0.032078 | 0.032867 | 0.033564 | 0.034277 | 0.035004 | 0.035747
F2_Commercial_School (WA)_New_Space Heating_Natural Gas_Unit Heater_E2 | F2 | Commercial | School (WA) | New | Space Heating | Natural Gas | Unit Heater | E2 | RVT - Cost of Operation | 0.018801 | 0.018999 | 0.019283 | 0.019595 | 0.019939 | 0.020459 | 0.020974 | 0.021516 | 0.022007 | 0.022491 | 0.023036 | 0.02353 | 0.02407 | 0.024622 | 0.025125 | 0.025613 | 0.026056 | 0.026508 | 0.026975 | 0.027449 | 0.027925 | 0.028531 | 0.029232 | 0.029853 | 0.030487 | 0.031134 | 0.031794
F2_Commercial_School (WA)_New_Space Heating_Natural Gas_Unit Heater_E3 | F2 | Commercial | School (WA) | New | Space Heating | Natural Gas | Unit Heater | E3 | RVT - Cost of Operation | 0.017964 | 0.018113 | 0.018362 | 0.018649 | 0.018978 | 0.019514 | 0.020045 | 0.020601 | 0.021089 | 0.021562 | 0.022099 | 0.022567 | 0.023089 | 0.023627 | 0.024105 | 0.024564 | 0.024969 | 0.025382 | 0.02581 | 0.026243 | 0.026677 | 0.027259 | 0.027949 | 0.028542 | 0.029148 | 0.029766 | 0.030398
F2_Commercial_School (WA)_New_Space Heating_Natural Gas_Unit Heater_E4 | F2 | Commercial | School (WA) | New | Space Heating | Natural Gas | Unit Heater | E4 | RVT - Cost of Operation | 0 | 0 | 0 | 0 | 0 | 0 | 0 | 0 | 0 | 0 | 0 | 0 | 0 | 0 | 0 | 0 | 0 | 0 | 0 | 0 | 0 | 0 | 0 | 0 | 0 | 0 | 0
F2_Commercial_School (WA)_New_Space Heating_Natural Gas_Unit Heater_E5 | F2 | Commercial | School (WA) | New | Space Heating | Natural Gas | Unit Heater | E5 | RVT - Cost of Operation | 0 | 0 | 0 | 0 | 0 | 0 | 0 | 0 | 0 | 0 | 0 | 0 | 0 | 0 | 0 | 0 | 0 | 0 | 0 | 0 | 0 | 0 | 0 | 0 | 0 | 0 | 0
F2_Commercial_School (WA)_New_Space Heating_Natural Gas_Unit Heater_E6 | F2 | Commercial | School (WA) | New | Space Heating | Natural Gas | Unit Heater | E6 | RVT - Cost of Operation | 0 | 0 | 0 | 0 | 0 | 0 | 0 | 0 | 0 | 0 | 0 | 0 | 0 | 0 | 0 | 0 | 0 | 0 | 0 | 0 | 0 | 0 | 0 | 0 | 0 | 0 | 0
F2_Commercial_School (WA)_New_Space Heating_Natural Gas_Unit Heater_E7 | F2 | Commercial | School (WA) | New | Space Heating | Natural Gas | Unit Heater | E7 | RVT - Cost of Operation | 0 | 0 | 0 | 0 | 0 | 0 | 0 | 0 | 0 | 0 | 0 | 0 | 0 | 0 | 0 | 0 | 0 | 0 | 0 | 0 | 0 | 0 | 0 | 0 | 0 | 0 | 0
F2_Commercial_School (WA)_New_Space Heating_Natural Gas_Unit Heater_E8 | F2 | Commercial | School (WA) | New | Space Heating | Natural Gas | Unit Heater | E8 | RVT - Cost of Operation | 0 | 0 | 0 | 0 | 0 | 0 | 0 | 0 | 0 | 0 | 0 | 0 | 0 | 0 | 0 | 0 | 0 | 0 | 0 | 0 | 0 | 0 | 0 | 0 | 0 | 0 | 0
F2_Commercial_School (WA)_New_Space Heating_Natural Gas_Unit Heater_E9 | F2 | Commercial | School (WA) | New | Space Heating | Natural Gas | Unit Heater | E9 | RVT - Cost of Operation | 0 | 0 | 0 | 0 | 0 | 0 | 0 | 0 | 0 | 0 | 0 | 0 | 0 | 0 | 0 | 0 | 0 | 0 | 0 | 0 | 0 | 0 | 0 | 0 | 0 | 0 | 0
F2_Commercial_School (WA)_New_Space Heating_Natural Gas_Unit Heater_E10 | F2 | Commercial | School (WA) | New | Space Heating | Natural Gas | Unit Heater | E10 | RVT - Cost of Operation | 0 | 0 | 0 | 0 | 0 | 0 | 0 | 0 | 0 | 0 | 0 | 0 | 0 | 0 | 0 | 0 | 0 | 0 | 0 | 0 | 0 | 0 | 0 | 0 | 0 | 0 | 0
F3_Commercial_School (WA)_New_Space Heating_Natural Gas_Unit Heater_E1 | F3 | Commercial | School (WA) | New | Space Heating | Natural Gas | Unit Heater | E1 | System - kBTUs of Consumption | 4.4661 | 4.4577 | 4.4577 | 4.4577 | 4.4577 | 4.4577 | 4.4577 | 4.4577 | 4.4577 | 4.4577 | 4.4577 | 4.4577 | 4.4577 | 4.4577 | 4.4577 | 4.4577 | 4.4577 | 4.4577 | 4.4577 | 4.4577 | 4.4577 | 4.4577 | 4.4577 | 4.4577 | 4.4577 | 4.4577 | 4.4577
F3_Commercial_School (WA)_New_Space Heating_Natural Gas_Unit Heater_E2 | F3 | Commercial | School (WA) | New | Space Heating | Natural Gas | Unit Heater | E2 | System - kBTUs of Consumption | 3.9722 | 3.9648 | 3.9648 | 3.9648 | 3.9648 | 3.9648 | 3.9648 | 3.9648 | 3.9648 | 3.9648 | 3.9648 | 3.9648 | 3.9648 | 3.9648 | 3.9648 | 3.9648 | 3.9648 | 3.9648 | 3.9648 | 3.9648 | 3.9648 | 3.9648 | 3.9648 | 3.9648 | 3.9648 | 3.9648 | 3.9648
F3_Commercial_School (WA)_New_Space Heating_Natural Gas_Unit Heater_E3 | F3 | Commercial | School (WA) | New | Space Heating | Natural Gas | Unit Heater | E3 | System - kBTUs of Consumption | 3.9533 | 3.9433 | 3.9433 | 3.9433 | 3.9433 | 3.9433 | 3.9433 | 3.9433 | 3.9433 | 3.9433 | 3.9433 | 3.9433 | 3.9433 | 3.9433 | 3.9433 | 3.9433 | 3.9433 | 3.9433 | 3.9433 | 3.9433 | 3.9433 | 3.9433 | 3.9433 | 3.9433 | 3.9433 | 3.9433 | 3.9433
F3_Commercial_School (WA)_New_Space Heating_Natural Gas_Unit Heater_E4 | F3 | Commercial | School (WA) | New | Space Heating | Natural Gas | Unit Heater | E4 | System - kBTUs of Consumption | 0 | 0 | 0 | 0 | 0 | 0 | 0 | 0 | 0 | 0 | 0 | 0 | 0 | 0 | 0 | 0 | 0 | 0 | 0 | 0 | 0 | 0 | 0 | 0 | 0 | 0 | 0
F3_Commercial_School (WA)_New_Space Heating_Natural Gas_Unit Heater_E5 | F3 | Commercial | School (WA) | New | Space Heating | Natural Gas | Unit Heater | E5 | System - kBTUs of Consumption | 0 | 0 | 0 | 0 | 0 | 0 | 0 | 0 | 0 | 0 | 0 | 0 | 0 | 0 | 0 | 0 | 0 | 0 | 0 | 0 | 0 | 0 | 0 | 0 | 0 | 0 | 0
F3_Commercial_School (WA)_New_Space Heating_Natural Gas_Unit Heater_E6 | F3 | Commercial | School (WA) | New | Space Heating | Natural Gas | Unit Heater | E6 | System - kBTUs of Consumption | 0 | 0 | 0 | 0 | 0 | 0 | 0 | 0 | 0 | 0 | 0 | 0 | 0 | 0 | 0 | 0 | 0 | 0 | 0 | 0 | 0 | 0 | 0 | 0 | 0 | 0 | 0
F3_Commercial_School (WA)_New_Space Heating_Natural Gas_Unit Heater_E7 | F3 | Commercial | School (WA) | New | Space Heating | Natural Gas | Unit Heater | E7 | System - kBTUs of Consumption | 0 | 0 | 0 | 0 | 0 | 0 | 0 | 0 | 0 | 0 | 0 | 0 | 0 | 0 | 0 | 0 | 0 | 0 | 0 | 0 | 0 | 0 | 0 | 0 | 0 | 0 | 0
F3_Commercial_School (WA)_New_Space Heating_Natural Gas_Unit Heater_E8 | F3 | Commercial | School (WA) | New | Space Heating | Natural Gas | Unit Heater | E8 | System - kBTUs of Consumption | 0 | 0 | 0 | 0 | 0 | 0 | 0 | 0 | 0 | 0 | 0 | 0 | 0 | 0 | 0 | 0 | 0 | 0 | 0 | 0 | 0 | 0 | 0 | 0 | 0 | 0 | 0
F3_Commercial_School (WA)_New_Space Heating_Natural Gas_Unit Heater_E9 | F3 | Commercial | School (WA) | New | Space Heating | Natural Gas | Unit Heater | E9 | System - kBTUs of Consumption | 0 | 0 | 0 | 0 | 0 | 0 | 0 | 0 | 0 | 0 | 0 | 0 | 0 | 0 | 0 | 0 | 0 | 0 | 0 | 0 | 0 | 0 | 0 | 0 | 0 | 0 | 0
F3_Commercial_School (WA)_New_Space Heating_Natural Gas_Unit Heater_E10 | F3 | Commercial | School (WA) | New | Space Heating | Natural Gas | Unit Heater | E10 | System - kBTUs of Consumption | 0 | 0 | 0 | 0 | 0 | 0 | 0 | 0 | 0 | 0 | 0 | 0 | 0 | 0 | 0 | 0 | 0 | 0 | 0 | 0 | 0 | 0 | 0 | 0 | 0 | 0 | 0
F4_Commercial_School (WA)_New_Space Heating_Natural Gas_Unit Heater_E1 | F4 | Commercial | School (WA) | New | Space Heating | Natural Gas | Unit Heater | E1 | Utility - Cost of Equipment | 9.5119e-05 | 9.5119e-05 | 9.5119e-05 | 9.5119e-05 | 9.5119e-05 | 9.5119e-05 | 9.5119e-05 | 9.5119e-05 | 9.5119e-05 | 9.5119e-05 | 9.5119e-05 | 9.5119e-05 | 9.5119e-05 | 9.5119e-05 | 9.5119e-05 | 9.5119e-05 | 9.5119e-05 | 9.5119e-05 | 9.5119e-05 | 9.5119e-05 | 9.5119e-05 | 9.5119e-05 | 9.5119e-05 | 9.5119e-05 | 9.5119e-05 | 9.5119e-05 | 9.5119e-05
F4_Commercial_School (WA)_New_Space Heating_Natural Gas_Unit Heater_E2 | F4 | Commercial | School (WA) | New | Space Heating | Natural Gas | Unit Heater | E2 | Utility - Cost of Equipment | 0.00020861 | 0.00020861 | 0.00020861 | 0.00020861 | 0.00020861 | 0.00020861 | 0.00020861 | 0.00020861 | 0.00020861 | 0.00020861 | 0.00020861 | 0.00020861 | 0.00020861 | 0.00020861 | 0.00020861 | 0.00020861 | 0.00020861 | 0.00020861 | 0.00020861 | 0.00020861 | 0.00020861 | 0.00020861 | 0.00020861 | 0.00020861 | 0.00020861 | 0.00020861 | 0.00020861
F4_Commercial_School (WA)_New_Space Heating_Natural Gas_Unit Heater_E3 | F4 | Commercial | School (WA) | New | Space Heating | Natural Gas | Unit Heater | E3 | Utility - Cost of Equipment | 0.00013229 | 0.00013229 | 0.00013229 | 0.00013229 | 0.00013229 | 0.00013229 | 0.00013229 | 0.00013229 | 0.00013229 | 0.00013229 | 0.00013229 | 0.00013229 | 0.00013229 | 0.00013229 | 0.00013229 | 0.00013229 | 0.00013229 | 0.00013229 | 0.00013229 | 0.00013229 | 0.00013229 | 0.00013229 | 0.00013229 | 0.00013229 | 0.00013229 | 0.00013229 | 0.00013229
F4_Commercial_School (WA)_New_Space Heating_Natural Gas_Unit Heater_E4 | F4 | Commercial | School (WA) | New | Space Heating | Natural Gas | Unit Heater | E4 | Utility - Cost of Equipment | 0 | 0 | 0 | 0 | 0 | 0 | 0 | 0 | 0 | 0 | 0 | 0 | 0 | 0 | 0 | 0 | 0 | 0 | 0 | 0 | 0 | 0 | 0 | 0 | 0 | 0 | 0
F4_Commercial_School (WA)_New_Space Heating_Natural Gas_Unit Heater_E5 | F4 | Commercial | School (WA) | New | Space Heating | Natural Gas | Unit Heater | E5 | Utility - Cost of Equipment | 0 | 0 | 0 | 0 | 0 | 0 | 0 | 0 | 0 | 0 | 0 | 0 | 0 | 0 | 0 | 0 | 0 | 0 | 0 | 0 | 0 | 0 | 0 | 0 | 0 | 0 | 0
F4_Commercial_School (WA)_New_Space Heating_Natural Gas_Unit Heater_E6 | F4 | Commercial | School (WA) | New | Space Heating | Natural Gas | Unit Heater | E6 | Utility - Cost of Equipment | 0 | 0 | 0 | 0 | 0 | 0 | 0 | 0 | 0 | 0 | 0 | 0 | 0 | 0 | 0 | 0 | 0 | 0 | 0 | 0 | 0 | 0 | 0 | 0 | 0 | 0 | 0
F4_Commercial_School (WA)_New_Space Heating_Natural Gas_Unit Heater_E7 | F4 | Commercial | School (WA) | New | Space Heating | Natural Gas | Unit Heater | E7 | Utility - Cost of Equipment | 0 | 0 | 0 | 0 | 0 | 0 | 0 | 0 | 0 | 0 | 0 | 0 | 0 | 0 | 0 | 0 | 0 | 0 | 0 | 0 | 0 | 0 | 0 | 0 | 0 | 0 | 0
F4_Commercial_School (WA)_New_Space Heating_Natural Gas_Unit Heater_E8 | F4 | Commercial | School (WA) | New | Space Heating | Natural Gas | Unit Heater | E8 | Utility - Cost of Equipment | 0 | 0 | 0 | 0 | 0 | 0 | 0 | 0 | 0 | 0 | 0 | 0 | 0 | 0 | 0 | 0 | 0 | 0 | 0 | 0 | 0 | 0 | 0 | 0 | 0 | 0 | 0
F4_Commercial_School (WA)_New_Space Heating_Natural Gas_Unit Heater_E9 | F4 | Commercial | School (WA) | New | Space Heating | Natural Gas | Unit Heater | E9 | Utility - Cost of Equipment | 0 | 0 | 0 | 0 | 0 | 0 | 0 | 0 | 0 | 0 | 0 | 0 | 0 | 0 | 0 | 0 | 0 | 0 | 0 | 0 | 0 | 0 | 0 | 0 | 0 | 0 | 0
F4_Commercial_School (WA)_New_Space Heating_Natural Gas_Unit Heater_E10 | F4 | Commercial | School (WA) | New | Space Heating | Natural Gas | Unit Heater | E10 | Utility - Cost of Equipment | 0 | 0 | 0 | 0 | 0 | 0 | 0 | 0 | 0 | 0 | 0 | 0 | 0 | 0 | 0 | 0 | 0 | 0 | 0 | 0 | 0 | 0 | 0 | 0 | 0 | 0 | 0
F5_Commercial_School (WA)_New_Space Heating_Natural Gas_Unit Heater_E1 | F5 | Commercial | School (WA) | New | Space Heating | Natural Gas | Unit Heater | E1 | Utility - Cost of Operation | 0.018338 | 0.01864 | 0.019033 | 0.019466 | 0.019944 | 0.020602 | 0.021272 | 0.021981 | 0.02266 | 0.023349 | 0.023967 | 0.024536 | 0.025159 | 0.025799 | 0.026395 | 0.026982 | 0.02753 | 0.028095 | 0.028683 | 0.029286 | 0.029901 | 0.03055 | 0.031302 | 0.031966 | 0.032645 | 0.033337 | 0.034045
F5_Commercial_School (WA)_New_Space Heating_Natural Gas_Unit Heater_E2 | F5 | Commercial | School (WA) | New | Space Heating | Natural Gas | Unit Heater | E2 | Utility - Cost of Operation | 0.01631 | 0.016578 | 0.016928 | 0.017314 | 0.017739 | 0.018324 | 0.018919 | 0.019551 | 0.020154 | 0.020767 | 0.021316 | 0.021823 | 0.022377 | 0.022946 | 0.023476 | 0.023998 | 0.024486 | 0.024988 | 0.025511 | 0.026048 | 0.026595 | 0.027172 | 0.02784 | 0.028431 | 0.029035 | 0.029651 | 0.03028
F5_Commercial_School (WA)_New_Space Heating_Natural Gas_Unit Heater_E3 | F5 | Commercial | School (WA) | New | Space Heating | Natural Gas | Unit Heater | E3 | Utility - Cost of Operation | 0.01539 | 0.015614 | 0.015931 | 0.016293 | 0.016703 | 0.017301 | 0.017911 | 0.018558 | 0.019167 | 0.019785 | 0.020325 | 0.020814 | 0.021356 | 0.021918 | 0.022433 | 0.022937 | 0.023398 | 0.023875 | 0.024373 | 0.024885 | 0.025407 | 0.025961 | 0.026618 | 0.027183 | 0.02776 | 0.028349 | 0.028951
F5_Commercial_School (WA)_New_Space Heating_Natural Gas_Unit Heater_E4 | F5 | Commercial | School (WA) | New | Space Heating | Natural Gas | Unit Heater | E4 | Utility - Cost of Operation | 0 | 0 | 0 | 0 | 0 | 0 | 0 | 0 | 0 | 0 | 0 | 0 | 0 | 0 | 0 | 0 | 0 | 0 | 0 | 0 | 0 | 0 | 0 | 0 | 0 | 0 | 0
F5_Commercial_School (WA)_New_Space Heating_Natural Gas_Unit Heater_E5 | F5 | Commercial | School (WA) | New | Space Heating | Natural Gas | Unit Heater | E5 | Utility - Cost of Operation | 0 | 0 | 0 | 0 | 0 | 0 | 0 | 0 | 0 | 0 | 0 | 0 | 0 | 0 | 0 | 0 | 0 | 0 | 0 | 0 | 0 | 0 | 0 | 0 | 0 | 0 | 0
F5_Commercial_School (WA)_New_Space Heating_Natural Gas_Unit Heater_E6 | F5 | Commercial | School (WA) | New | Space Heating | Natural Gas | Unit Heater | E6 | Utility - Cost of Operation | 0 | 0 | 0 | 0 | 0 | 0 | 0 | 0 | 0 | 0 | 0 | 0 | 0 | 0 | 0 | 0 | 0 | 0 | 0 | 0 | 0 | 0 | 0 | 0 | 0 | 0 | 0
F5_Commercial_School (WA)_New_Space Heating_Natural Gas_Unit Heater_E7 | F5 | Commercial | School (WA) | New | Space Heating | Natural Gas | Unit Heater | E7 | Utility - Cost of Operation | 0 | 0 | 0 | 0 | 0 | 0 | 0 | 0 | 0 | 0 | 0 | 0 | 0 | 0 | 0 | 0 | 0 | 0 | 0 | 0 | 0 | 0 | 0 | 0 | 0 | 0 | 0
F5_Commercial_School (WA)_New_Space Heating_Natural Gas_Unit Heater_E8 | F5 | Commercial | School (WA) | New | Space Heating | Natural Gas | Unit Heater | E8 | Utility - Cost of Operation | 0 | 0 | 0 | 0 | 0 | 0 | 0 | 0 | 0 | 0 | 0 | 0 | 0 | 0 | 0 | 0 | 0 | 0 | 0 | 0 | 0 | 0 | 0 | 0 | 0 | 0 | 0
F5_Commercial_School (WA)_New_Space Heating_Natural Gas_Unit Heater_E9 | F5 | Commercial | School (WA) | New | Space Heating | Natural Gas | Unit Heater | E9 | Utility - Cost of Operation | 0 | 0 | 0 | 0 | 0 | 0 | 0 | 0 | 0 | 0 | 0 | 0 | 0 | 0 | 0 | 0 | 0 | 0 | 0 | 0 | 0 | 0 | 0 | 0 | 0 | 0 | 0
F5_Commercial_School (WA)_New_Space Heating_Natural Gas_Unit Heater_E10 | F5 | Commercial | School (WA) | New | Space Heating | Natural Gas | Unit Heater | E10 | Utility - Cost of Operation | 0 | 0 | 0 | 0 | 0 | 0 | 0 | 0 | 0 | 0 | 0 | 0 | 0 | 0 | 0 | 0 | 0 | 0 | 0 | 0 | 0 | 0 | 0 | 0 | 0 | 0 | 0
F6_Commercial_School (WA)_New_Space Heating_Natural Gas_Unit Heater_E1 | F6 | Commercial | School (WA) | New | Space Heating | Natural Gas | Unit Heater | E1 | Utility - Value of Sales | 0.021139 | 0.021362 | 0.02168 | 0.022031 | 0.022418 | 0.023003 | 0.023582 | 0.024191 | 0.024743 | 0.025287 | 0.0259 | 0.026455 | 0.027063 | 0.027683 | 0.028249 | 0.028797 | 0.029295 | 0.029803 | 0.030329 | 0.030861 | 0.031396 | 0.032078 | 0.032867 | 0.033564 | 0.034277 | 0.035004 | 0.035747
F6_Commercial_School (WA)_New_Space Heating_Natural Gas_Unit Heater_E2 | F6 | Commercial | School (WA) | New | Space Heating | Natural Gas | Unit Heater | E2 | Utility - Value of Sales | 0.018801 | 0.018999 | 0.019283 | 0.019595 | 0.019939 | 0.020459 | 0.020974 | 0.021516 | 0.022007 | 0.022491 | 0.023036 | 0.02353 | 0.02407 | 0.024622 | 0.025125 | 0.025613 | 0.026056 | 0.026508 | 0.026975 | 0.027449 | 0.027925 | 0.028531 | 0.029232 | 0.029853 | 0.030487 | 0.031134 | 0.031794
F6_Commercial_School (WA)_New_Space Heating_Natural Gas_Unit Heater_E3 | F6 | Commercial | School (WA) | New | Space Heating | Natural Gas | Unit Heater | E3 | Utility - Value of Sales | 0.017964 | 0.018113 | 0.018362 | 0.018649 | 0.018978 | 0.019514 | 0.020045 | 0.020601 | 0.021089 | 0.021562 | 0.022099 | 0.022567 | 0.023089 | 0.023627 | 0.024105 | 0.024564 | 0.024969 | 0.025382 | 0.02581 | 0.026243 | 0.026677 | 0.027259 | 0.027949 | 0.028542 | 0.029148 | 0.029766 | 0.030398
F6_Commercial_School (WA)_New_Space Heating_Natural Gas_Unit Heater_E4 | F6 | Commercial | School (WA) | New | Space Heating | Natural Gas | Unit Heater | E4 | Utility - Value of Sales | 0 | 0 | 0 | 0 | 0 | 0 | 0 | 0 | 0 | 0 | 0 | 0 | 0 | 0 | 0 | 0 | 0 | 0 | 0 | 0 | 0 | 0 | 0 | 0 | 0 | 0 | 0
F6_Commercial_School (WA)_New_Space Heating_Natural Gas_Unit Heater_E5 | F6 | Commercial | School (WA) | New | Space Heating | Natural Gas | Unit Heater | E5 | Utility - Value of Sales | 0 | 0 | 0 | 0 | 0 | 0 | 0 | 0 | 0 | 0 | 0 | 0 | 0 | 0 | 0 | 0 | 0 | 0 | 0 | 0 | 0 | 0 | 0 | 0 | 0 | 0 | 0
F6_Commercial_School (WA)_New_Space Heating_Natural Gas_Unit Heater_E6 | F6 | Commercial | School (WA) | New | Space Heating | Natural Gas | Unit Heater | E6 | Utility - Value of Sales | 0 | 0 | 0 | 0 | 0 | 0 | 0 | 0 | 0 | 0 | 0 | 0 | 0 | 0 | 0 | 0 | 0 | 0 | 0 | 0 | 0 | 0 | 0 | 0 | 0 | 0 | 0
F6_Commercial_School (WA)_New_Space Heating_Natural Gas_Unit Heater_E7 | F6 | Commercial | School (WA) | New | Space Heating | Natural Gas | Unit Heater | E7 | Utility - Value of Sales | 0 | 0 | 0 | 0 | 0 | 0 | 0 | 0 | 0 | 0 | 0 | 0 | 0 | 0 | 0 | 0 | 0 | 0 | 0 | 0 | 0 | 0 | 0 | 0 | 0 | 0 | 0
F6_Commercial_School (WA)_New_Space Heating_Natural Gas_Unit Heater_E8 | F6 | Commercial | School (WA) | New | Space Heating | Natural Gas | Unit Heater | E8 | Utility - Value of Sales | 0 | 0 | 0 | 0 | 0 | 0 | 0 | 0 | 0 | 0 | 0 | 0 | 0 | 0 | 0 | 0 | 0 | 0 | 0 | 0 | 0 | 0 | 0 | 0 | 0 | 0 | 0
F6_Commercial_School (WA)_New_Space Heating_Natural Gas_Unit Heater_E9 | F6 | Commercial | School (WA) | New | Space Heating | Natural Gas | Unit Heater | E9 | Utility - Value of Sales | 0 | 0 | 0 | 0 | 0 | 0 | 0 | 0 | 0 | 0 | 0 | 0 | 0 | 0 | 0 | 0 | 0 | 0 | 0 | 0 | 0 | 0 | 0 | 0 | 0 | 0 | 0
F6_Commercial_School (WA)_New_Space Heating_Natural Gas_Unit Heater_E10 | F6 | Commercial | School (WA) | New | Space Heating | Natural Gas | Unit Heater | E10 | Utility - Value of Sales | 0 | 0 | 0 | 0 | 0 | 0 | 0 | 0 | 0 | 0 | 0 | 0 | 0 | 0 | 0 | 0 | 0 | 0 | 0 | 0 | 0 | 0 | 0 | 0 | 0 | 0 | 0
F1_Commercial_School (WA)_New_Water Heating_Natural Gas_Water Heater_E1 | F1 | Commercial | School (WA) | New | Water Heating | Natural Gas | Water Heater | E1 | RVT - Cost of Equipment | 0.010373 | 0.010373 | 0.010373 | 0.010373 | 0.010373 | 0.010373 | 0.010373 | 0.010373 | 0.010373 | 0.010373 | 0.010373 | 0.010373 | 0.010373 | 0.010373 | 0.010373 | 0.010373 | 0.010373 | 0.010373 | 0.010373 | 0.010373 | 0.010373 | 0.010373 | 0.010373 | 0.010373 | 0.010373 | 0.010373 | 0.010373
F1_Commercial_School (WA)_New_Water Heating_Natural Gas_Water Heater_E2 | F1 | Commercial | School (WA) | New | Water Heating | Natural Gas | Water Heater | E2 | RVT - Cost of Equipment | 0.012447 | 0.012447 | 0.012447 | 0.012447 | 0.012447 | 0.012447 | 0.012447 | 0.012447 | 0.012447 | 0.012447 | 0.012447 | 0.012447 | 0.012447 | 0.012447 | 0.012447 | 0.012447 | 0.012447 | 0.012447 | 0.012447 | 0.012447 | 0.012447 | 0.012447 | 0.012447 | 0.012447 | 0.012447 | 0.012447 | 0.012447
F1_Commercial_School (WA)_New_Water Heating_Natural Gas_Water Heater_E3 | F1 | Commercial | School (WA) | New | Water Heating | Natural Gas | Water Heater | E3 | RVT - Cost of Equipment | 0.015301 | 0.015301 | 0.015301 | 0.015301 | 0.015301 | 0.015301 | 0.015301 | 0.015301 | 0.015301 | 0.015301 | 0.015301 | 0.015301 | 0.015301 | 0.015301 | 0.015301 | 0.015301 | 0.015301 | 0.015301 | 0.015301 | 0.015301 | 0.015301 | 0.015301 | 0.015301 | 0.015301 | 0.015301 | 0.015301 | 0.015301
F1_Commercial_School (WA)_New_Water Heating_Natural Gas_Water Heater_E4 | F1 | Commercial | School (WA) | New | Water Heating | Natural Gas | Water Heater | E4 | RVT - Cost of Equipment | 0.015422 | 0.015422 | 0.015422 | 0.015422 | 0.015422 | 0.015422 | 0.015422 | 0.015422 | 0.015422 | 0.015422 | 0.015422 | 0.015422 | 0.015422 | 0.015422 | 0.015422 | 0.015422 | 0.015422 | 0.015422 | 0.015422 | 0.015422 | 0.015422 | 0.015422 | 0.015422 | 0.015422 | 0.015422 | 0.015422 | 0.015422
F1_Commercial_School (WA)_New_Water Heating_Natural Gas_Water Heater_E5 | F1 | Commercial | School (WA) | New | Water Heating | Natural Gas | Water Heater | E5 | RVT - Cost of Equipment | 0.033291 | 0.033291 | 0.033291 | 0.033291 | 0.033291 | 0.033291 | 0.033291 | 0.033291 | 0.033291 | 0.033291 | 0.033291 | 0.033291 | 0.033291 | 0.033291 | 0.033291 | 0.033291 | 0.033291 | 0.033291 | 0.033291 | 0.033291 | 0.033291 | 0.033291 | 0.033291 | 0.033291 | 0.033291 | 0.033291 | 0.033291
F1_Commercial_School (WA)_New_Water Heating_Natural Gas_Water Heater_E6 | F1 | Commercial | School (WA) | New | Water Heating | Natural Gas | Water Heater | E6 | RVT - Cost of Equipment | 0 | 0 | 0 | 0 | 0 | 0 | 0 | 0 | 0 | 0 | 0 | 0 | 0 | 0 | 0 | 0 | 0 | 0 | 0 | 0 | 0 | 0 | 0 | 0 | 0 | 0 | 0
F1_Commercial_School (WA)_New_Water Heating_Natural Gas_Water Heater_E7 | F1 | Commercial | School (WA) | New | Water Heating | Natural Gas | Water Heater | E7 | RVT - Cost of Equipment | 0 | 0 | 0 | 0 | 0 | 0 | 0 | 0 | 0 | 0 | 0 | 0 | 0 | 0 | 0 | 0 | 0 | 0 | 0 | 0 | 0 | 0 | 0 | 0 | 0 | 0 | 0
F1_Commercial_School (WA)_New_Water Heating_Natural Gas_Water Heater_E8 | F1 | Commercial | School (WA) | New | Water Heating | Natural Gas | Water Heater | E8 | RVT - Cost of Equipment | 0 | 0 | 0 | 0 | 0 | 0 | 0 | 0 | 0 | 0 | 0 | 0 | 0 | 0 | 0 | 0 | 0 | 0 | 0 | 0 | 0 | 0 | 0 | 0 | 0 | 0 | 0
F1_Commercial_School (WA)_New_Water Heating_Natural Gas_Water Heater_E9 | F1 | Commercial | School (WA) | New | Water Heating | Natural Gas | Water Heater | E9 | RVT - Cost of Equipment | 0 | 0 | 0 | 0 | 0 | 0 | 0 | 0 | 0 | 0 | 0 | 0 | 0 | 0 | 0 | 0 | 0 | 0 | 0 | 0 | 0 | 0 | 0 | 0 | 0 | 0 | 0
F1_Commercial_School (WA)_New_Water Heating_Natural Gas_Water Heater_E10 | F1 | Commercial | School (WA) | New | Water Heating | Natural Gas | Water Heater | E10 | RVT - Cost of Equipment | 0 | 0 | 0 | 0 | 0 | 0 | 0 | 0 | 0 | 0 | 0 | 0 | 0 | 0 | 0 | 0 | 0 | 0 | 0 | 0 | 0 | 0 | 0 | 0 | 0 | 0 | 0
F2_Commercial_School (WA)_New_Water Heating_Natural Gas_Water Heater_E1 | F2 | Commercial | School (WA) | New | Water Heating | Natural Gas | Water Heater | E1 | RVT - Cost of Operation | 0.055576 | 0.056693 | 0.05795 | 0.059362 | 0.060936 | 0.062839 | 0.064727 | 0.066513 | 0.068131 | 0.069708 | 0.071341 | 0.072838 | 0.074437 | 0.075987 | 0.077349 | 0.078602 | 0.079695 | 0.080752 | 0.081866 | 0.082924 | 0.083988 | 0.085471 | 0.086972 | 0.088517 | 0.09009 | 0.091691 | 0.093319
F2_Commercial_School (WA)_New_Water Heating_Natural Gas_Water Heater_E2 | F2 | Commercial | School (WA) | New | Water Heating | Natural Gas | Water Heater | E2 | RVT - Cost of Operation | 0.0494 | 0.050393 | 0.051511 | 0.052766 | 0.054165 | 0.055857 | 0.057535 | 0.059122 | 0.060561 | 0.061963 | 0.063415 | 0.064745 | 0.066166 | 0.067544 | 0.068755 | 0.069868 | 0.07084 | 0.071779 | 0.07277 | 0.07371 | 0.074656 | 0.075975 | 0.077309 | 0.078682 | 0.08008 | 0.081503 | 0.082951
F2_Commercial_School (WA)_New_Water Heating_Natural Gas_Water Heater_E3 | F2 | Commercial | School (WA) | New | Water Heating | Natural Gas | Water Heater | E3 | RVT - Cost of Operation | 0.047298 | 0.048249 | 0.049319 | 0.05052 | 0.05186 | 0.05348 | 0.055087 | 0.056606 | 0.057984 | 0.059326 | 0.060716 | 0.06199 | 0.063351 | 0.06467 | 0.065829 | 0.066895 | 0.067826 | 0.068725 | 0.069673 | 0.070573 | 0.071479 | 0.072742 | 0.074019 | 0.075334 | 0.076672 | 0.078034 | 0.079421
F2_Commercial_School (WA)_New_Water Heating_Natural Gas_Water Heater_E4 | F2 | Commercial | School (WA) | New | Water Heating | Natural Gas | Water Heater | E4 | RVT - Cost of Operation | 0.049587 | 0.050584 | 0.051672 | 0.052856 | 0.054143 | 0.05566 | 0.05716 | 0.058593 | 0.059917 | 0.061222 | 0.062583 | 0.063861 | 0.065218 | 0.066542 | 0.067734 | 0.068848 | 0.06985 | 0.070829 | 0.071853 | 0.07284 | 0.073836 | 0.075141 | 0.076463 | 0.077822 | 0.079204 | 0.080611 | 0.082043
F2_Commercial_School (WA)_New_Water Heating_Natural Gas_Water Heater_E5 | F2 | Commercial | School (WA) | New | Water Heating | Natural Gas | Water Heater | E5 | RVT - Cost of Operation | 0.029156 | 0.029729 | 0.030394 | 0.031162 | 0.03204 | 0.033111 | 0.034172 | 0.03517 | 0.036066 | 0.036932 | 0.037824 | 0.03863 | 0.039494 | 0.040328 | 0.041052 | 0.04171 | 0.042275 | 0.042817 | 0.043391 | 0.043931 | 0.044474 | 0.045259 | 0.046053 | 0.046871 | 0.047704 | 0.048551 | 0.049414
F2_Commercial_School (WA)_New_Water Heating_Natural Gas_Water Heater_E6 | F2 | Commercial | School (WA) | New | Water Heating | Natural Gas | Water Heater | E6 | RVT - Cost of Operation | 0 | 0 | 0 | 0 | 0 | 0 | 0 | 0 | 0 | 0 | 0 | 0 | 0 | 0 | 0 | 0 | 0 | 0 | 0 | 0 | 0 | 0 | 0 | 0 | 0 | 0 | 0
F2_Commercial_School (WA)_New_Water Heating_Natural Gas_Water Heater_E7 | F2 | Commercial | School (WA) | New | Water Heating | Natural Gas | Water Heater | E7 | RVT - Cost of Operation | 0 | 0 | 0 | 0 | 0 | 0 | 0 | 0 | 0 | 0 | 0 | 0 | 0 | 0 | 0 | 0 | 0 | 0 | 0 | 0 | 0 | 0 | 0 | 0 | 0 | 0 | 0
F2_Commercial_School (WA)_New_Water Heating_Natural Gas_Water Heater_E8 | F2 | Commercial | School (WA) | New | Water Heating | Natural Gas | Water Heater | E8 | RVT - Cost of Operation | 0 | 0 | 0 | 0 | 0 | 0 | 0 | 0 | 0 | 0 | 0 | 0 | 0 | 0 | 0 | 0 | 0 | 0 | 0 | 0 | 0 | 0 | 0 | 0 | 0 | 0 | 0
F2_Commercial_School (WA)_New_Water Heating_Natural Gas_Water Heater_E9 | F2 | Commercial | School (WA) | New | Water Heating | Natural Gas | Water Heater | E9 | RVT - Cost of Operation | 0 | 0 | 0 | 0 | 0 | 0 | 0 | 0 | 0 | 0 | 0 | 0 | 0 | 0 | 0 | 0 | 0 | 0 | 0 | 0 | 0 | 0 | 0 | 0 | 0 | 0 | 0
F2_Commercial_School (WA)_New_Water Heating_Natural Gas_Water Heater_E10 | F2 | Commercial | School (WA) | New | Water Heating | Natural Gas | Water Heater | E10 | RVT - Cost of Operation | 0 | 0 | 0 | 0 | 0 | 0 | 0 | 0 | 0 | 0 | 0 | 0 | 0 | 0 | 0 | 0 | 0 | 0 | 0 | 0 | 0 | 0 | 0 | 0 | 0 | 0 | 0
F3_Commercial_School (WA)_New_Water Heating_Natural Gas_Water Heater_E1 | F3 | Commercial | School (WA) | New | Water Heating | Natural Gas | Water Heater | E1 | System - kBTUs of Consumption | 12.8581 | 12.8581 | 12.8581 | 12.8581 | 12.8581 | 12.8581 | 12.8581 | 12.8581 | 12.8581 | 12.8581 | 12.8581 | 12.8581 | 12.8581 | 12.8581 | 12.8581 | 12.8581 | 12.8581 | 12.8581 | 12.8581 | 12.8581 | 12.8581 | 12.8581 | 12.8581 | 12.8581 | 12.8581 | 12.8581 | 12.8581
F3_Commercial_School (WA)_New_Water Heating_Natural Gas_Water Heater_E2 | F3 | Commercial | School (WA) | New | Water Heating | Natural Gas | Water Heater | E2 | System - kBTUs of Consumption | 11.4295 | 11.4295 | 11.4295 | 11.4295 | 11.4295 | 11.4295 | 11.4295 | 11.4295 | 11.4295 | 11.4295 | 11.4295 | 11.4295 | 11.4295 | 11.4295 | 11.4295 | 11.4295 | 11.4295 | 11.4295 | 11.4295 | 11.4295 | 11.4295 | 11.4295 | 11.4295 | 11.4295 | 11.4295 | 11.4295 | 11.4295
F3_Commercial_School (WA)_New_Water Heating_Natural Gas_Water Heater_E3 | F3 | Commercial | School (WA) | New | Water Heating | Natural Gas | Water Heater | E3 | System - kBTUs of Consumption | 10.9431 | 10.9431 | 10.9431 | 10.9431 | 10.9431 | 10.9431 | 10.9431 | 10.9431 | 10.9431 | 10.9431 | 10.9431 | 10.9431 | 10.9431 | 10.9431 | 10.9431 | 10.9431 | 10.9431 | 10.9431 | 10.9431 | 10.9431 | 10.9431 | 10.9431 | 10.9431 | 10.9431 | 10.9431 | 10.9431 | 10.9431
F3_Commercial_School (WA)_New_Water Heating_Natural Gas_Water Heater_E4 | F3 | Commercial | School (WA) | New | Water Heating | Natural Gas | Water Heater | E4 | System - kBTUs of Consumption | 10.9315 | 10.9315 | 10.9315 | 10.9315 | 10.9315 | 10.9315 | 10.9315 | 10.9315 | 10.9315 | 10.9315 | 10.9315 | 10.9315 | 10.9315 | 10.9315 | 10.9315 | 10.9315 | 10.9315 | 10.9315 | 10.9315 | 10.9315 | 10.9315 | 10.9315 | 10.9315 | 10.9315 | 10.9315 | 10.9315 | 10.9315
F3_Commercial_School (WA)_New_Water Heating_Natural Gas_Water Heater_E5 | F3 | Commercial | School (WA) | New | Water Heating | Natural Gas | Water Heater | E5 | System - kBTUs of Consumption | 6.8577 | 6.8577 | 6.8577 | 6.8577 | 6.8577 | 6.8577 | 6.8577 | 6.8577 | 6.8577 | 6.8577 | 6.8577 | 6.8577 | 6.8577 | 6.8577 | 6.8577 | 6.8577 | 6.8577 | 6.8577 | 6.8577 | 6.8577 | 6.8577 | 6.8577 | 6.8577 | 6.8577 | 6.8577 | 6.8577 | 6.8577
F3_Commercial_School (WA)_New_Water Heating_Natural Gas_Water Heater_E6 | F3 | Commercial | School (WA) | New | Water Heating | Natural Gas | Water Heater | E6 | System - kBTUs of Consumption | 0 | 0 | 0 | 0 | 0 | 0 | 0 | 0 | 0 | 0 | 0 | 0 | 0 | 0 | 0 | 0 | 0 | 0 | 0 | 0 | 0 | 0 | 0 | 0 | 0 | 0 | 0
F3_Commercial_School (WA)_New_Water Heating_Natural Gas_Water Heater_E7 | F3 | Commercial | School (WA) | New | Water Heating | Natural Gas | Water Heater | E7 | System - kBTUs of Consumption | 0 | 0 | 0 | 0 | 0 | 0 | 0 | 0 | 0 | 0 | 0 | 0 | 0 | 0 | 0 | 0 | 0 | 0 | 0 | 0 | 0 | 0 | 0 | 0 | 0 | 0 | 0
F3_Commercial_School (WA)_New_Water Heating_Natural Gas_Water Heater_E8 | F3 | Commercial | School (WA) | New | Water Heating | Natural Gas | Water Heater | E8 | System - kBTUs of Consumption | 0 | 0 | 0 | 0 | 0 | 0 | 0 | 0 | 0 | 0 | 0 | 0 | 0 | 0 | 0 | 0 | 0 | 0 | 0 | 0 | 0 | 0 | 0 | 0 | 0 | 0 | 0
F3_Commercial_School (WA)_New_Water Heating_Natural Gas_Water Heater_E9 | F3 | Commercial | School (WA) | New | Water Heating | Natural Gas | Water Heater | E9 | System - kBTUs of Consumption | 0 | 0 | 0 | 0 | 0 | 0 | 0 | 0 | 0 | 0 | 0 | 0 | 0 | 0 | 0 | 0 | 0 | 0 | 0 | 0 | 0 | 0 | 0 | 0 | 0 | 0 | 0
F3_Commercial_School (WA)_New_Water Heating_Natural Gas_Water Heater_E10 | F3 | Commercial | School (WA) | New | Water Heating | Natural Gas | Water Heater | E10 | System - kBTUs of Consumption | 0 | 0 | 0 | 0 | 0 | 0 | 0 | 0 | 0 | 0 | 0 | 0 | 0 | 0 | 0 | 0 | 0 | 0 | 0 | 0 | 0 | 0 | 0 | 0 | 0 | 0 | 0
F4_Commercial_School (WA)_New_Water Heating_Natural Gas_Water Heater_E1 | F4 | Commercial | School (WA) | New | Water Heating | Natural Gas | Water Heater | E1 | Utility - Cost of Equipment | 0.010373 | 0.010373 | 0.010373 | 0.010373 | 0.010373 | 0.010373 | 0.010373 | 0.010373 | 0.010373 | 0.010373 | 0.010373 | 0.010373 | 0.010373 | 0.010373 | 0.010373 | 0.010373 | 0.010373 | 0.010373 | 0.010373 | 0.010373 | 0.010373 | 0.010373 | 0.010373 | 0.010373 | 0.010373 | 0.010373 | 0.010373
F4_Commercial_School (WA)_New_Water Heating_Natural Gas_Water Heater_E2 | F4 | Commercial | School (WA) | New | Water Heating | Natural Gas | Water Heater | E2 | Utility - Cost of Equipment | 0.012447 | 0.012447 | 0.012447 | 0.012447 | 0.012447 | 0.012447 | 0.012447 | 0.012447 | 0.012447 | 0.012447 | 0.012447 | 0.012447 | 0.012447 | 0.012447 | 0.012447 | 0.012447 | 0.012447 | 0.012447 | 0.012447 | 0.012447 | 0.012447 | 0.012447 | 0.012447 | 0.012447 | 0.012447 | 0.012447 | 0.012447
F4_Commercial_School (WA)_New_Water Heating_Natural Gas_Water Heater_E3 | F4 | Commercial | School (WA) | New | Water Heating | Natural Gas | Water Heater | E3 | Utility - Cost of Equipment | 0.015301 | 0.015301 | 0.015301 | 0.015301 | 0.015301 | 0.015301 | 0.015301 | 0.015301 | 0.015301 | 0.015301 | 0.015301 | 0.015301 | 0.015301 | 0.015301 | 0.015301 | 0.015301 | 0.015301 | 0.015301 | 0.015301 | 0.015301 | 0.015301 | 0.015301 | 0.015301 | 0.015301 | 0.015301 | 0.015301 | 0.015301
F4_Commercial_School (WA)_New_Water Heating_Natural Gas_Water Heater_E4 | F4 | Commercial | School (WA) | New | Water Heating | Natural Gas | Water Heater | E4 | Utility - Cost of Equipment | 0.015422 | 0.015422 | 0.015422 | 0.015422 | 0.015422 | 0.015422 | 0.015422 | 0.015422 | 0.015422 | 0.015422 | 0.015422 | 0.015422 | 0.015422 | 0.015422 | 0.015422 | 0.015422 | 0.015422 | 0.015422 | 0.015422 | 0.015422 | 0.015422 | 0.015422 | 0.015422 | 0.015422 | 0.015422 | 0.015422 | 0.015422
F4_Commercial_School (WA)_New_Water Heating_Natural Gas_Water Heater_E5 | F4 | Commercial | School (WA) | New | Water Heating | Natural Gas | Water Heater | E5 | Utility - Cost of Equipment | 0.033291 | 0.033291 | 0.033291 | 0.033291 | 0.033291 | 0.033291 | 0.033291 | 0.033291 | 0.033291 | 0.033291 | 0.033291 | 0.033291 | 0.033291 | 0.033291 | 0.033291 | 0.033291 | 0.033291 | 0.033291 | 0.033291 | 0.033291 | 0.033291 | 0.033291 | 0.033291 | 0.033291 | 0.033291 | 0.033291 | 0.033291
F4_Commercial_School (WA)_New_Water Heating_Natural Gas_Water Heater_E6 | F4 | Commercial | School (WA) | New | Water Heating | Natural Gas | Water Heater | E6 | Utility - Cost of Equipment | 0 | 0 | 0 | 0 | 0 | 0 | 0 | 0 | 0 | 0 | 0 | 0 | 0 | 0 | 0 | 0 | 0 | 0 | 0 | 0 | 0 | 0 | 0 | 0 | 0 | 0 | 0
F4_Commercial_School (WA)_New_Water Heating_Natural Gas_Water Heater_E7 | F4 | Commercial | School (WA) | New | Water Heating | Natural Gas | Water Heater | E7 | Utility - Cost of Equipment | 0 | 0 | 0 | 0 | 0 | 0 | 0 | 0 | 0 | 0 | 0 | 0 | 0 | 0 | 0 | 0 | 0 | 0 | 0 | 0 | 0 | 0 | 0 | 0 | 0 | 0 | 0
F4_Commercial_School (WA)_New_Water Heating_Natural Gas_Water Heater_E8 | F4 | Commercial | School (WA) | New | Water Heating | Natural Gas | Water Heater | E8 | Utility - Cost of Equipment | 0 | 0 | 0 | 0 | 0 | 0 | 0 | 0 | 0 | 0 | 0 | 0 | 0 | 0 | 0 | 0 | 0 | 0 | 0 | 0 | 0 | 0 | 0 | 0 | 0 | 0 | 0
F4_Commercial_School (WA)_New_Water Heating_Natural Gas_Water Heater_E9 | F4 | Commercial | School (WA) | New | Water Heating | Natural Gas | Water Heater | E9 | Utility - Cost of Equipment | 0 | 0 | 0 | 0 | 0 | 0 | 0 | 0 | 0 | 0 | 0 | 0 | 0 | 0 | 0 | 0 | 0 | 0 | 0 | 0 | 0 | 0 | 0 | 0 | 0 | 0 | 0
F4_Commercial_School (WA)_New_Water Heating_Natural Gas_Water Heater_E10 | F4 | Commercial | School (WA) | New | Water Heating | Natural Gas | Water Heater | E10 | Utility - Cost of Equipment | 0 | 0 | 0 | 0 | 0 | 0 | 0 | 0 | 0 | 0 | 0 | 0 | 0 | 0 | 0 | 0 | 0 | 0 | 0 | 0 | 0 | 0 | 0 | 0 | 0 | 0 | 0
F5_Commercial_School (WA)_New_Water Heating_Natural Gas_Water Heater_E1 | F5 | Commercial | School (WA) | New | Water Heating | Natural Gas | Water Heater | E1 | Utility - Cost of Operation | 0.047674 | 0.048926 | 0.050331 | 0.051906 | 0.053659 | 0.055732 | 0.057844 | 0.059925 | 0.061926 | 0.063957 | 0.065609 | 0.067169 | 0.068838 | 0.070479 | 0.071969 | 0.073379 | 0.074666 | 0.075943 | 0.077296 | 0.078625 | 0.079989 | 0.081401 | 0.082831 | 0.084302 | 0.0858 | 0.087324 | 0.088876
F5_Commercial_School (WA)_New_Water Heating_Natural Gas_Water Heater_E2 | F5 | Commercial | School (WA) | New | Water Heating | Natural Gas | Water Heater | E2 | Utility - Cost of Operation | 0.042377 | 0.04349 | 0.044739 | 0.046138 | 0.047697 | 0.04954 | 0.051417 | 0.053267 | 0.055045 | 0.05685 | 0.058319 | 0.059706 | 0.061189 | 0.062648 | 0.063972 | 0.065226 | 0.06637 | 0.067505 | 0.068708 | 0.069889 | 0.071101 | 0.072357 | 0.073627 | 0.074935 | 0.076267 | 0.077622 | 0.079001
F5_Commercial_School (WA)_New_Water Heating_Natural Gas_Water Heater_E3 | F5 | Commercial | School (WA) | New | Water Heating | Natural Gas | Water Heater | E3 | Utility - Cost of Operation | 0.040573 | 0.041639 | 0.042835 | 0.044175 | 0.045667 | 0.047432 | 0.049229 | 0.051 | 0.052703 | 0.054431 | 0.055838 | 0.057165 | 0.058585 | 0.059982 | 0.06125 | 0.06245 | 0.063546 | 0.064632 | 0.065784 | 0.066915 | 0.068075 | 0.069278 | 0.070494 | 0.071747 | 0.073021 | 0.074319 | 0.075639
F5_Commercial_School (WA)_New_Water Heating_Natural Gas_Water Heater_E4 | F5 | Commercial | School (WA) | New | Water Heating | Natural Gas | Water Heater | E4 | Utility - Cost of Operation | 0.043082 | 0.044195 | 0.045411 | 0.046738 | 0.048185 | 0.049861 | 0.051561 | 0.053242 | 0.054868 | 0.056519 | 0.057898 | 0.059214 | 0.060612 | 0.061994 | 0.063269 | 0.064489 | 0.065623 | 0.066752 | 0.067942 | 0.069116 | 0.07032 | 0.071563 | 0.072822 | 0.074116 | 0.075433 | 0.076773 | 0.078137
F5_Commercial_School (WA)_New_Water Heating_Natural Gas_Water Heater_E5 | F5 | Commercial | School (WA) | New | Water Heating | Natural Gas | Water Heater | E5 | Utility - Cost of Operation | 0.024849 | 0.025502 | 0.026248 | 0.027098 | 0.028058 | 0.029208 | 0.030382 | 0.031536 | 0.032642 | 0.033764 | 0.034665 | 0.035511 | 0.036418 | 0.037309 | 0.03811 | 0.038863 | 0.039544 | 0.040218 | 0.040935 | 0.041636 | 0.042356 | 0.043104 | 0.04386 | 0.044639 | 0.045432 | 0.046239 | 0.047061
F5_Commercial_School (WA)_New_Water Heating_Natural Gas_Water Heater_E6 | F5 | Commercial | School (WA) | New | Water Heating | Natural Gas | Water Heater | E6 | Utility - Cost of Operation | 0 | 0 | 0 | 0 | 0 | 0 | 0 | 0 | 0 | 0 | 0 | 0 | 0 | 0 | 0 | 0 | 0 | 0 | 0 | 0 | 0 | 0 | 0 | 0 | 0 | 0 | 0
F5_Commercial_School (WA)_New_Water Heating_Natural Gas_Water Heater_E7 | F5 | Commercial | School (WA) | New | Water Heating | Natural Gas | Water Heater | E7 | Utility - Cost of Operation | 0 | 0 | 0 | 0 | 0 | 0 | 0 | 0 | 0 | 0 | 0 | 0 | 0 | 0 | 0 | 0 | 0 | 0 | 0 | 0 | 0 | 0 | 0 | 0 | 0 | 0 | 0
F5_Commercial_School (WA)_New_Water Heating_Natural Gas_Water Heater_E8 | F5 | Commercial | School (WA) | New | Water Heating | Natural Gas | Water Heater | E8 | Utility - Cost of Operation | 0 | 0 | 0 | 0 | 0 | 0 | 0 | 0 | 0 | 0 | 0 | 0 | 0 | 0 | 0 | 0 | 0 | 0 | 0 | 0 | 0 | 0 | 0 | 0 | 0 | 0 | 0
F5_Commercial_School (WA)_New_Water Heating_Natural Gas_Water Heater_E9 | F5 | Commercial | School (WA) | New | Water Heating | Natural Gas | Water Heater | E9 | Utility - Cost of Operation | 0 | 0 | 0 | 0 | 0 | 0 | 0 | 0 | 0 | 0 | 0 | 0 | 0 | 0 | 0 | 0 | 0 | 0 | 0 | 0 | 0 | 0 | 0 | 0 | 0 | 0 | 0
F5_Commercial_School (WA)_New_Water Heating_Natural Gas_Water Heater_E10 | F5 | Commercial | School (WA) | New | Water Heating | Natural Gas | Water Heater | E10 | Utility - Cost of Operation | 0 | 0 | 0 | 0 | 0 | 0 | 0 | 0 | 0 | 0 | 0 | 0 | 0 | 0 | 0 | 0 | 0 | 0 | 0 | 0 | 0 | 0 | 0 | 0 | 0 | 0 | 0
F6_Commercial_School (WA)_New_Water Heating_Natural Gas_Water Heater_E1 | F6 | Commercial | School (WA) | New | Water Heating | Natural Gas | Water Heater | E1 | Utility - Value of Sales | 0.055576 | 0.056693 | 0.05795 | 0.059362 | 0.060936 | 0.062839 | 0.064727 | 0.066513 | 0.068131 | 0.069708 | 0.071341 | 0.072838 | 0.074437 | 0.075987 | 0.077349 | 0.078602 | 0.079695 | 0.080752 | 0.081866 | 0.082924 | 0.083988 | 0.085471 | 0.086972 | 0.088517 | 0.09009 | 0.091691 | 0.093319
F6_Commercial_School (WA)_New_Water Heating_Natural Gas_Water Heater_E2 | F6 | Commercial | School (WA) | New | Water Heating | Natural Gas | Water Heater | E2 | Utility - Value of Sales | 0.0494 | 0.050393 | 0.051511 | 0.052766 | 0.054165 | 0.055857 | 0.057535 | 0.059122 | 0.060561 | 0.061963 | 0.063415 | 0.064745 | 0.066166 | 0.067544 | 0.068755 | 0.069868 | 0.07084 | 0.071779 | 0.07277 | 0.07371 | 0.074656 | 0.075975 | 0.077309 | 0.078682 | 0.08008 | 0.081503 | 0.082951
F6_Commercial_School (WA)_New_Water Heating_Natural Gas_Water Heater_E3 | F6 | Commercial | School (WA) | New | Water Heating | Natural Gas | Water Heater | E3 | Utility - Value of Sales | 0.047298 | 0.048249 | 0.049319 | 0.05052 | 0.05186 | 0.05348 | 0.055087 | 0.056606 | 0.057984 | 0.059326 | 0.060716 | 0.06199 | 0.063351 | 0.06467 | 0.065829 | 0.066895 | 0.067826 | 0.068725 | 0.069673 | 0.070573 | 0.071479 | 0.072742 | 0.074019 | 0.075334 | 0.076672 | 0.078034 | 0.079421
F6_Commercial_School (WA)_New_Water Heating_Natural Gas_Water Heater_E4 | F6 | Commercial | School (WA) | New | Water Heating | Natural Gas | Water Heater | E4 | Utility - Value of Sales | 0.049587 | 0.050584 | 0.051672 | 0.052856 | 0.054143 | 0.05566 | 0.05716 | 0.058593 | 0.059917 | 0.061222 | 0.062583 | 0.063861 | 0.065218 | 0.066542 | 0.067734 | 0.068848 | 0.06985 | 0.070829 | 0.071853 | 0.07284 | 0.073836 | 0.075141 | 0.076463 | 0.077822 | 0.079204 | 0.080611 | 0.082043
F6_Commercial_School (WA)_New_Water Heating_Natural Gas_Water Heater_E5 | F6 | Commercial | School (WA) | New | Water Heating | Natural Gas | Water Heater | E5 | Utility - Value of Sales | 0.029156 | 0.029729 | 0.030394 | 0.031162 | 0.03204 | 0.033111 | 0.034172 | 0.03517 | 0.036066 | 0.036932 | 0.037824 | 0.03863 | 0.039494 | 0.040328 | 0.041052 | 0.04171 | 0.042275 | 0.042817 | 0.043391 | 0.043931 | 0.044474 | 0.045259 | 0.046053 | 0.046871 | 0.047704 | 0.048551 | 0.049414
F6_Commercial_School (WA)_New_Water Heating_Natural Gas_Water Heater_E6 | F6 | Commercial | School (WA) | New | Water Heating | Natural Gas | Water Heater | E6 | Utility - Value of Sales | 0 | 0 | 0 | 0 | 0 | 0 | 0 | 0 | 0 | 0 | 0 | 0 | 0 | 0 | 0 | 0 | 0 | 0 | 0 | 0 | 0 | 0 | 0 | 0 | 0 | 0 | 0
F6_Commercial_School (WA)_New_Water Heating_Natural Gas_Water Heater_E7 | F6 | Commercial | School (WA) | New | Water Heating | Natural Gas | Water Heater | E7 | Utility - Value of Sales | 0 | 0 | 0 | 0 | 0 | 0 | 0 | 0 | 0 | 0 | 0 | 0 | 0 | 0 | 0 | 0 | 0 | 0 | 0 | 0 | 0 | 0 | 0 | 0 | 0 | 0 | 0
F6_Commercial_School (WA)_New_Water Heating_Natural Gas_Water Heater_E8 | F6 | Commercial | School (WA) | New | Water Heating | Natural Gas | Water Heater | E8 | Utility - Value of Sales | 0 | 0 | 0 | 0 | 0 | 0 | 0 | 0 | 0 | 0 | 0 | 0 | 0 | 0 | 0 | 0 | 0 | 0 | 0 | 0 | 0 | 0 | 0 | 0 | 0 | 0 | 0
F6_Commercial_School (WA)_New_Water Heating_Natural Gas_Water Heater_E9 | F6 | Commercial | School (WA) | New | Water Heating | Natural Gas | Water Heater | E9 | Utility - Value of Sales | 0 | 0 | 0 | 0 | 0 | 0 | 0 | 0 | 0 | 0 | 0 | 0 | 0 | 0 | 0 | 0 | 0 | 0 | 0 | 0 | 0 | 0 | 0 | 0 | 0 | 0 | 0
F6_Commercial_School (WA)_New_Water Heating_Natural Gas_Water Heater_E10 | F6 | Commercial | School (WA) | New | Water Heating | Natural Gas | Water Heater | E10 | Utility - Value of Sales | 0 | 0 | 0 | 0 | 0 | 0 | 0 | 0 | 0 | 0 | 0 | 0 | 0 | 0 | 0 | 0 | 0 | 0 | 0 | 0 | 0 | 0 | 0 | 0 | 0 | 0 | 0
F1_Commercial_School (WA)_New_Food Preparation_Natural Gas_Oven_E1 | F1 | Commercial | School (WA) | New | Food Preparation | Natural Gas | Oven | E1 | RVT - Cost of Equipment | 0.00011846 | 0.00011846 | 0.00011846 | 0.00011846 | 0.00011846 | 0.00011846 | 0.00011846 | 0.00011846 | 0.00011846 | 0.00011846 | 0.00011846 | 0.00011846 | 0.00011846 | 0.00011846 | 0.00011846 | 0.00011846 | 0.00011846 | 0.00011846 | 0.00011846 | 0.00011846 | 0.00011846 | 0.00011846 | 0.00011846 | 0.00011846 | 0.00011846 | 0.00011846 | 0.00011846
F1_Commercial_School (WA)_New_Food Preparation_Natural Gas_Oven_E2 | F1 | Commercial | School (WA) | New | Food Preparation | Natural Gas | Oven | E2 | RVT - Cost of Equipment | 0.00016141 | 0.00016141 | 0.00016141 | 0.00016141 | 0.00016141 | 0.00016141 | 0.00016141 | 0.00016141 | 0.00016141 | 0.00016141 | 0.00016141 | 0.00016141 | 0.00016141 | 0.00016141 | 0.00016141 | 0.00016141 | 0.00016141 | 0.00016141 | 0.00016141 | 0.00016141 | 0.00016141 | 0.00016141 | 0.00016141 | 0.00016141 | 0.00016141 | 0.00016141 | 0.00016141
F1_Commercial_School (WA)_New_Food Preparation_Natural Gas_Oven_E3 | F1 | Commercial | School (WA) | New | Food Preparation | Natural Gas | Oven | E3 | RVT - Cost of Equipment | 0 | 0 | 0 | 0 | 0 | 0 | 0 | 0 | 0 | 0 | 0 | 0 | 0 | 0 | 0 | 0 | 0 | 0 | 0 | 0 | 0 | 0 | 0 | 0 | 0 | 0 | 0
F1_Commercial_School (WA)_New_Food Preparation_Natural Gas_Oven_E4 | F1 | Commercial | School (WA) | New | Food Preparation | Natural Gas | Oven | E4 | RVT - Cost of Equipment | 0 | 0 | 0 | 0 | 0 | 0 | 0 | 0 | 0 | 0 | 0 | 0 | 0 | 0 | 0 | 0 | 0 | 0 | 0 | 0 | 0 | 0 | 0 | 0 | 0 | 0 | 0
F1_Commercial_School (WA)_New_Food Preparation_Natural Gas_Oven_E5 | F1 | Commercial | School (WA) | New | Food Preparation | Natural Gas | Oven | E5 | RVT - Cost of Equipment | 0 | 0 | 0 | 0 | 0 | 0 | 0 | 0 | 0 | 0 | 0 | 0 | 0 | 0 | 0 | 0 | 0 | 0 | 0 | 0 | 0 | 0 | 0 | 0 | 0 | 0 | 0
F1_Commercial_School (WA)_New_Food Preparation_Natural Gas_Oven_E6 | F1 | Commercial | School (WA) | New | Food Preparation | Natural Gas | Oven | E6 | RVT - Cost of Equipment | 0 | 0 | 0 | 0 | 0 | 0 | 0 | 0 | 0 | 0 | 0 | 0 | 0 | 0 | 0 | 0 | 0 | 0 | 0 | 0 | 0 | 0 | 0 | 0 | 0 | 0 | 0
F1_Commercial_School (WA)_New_Food Preparation_Natural Gas_Oven_E7 | F1 | Commercial | School (WA) | New | Food Preparation | Natural Gas | Oven | E7 | RVT - Cost of Equipment | 0 | 0 | 0 | 0 | 0 | 0 | 0 | 0 | 0 | 0 | 0 | 0 | 0 | 0 | 0 | 0 | 0 | 0 | 0 | 0 | 0 | 0 | 0 | 0 | 0 | 0 | 0
F1_Commercial_School (WA)_New_Food Preparation_Natural Gas_Oven_E8 | F1 | Commercial | School (WA) | New | Food Preparation | Natural Gas | Oven | E8 | RVT - Cost of Equipment | 0 | 0 | 0 | 0 | 0 | 0 | 0 | 0 | 0 | 0 | 0 | 0 | 0 | 0 | 0 | 0 | 0 | 0 | 0 | 0 | 0 | 0 | 0 | 0 | 0 | 0 | 0
F1_Commercial_School (WA)_New_Food Preparation_Natural Gas_Oven_E9 | F1 | Commercial | School (WA) | New | Food Preparation | Natural Gas | Oven | E9 | RVT - Cost of Equipment | 0 | 0 | 0 | 0 | 0 | 0 | 0 | 0 | 0 | 0 | 0 | 0 | 0 | 0 | 0 | 0 | 0 | 0 | 0 | 0 | 0 | 0 | 0 | 0 | 0 | 0 | 0
F1_Commercial_School (WA)_New_Food Preparation_Natural Gas_Oven_E10 | F1 | Commercial | School (WA) | New | Food Preparation | Natural Gas | Oven | E10 | RVT - Cost of Equipment | 0 | 0 | 0 | 0 | 0 | 0 | 0 | 0 | 0 | 0 | 0 | 0 | 0 | 0 | 0 | 0 | 0 | 0 | 0 | 0 | 0 | 0 | 0 | 0 | 0 | 0 | 0
F2_Commercial_School (WA)_New_Food Preparation_Natural Gas_Oven_E1 | F2 | Commercial | School (WA) | New | Food Preparation | Natural Gas | Oven | E1 | RVT - Cost of Operation | 0.0083363 | 0.008475 | 0.0086441 | 0.0088497 | 0.0090942 | 0.0094174 | 0.0097489 | 0.01007 | 0.010365 | 0.010648 | 0.01094 | 0.0112 | 0.011471 | 0.011722 | 0.011933 | 0.01212 | 0.012274 | 0.012418 | 0.012574 | 0.012716 | 0.012858 | 0.013085 | 0.013314 | 0.013551 | 0.013791 | 0.014036 | 0.014286
F2_Commercial_School (WA)_New_Food Preparation_Natural Gas_Oven_E2 | F2 | Commercial | School (WA) | New | Food Preparation | Natural Gas | Oven | E2 | RVT - Cost of Operation | 0.0059195 | 0.0060181 | 0.0061382 | 0.0062841 | 0.0064577 | 0.0066872 | 0.0069226 | 0.0071504 | 0.00736 | 0.0075613 | 0.0077681 | 0.0079528 | 0.0081455 | 0.0083236 | 0.0084736 | 0.0086065 | 0.0087155 | 0.0088182 | 0.0089285 | 0.0090296 | 0.0091307 | 0.0092917 | 0.0094542 | 0.0096222 | 0.0097931 | 0.0099671 | 0.010144
F2_Commercial_School (WA)_New_Food Preparation_Natural Gas_Oven_E3 | F2 | Commercial | School (WA) | New | Food Preparation | Natural Gas | Oven | E3 | RVT - Cost of Operation | 0 | 0 | 0 | 0 | 0 | 0 | 0 | 0 | 0 | 0 | 0 | 0 | 0 | 0 | 0 | 0 | 0 | 0 | 0 | 0 | 0 | 0 | 0 | 0 | 0 | 0 | 0
F2_Commercial_School (WA)_New_Food Preparation_Natural Gas_Oven_E4 | F2 | Commercial | School (WA) | New | Food Preparation | Natural Gas | Oven | E4 | RVT - Cost of Operation | 0 | 0 | 0 | 0 | 0 | 0 | 0 | 0 | 0 | 0 | 0 | 0 | 0 | 0 | 0 | 0 | 0 | 0 | 0 | 0 | 0 | 0 | 0 | 0 | 0 | 0 | 0
F2_Commercial_School (WA)_New_Food Preparation_Natural Gas_Oven_E5 | F2 | Commercial | School (WA) | New | Food Preparation | Natural Gas | Oven | E5 | RVT - Cost of Operation | 0 | 0 | 0 | 0 | 0 | 0 | 0 | 0 | 0 | 0 | 0 | 0 | 0 | 0 | 0 | 0 | 0 | 0 | 0 | 0 | 0 | 0 | 0 | 0 | 0 | 0 | 0
F2_Commercial_School (WA)_New_Food Preparation_Natural Gas_Oven_E6 | F2 | Commercial | School (WA) | New | Food Preparation | Natural Gas | Oven | E6 | RVT - Cost of Operation | 0 | 0 | 0 | 0 | 0 | 0 | 0 | 0 | 0 | 0 | 0 | 0 | 0 | 0 | 0 | 0 | 0 | 0 | 0 | 0 | 0 | 0 | 0 | 0 | 0 | 0 | 0
F2_Commercial_School (WA)_New_Food Preparation_Natural Gas_Oven_E7 | F2 | Commercial | School (WA) | New | Food Preparation | Natural Gas | Oven | E7 | RVT - Cost of Operation | 0 | 0 | 0 | 0 | 0 | 0 | 0 | 0 | 0 | 0 | 0 | 0 | 0 | 0 | 0 | 0 | 0 | 0 | 0 | 0 | 0 | 0 | 0 | 0 | 0 | 0 | 0
F2_Commercial_School (WA)_New_Food Preparation_Natural Gas_Oven_E8 | F2 | Commercial | School (WA) | New | Food Preparation | Natural Gas | Oven | E8 | RVT - Cost of Operation | 0 | 0 | 0 | 0 | 0 | 0 | 0 | 0 | 0 | 0 | 0 | 0 | 0 | 0 | 0 | 0 | 0 | 0 | 0 | 0 | 0 | 0 | 0 | 0 | 0 | 0 | 0
F2_Commercial_School (WA)_New_Food Preparation_Natural Gas_Oven_E9 | F2 | Commercial | School (WA) | New | Food Preparation | Natural Gas | Oven | E9 | RVT - Cost of Operation | 0 | 0 | 0 | 0 | 0 | 0 | 0 | 0 | 0 | 0 | 0 | 0 | 0 | 0 | 0 | 0 | 0 | 0 | 0 | 0 | 0 | 0 | 0 | 0 | 0 | 0 | 0
F2_Commercial_School (WA)_New_Food Preparation_Natural Gas_Oven_E10 | F2 | Commercial | School (WA) | New | Food Preparation | Natural Gas | Oven | E10 | RVT - Cost of Operation | 0 | 0 | 0 | 0 | 0 | 0 | 0 | 0 | 0 | 0 | 0 | 0 | 0 | 0 | 0 | 0 | 0 | 0 | 0 | 0 | 0 | 0 | 0 | 0 | 0 | 0 | 0
F3_Commercial_School (WA)_New_Food Preparation_Natural Gas_Oven_E1 | F3 | Commercial | School (WA) | New | Food Preparation | Natural Gas | Oven | E1 | System - kBTUs of Consumption | 2.0206 | 2.0206 | 2.0206 | 2.0206 | 2.0206 | 2.0206 | 2.0206 | 2.0206 | 2.0206 | 2.0206 | 2.0206 | 2.0206 | 2.0206 | 2.0206 | 2.0206 | 2.0206 | 2.0206 | 2.0206 | 2.0206 | 2.0206 | 2.0206 | 2.0206 | 2.0206 | 2.0206 | 2.0206 | 2.0206 | 2.0206
F3_Commercial_School (WA)_New_Food Preparation_Natural Gas_Oven_E2 | F3 | Commercial | School (WA) | New | Food Preparation | Natural Gas | Oven | E2 | System - kBTUs of Consumption | 1.4348 | 1.4348 | 1.4348 | 1.4348 | 1.4348 | 1.4348 | 1.4348 | 1.4348 | 1.4348 | 1.4348 | 1.4348 | 1.4348 | 1.4348 | 1.4348 | 1.4348 | 1.4348 | 1.4348 | 1.4348 | 1.4348 | 1.4348 | 1.4348 | 1.4348 | 1.4348 | 1.4348 | 1.4348 | 1.4348 | 1.4348
F3_Commercial_School (WA)_New_Food Preparation_Natural Gas_Oven_E3 | F3 | Commercial | School (WA) | New | Food Preparation | Natural Gas | Oven | E3 | System - kBTUs of Consumption | 0 | 0 | 0 | 0 | 0 | 0 | 0 | 0 | 0 | 0 | 0 | 0 | 0 | 0 | 0 | 0 | 0 | 0 | 0 | 0 | 0 | 0 | 0 | 0 | 0 | 0 | 0
F3_Commercial_School (WA)_New_Food Preparation_Natural Gas_Oven_E4 | F3 | Commercial | School (WA) | New | Food Preparation | Natural Gas | Oven | E4 | System - kBTUs of Consumption | 0 | 0 | 0 | 0 | 0 | 0 | 0 | 0 | 0 | 0 | 0 | 0 | 0 | 0 | 0 | 0 | 0 | 0 | 0 | 0 | 0 | 0 | 0 | 0 | 0 | 0 | 0
F3_Commercial_School (WA)_New_Food Preparation_Natural Gas_Oven_E5 | F3 | Commercial | School (WA) | New | Food Preparation | Natural Gas | Oven | E5 | System - kBTUs of Consumption | 0 | 0 | 0 | 0 | 0 | 0 | 0 | 0 | 0 | 0 | 0 | 0 | 0 | 0 | 0 | 0 | 0 | 0 | 0 | 0 | 0 | 0 | 0 | 0 | 0 | 0 | 0
F3_Commercial_School (WA)_New_Food Preparation_Natural Gas_Oven_E6 | F3 | Commercial | School (WA) | New | Food Preparation | Natural Gas | Oven | E6 | System - kBTUs of Consumption | 0 | 0 | 0 | 0 | 0 | 0 | 0 | 0 | 0 | 0 | 0 | 0 | 0 | 0 | 0 | 0 | 0 | 0 | 0 | 0 | 0 | 0 | 0 | 0 | 0 | 0 | 0
F3_Commercial_School (WA)_New_Food Preparation_Natural Gas_Oven_E7 | F3 | Commercial | School (WA) | New | Food Preparation | Natural Gas | Oven | E7 | System - kBTUs of Consumption | 0 | 0 | 0 | 0 | 0 | 0 | 0 | 0 | 0 | 0 | 0 | 0 | 0 | 0 | 0 | 0 | 0 | 0 | 0 | 0 | 0 | 0 | 0 | 0 | 0 | 0 | 0
F3_Commercial_School (WA)_New_Food Preparation_Natural Gas_Oven_E8 | F3 | Commercial | School (WA) | New | Food Preparation | Natural Gas | Oven | E8 | System - kBTUs of Consumption | 0 | 0 | 0 | 0 | 0 | 0 | 0 | 0 | 0 | 0 | 0 | 0 | 0 | 0 | 0 | 0 | 0 | 0 | 0 | 0 | 0 | 0 | 0 | 0 | 0 | 0 | 0
F3_Commercial_School (WA)_New_Food Preparation_Natural Gas_Oven_E9 | F3 | Commercial | School (WA) | New | Food Preparation | Natural Gas | Oven | E9 | System - kBTUs of Consumption | 0 | 0 | 0 | 0 | 0 | 0 | 0 | 0 | 0 | 0 | 0 | 0 | 0 | 0 | 0 | 0 | 0 | 0 | 0 | 0 | 0 | 0 | 0 | 0 | 0 | 0 | 0
F3_Commercial_School (WA)_New_Food Preparation_Natural Gas_Oven_E10 | F3 | Commercial | School (WA) | New | Food Preparation | Natural Gas | Oven | E10 | System - kBTUs of Consumption | 0 | 0 | 0 | 0 | 0 | 0 | 0 | 0 | 0 | 0 | 0 | 0 | 0 | 0 | 0 | 0 | 0 | 0 | 0 | 0 | 0 | 0 | 0 | 0 | 0 | 0 | 0
F4_Commercial_School (WA)_New_Food Preparation_Natural Gas_Oven_E1 | F4 | Commercial | School (WA) | New | Food Preparation | Natural Gas | Oven | E1 | Utility - Cost of Equipment | 0.00011846 | 0.00011846 | 0.00011846 | 0.00011846 | 0.00011846 | 0.00011846 | 0.00011846 | 0.00011846 | 0.00011846 | 0.00011846 | 0.00011846 | 0.00011846 | 0.00011846 | 0.00011846 | 0.00011846 | 0.00011846 | 0.00011846 | 0.00011846 | 0.00011846 | 0.00011846 | 0.00011846 | 0.00011846 | 0.00011846 | 0.00011846 | 0.00011846 | 0.00011846 | 0.00011846
F4_Commercial_School (WA)_New_Food Preparation_Natural Gas_Oven_E2 | F4 | Commercial | School (WA) | New | Food Preparation | Natural Gas | Oven | E2 | Utility - Cost of Equipment | 0.00016141 | 0.00016141 | 0.00016141 | 0.00016141 | 0.00016141 | 0.00016141 | 0.00016141 | 0.00016141 | 0.00016141 | 0.00016141 | 0.00016141 | 0.00016141 | 0.00016141 | 0.00016141 | 0.00016141 | 0.00016141 | 0.00016141 | 0.00016141 | 0.00016141 | 0.00016141 | 0.00016141 | 0.00016141 | 0.00016141 | 0.00016141 | 0.00016141 | 0.00016141 | 0.00016141
F4_Commercial_School (WA)_New_Food Preparation_Natural Gas_Oven_E3 | F4 | Commercial | School (WA) | New | Food Preparation | Natural Gas | Oven | E3 | Utility - Cost of Equipment | 0 | 0 | 0 | 0 | 0 | 0 | 0 | 0 | 0 | 0 | 0 | 0 | 0 | 0 | 0 | 0 | 0 | 0 | 0 | 0 | 0 | 0 | 0 | 0 | 0 | 0 | 0
F4_Commercial_School (WA)_New_Food Preparation_Natural Gas_Oven_E4 | F4 | Commercial | School (WA) | New | Food Preparation | Natural Gas | Oven | E4 | Utility - Cost of Equipment | 0 | 0 | 0 | 0 | 0 | 0 | 0 | 0 | 0 | 0 | 0 | 0 | 0 | 0 | 0 | 0 | 0 | 0 | 0 | 0 | 0 | 0 | 0 | 0 | 0 | 0 | 0
F4_Commercial_School (WA)_New_Food Preparation_Natural Gas_Oven_E5 | F4 | Commercial | School (WA) | New | Food Preparation | Natural Gas | Oven | E5 | Utility - Cost of Equipment | 0 | 0 | 0 | 0 | 0 | 0 | 0 | 0 | 0 | 0 | 0 | 0 | 0 | 0 | 0 | 0 | 0 | 0 | 0 | 0 | 0 | 0 | 0 | 0 | 0 | 0 | 0
F4_Commercial_School (WA)_New_Food Preparation_Natural Gas_Oven_E6 | F4 | Commercial | School (WA) | New | Food Preparation | Natural Gas | Oven | E6 | Utility - Cost of Equipment | 0 | 0 | 0 | 0 | 0 | 0 | 0 | 0 | 0 | 0 | 0 | 0 | 0 | 0 | 0 | 0 | 0 | 0 | 0 | 0 | 0 | 0 | 0 | 0 | 0 | 0 | 0
F4_Commercial_School (WA)_New_Food Preparation_Natural Gas_Oven_E7 | F4 | Commercial | School (WA) | New | Food Preparation | Natural Gas | Oven | E7 | Utility - Cost of Equipment | 0 | 0 | 0 | 0 | 0 | 0 | 0 | 0 | 0 | 0 | 0 | 0 | 0 | 0 | 0 | 0 | 0 | 0 | 0 | 0 | 0 | 0 | 0 | 0 | 0 | 0 | 0
F4_Commercial_School (WA)_New_Food Preparation_Natural Gas_Oven_E8 | F4 | Commercial | School (WA) | New | Food Preparation | Natural Gas | Oven | E8 | Utility - Cost of Equipment | 0 | 0 | 0 | 0 | 0 | 0 | 0 | 0 | 0 | 0 | 0 | 0 | 0 | 0 | 0 | 0 | 0 | 0 | 0 | 0 | 0 | 0 | 0 | 0 | 0 | 0 | 0
F4_Commercial_School (WA)_New_Food Preparation_Natural Gas_Oven_E9 | F4 | Commercial | School (WA) | New | Food Preparation | Natural Gas | Oven | E9 | Utility - Cost of Equipment | 0 | 0 | 0 | 0 | 0 | 0 | 0 | 0 | 0 | 0 | 0 | 0 | 0 | 0 | 0 | 0 | 0 | 0 | 0 | 0 | 0 | 0 | 0 | 0 | 0 | 0 | 0
F4_Commercial_School (WA)_New_Food Preparation_Natural Gas_Oven_E10 | F4 | Commercial | School (WA) | New | Food Preparation | Natural Gas | Oven | E10 | Utility - Cost of Equipment | 0 | 0 | 0 | 0 | 0 | 0 | 0 | 0 | 0 | 0 | 0 | 0 | 0 | 0 | 0 | 0 | 0 | 0 | 0 | 0 | 0 | 0 | 0 | 0 | 0 | 0 | 0
F5_Commercial_School (WA)_New_Food Preparation_Natural Gas_Oven_E1 | F5 | Commercial | School (WA) | New | Food Preparation | Natural Gas | Oven | E1 | Utility - Cost of Operation | 0.0070077 | 0.0071695 | 0.007373 | 0.0076131 | 0.0078923 | 0.0082443 | 0.0086111 | 0.0089767 | 0.0093294 | 0.0096869 | 0.0099659 | 0.010226 | 0.010505 | 0.010778 | 0.011018 | 0.011241 | 0.011437 | 0.01163 | 0.011838 | 0.012039 | 0.012246 | 0.012462 | 0.01268 | 0.012905 | 0.013135 | 0.013368 | 0.013605
F5_Commercial_School (WA)_New_Food Preparation_Natural Gas_Oven_E2 | F5 | Commercial | School (WA) | New | Food Preparation | Natural Gas | Oven | E2 | Utility - Cost of Operation | 0.0049762 | 0.005091 | 0.0052356 | 0.005406 | 0.0056043 | 0.0058543 | 0.0061147 | 0.0063743 | 0.0066247 | 0.0068786 | 0.0070768 | 0.0072611 | 0.0074598 | 0.0076534 | 0.0078241 | 0.0079822 | 0.0081216 | 0.0082586 | 0.008406 | 0.0085489 | 0.0086959 | 0.0088492 | 0.009004 | 0.009164 | 0.0093268 | 0.0094925 | 0.0096611
F5_Commercial_School (WA)_New_Food Preparation_Natural Gas_Oven_E3 | F5 | Commercial | School (WA) | New | Food Preparation | Natural Gas | Oven | E3 | Utility - Cost of Operation | 0 | 0 | 0 | 0 | 0 | 0 | 0 | 0 | 0 | 0 | 0 | 0 | 0 | 0 | 0 | 0 | 0 | 0 | 0 | 0 | 0 | 0 | 0 | 0 | 0 | 0 | 0
F5_Commercial_School (WA)_New_Food Preparation_Natural Gas_Oven_E4 | F5 | Commercial | School (WA) | New | Food Preparation | Natural Gas | Oven | E4 | Utility - Cost of Operation | 0 | 0 | 0 | 0 | 0 | 0 | 0 | 0 | 0 | 0 | 0 | 0 | 0 | 0 | 0 | 0 | 0 | 0 | 0 | 0 | 0 | 0 | 0 | 0 | 0 | 0 | 0
F5_Commercial_School (WA)_New_Food Preparation_Natural Gas_Oven_E5 | F5 | Commercial | School (WA) | New | Food Preparation | Natural Gas | Oven | E5 | Utility - Cost of Operation | 0 | 0 | 0 | 0 | 0 | 0 | 0 | 0 | 0 | 0 | 0 | 0 | 0 | 0 | 0 | 0 | 0 | 0 | 0 | 0 | 0 | 0 | 0 | 0 | 0 | 0 | 0
F5_Commercial_School (WA)_New_Food Preparation_Natural Gas_Oven_E6 | F5 | Commercial | School (WA) | New | Food Preparation | Natural Gas | Oven | E6 | Utility - Cost of Operation | 0 | 0 | 0 | 0 | 0 | 0 | 0 | 0 | 0 | 0 | 0 | 0 | 0 | 0 | 0 | 0 | 0 | 0 | 0 | 0 | 0 | 0 | 0 | 0 | 0 | 0 | 0
F5_Commercial_School (WA)_New_Food Preparation_Natural Gas_Oven_E7 | F5 | Commercial | School (WA) | New | Food Preparation | Natural Gas | Oven | E7 | Utility - Cost of Operation | 0 | 0 | 0 | 0 | 0 | 0 | 0 | 0 | 0 | 0 | 0 | 0 | 0 | 0 | 0 | 0 | 0 | 0 | 0 | 0 | 0 | 0 | 0 | 0 | 0 | 0 | 0
F5_Commercial_School (WA)_New_Food Preparation_Natural Gas_Oven_E8 | F5 | Commercial | School (WA) | New | Food Preparation | Natural Gas | Oven | E8 | Utility - Cost of Operation | 0 | 0 | 0 | 0 | 0 | 0 | 0 | 0 | 0 | 0 | 0 | 0 | 0 | 0 | 0 | 0 | 0 | 0 | 0 | 0 | 0 | 0 | 0 | 0 | 0 | 0 | 0
F5_Commercial_School (WA)_New_Food Preparation_Natural Gas_Oven_E9 | F5 | Commercial | School (WA) | New | Food Preparation | Natural Gas | Oven | E9 | Utility - Cost of Operation | 0 | 0 | 0 | 0 | 0 | 0 | 0 | 0 | 0 | 0 | 0 | 0 | 0 | 0 | 0 | 0 | 0 | 0 | 0 | 0 | 0 | 0 | 0 | 0 | 0 | 0 | 0
F5_Commercial_School (WA)_New_Food Preparation_Natural Gas_Oven_E10 | F5 | Commercial | School (WA) | New | Food Preparation | Natural Gas | Oven | E10 | Utility - Cost of Operation | 0 | 0 | 0 | 0 | 0 | 0 | 0 | 0 | 0 | 0 | 0 | 0 | 0 | 0 | 0 | 0 | 0 | 0 | 0 | 0 | 0 | 0 | 0 | 0 | 0 | 0 | 0
F6_Commercial_School (WA)_New_Food Preparation_Natural Gas_Oven_E1 | F6 | Commercial | School (WA) | New | Food Preparation | Natural Gas | Oven | E1 | Utility - Value of Sales | 0.0083363 | 0.008475 | 0.0086441 | 0.0088497 | 0.0090942 | 0.0094174 | 0.0097489 | 0.01007 | 0.010365 | 0.010648 | 0.01094 | 0.0112 | 0.011471 | 0.011722 | 0.011933 | 0.01212 | 0.012274 | 0.012418 | 0.012574 | 0.012716 | 0.012858 | 0.013085 | 0.013314 | 0.013551 | 0.013791 | 0.014036 | 0.014286
F6_Commercial_School (WA)_New_Food Preparation_Natural Gas_Oven_E2 | F6 | Commercial | School (WA) | New | Food Preparation | Natural Gas | Oven | E2 | Utility - Value of Sales | 0.0059195 | 0.0060181 | 0.0061382 | 0.0062841 | 0.0064577 | 0.0066872 | 0.0069226 | 0.0071504 | 0.00736 | 0.0075613 | 0.0077681 | 0.0079528 | 0.0081455 | 0.0083236 | 0.0084736 | 0.0086065 | 0.0087155 | 0.0088182 | 0.0089285 | 0.0090296 | 0.0091307 | 0.0092917 | 0.0094542 | 0.0096222 | 0.0097931 | 0.0099671 | 0.010144
F6_Commercial_School (WA)_New_Food Preparation_Natural Gas_Oven_E3 | F6 | Commercial | School (WA) | New | Food Preparation | Natural Gas | Oven | E3 | Utility - Value of Sales | 0 | 0 | 0 | 0 | 0 | 0 | 0 | 0 | 0 | 0 | 0 | 0 | 0 | 0 | 0 | 0 | 0 | 0 | 0 | 0 | 0 | 0 | 0 | 0 | 0 | 0 | 0
F6_Commercial_School (WA)_New_Food Preparation_Natural Gas_Oven_E4 | F6 | Commercial | School (WA) | New | Food Preparation | Natural Gas | Oven | E4 | Utility - Value of Sales | 0 | 0 | 0 | 0 | 0 | 0 | 0 | 0 | 0 | 0 | 0 | 0 | 0 | 0 | 0 | 0 | 0 | 0 | 0 | 0 | 0 | 0 | 0 | 0 | 0 | 0 | 0
F6_Commercial_School (WA)_New_Food Preparation_Natural Gas_Oven_E5 | F6 | Commercial | School (WA) | New | Food Preparation | Natural Gas | Oven | E5 | Utility - Value of Sales | 0 | 0 | 0 | 0 | 0 | 0 | 0 | 0 | 0 | 0 | 0 | 0 | 0 | 0 | 0 | 0 | 0 | 0 | 0 | 0 | 0 | 0 | 0 | 0 | 0 | 0 | 0
F6_Commercial_School (WA)_New_Food Preparation_Natural Gas_Oven_E6 | F6 | Commercial | School (WA) | New | Food Preparation | Natural Gas | Oven | E6 | Utility - Value of Sales | 0 | 0 | 0 | 0 | 0 | 0 | 0 | 0 | 0 | 0 | 0 | 0 | 0 | 0 | 0 | 0 | 0 | 0 | 0 | 0 | 0 | 0 | 0 | 0 | 0 | 0 | 0
F6_Commercial_School (WA)_New_Food Preparation_Natural Gas_Oven_E7 | F6 | Commercial | School (WA) | New | Food Preparation | Natural Gas | Oven | E7 | Utility - Value of Sales | 0 | 0 | 0 | 0 | 0 | 0 | 0 | 0 | 0 | 0 | 0 | 0 | 0 | 0 | 0 | 0 | 0 | 0 | 0 | 0 | 0 | 0 | 0 | 0 | 0 | 0 | 0
F6_Commercial_School (WA)_New_Food Preparation_Natural Gas_Oven_E8 | F6 | Commercial | School (WA) | New | Food Preparation | Natural Gas | Oven | E8 | Utility - Value of Sales | 0 | 0 | 0 | 0 | 0 | 0 | 0 | 0 | 0 | 0 | 0 | 0 | 0 | 0 | 0 | 0 | 0 | 0 | 0 | 0 | 0 | 0 | 0 | 0 | 0 | 0 | 0
F6_Commercial_School (WA)_New_Food Preparation_Natural Gas_Oven_E9 | F6 | Commercial | School (WA) | New | Food Preparation | Natural Gas | Oven | E9 | Utility - Value of Sales | 0 | 0 | 0 | 0 | 0 | 0 | 0 | 0 | 0 | 0 | 0 | 0 | 0 | 0 | 0 | 0 | 0 | 0 | 0 | 0 | 0 | 0 | 0 | 0 | 0 | 0 | 0
F6_Commercial_School (WA)_New_Food Preparation_Natural Gas_Oven_E10 | F6 | Commercial | School (WA) | New | Food Preparation | Natural Gas | Oven | E10 | Utility - Value of Sales | 0 | 0 | 0 | 0 | 0 | 0 | 0 | 0 | 0 | 0 | 0 | 0 | 0 | 0 | 0 | 0 | 0 | 0 | 0 | 0 | 0 | 0 | 0 | 0 | 0 | 0 | 0
F1_Commercial_School (WA)_New_Food Preparation_Natural Gas_Conveyor Oven_E1 | F1 | Commercial | School (WA) | New | Food Preparation | Natural Gas | Conveyor Oven | E1 | RVT - Cost of Equipment | 6.8622e-05 | 6.8622e-05 | 6.8622e-05 | 6.8622e-05 | 6.8622e-05 | 6.8622e-05 | 6.8622e-05 | 6.8622e-05 | 6.8622e-05 | 6.8622e-05 | 6.8622e-05 | 6.8622e-05 | 6.8622e-05 | 6.8622e-05 | 6.8622e-05 | 6.8622e-05 | 6.8622e-05 | 6.8622e-05 | 6.8622e-05 | 6.8622e-05 | 6.8622e-05 | 6.8622e-05 | 6.8622e-05 | 6.8622e-05 | 6.8622e-05 | 6.8622e-05 | 6.8622e-05
F1_Commercial_School (WA)_New_Food Preparation_Natural Gas_Conveyor Oven_E2 | F1 | Commercial | School (WA) | New | Food Preparation | Natural Gas | Conveyor Oven | E2 | RVT - Cost of Equipment | 0.00014538 | 0.00014538 | 0.00014538 | 0.00014538 | 0.00014538 | 0.00014538 | 0.00014538 | 0.00014538 | 0.00014538 | 0.00014538 | 0.00014538 | 0.00014538 | 0.00014538 | 0.00014538 | 0.00014538 | 0.00014538 | 0.00014538 | 0.00014538 | 0.00014538 | 0.00014538 | 0.00014538 | 0.00014538 | 0.00014538 | 0.00014538 | 0.00014538 | 0.00014538 | 0.00014538
F1_Commercial_School (WA)_New_Food Preparation_Natural Gas_Conveyor Oven_E3 | F1 | Commercial | School (WA) | New | Food Preparation | Natural Gas | Conveyor Oven | E3 | RVT - Cost of Equipment | 0 | 0 | 0 | 0 | 0 | 0 | 0 | 0 | 0 | 0 | 0 | 0 | 0 | 0 | 0 | 0 | 0 | 0 | 0 | 0 | 0 | 0 | 0 | 0 | 0 | 0 | 0
F1_Commercial_School (WA)_New_Food Preparation_Natural Gas_Conveyor Oven_E4 | F1 | Commercial | School (WA) | New | Food Preparation | Natural Gas | Conveyor Oven | E4 | RVT - Cost of Equipment | 0 | 0 | 0 | 0 | 0 | 0 | 0 | 0 | 0 | 0 | 0 | 0 | 0 | 0 | 0 | 0 | 0 | 0 | 0 | 0 | 0 | 0 | 0 | 0 | 0 | 0 | 0
F1_Commercial_School (WA)_New_Food Preparation_Natural Gas_Conveyor Oven_E5 | F1 | Commercial | School (WA) | New | Food Preparation | Natural Gas | Conveyor Oven | E5 | RVT - Cost of Equipment | 0 | 0 | 0 | 0 | 0 | 0 | 0 | 0 | 0 | 0 | 0 | 0 | 0 | 0 | 0 | 0 | 0 | 0 | 0 | 0 | 0 | 0 | 0 | 0 | 0 | 0 | 0
F1_Commercial_School (WA)_New_Food Preparation_Natural Gas_Conveyor Oven_E6 | F1 | Commercial | School (WA) | New | Food Preparation | Natural Gas | Conveyor Oven | E6 | RVT - Cost of Equipment | 0 | 0 | 0 | 0 | 0 | 0 | 0 | 0 | 0 | 0 | 0 | 0 | 0 | 0 | 0 | 0 | 0 | 0 | 0 | 0 | 0 | 0 | 0 | 0 | 0 | 0 | 0
F1_Commercial_School (WA)_New_Food Preparation_Natural Gas_Conveyor Oven_E7 | F1 | Commercial | School (WA) | New | Food Preparation | Natural Gas | Conveyor Oven | E7 | RVT - Cost of Equipment | 0 | 0 | 0 | 0 | 0 | 0 | 0 | 0 | 0 | 0 | 0 | 0 | 0 | 0 | 0 | 0 | 0 | 0 | 0 | 0 | 0 | 0 | 0 | 0 | 0 | 0 | 0
F1_Commercial_School (WA)_New_Food Preparation_Natural Gas_Conveyor Oven_E8 | F1 | Commercial | School (WA) | New | Food Preparation | Natural Gas | Conveyor Oven | E8 | RVT - Cost of Equipment | 0 | 0 | 0 | 0 | 0 | 0 | 0 | 0 | 0 | 0 | 0 | 0 | 0 | 0 | 0 | 0 | 0 | 0 | 0 | 0 | 0 | 0 | 0 | 0 | 0 | 0 | 0
F1_Commercial_School (WA)_New_Food Preparation_Natural Gas_Conveyor Oven_E9 | F1 | Commercial | School (WA) | New | Food Preparation | Natural Gas | Conveyor Oven | E9 | RVT - Cost of Equipment | 0 | 0 | 0 | 0 | 0 | 0 | 0 | 0 | 0 | 0 | 0 | 0 | 0 | 0 | 0 | 0 | 0 | 0 | 0 | 0 | 0 | 0 | 0 | 0 | 0 | 0 | 0
F1_Commercial_School (WA)_New_Food Preparation_Natural Gas_Conveyor Oven_E10 | F1 | Commercial | School (WA) | New | Food Preparation | Natural Gas | Conveyor Oven | E10 | RVT - Cost of Equipment | 0 | 0 | 0 | 0 | 0 | 0 | 0 | 0 | 0 | 0 | 0 | 0 | 0 | 0 | 0 | 0 | 0 | 0 | 0 | 0 | 0 | 0 | 0 | 0 | 0 | 0 | 0
F2_Commercial_School (WA)_New_Food Preparation_Natural Gas_Conveyor Oven_E1 | F2 | Commercial | School (WA) | New | Food Preparation | Natural Gas | Conveyor Oven | E1 | RVT - Cost of Operation | 0.014503 | 0.014812 | 0.01515 | 0.015515 | 0.015911 | 0.016378 | 0.016834 | 0.017269 | 0.017667 | 0.018059 | 0.018468 | 0.01885 | 0.019257 | 0.019653 | 0.020005 | 0.020332 | 0.020621 | 0.020903 | 0.021198 | 0.021481 | 0.021766 | 0.022151 | 0.02254 | 0.022941 | 0.023348 | 0.023763 | 0.024185
F2_Commercial_School (WA)_New_Food Preparation_Natural Gas_Conveyor Oven_E2 | F2 | Commercial | School (WA) | New | Food Preparation | Natural Gas | Conveyor Oven | E2 | RVT - Cost of Operation | 0.011526 | 0.011772 | 0.01204 | 0.01233 | 0.012645 | 0.013016 | 0.013379 | 0.013724 | 0.014041 | 0.014352 | 0.014677 | 0.014981 | 0.015304 | 0.015619 | 0.015899 | 0.016158 | 0.016389 | 0.016612 | 0.016847 | 0.017072 | 0.017298 | 0.017604 | 0.017913 | 0.018232 | 0.018556 | 0.018885 | 0.019221
F2_Commercial_School (WA)_New_Food Preparation_Natural Gas_Conveyor Oven_E3 | F2 | Commercial | School (WA) | New | Food Preparation | Natural Gas | Conveyor Oven | E3 | RVT - Cost of Operation | 0 | 0 | 0 | 0 | 0 | 0 | 0 | 0 | 0 | 0 | 0 | 0 | 0 | 0 | 0 | 0 | 0 | 0 | 0 | 0 | 0 | 0 | 0 | 0 | 0 | 0 | 0
F2_Commercial_School (WA)_New_Food Preparation_Natural Gas_Conveyor Oven_E4 | F2 | Commercial | School (WA) | New | Food Preparation | Natural Gas | Conveyor Oven | E4 | RVT - Cost of Operation | 0 | 0 | 0 | 0 | 0 | 0 | 0 | 0 | 0 | 0 | 0 | 0 | 0 | 0 | 0 | 0 | 0 | 0 | 0 | 0 | 0 | 0 | 0 | 0 | 0 | 0 | 0
F2_Commercial_School (WA)_New_Food Preparation_Natural Gas_Conveyor Oven_E5 | F2 | Commercial | School (WA) | New | Food Preparation | Natural Gas | Conveyor Oven | E5 | RVT - Cost of Operation | 0 | 0 | 0 | 0 | 0 | 0 | 0 | 0 | 0 | 0 | 0 | 0 | 0 | 0 | 0 | 0 | 0 | 0 | 0 | 0 | 0 | 0 | 0 | 0 | 0 | 0 | 0
F2_Commercial_School (WA)_New_Food Preparation_Natural Gas_Conveyor Oven_E6 | F2 | Commercial | School (WA) | New | Food Preparation | Natural Gas | Conveyor Oven | E6 | RVT - Cost of Operation | 0 | 0 | 0 | 0 | 0 | 0 | 0 | 0 | 0 | 0 | 0 | 0 | 0 | 0 | 0 | 0 | 0 | 0 | 0 | 0 | 0 | 0 | 0 | 0 | 0 | 0 | 0
F2_Commercial_School (WA)_New_Food Preparation_Natural Gas_Conveyor Oven_E7 | F2 | Commercial | School (WA) | New | Food Preparation | Natural Gas | Conveyor Oven | E7 | RVT - Cost of Operation | 0 | 0 | 0 | 0 | 0 | 0 | 0 | 0 | 0 | 0 | 0 | 0 | 0 | 0 | 0 | 0 | 0 | 0 | 0 | 0 | 0 | 0 | 0 | 0 | 0 | 0 | 0
F2_Commercial_School (WA)_New_Food Preparation_Natural Gas_Conveyor Oven_E8 | F2 | Commercial | School (WA) | New | Food Preparation | Natural Gas | Conveyor Oven | E8 | RVT - Cost of Operation | 0 | 0 | 0 | 0 | 0 | 0 | 0 | 0 | 0 | 0 | 0 | 0 | 0 | 0 | 0 | 0 | 0 | 0 | 0 | 0 | 0 | 0 | 0 | 0 | 0 | 0 | 0
F2_Commercial_School (WA)_New_Food Preparation_Natural Gas_Conveyor Oven_E9 | F2 | Commercial | School (WA) | New | Food Preparation | Natural Gas | Conveyor Oven | E9 | RVT - Cost of Operation | 0 | 0 | 0 | 0 | 0 | 0 | 0 | 0 | 0 | 0 | 0 | 0 | 0 | 0 | 0 | 0 | 0 | 0 | 0 | 0 | 0 | 0 | 0 | 0 | 0 | 0 | 0
F2_Commercial_School (WA)_New_Food Preparation_Natural Gas_Conveyor Oven_E10 | F2 | Commercial | School (WA) | New | Food Preparation | Natural Gas | Conveyor Oven | E10 | RVT - Cost of Operation | 0 | 0 | 0 | 0 | 0 | 0 | 0 | 0 | 0 | 0 | 0 | 0 | 0 | 0 | 0 | 0 | 0 | 0 | 0 | 0 | 0 | 0 | 0 | 0 | 0 | 0 | 0
F3_Commercial_School (WA)_New_Food Preparation_Natural Gas_Conveyor Oven_E1 | F3 | Commercial | School (WA) | New | Food Preparation | Natural Gas | Conveyor Oven | E1 | System - kBTUs of Consumption | 3.261 | 3.261 | 3.261 | 3.261 | 3.261 | 3.261 | 3.261 | 3.261 | 3.261 | 3.261 | 3.261 | 3.261 | 3.261 | 3.261 | 3.261 | 3.261 | 3.261 | 3.261 | 3.261 | 3.261 | 3.261 | 3.261 | 3.261 | 3.261 | 3.261 | 3.261 | 3.261
F3_Commercial_School (WA)_New_Food Preparation_Natural Gas_Conveyor Oven_E2 | F3 | Commercial | School (WA) | New | Food Preparation | Natural Gas | Conveyor Oven | E2 | System - kBTUs of Consumption | 2.5916 | 2.5916 | 2.5916 | 2.5916 | 2.5916 | 2.5916 | 2.5916 | 2.5916 | 2.5916 | 2.5916 | 2.5916 | 2.5916 | 2.5916 | 2.5916 | 2.5916 | 2.5916 | 2.5916 | 2.5916 | 2.5916 | 2.5916 | 2.5916 | 2.5916 | 2.5916 | 2.5916 | 2.5916 | 2.5916 | 2.5916
F3_Commercial_School (WA)_New_Food Preparation_Natural Gas_Conveyor Oven_E3 | F3 | Commercial | School (WA) | New | Food Preparation | Natural Gas | Conveyor Oven | E3 | System - kBTUs of Consumption | 0 | 0 | 0 | 0 | 0 | 0 | 0 | 0 | 0 | 0 | 0 | 0 | 0 | 0 | 0 | 0 | 0 | 0 | 0 | 0 | 0 | 0 | 0 | 0 | 0 | 0 | 0
F3_Commercial_School (WA)_New_Food Preparation_Natural Gas_Conveyor Oven_E4 | F3 | Commercial | School (WA) | New | Food Preparation | Natural Gas | Conveyor Oven | E4 | System - kBTUs of Consumption | 0 | 0 | 0 | 0 | 0 | 0 | 0 | 0 | 0 | 0 | 0 | 0 | 0 | 0 | 0 | 0 | 0 | 0 | 0 | 0 | 0 | 0 | 0 | 0 | 0 | 0 | 0
F3_Commercial_School (WA)_New_Food Preparation_Natural Gas_Conveyor Oven_E5 | F3 | Commercial | School (WA) | New | Food Preparation | Natural Gas | Conveyor Oven | E5 | System - kBTUs of Consumption | 0 | 0 | 0 | 0 | 0 | 0 | 0 | 0 | 0 | 0 | 0 | 0 | 0 | 0 | 0 | 0 | 0 | 0 | 0 | 0 | 0 | 0 | 0 | 0 | 0 | 0 | 0
F3_Commercial_School (WA)_New_Food Preparation_Natural Gas_Conveyor Oven_E6 | F3 | Commercial | School (WA) | New | Food Preparation | Natural Gas | Conveyor Oven | E6 | System - kBTUs of Consumption | 0 | 0 | 0 | 0 | 0 | 0 | 0 | 0 | 0 | 0 | 0 | 0 | 0 | 0 | 0 | 0 | 0 | 0 | 0 | 0 | 0 | 0 | 0 | 0 | 0 | 0 | 0
F3_Commercial_School (WA)_New_Food Preparation_Natural Gas_Conveyor Oven_E7 | F3 | Commercial | School (WA) | New | Food Preparation | Natural Gas | Conveyor Oven | E7 | System - kBTUs of Consumption | 0 | 0 | 0 | 0 | 0 | 0 | 0 | 0 | 0 | 0 | 0 | 0 | 0 | 0 | 0 | 0 | 0 | 0 | 0 | 0 | 0 | 0 | 0 | 0 | 0 | 0 | 0
F3_Commercial_School (WA)_New_Food Preparation_Natural Gas_Conveyor Oven_E8 | F3 | Commercial | School (WA) | New | Food Preparation | Natural Gas | Conveyor Oven | E8 | System - kBTUs of Consumption | 0 | 0 | 0 | 0 | 0 | 0 | 0 | 0 | 0 | 0 | 0 | 0 | 0 | 0 | 0 | 0 | 0 | 0 | 0 | 0 | 0 | 0 | 0 | 0 | 0 | 0 | 0
F3_Commercial_School (WA)_New_Food Preparation_Natural Gas_Conveyor Oven_E9 | F3 | Commercial | School (WA) | New | Food Preparation | Natural Gas | Conveyor Oven | E9 | System - kBTUs of Consumption | 0 | 0 | 0 | 0 | 0 | 0 | 0 | 0 | 0 | 0 | 0 | 0 | 0 | 0 | 0 | 0 | 0 | 0 | 0 | 0 | 0 | 0 | 0 | 0 | 0 | 0 | 0
F3_Commercial_School (WA)_New_Food Preparation_Natural Gas_Conveyor Oven_E10 | F3 | Commercial | School (WA) | New | Food Preparation | Natural Gas | Conveyor Oven | E10 | System - kBTUs of Consumption | 0 | 0 | 0 | 0 | 0 | 0 | 0 | 0 | 0 | 0 | 0 | 0 | 0 | 0 | 0 | 0 | 0 | 0 | 0 | 0 | 0 | 0 | 0 | 0 | 0 | 0 | 0
F4_Commercial_School (WA)_New_Food Preparation_Natural Gas_Conveyor Oven_E1 | F4 | Commercial | School (WA) | New | Food Preparation | Natural Gas | Conveyor Oven | E1 | Utility - Cost of Equipment | 6.8622e-05 | 6.8622e-05 | 6.8622e-05 | 6.8622e-05 | 6.8622e-05 | 6.8622e-05 | 6.8622e-05 | 6.8622e-05 | 6.8622e-05 | 6.8622e-05 | 6.8622e-05 | 6.8622e-05 | 6.8622e-05 | 6.8622e-05 | 6.8622e-05 | 6.8622e-05 | 6.8622e-05 | 6.8622e-05 | 6.8622e-05 | 6.8622e-05 | 6.8622e-05 | 6.8622e-05 | 6.8622e-05 | 6.8622e-05 | 6.8622e-05 | 6.8622e-05 | 6.8622e-05
F4_Commercial_School (WA)_New_Food Preparation_Natural Gas_Conveyor Oven_E2 | F4 | Commercial | School (WA) | New | Food Preparation | Natural Gas | Conveyor Oven | E2 | Utility - Cost of Equipment | 0.00014538 | 0.00014538 | 0.00014538 | 0.00014538 | 0.00014538 | 0.00014538 | 0.00014538 | 0.00014538 | 0.00014538 | 0.00014538 | 0.00014538 | 0.00014538 | 0.00014538 | 0.00014538 | 0.00014538 | 0.00014538 | 0.00014538 | 0.00014538 | 0.00014538 | 0.00014538 | 0.00014538 | 0.00014538 | 0.00014538 | 0.00014538 | 0.00014538 | 0.00014538 | 0.00014538
F4_Commercial_School (WA)_New_Food Preparation_Natural Gas_Conveyor Oven_E3 | F4 | Commercial | School (WA) | New | Food Preparation | Natural Gas | Conveyor Oven | E3 | Utility - Cost of Equipment | 0 | 0 | 0 | 0 | 0 | 0 | 0 | 0 | 0 | 0 | 0 | 0 | 0 | 0 | 0 | 0 | 0 | 0 | 0 | 0 | 0 | 0 | 0 | 0 | 0 | 0 | 0
F4_Commercial_School (WA)_New_Food Preparation_Natural Gas_Conveyor Oven_E4 | F4 | Commercial | School (WA) | New | Food Preparation | Natural Gas | Conveyor Oven | E4 | Utility - Cost of Equipment | 0 | 0 | 0 | 0 | 0 | 0 | 0 | 0 | 0 | 0 | 0 | 0 | 0 | 0 | 0 | 0 | 0 | 0 | 0 | 0 | 0 | 0 | 0 | 0 | 0 | 0 | 0
F4_Commercial_School (WA)_New_Food Preparation_Natural Gas_Conveyor Oven_E5 | F4 | Commercial | School (WA) | New | Food Preparation | Natural Gas | Conveyor Oven | E5 | Utility - Cost of Equipment | 0 | 0 | 0 | 0 | 0 | 0 | 0 | 0 | 0 | 0 | 0 | 0 | 0 | 0 | 0 | 0 | 0 | 0 | 0 | 0 | 0 | 0 | 0 | 0 | 0 | 0 | 0
F4_Commercial_School (WA)_New_Food Preparation_Natural Gas_Conveyor Oven_E6 | F4 | Commercial | School (WA) | New | Food Preparation | Natural Gas | Conveyor Oven | E6 | Utility - Cost of Equipment | 0 | 0 | 0 | 0 | 0 | 0 | 0 | 0 | 0 | 0 | 0 | 0 | 0 | 0 | 0 | 0 | 0 | 0 | 0 | 0 | 0 | 0 | 0 | 0 | 0 | 0 | 0
F4_Commercial_School (WA)_New_Food Preparation_Natural Gas_Conveyor Oven_E7 | F4 | Commercial | School (WA) | New | Food Preparation | Natural Gas | Conveyor Oven | E7 | Utility - Cost of Equipment | 0 | 0 | 0 | 0 | 0 | 0 | 0 | 0 | 0 | 0 | 0 | 0 | 0 | 0 | 0 | 0 | 0 | 0 | 0 | 0 | 0 | 0 | 0 | 0 | 0 | 0 | 0
F4_Commercial_School (WA)_New_Food Preparation_Natural Gas_Conveyor Oven_E8 | F4 | Commercial | School (WA) | New | Food Preparation | Natural Gas | Conveyor Oven | E8 | Utility - Cost of Equipment | 0 | 0 | 0 | 0 | 0 | 0 | 0 | 0 | 0 | 0 | 0 | 0 | 0 | 0 | 0 | 0 | 0 | 0 | 0 | 0 | 0 | 0 | 0 | 0 | 0 | 0 | 0
F4_Commercial_School (WA)_New_Food Preparation_Natural Gas_Conveyor Oven_E9 | F4 | Commercial | School (WA) | New | Food Preparation | Natural Gas | Conveyor Oven | E9 | Utility - Cost of Equipment | 0 | 0 | 0 | 0 | 0 | 0 | 0 | 0 | 0 | 0 | 0 | 0 | 0 | 0 | 0 | 0 | 0 | 0 | 0 | 0 | 0 | 0 | 0 | 0 | 0 | 0 | 0
F4_Commercial_School (WA)_New_Food Preparation_Natural Gas_Conveyor Oven_E10 | F4 | Commercial | School (WA) | New | Food Preparation | Natural Gas | Conveyor Oven | E10 | Utility - Cost of Equipment | 0 | 0 | 0 | 0 | 0 | 0 | 0 | 0 | 0 | 0 | 0 | 0 | 0 | 0 | 0 | 0 | 0 | 0 | 0 | 0 | 0 | 0 | 0 | 0 | 0 | 0 | 0
F5_Commercial_School (WA)_New_Food Preparation_Natural Gas_Conveyor Oven_E1 | F5 | Commercial | School (WA) | New | Food Preparation | Natural Gas | Conveyor Oven | E1 | Utility - Cost of Operation | 0.01251 | 0.012846 | 0.013215 | 0.013619 | 0.014062 | 0.014578 | 0.015101 | 0.015617 | 0.016115 | 0.01662 | 0.017037 | 0.017432 | 0.017854 | 0.01827 | 0.018651 | 0.019014 | 0.019348 | 0.01968 | 0.02003 | 0.020376 | 0.02073 | 0.021096 | 0.021467 | 0.021848 | 0.022236 | 0.022631 | 0.023033
F5_Commercial_School (WA)_New_Food Preparation_Natural Gas_Conveyor Oven_E2 | F5 | Commercial | School (WA) | New | Food Preparation | Natural Gas | Conveyor Oven | E2 | Utility - Cost of Operation | 0.0099424 | 0.010209 | 0.010502 | 0.010824 | 0.011175 | 0.011585 | 0.012001 | 0.012411 | 0.012807 | 0.013209 | 0.01354 | 0.013854 | 0.014189 | 0.01452 | 0.014823 | 0.015111 | 0.015376 | 0.01564 | 0.015919 | 0.016193 | 0.016475 | 0.016766 | 0.01706 | 0.017364 | 0.017672 | 0.017986 | 0.018305
F5_Commercial_School (WA)_New_Food Preparation_Natural Gas_Conveyor Oven_E3 | F5 | Commercial | School (WA) | New | Food Preparation | Natural Gas | Conveyor Oven | E3 | Utility - Cost of Operation | 0 | 0 | 0 | 0 | 0 | 0 | 0 | 0 | 0 | 0 | 0 | 0 | 0 | 0 | 0 | 0 | 0 | 0 | 0 | 0 | 0 | 0 | 0 | 0 | 0 | 0 | 0
F5_Commercial_School (WA)_New_Food Preparation_Natural Gas_Conveyor Oven_E4 | F5 | Commercial | School (WA) | New | Food Preparation | Natural Gas | Conveyor Oven | E4 | Utility - Cost of Operation | 0 | 0 | 0 | 0 | 0 | 0 | 0 | 0 | 0 | 0 | 0 | 0 | 0 | 0 | 0 | 0 | 0 | 0 | 0 | 0 | 0 | 0 | 0 | 0 | 0 | 0 | 0
F5_Commercial_School (WA)_New_Food Preparation_Natural Gas_Conveyor Oven_E5 | F5 | Commercial | School (WA) | New | Food Preparation | Natural Gas | Conveyor Oven | E5 | Utility - Cost of Operation | 0 | 0 | 0 | 0 | 0 | 0 | 0 | 0 | 0 | 0 | 0 | 0 | 0 | 0 | 0 | 0 | 0 | 0 | 0 | 0 | 0 | 0 | 0 | 0 | 0 | 0 | 0
F5_Commercial_School (WA)_New_Food Preparation_Natural Gas_Conveyor Oven_E6 | F5 | Commercial | School (WA) | New | Food Preparation | Natural Gas | Conveyor Oven | E6 | Utility - Cost of Operation | 0 | 0 | 0 | 0 | 0 | 0 | 0 | 0 | 0 | 0 | 0 | 0 | 0 | 0 | 0 | 0 | 0 | 0 | 0 | 0 | 0 | 0 | 0 | 0 | 0 | 0 | 0
F5_Commercial_School (WA)_New_Food Preparation_Natural Gas_Conveyor Oven_E7 | F5 | Commercial | School (WA) | New | Food Preparation | Natural Gas | Conveyor Oven | E7 | Utility - Cost of Operation | 0 | 0 | 0 | 0 | 0 | 0 | 0 | 0 | 0 | 0 | 0 | 0 | 0 | 0 | 0 | 0 | 0 | 0 | 0 | 0 | 0 | 0 | 0 | 0 | 0 | 0 | 0
F5_Commercial_School (WA)_New_Food Preparation_Natural Gas_Conveyor Oven_E8 | F5 | Commercial | School (WA) | New | Food Preparation | Natural Gas | Conveyor Oven | E8 | Utility - Cost of Operation | 0 | 0 | 0 | 0 | 0 | 0 | 0 | 0 | 0 | 0 | 0 | 0 | 0 | 0 | 0 | 0 | 0 | 0 | 0 | 0 | 0 | 0 | 0 | 0 | 0 | 0 | 0
F5_Commercial_School (WA)_New_Food Preparation_Natural Gas_Conveyor Oven_E9 | F5 | Commercial | School (WA) | New | Food Preparation | Natural Gas | Conveyor Oven | E9 | Utility - Cost of Operation | 0 | 0 | 0 | 0 | 0 | 0 | 0 | 0 | 0 | 0 | 0 | 0 | 0 | 0 | 0 | 0 | 0 | 0 | 0 | 0 | 0 | 0 | 0 | 0 | 0 | 0 | 0
F5_Commercial_School (WA)_New_Food Preparation_Natural Gas_Conveyor Oven_E10 | F5 | Commercial | School (WA) | New | Food Preparation | Natural Gas | Conveyor Oven | E10 | Utility - Cost of Operation | 0 | 0 | 0 | 0 | 0 | 0 | 0 | 0 | 0 | 0 | 0 | 0 | 0 | 0 | 0 | 0 | 0 | 0 | 0 | 0 | 0 | 0 | 0 | 0 | 0 | 0 | 0
F6_Commercial_School (WA)_New_Food Preparation_Natural Gas_Conveyor Oven_E1 | F6 | Commercial | School (WA) | New | Food Preparation | Natural Gas | Conveyor Oven | E1 | Utility - Value of Sales | 0.014503 | 0.014812 | 0.01515 | 0.015515 | 0.015911 | 0.016378 | 0.016834 | 0.017269 | 0.017667 | 0.018059 | 0.018468 | 0.01885 | 0.019257 | 0.019653 | 0.020005 | 0.020332 | 0.020621 | 0.020903 | 0.021198 | 0.021481 | 0.021766 | 0.022151 | 0.02254 | 0.022941 | 0.023348 | 0.023763 | 0.024185
F6_Commercial_School (WA)_New_Food Preparation_Natural Gas_Conveyor Oven_E2 | F6 | Commercial | School (WA) | New | Food Preparation | Natural Gas | Conveyor Oven | E2 | Utility - Value of Sales | 0.011526 | 0.011772 | 0.01204 | 0.01233 | 0.012645 | 0.013016 | 0.013379 | 0.013724 | 0.014041 | 0.014352 | 0.014677 | 0.014981 | 0.015304 | 0.015619 | 0.015899 | 0.016158 | 0.016389 | 0.016612 | 0.016847 | 0.017072 | 0.017298 | 0.017604 | 0.017913 | 0.018232 | 0.018556 | 0.018885 | 0.019221
F6_Commercial_School (WA)_New_Food Preparation_Natural Gas_Conveyor Oven_E3 | F6 | Commercial | School (WA) | New | Food Preparation | Natural Gas | Conveyor Oven | E3 | Utility - Value of Sales | 0 | 0 | 0 | 0 | 0 | 0 | 0 | 0 | 0 | 0 | 0 | 0 | 0 | 0 | 0 | 0 | 0 | 0 | 0 | 0 | 0 | 0 | 0 | 0 | 0 | 0 | 0
F6_Commercial_School (WA)_New_Food Preparation_Natural Gas_Conveyor Oven_E4 | F6 | Commercial | School (WA) | New | Food Preparation | Natural Gas | Conveyor Oven | E4 | Utility - Value of Sales | 0 | 0 | 0 | 0 | 0 | 0 | 0 | 0 | 0 | 0 | 0 | 0 | 0 | 0 | 0 | 0 | 0 | 0 | 0 | 0 | 0 | 0 | 0 | 0 | 0 | 0 | 0
F6_Commercial_School (WA)_New_Food Preparation_Natural Gas_Conveyor Oven_E5 | F6 | Commercial | School (WA) | New | Food Preparation | Natural Gas | Conveyor Oven | E5 | Utility - Value of Sales | 0 | 0 | 0 | 0 | 0 | 0 | 0 | 0 | 0 | 0 | 0 | 0 | 0 | 0 | 0 | 0 | 0 | 0 | 0 | 0 | 0 | 0 | 0 | 0 | 0 | 0 | 0
F6_Commercial_School (WA)_New_Food Preparation_Natural Gas_Conveyor Oven_E6 | F6 | Commercial | School (WA) | New | Food Preparation | Natural Gas | Conveyor Oven | E6 | Utility - Value of Sales | 0 | 0 | 0 | 0 | 0 | 0 | 0 | 0 | 0 | 0 | 0 | 0 | 0 | 0 | 0 | 0 | 0 | 0 | 0 | 0 | 0 | 0 | 0 | 0 | 0 | 0 | 0
F6_Commercial_School (WA)_New_Food Preparation_Natural Gas_Conveyor Oven_E7 | F6 | Commercial | School (WA) | New | Food Preparation | Natural Gas | Conveyor Oven | E7 | Utility - Value of Sales | 0 | 0 | 0 | 0 | 0 | 0 | 0 | 0 | 0 | 0 | 0 | 0 | 0 | 0 | 0 | 0 | 0 | 0 | 0 | 0 | 0 | 0 | 0 | 0 | 0 | 0 | 0
F6_Commercial_School (WA)_New_Food Preparation_Natural Gas_Conveyor Oven_E8 | F6 | Commercial | School (WA) | New | Food Preparation | Natural Gas | Conveyor Oven | E8 | Utility - Value of Sales | 0 | 0 | 0 | 0 | 0 | 0 | 0 | 0 | 0 | 0 | 0 | 0 | 0 | 0 | 0 | 0 | 0 | 0 | 0 | 0 | 0 | 0 | 0 | 0 | 0 | 0 | 0
F6_Commercial_School (WA)_New_Food Preparation_Natural Gas_Conveyor Oven_E9 | F6 | Commercial | School (WA) | New | Food Preparation | Natural Gas | Conveyor Oven | E9 | Utility - Value of Sales | 0 | 0 | 0 | 0 | 0 | 0 | 0 | 0 | 0 | 0 | 0 | 0 | 0 | 0 | 0 | 0 | 0 | 0 | 0 | 0 | 0 | 0 | 0 | 0 | 0 | 0 | 0
F6_Commercial_School (WA)_New_Food Preparation_Natural Gas_Conveyor Oven_E10 | F6 | Commercial | School (WA) | New | Food Preparation | Natural Gas | Conveyor Oven | E10 | Utility - Value of Sales | 0 | 0 | 0 | 0 | 0 | 0 | 0 | 0 | 0 | 0 | 0 | 0 | 0 | 0 | 0 | 0 | 0 | 0 | 0 | 0 | 0 | 0 | 0 | 0 | 0 | 0 | 0
F1_Commercial_School (WA)_New_Food Preparation_Natural Gas_Double Rack Oven_E1 | F1 | Commercial | School (WA) | New | Food Preparation | Natural Gas | Double Rack Oven | E1 | RVT - Cost of Equipment | 0.00014543 | 0.00014543 | 0.00014543 | 0.00014543 | 0.00014543 | 0.00014543 | 0.00014543 | 0.00014543 | 0.00014543 | 0.00014543 | 0.00014543 | 0.00014543 | 0.00014543 | 0.00014543 | 0.00014543 | 0.00014543 | 0.00014543 | 0.00014543 | 0.00014543 | 0.00014543 | 0.00014543 | 0.00014543 | 0.00014543 | 0.00014543 | 0.00014543 | 0.00014543 | 0.00014543
F1_Commercial_School (WA)_New_Food Preparation_Natural Gas_Double Rack Oven_E2 | F1 | Commercial | School (WA) | New | Food Preparation | Natural Gas | Double Rack Oven | E2 | RVT - Cost of Equipment | 0.00065979 | 0.00065979 | 0.00065979 | 0.00065979 | 0.00065979 | 0.00065979 | 0.00065979 | 0.00065979 | 0.00065979 | 0.00065979 | 0.00065979 | 0.00065979 | 0.00065979 | 0.00065979 | 0.00065979 | 0.00065979 | 0.00065979 | 0.00065979 | 0.00065979 | 0.00065979 | 0.00065979 | 0.00065979 | 0.00065979 | 0.00065979 | 0.00065979 | 0.00065979 | 0.00065979
F1_Commercial_School (WA)_New_Food Preparation_Natural Gas_Double Rack Oven_E3 | F1 | Commercial | School (WA) | New | Food Preparation | Natural Gas | Double Rack Oven | E3 | RVT - Cost of Equipment | 0 | 0 | 0 | 0 | 0 | 0 | 0 | 0 | 0 | 0 | 0 | 0 | 0 | 0 | 0 | 0 | 0 | 0 | 0 | 0 | 0 | 0 | 0 | 0 | 0 | 0 | 0
F1_Commercial_School (WA)_New_Food Preparation_Natural Gas_Double Rack Oven_E4 | F1 | Commercial | School (WA) | New | Food Preparation | Natural Gas | Double Rack Oven | E4 | RVT - Cost of Equipment | 0 | 0 | 0 | 0 | 0 | 0 | 0 | 0 | 0 | 0 | 0 | 0 | 0 | 0 | 0 | 0 | 0 | 0 | 0 | 0 | 0 | 0 | 0 | 0 | 0 | 0 | 0
F1_Commercial_School (WA)_New_Food Preparation_Natural Gas_Double Rack Oven_E5 | F1 | Commercial | School (WA) | New | Food Preparation | Natural Gas | Double Rack Oven | E5 | RVT - Cost of Equipment | 0 | 0 | 0 | 0 | 0 | 0 | 0 | 0 | 0 | 0 | 0 | 0 | 0 | 0 | 0 | 0 | 0 | 0 | 0 | 0 | 0 | 0 | 0 | 0 | 0 | 0 | 0
F1_Commercial_School (WA)_New_Food Preparation_Natural Gas_Double Rack Oven_E6 | F1 | Commercial | School (WA) | New | Food Preparation | Natural Gas | Double Rack Oven | E6 | RVT - Cost of Equipment | 0 | 0 | 0 | 0 | 0 | 0 | 0 | 0 | 0 | 0 | 0 | 0 | 0 | 0 | 0 | 0 | 0 | 0 | 0 | 0 | 0 | 0 | 0 | 0 | 0 | 0 | 0
F1_Commercial_School (WA)_New_Food Preparation_Natural Gas_Double Rack Oven_E7 | F1 | Commercial | School (WA) | New | Food Preparation | Natural Gas | Double Rack Oven | E7 | RVT - Cost of Equipment | 0 | 0 | 0 | 0 | 0 | 0 | 0 | 0 | 0 | 0 | 0 | 0 | 0 | 0 | 0 | 0 | 0 | 0 | 0 | 0 | 0 | 0 | 0 | 0 | 0 | 0 | 0
F1_Commercial_School (WA)_New_Food Preparation_Natural Gas_Double Rack Oven_E8 | F1 | Commercial | School (WA) | New | Food Preparation | Natural Gas | Double Rack Oven | E8 | RVT - Cost of Equipment | 0 | 0 | 0 | 0 | 0 | 0 | 0 | 0 | 0 | 0 | 0 | 0 | 0 | 0 | 0 | 0 | 0 | 0 | 0 | 0 | 0 | 0 | 0 | 0 | 0 | 0 | 0
F1_Commercial_School (WA)_New_Food Preparation_Natural Gas_Double Rack Oven_E9 | F1 | Commercial | School (WA) | New | Food Preparation | Natural Gas | Double Rack Oven | E9 | RVT - Cost of Equipment | 0 | 0 | 0 | 0 | 0 | 0 | 0 | 0 | 0 | 0 | 0 | 0 | 0 | 0 | 0 | 0 | 0 | 0 | 0 | 0 | 0 | 0 | 0 | 0 | 0 | 0 | 0
F1_Commercial_School (WA)_New_Food Preparation_Natural Gas_Double Rack Oven_E10 | F1 | Commercial | School (WA) | New | Food Preparation | Natural Gas | Double Rack Oven | E10 | RVT - Cost of Equipment | 0 | 0 | 0 | 0 | 0 | 0 | 0 | 0 | 0 | 0 | 0 | 0 | 0 | 0 | 0 | 0 | 0 | 0 | 0 | 0 | 0 | 0 | 0 | 0 | 0 | 0 | 0
F2_Commercial_School (WA)_New_Food Preparation_Natural Gas_Double Rack Oven_E1 | F2 | Commercial | School (WA) | New | Food Preparation | Natural Gas | Double Rack Oven | E1 | RVT - Cost of Operation | 0.023534 | 0.023979 | 0.024501 | 0.025109 | 0.025806 | 0.026676 | 0.027548 | 0.028376 | 0.029126 | 0.029852 | 0.030605 | 0.03129 | 0.032012 | 0.032695 | 0.033283 | 0.033813 | 0.034262 | 0.034691 | 0.035147 | 0.035572 | 0.035999 | 0.036634 | 0.037276 | 0.037939 | 0.038613 | 0.039299 | 0.039997
F2_Commercial_School (WA)_New_Food Preparation_Natural Gas_Double Rack Oven_E2 | F2 | Commercial | School (WA) | New | Food Preparation | Natural Gas | Double Rack Oven | E2 | RVT - Cost of Operation | 0.01458 | 0.014856 | 0.015179 | 0.015556 | 0.015988 | 0.016527 | 0.017067 | 0.01758 | 0.018044 | 0.018495 | 0.018961 | 0.019385 | 0.019833 | 0.020256 | 0.02062 | 0.020949 | 0.021227 | 0.021492 | 0.021775 | 0.022038 | 0.022303 | 0.022696 | 0.023094 | 0.023505 | 0.023922 | 0.024347 | 0.02478
F2_Commercial_School (WA)_New_Food Preparation_Natural Gas_Double Rack Oven_E3 | F2 | Commercial | School (WA) | New | Food Preparation | Natural Gas | Double Rack Oven | E3 | RVT - Cost of Operation | 0 | 0 | 0 | 0 | 0 | 0 | 0 | 0 | 0 | 0 | 0 | 0 | 0 | 0 | 0 | 0 | 0 | 0 | 0 | 0 | 0 | 0 | 0 | 0 | 0 | 0 | 0
F2_Commercial_School (WA)_New_Food Preparation_Natural Gas_Double Rack Oven_E4 | F2 | Commercial | School (WA) | New | Food Preparation | Natural Gas | Double Rack Oven | E4 | RVT - Cost of Operation | 0 | 0 | 0 | 0 | 0 | 0 | 0 | 0 | 0 | 0 | 0 | 0 | 0 | 0 | 0 | 0 | 0 | 0 | 0 | 0 | 0 | 0 | 0 | 0 | 0 | 0 | 0
F2_Commercial_School (WA)_New_Food Preparation_Natural Gas_Double Rack Oven_E5 | F2 | Commercial | School (WA) | New | Food Preparation | Natural Gas | Double Rack Oven | E5 | RVT - Cost of Operation | 0 | 0 | 0 | 0 | 0 | 0 | 0 | 0 | 0 | 0 | 0 | 0 | 0 | 0 | 0 | 0 | 0 | 0 | 0 | 0 | 0 | 0 | 0 | 0 | 0 | 0 | 0
F2_Commercial_School (WA)_New_Food Preparation_Natural Gas_Double Rack Oven_E6 | F2 | Commercial | School (WA) | New | Food Preparation | Natural Gas | Double Rack Oven | E6 | RVT - Cost of Operation | 0 | 0 | 0 | 0 | 0 | 0 | 0 | 0 | 0 | 0 | 0 | 0 | 0 | 0 | 0 | 0 | 0 | 0 | 0 | 0 | 0 | 0 | 0 | 0 | 0 | 0 | 0
F2_Commercial_School (WA)_New_Food Preparation_Natural Gas_Double Rack Oven_E7 | F2 | Commercial | School (WA) | New | Food Preparation | Natural Gas | Double Rack Oven | E7 | RVT - Cost of Operation | 0 | 0 | 0 | 0 | 0 | 0 | 0 | 0 | 0 | 0 | 0 | 0 | 0 | 0 | 0 | 0 | 0 | 0 | 0 | 0 | 0 | 0 | 0 | 0 | 0 | 0 | 0
F2_Commercial_School (WA)_New_Food Preparation_Natural Gas_Double Rack Oven_E8 | F2 | Commercial | School (WA) | New | Food Preparation | Natural Gas | Double Rack Oven | E8 | RVT - Cost of Operation | 0 | 0 | 0 | 0 | 0 | 0 | 0 | 0 | 0 | 0 | 0 | 0 | 0 | 0 | 0 | 0 | 0 | 0 | 0 | 0 | 0 | 0 | 0 | 0 | 0 | 0 | 0
F2_Commercial_School (WA)_New_Food Preparation_Natural Gas_Double Rack Oven_E9 | F2 | Commercial | School (WA) | New | Food Preparation | Natural Gas | Double Rack Oven | E9 | RVT - Cost of Operation | 0 | 0 | 0 | 0 | 0 | 0 | 0 | 0 | 0 | 0 | 0 | 0 | 0 | 0 | 0 | 0 | 0 | 0 | 0 | 0 | 0 | 0 | 0 | 0 | 0 | 0 | 0
F2_Commercial_School (WA)_New_Food Preparation_Natural Gas_Double Rack Oven_E10 | F2 | Commercial | School (WA) | New | Food Preparation | Natural Gas | Double Rack Oven | E10 | RVT - Cost of Operation | 0 | 0 | 0 | 0 | 0 | 0 | 0 | 0 | 0 | 0 | 0 | 0 | 0 | 0 | 0 | 0 | 0 | 0 | 0 | 0 | 0 | 0 | 0 | 0 | 0 | 0 | 0
F3_Commercial_School (WA)_New_Food Preparation_Natural Gas_Double Rack Oven_E1 | F3 | Commercial | School (WA) | New | Food Preparation | Natural Gas | Double Rack Oven | E1 | System - kBTUs of Consumption | 5.6143 | 5.6143 | 5.6143 | 5.6143 | 5.6143 | 5.6143 | 5.6143 | 5.6143 | 5.6143 | 5.6143 | 5.6143 | 5.6143 | 5.6143 | 5.6143 | 5.6143 | 5.6143 | 5.6143 | 5.6143 | 5.6143 | 5.6143 | 5.6143 | 5.6143 | 5.6143 | 5.6143 | 5.6143 | 5.6143 | 5.6143
F3_Commercial_School (WA)_New_Food Preparation_Natural Gas_Double Rack Oven_E2 | F3 | Commercial | School (WA) | New | Food Preparation | Natural Gas | Double Rack Oven | E2 | System - kBTUs of Consumption | 3.4783 | 3.4783 | 3.4783 | 3.4783 | 3.4783 | 3.4783 | 3.4783 | 3.4783 | 3.4783 | 3.4783 | 3.4783 | 3.4783 | 3.4783 | 3.4783 | 3.4783 | 3.4783 | 3.4783 | 3.4783 | 3.4783 | 3.4783 | 3.4783 | 3.4783 | 3.4783 | 3.4783 | 3.4783 | 3.4783 | 3.4783
F3_Commercial_School (WA)_New_Food Preparation_Natural Gas_Double Rack Oven_E3 | F3 | Commercial | School (WA) | New | Food Preparation | Natural Gas | Double Rack Oven | E3 | System - kBTUs of Consumption | 0 | 0 | 0 | 0 | 0 | 0 | 0 | 0 | 0 | 0 | 0 | 0 | 0 | 0 | 0 | 0 | 0 | 0 | 0 | 0 | 0 | 0 | 0 | 0 | 0 | 0 | 0
F3_Commercial_School (WA)_New_Food Preparation_Natural Gas_Double Rack Oven_E4 | F3 | Commercial | School (WA) | New | Food Preparation | Natural Gas | Double Rack Oven | E4 | System - kBTUs of Consumption | 0 | 0 | 0 | 0 | 0 | 0 | 0 | 0 | 0 | 0 | 0 | 0 | 0 | 0 | 0 | 0 | 0 | 0 | 0 | 0 | 0 | 0 | 0 | 0 | 0 | 0 | 0
F3_Commercial_School (WA)_New_Food Preparation_Natural Gas_Double Rack Oven_E5 | F3 | Commercial | School (WA) | New | Food Preparation | Natural Gas | Double Rack Oven | E5 | System - kBTUs of Consumption | 0 | 0 | 0 | 0 | 0 | 0 | 0 | 0 | 0 | 0 | 0 | 0 | 0 | 0 | 0 | 0 | 0 | 0 | 0 | 0 | 0 | 0 | 0 | 0 | 0 | 0 | 0
F3_Commercial_School (WA)_New_Food Preparation_Natural Gas_Double Rack Oven_E6 | F3 | Commercial | School (WA) | New | Food Preparation | Natural Gas | Double Rack Oven | E6 | System - kBTUs of Consumption | 0 | 0 | 0 | 0 | 0 | 0 | 0 | 0 | 0 | 0 | 0 | 0 | 0 | 0 | 0 | 0 | 0 | 0 | 0 | 0 | 0 | 0 | 0 | 0 | 0 | 0 | 0
F3_Commercial_School (WA)_New_Food Preparation_Natural Gas_Double Rack Oven_E7 | F3 | Commercial | School (WA) | New | Food Preparation | Natural Gas | Double Rack Oven | E7 | System - kBTUs of Consumption | 0 | 0 | 0 | 0 | 0 | 0 | 0 | 0 | 0 | 0 | 0 | 0 | 0 | 0 | 0 | 0 | 0 | 0 | 0 | 0 | 0 | 0 | 0 | 0 | 0 | 0 | 0
F3_Commercial_School (WA)_New_Food Preparation_Natural Gas_Double Rack Oven_E8 | F3 | Commercial | School (WA) | New | Food Preparation | Natural Gas | Double Rack Oven | E8 | System - kBTUs of Consumption | 0 | 0 | 0 | 0 | 0 | 0 | 0 | 0 | 0 | 0 | 0 | 0 | 0 | 0 | 0 | 0 | 0 | 0 | 0 | 0 | 0 | 0 | 0 | 0 | 0 | 0 | 0
F3_Commercial_School (WA)_New_Food Preparation_Natural Gas_Double Rack Oven_E9 | F3 | Commercial | School (WA) | New | Food Preparation | Natural Gas | Double Rack Oven | E9 | System - kBTUs of Consumption | 0 | 0 | 0 | 0 | 0 | 0 | 0 | 0 | 0 | 0 | 0 | 0 | 0 | 0 | 0 | 0 | 0 | 0 | 0 | 0 | 0 | 0 | 0 | 0 | 0 | 0 | 0
F3_Commercial_School (WA)_New_Food Preparation_Natural Gas_Double Rack Oven_E10 | F3 | Commercial | School (WA) | New | Food Preparation | Natural Gas | Double Rack Oven | E10 | System - kBTUs of Consumption | 0 | 0 | 0 | 0 | 0 | 0 | 0 | 0 | 0 | 0 | 0 | 0 | 0 | 0 | 0 | 0 | 0 | 0 | 0 | 0 | 0 | 0 | 0 | 0 | 0 | 0 | 0
F4_Commercial_School (WA)_New_Food Preparation_Natural Gas_Double Rack Oven_E1 | F4 | Commercial | School (WA) | New | Food Preparation | Natural Gas | Double Rack Oven | E1 | Utility - Cost of Equipment | 0.00014543 | 0.00014543 | 0.00014543 | 0.00014543 | 0.00014543 | 0.00014543 | 0.00014543 | 0.00014543 | 0.00014543 | 0.00014543 | 0.00014543 | 0.00014543 | 0.00014543 | 0.00014543 | 0.00014543 | 0.00014543 | 0.00014543 | 0.00014543 | 0.00014543 | 0.00014543 | 0.00014543 | 0.00014543 | 0.00014543 | 0.00014543 | 0.00014543 | 0.00014543 | 0.00014543
F4_Commercial_School (WA)_New_Food Preparation_Natural Gas_Double Rack Oven_E2 | F4 | Commercial | School (WA) | New | Food Preparation | Natural Gas | Double Rack Oven | E2 | Utility - Cost of Equipment | 0.00065979 | 0.00065979 | 0.00065979 | 0.00065979 | 0.00065979 | 0.00065979 | 0.00065979 | 0.00065979 | 0.00065979 | 0.00065979 | 0.00065979 | 0.00065979 | 0.00065979 | 0.00065979 | 0.00065979 | 0.00065979 | 0.00065979 | 0.00065979 | 0.00065979 | 0.00065979 | 0.00065979 | 0.00065979 | 0.00065979 | 0.00065979 | 0.00065979 | 0.00065979 | 0.00065979
F4_Commercial_School (WA)_New_Food Preparation_Natural Gas_Double Rack Oven_E3 | F4 | Commercial | School (WA) | New | Food Preparation | Natural Gas | Double Rack Oven | E3 | Utility - Cost of Equipment | 0 | 0 | 0 | 0 | 0 | 0 | 0 | 0 | 0 | 0 | 0 | 0 | 0 | 0 | 0 | 0 | 0 | 0 | 0 | 0 | 0 | 0 | 0 | 0 | 0 | 0 | 0
F4_Commercial_School (WA)_New_Food Preparation_Natural Gas_Double Rack Oven_E4 | F4 | Commercial | School (WA) | New | Food Preparation | Natural Gas | Double Rack Oven | E4 | Utility - Cost of Equipment | 0 | 0 | 0 | 0 | 0 | 0 | 0 | 0 | 0 | 0 | 0 | 0 | 0 | 0 | 0 | 0 | 0 | 0 | 0 | 0 | 0 | 0 | 0 | 0 | 0 | 0 | 0
F4_Commercial_School (WA)_New_Food Preparation_Natural Gas_Double Rack Oven_E5 | F4 | Commercial | School (WA) | New | Food Preparation | Natural Gas | Double Rack Oven | E5 | Utility - Cost of Equipment | 0 | 0 | 0 | 0 | 0 | 0 | 0 | 0 | 0 | 0 | 0 | 0 | 0 | 0 | 0 | 0 | 0 | 0 | 0 | 0 | 0 | 0 | 0 | 0 | 0 | 0 | 0
F4_Commercial_School (WA)_New_Food Preparation_Natural Gas_Double Rack Oven_E6 | F4 | Commercial | School (WA) | New | Food Preparation | Natural Gas | Double Rack Oven | E6 | Utility - Cost of Equipment | 0 | 0 | 0 | 0 | 0 | 0 | 0 | 0 | 0 | 0 | 0 | 0 | 0 | 0 | 0 | 0 | 0 | 0 | 0 | 0 | 0 | 0 | 0 | 0 | 0 | 0 | 0
F4_Commercial_School (WA)_New_Food Preparation_Natural Gas_Double Rack Oven_E7 | F4 | Commercial | School (WA) | New | Food Preparation | Natural Gas | Double Rack Oven | E7 | Utility - Cost of Equipment | 0 | 0 | 0 | 0 | 0 | 0 | 0 | 0 | 0 | 0 | 0 | 0 | 0 | 0 | 0 | 0 | 0 | 0 | 0 | 0 | 0 | 0 | 0 | 0 | 0 | 0 | 0
F4_Commercial_School (WA)_New_Food Preparation_Natural Gas_Double Rack Oven_E8 | F4 | Commercial | School (WA) | New | Food Preparation | Natural Gas | Double Rack Oven | E8 | Utility - Cost of Equipment | 0 | 0 | 0 | 0 | 0 | 0 | 0 | 0 | 0 | 0 | 0 | 0 | 0 | 0 | 0 | 0 | 0 | 0 | 0 | 0 | 0 | 0 | 0 | 0 | 0 | 0 | 0
F4_Commercial_School (WA)_New_Food Preparation_Natural Gas_Double Rack Oven_E9 | F4 | Commercial | School (WA) | New | Food Preparation | Natural Gas | Double Rack Oven | E9 | Utility - Cost of Equipment | 0 | 0 | 0 | 0 | 0 | 0 | 0 | 0 | 0 | 0 | 0 | 0 | 0 | 0 | 0 | 0 | 0 | 0 | 0 | 0 | 0 | 0 | 0 | 0 | 0 | 0 | 0
F4_Commercial_School (WA)_New_Food Preparation_Natural Gas_Double Rack Oven_E10 | F4 | Commercial | School (WA) | New | Food Preparation | Natural Gas | Double Rack Oven | E10 | Utility - Cost of Equipment | 0 | 0 | 0 | 0 | 0 | 0 | 0 | 0 | 0 | 0 | 0 | 0 | 0 | 0 | 0 | 0 | 0 | 0 | 0 | 0 | 0 | 0 | 0 | 0 | 0 | 0 | 0
F5_Commercial_School (WA)_New_Food Preparation_Natural Gas_Double Rack Oven_E1 | F5 | Commercial | School (WA) | New | Food Preparation | Natural Gas | Double Rack Oven | E1 | Utility - Cost of Operation | 0.019981 | 0.020485 | 0.021082 | 0.021765 | 0.022539 | 0.023479 | 0.024448 | 0.025406 | 0.02633 | 0.027266 | 0.02801 | 0.028708 | 0.029458 | 0.030192 | 0.030848 | 0.031462 | 0.032012 | 0.032556 | 0.033137 | 0.033703 | 0.034285 | 0.03489 | 0.035501 | 0.036132 | 0.036774 | 0.037427 | 0.038092
F5_Commercial_School (WA)_New_Food Preparation_Natural Gas_Double Rack Oven_E2 | F5 | Commercial | School (WA) | New | Food Preparation | Natural Gas | Double Rack Oven | E2 | Utility - Cost of Operation | 0.012379 | 0.012691 | 0.013061 | 0.013485 | 0.013964 | 0.014546 | 0.015146 | 0.01574 | 0.016312 | 0.016892 | 0.017354 | 0.017786 | 0.01825 | 0.018705 | 0.019111 | 0.019492 | 0.019833 | 0.02017 | 0.020529 | 0.02088 | 0.021241 | 0.021616 | 0.021994 | 0.022385 | 0.022783 | 0.023188 | 0.0236
F5_Commercial_School (WA)_New_Food Preparation_Natural Gas_Double Rack Oven_E3 | F5 | Commercial | School (WA) | New | Food Preparation | Natural Gas | Double Rack Oven | E3 | Utility - Cost of Operation | 0 | 0 | 0 | 0 | 0 | 0 | 0 | 0 | 0 | 0 | 0 | 0 | 0 | 0 | 0 | 0 | 0 | 0 | 0 | 0 | 0 | 0 | 0 | 0 | 0 | 0 | 0
F5_Commercial_School (WA)_New_Food Preparation_Natural Gas_Double Rack Oven_E4 | F5 | Commercial | School (WA) | New | Food Preparation | Natural Gas | Double Rack Oven | E4 | Utility - Cost of Operation | 0 | 0 | 0 | 0 | 0 | 0 | 0 | 0 | 0 | 0 | 0 | 0 | 0 | 0 | 0 | 0 | 0 | 0 | 0 | 0 | 0 | 0 | 0 | 0 | 0 | 0 | 0
F5_Commercial_School (WA)_New_Food Preparation_Natural Gas_Double Rack Oven_E5 | F5 | Commercial | School (WA) | New | Food Preparation | Natural Gas | Double Rack Oven | E5 | Utility - Cost of Operation | 0 | 0 | 0 | 0 | 0 | 0 | 0 | 0 | 0 | 0 | 0 | 0 | 0 | 0 | 0 | 0 | 0 | 0 | 0 | 0 | 0 | 0 | 0 | 0 | 0 | 0 | 0
F5_Commercial_School (WA)_New_Food Preparation_Natural Gas_Double Rack Oven_E6 | F5 | Commercial | School (WA) | New | Food Preparation | Natural Gas | Double Rack Oven | E6 | Utility - Cost of Operation | 0 | 0 | 0 | 0 | 0 | 0 | 0 | 0 | 0 | 0 | 0 | 0 | 0 | 0 | 0 | 0 | 0 | 0 | 0 | 0 | 0 | 0 | 0 | 0 | 0 | 0 | 0
F5_Commercial_School (WA)_New_Food Preparation_Natural Gas_Double Rack Oven_E7 | F5 | Commercial | School (WA) | New | Food Preparation | Natural Gas | Double Rack Oven | E7 | Utility - Cost of Operation | 0 | 0 | 0 | 0 | 0 | 0 | 0 | 0 | 0 | 0 | 0 | 0 | 0 | 0 | 0 | 0 | 0 | 0 | 0 | 0 | 0 | 0 | 0 | 0 | 0 | 0 | 0
F5_Commercial_School (WA)_New_Food Preparation_Natural Gas_Double Rack Oven_E8 | F5 | Commercial | School (WA) | New | Food Preparation | Natural Gas | Double Rack Oven | E8 | Utility - Cost of Operation | 0 | 0 | 0 | 0 | 0 | 0 | 0 | 0 | 0 | 0 | 0 | 0 | 0 | 0 | 0 | 0 | 0 | 0 | 0 | 0 | 0 | 0 | 0 | 0 | 0 | 0 | 0
F5_Commercial_School (WA)_New_Food Preparation_Natural Gas_Double Rack Oven_E9 | F5 | Commercial | School (WA) | New | Food Preparation | Natural Gas | Double Rack Oven | E9 | Utility - Cost of Operation | 0 | 0 | 0 | 0 | 0 | 0 | 0 | 0 | 0 | 0 | 0 | 0 | 0 | 0 | 0 | 0 | 0 | 0 | 0 | 0 | 0 | 0 | 0 | 0 | 0 | 0 | 0
F5_Commercial_School (WA)_New_Food Preparation_Natural Gas_Double Rack Oven_E10 | F5 | Commercial | School (WA) | New | Food Preparation | Natural Gas | Double Rack Oven | E10 | Utility - Cost of Operation | 0 | 0 | 0 | 0 | 0 | 0 | 0 | 0 | 0 | 0 | 0 | 0 | 0 | 0 | 0 | 0 | 0 | 0 | 0 | 0 | 0 | 0 | 0 | 0 | 0 | 0 | 0
F6_Commercial_School (WA)_New_Food Preparation_Natural Gas_Double Rack Oven_E1 | F6 | Commercial | School (WA) | New | Food Preparation | Natural Gas | Double Rack Oven | E1 | Utility - Value of Sales | 0.023534 | 0.023979 | 0.024501 | 0.025109 | 0.025806 | 0.026676 | 0.027548 | 0.028376 | 0.029126 | 0.029852 | 0.030605 | 0.03129 | 0.032012 | 0.032695 | 0.033283 | 0.033813 | 0.034262 | 0.034691 | 0.035147 | 0.035572 | 0.035999 | 0.036634 | 0.037276 | 0.037939 | 0.038613 | 0.039299 | 0.039997
F6_Commercial_School (WA)_New_Food Preparation_Natural Gas_Double Rack Oven_E2 | F6 | Commercial | School (WA) | New | Food Preparation | Natural Gas | Double Rack Oven | E2 | Utility - Value of Sales | 0.01458 | 0.014856 | 0.015179 | 0.015556 | 0.015988 | 0.016527 | 0.017067 | 0.01758 | 0.018044 | 0.018495 | 0.018961 | 0.019385 | 0.019833 | 0.020256 | 0.02062 | 0.020949 | 0.021227 | 0.021492 | 0.021775 | 0.022038 | 0.022303 | 0.022696 | 0.023094 | 0.023505 | 0.023922 | 0.024347 | 0.02478
F6_Commercial_School (WA)_New_Food Preparation_Natural Gas_Double Rack Oven_E3 | F6 | Commercial | School (WA) | New | Food Preparation | Natural Gas | Double Rack Oven | E3 | Utility - Value of Sales | 0 | 0 | 0 | 0 | 0 | 0 | 0 | 0 | 0 | 0 | 0 | 0 | 0 | 0 | 0 | 0 | 0 | 0 | 0 | 0 | 0 | 0 | 0 | 0 | 0 | 0 | 0
F6_Commercial_School (WA)_New_Food Preparation_Natural Gas_Double Rack Oven_E4 | F6 | Commercial | School (WA) | New | Food Preparation | Natural Gas | Double Rack Oven | E4 | Utility - Value of Sales | 0 | 0 | 0 | 0 | 0 | 0 | 0 | 0 | 0 | 0 | 0 | 0 | 0 | 0 | 0 | 0 | 0 | 0 | 0 | 0 | 0 | 0 | 0 | 0 | 0 | 0 | 0
F6_Commercial_School (WA)_New_Food Preparation_Natural Gas_Double Rack Oven_E5 | F6 | Commercial | School (WA) | New | Food Preparation | Natural Gas | Double Rack Oven | E5 | Utility - Value of Sales | 0 | 0 | 0 | 0 | 0 | 0 | 0 | 0 | 0 | 0 | 0 | 0 | 0 | 0 | 0 | 0 | 0 | 0 | 0 | 0 | 0 | 0 | 0 | 0 | 0 | 0 | 0
F6_Commercial_School (WA)_New_Food Preparation_Natural Gas_Double Rack Oven_E6 | F6 | Commercial | School (WA) | New | Food Preparation | Natural Gas | Double Rack Oven | E6 | Utility - Value of Sales | 0 | 0 | 0 | 0 | 0 | 0 | 0 | 0 | 0 | 0 | 0 | 0 | 0 | 0 | 0 | 0 | 0 | 0 | 0 | 0 | 0 | 0 | 0 | 0 | 0 | 0 | 0
F6_Commercial_School (WA)_New_Food Preparation_Natural Gas_Double Rack Oven_E7 | F6 | Commercial | School (WA) | New | Food Preparation | Natural Gas | Double Rack Oven | E7 | Utility - Value of Sales | 0 | 0 | 0 | 0 | 0 | 0 | 0 | 0 | 0 | 0 | 0 | 0 | 0 | 0 | 0 | 0 | 0 | 0 | 0 | 0 | 0 | 0 | 0 | 0 | 0 | 0 | 0
F6_Commercial_School (WA)_New_Food Preparation_Natural Gas_Double Rack Oven_E8 | F6 | Commercial | School (WA) | New | Food Preparation | Natural Gas | Double Rack Oven | E8 | Utility - Value of Sales | 0 | 0 | 0 | 0 | 0 | 0 | 0 | 0 | 0 | 0 | 0 | 0 | 0 | 0 | 0 | 0 | 0 | 0 | 0 | 0 | 0 | 0 | 0 | 0 | 0 | 0 | 0
F6_Commercial_School (WA)_New_Food Preparation_Natural Gas_Double Rack Oven_E9 | F6 | Commercial | School (WA) | New | Food Preparation | Natural Gas | Double Rack Oven | E9 | Utility - Value of Sales | 0 | 0 | 0 | 0 | 0 | 0 | 0 | 0 | 0 | 0 | 0 | 0 | 0 | 0 | 0 | 0 | 0 | 0 | 0 | 0 | 0 | 0 | 0 | 0 | 0 | 0 | 0
F6_Commercial_School (WA)_New_Food Preparation_Natural Gas_Double Rack Oven_E10 | F6 | Commercial | School (WA) | New | Food Preparation | Natural Gas | Double Rack Oven | E10 | Utility - Value of Sales | 0 | 0 | 0 | 0 | 0 | 0 | 0 | 0 | 0 | 0 | 0 | 0 | 0 | 0 | 0 | 0 | 0 | 0 | 0 | 0 | 0 | 0 | 0 | 0 | 0 | 0 | 0
F1_Commercial_School (WA)_New_Food Preparation_Natural Gas_Fryer_E1 | F1 | Commercial | School (WA) | New | Food Preparation | Natural Gas | Fryer | E1 | RVT - Cost of Equipment | 0.00057346 | 0.00057346 | 0.00057346 | 0.00057346 | 0.00057346 | 0.00057346 | 0.00057346 | 0.00057346 | 0.00057346 | 0.00057346 | 0.00057346 | 0.00057346 | 0.00057346 | 0.00057346 | 0.00057346 | 0.00057346 | 0.00057346 | 0.00057346 | 0.00057346 | 0.00057346 | 0.00057346 | 0.00057346 | 0.00057346 | 0.00057346 | 0.00057346 | 0.00057346 | 0.00057346
F1_Commercial_School (WA)_New_Food Preparation_Natural Gas_Fryer_E2 | F1 | Commercial | School (WA) | New | Food Preparation | Natural Gas | Fryer | E2 | RVT - Cost of Equipment | 0.00084871 | 0.00084871 | 0.00084871 | 0.00084871 | 0.00084871 | 0.00084871 | 0.00084871 | 0.00084871 | 0.00084871 | 0.00084871 | 0.00084871 | 0.00084871 | 0.00084871 | 0.00084871 | 0.00084871 | 0.00084871 | 0.00084871 | 0.00084871 | 0.00084871 | 0.00084871 | 0.00084871 | 0.00084871 | 0.00084871 | 0.00084871 | 0.00084871 | 0.00084871 | 0.00084871
F1_Commercial_School (WA)_New_Food Preparation_Natural Gas_Fryer_E3 | F1 | Commercial | School (WA) | New | Food Preparation | Natural Gas | Fryer | E3 | RVT - Cost of Equipment | 0 | 0 | 0 | 0 | 0 | 0 | 0 | 0 | 0 | 0 | 0 | 0 | 0 | 0 | 0 | 0 | 0 | 0 | 0 | 0 | 0 | 0 | 0 | 0 | 0 | 0 | 0
F1_Commercial_School (WA)_New_Food Preparation_Natural Gas_Fryer_E4 | F1 | Commercial | School (WA) | New | Food Preparation | Natural Gas | Fryer | E4 | RVT - Cost of Equipment | 0 | 0 | 0 | 0 | 0 | 0 | 0 | 0 | 0 | 0 | 0 | 0 | 0 | 0 | 0 | 0 | 0 | 0 | 0 | 0 | 0 | 0 | 0 | 0 | 0 | 0 | 0
F1_Commercial_School (WA)_New_Food Preparation_Natural Gas_Fryer_E5 | F1 | Commercial | School (WA) | New | Food Preparation | Natural Gas | Fryer | E5 | RVT - Cost of Equipment | 0 | 0 | 0 | 0 | 0 | 0 | 0 | 0 | 0 | 0 | 0 | 0 | 0 | 0 | 0 | 0 | 0 | 0 | 0 | 0 | 0 | 0 | 0 | 0 | 0 | 0 | 0
F1_Commercial_School (WA)_New_Food Preparation_Natural Gas_Fryer_E6 | F1 | Commercial | School (WA) | New | Food Preparation | Natural Gas | Fryer | E6 | RVT - Cost of Equipment | 0 | 0 | 0 | 0 | 0 | 0 | 0 | 0 | 0 | 0 | 0 | 0 | 0 | 0 | 0 | 0 | 0 | 0 | 0 | 0 | 0 | 0 | 0 | 0 | 0 | 0 | 0
F1_Commercial_School (WA)_New_Food Preparation_Natural Gas_Fryer_E7 | F1 | Commercial | School (WA) | New | Food Preparation | Natural Gas | Fryer | E7 | RVT - Cost of Equipment | 0 | 0 | 0 | 0 | 0 | 0 | 0 | 0 | 0 | 0 | 0 | 0 | 0 | 0 | 0 | 0 | 0 | 0 | 0 | 0 | 0 | 0 | 0 | 0 | 0 | 0 | 0
F1_Commercial_School (WA)_New_Food Preparation_Natural Gas_Fryer_E8 | F1 | Commercial | School (WA) | New | Food Preparation | Natural Gas | Fryer | E8 | RVT - Cost of Equipment | 0 | 0 | 0 | 0 | 0 | 0 | 0 | 0 | 0 | 0 | 0 | 0 | 0 | 0 | 0 | 0 | 0 | 0 | 0 | 0 | 0 | 0 | 0 | 0 | 0 | 0 | 0
F1_Commercial_School (WA)_New_Food Preparation_Natural Gas_Fryer_E9 | F1 | Commercial | School (WA) | New | Food Preparation | Natural Gas | Fryer | E9 | RVT - Cost of Equipment | 0 | 0 | 0 | 0 | 0 | 0 | 0 | 0 | 0 | 0 | 0 | 0 | 0 | 0 | 0 | 0 | 0 | 0 | 0 | 0 | 0 | 0 | 0 | 0 | 0 | 0 | 0
F1_Commercial_School (WA)_New_Food Preparation_Natural Gas_Fryer_E10 | F1 | Commercial | School (WA) | New | Food Preparation | Natural Gas | Fryer | E10 | RVT - Cost of Equipment | 0 | 0 | 0 | 0 | 0 | 0 | 0 | 0 | 0 | 0 | 0 | 0 | 0 | 0 | 0 | 0 | 0 | 0 | 0 | 0 | 0 | 0 | 0 | 0 | 0 | 0 | 0
F2_Commercial_School (WA)_New_Food Preparation_Natural Gas_Fryer_E1 | F2 | Commercial | School (WA) | New | Food Preparation | Natural Gas | Fryer | E1 | RVT - Cost of Operation | 0.012201 | 0.012446 | 0.012722 | 0.013032 | 0.013378 | 0.013795 | 0.01421 | 0.014602 | 0.014957 | 0.015304 | 0.015662 | 0.015991 | 0.016342 | 0.016682 | 0.016981 | 0.017256 | 0.017496 | 0.017728 | 0.017973 | 0.018205 | 0.018439 | 0.018764 | 0.019094 | 0.019433 | 0.019778 | 0.02013 | 0.020487
F2_Commercial_School (WA)_New_Food Preparation_Natural Gas_Fryer_E2 | F2 | Commercial | School (WA) | New | Food Preparation | Natural Gas | Fryer | E2 | RVT - Cost of Operation | 0.008415 | 0.0085842 | 0.0087745 | 0.0089883 | 0.0092266 | 0.0095148 | 0.0098007 | 0.010071 | 0.010316 | 0.010555 | 0.010802 | 0.011029 | 0.011271 | 0.011506 | 0.011712 | 0.011902 | 0.012067 | 0.012227 | 0.012396 | 0.012556 | 0.012717 | 0.012942 | 0.013169 | 0.013403 | 0.013641 | 0.013883 | 0.01413
F2_Commercial_School (WA)_New_Food Preparation_Natural Gas_Fryer_E3 | F2 | Commercial | School (WA) | New | Food Preparation | Natural Gas | Fryer | E3 | RVT - Cost of Operation | 0 | 0 | 0 | 0 | 0 | 0 | 0 | 0 | 0 | 0 | 0 | 0 | 0 | 0 | 0 | 0 | 0 | 0 | 0 | 0 | 0 | 0 | 0 | 0 | 0 | 0 | 0
F2_Commercial_School (WA)_New_Food Preparation_Natural Gas_Fryer_E4 | F2 | Commercial | School (WA) | New | Food Preparation | Natural Gas | Fryer | E4 | RVT - Cost of Operation | 0 | 0 | 0 | 0 | 0 | 0 | 0 | 0 | 0 | 0 | 0 | 0 | 0 | 0 | 0 | 0 | 0 | 0 | 0 | 0 | 0 | 0 | 0 | 0 | 0 | 0 | 0
F2_Commercial_School (WA)_New_Food Preparation_Natural Gas_Fryer_E5 | F2 | Commercial | School (WA) | New | Food Preparation | Natural Gas | Fryer | E5 | RVT - Cost of Operation | 0 | 0 | 0 | 0 | 0 | 0 | 0 | 0 | 0 | 0 | 0 | 0 | 0 | 0 | 0 | 0 | 0 | 0 | 0 | 0 | 0 | 0 | 0 | 0 | 0 | 0 | 0
F2_Commercial_School (WA)_New_Food Preparation_Natural Gas_Fryer_E6 | F2 | Commercial | School (WA) | New | Food Preparation | Natural Gas | Fryer | E6 | RVT - Cost of Operation | 0 | 0 | 0 | 0 | 0 | 0 | 0 | 0 | 0 | 0 | 0 | 0 | 0 | 0 | 0 | 0 | 0 | 0 | 0 | 0 | 0 | 0 | 0 | 0 | 0 | 0 | 0
F2_Commercial_School (WA)_New_Food Preparation_Natural Gas_Fryer_E7 | F2 | Commercial | School (WA) | New | Food Preparation | Natural Gas | Fryer | E7 | RVT - Cost of Operation | 0 | 0 | 0 | 0 | 0 | 0 | 0 | 0 | 0 | 0 | 0 | 0 | 0 | 0 | 0 | 0 | 0 | 0 | 0 | 0 | 0 | 0 | 0 | 0 | 0 | 0 | 0
F2_Commercial_School (WA)_New_Food Preparation_Natural Gas_Fryer_E8 | F2 | Commercial | School (WA) | New | Food Preparation | Natural Gas | Fryer | E8 | RVT - Cost of Operation | 0 | 0 | 0 | 0 | 0 | 0 | 0 | 0 | 0 | 0 | 0 | 0 | 0 | 0 | 0 | 0 | 0 | 0 | 0 | 0 | 0 | 0 | 0 | 0 | 0 | 0 | 0
F2_Commercial_School (WA)_New_Food Preparation_Natural Gas_Fryer_E9 | F2 | Commercial | School (WA) | New | Food Preparation | Natural Gas | Fryer | E9 | RVT - Cost of Operation | 0 | 0 | 0 | 0 | 0 | 0 | 0 | 0 | 0 | 0 | 0 | 0 | 0 | 0 | 0 | 0 | 0 | 0 | 0 | 0 | 0 | 0 | 0 | 0 | 0 | 0 | 0
F2_Commercial_School (WA)_New_Food Preparation_Natural Gas_Fryer_E10 | F2 | Commercial | School (WA) | New | Food Preparation | Natural Gas | Fryer | E10 | RVT - Cost of Operation | 0 | 0 | 0 | 0 | 0 | 0 | 0 | 0 | 0 | 0 | 0 | 0 | 0 | 0 | 0 | 0 | 0 | 0 | 0 | 0 | 0 | 0 | 0 | 0 | 0 | 0 | 0
F3_Commercial_School (WA)_New_Food Preparation_Natural Gas_Fryer_E1 | F3 | Commercial | School (WA) | New | Food Preparation | Natural Gas | Fryer | E1 | System - kBTUs of Consumption | 2.8228 | 2.8228 | 2.8228 | 2.8228 | 2.8228 | 2.8228 | 2.8228 | 2.8228 | 2.8228 | 2.8228 | 2.8228 | 2.8228 | 2.8228 | 2.8228 | 2.8228 | 2.8228 | 2.8228 | 2.8228 | 2.8228 | 2.8228 | 2.8228 | 2.8228 | 2.8228 | 2.8228 | 2.8228 | 2.8228 | 2.8228
F3_Commercial_School (WA)_New_Food Preparation_Natural Gas_Fryer_E2 | F3 | Commercial | School (WA) | New | Food Preparation | Natural Gas | Fryer | E2 | System - kBTUs of Consumption | 1.9469 | 1.9469 | 1.9469 | 1.9469 | 1.9469 | 1.9469 | 1.9469 | 1.9469 | 1.9469 | 1.9469 | 1.9469 | 1.9469 | 1.9469 | 1.9469 | 1.9469 | 1.9469 | 1.9469 | 1.9469 | 1.9469 | 1.9469 | 1.9469 | 1.9469 | 1.9469 | 1.9469 | 1.9469 | 1.9469 | 1.9469
F3_Commercial_School (WA)_New_Food Preparation_Natural Gas_Fryer_E3 | F3 | Commercial | School (WA) | New | Food Preparation | Natural Gas | Fryer | E3 | System - kBTUs of Consumption | 0 | 0 | 0 | 0 | 0 | 0 | 0 | 0 | 0 | 0 | 0 | 0 | 0 | 0 | 0 | 0 | 0 | 0 | 0 | 0 | 0 | 0 | 0 | 0 | 0 | 0 | 0
F3_Commercial_School (WA)_New_Food Preparation_Natural Gas_Fryer_E4 | F3 | Commercial | School (WA) | New | Food Preparation | Natural Gas | Fryer | E4 | System - kBTUs of Consumption | 0 | 0 | 0 | 0 | 0 | 0 | 0 | 0 | 0 | 0 | 0 | 0 | 0 | 0 | 0 | 0 | 0 | 0 | 0 | 0 | 0 | 0 | 0 | 0 | 0 | 0 | 0
F3_Commercial_School (WA)_New_Food Preparation_Natural Gas_Fryer_E5 | F3 | Commercial | School (WA) | New | Food Preparation | Natural Gas | Fryer | E5 | System - kBTUs of Consumption | 0 | 0 | 0 | 0 | 0 | 0 | 0 | 0 | 0 | 0 | 0 | 0 | 0 | 0 | 0 | 0 | 0 | 0 | 0 | 0 | 0 | 0 | 0 | 0 | 0 | 0 | 0
F3_Commercial_School (WA)_New_Food Preparation_Natural Gas_Fryer_E6 | F3 | Commercial | School (WA) | New | Food Preparation | Natural Gas | Fryer | E6 | System - kBTUs of Consumption | 0 | 0 | 0 | 0 | 0 | 0 | 0 | 0 | 0 | 0 | 0 | 0 | 0 | 0 | 0 | 0 | 0 | 0 | 0 | 0 | 0 | 0 | 0 | 0 | 0 | 0 | 0
F3_Commercial_School (WA)_New_Food Preparation_Natural Gas_Fryer_E7 | F3 | Commercial | School (WA) | New | Food Preparation | Natural Gas | Fryer | E7 | System - kBTUs of Consumption | 0 | 0 | 0 | 0 | 0 | 0 | 0 | 0 | 0 | 0 | 0 | 0 | 0 | 0 | 0 | 0 | 0 | 0 | 0 | 0 | 0 | 0 | 0 | 0 | 0 | 0 | 0
F3_Commercial_School (WA)_New_Food Preparation_Natural Gas_Fryer_E8 | F3 | Commercial | School (WA) | New | Food Preparation | Natural Gas | Fryer | E8 | System - kBTUs of Consumption | 0 | 0 | 0 | 0 | 0 | 0 | 0 | 0 | 0 | 0 | 0 | 0 | 0 | 0 | 0 | 0 | 0 | 0 | 0 | 0 | 0 | 0 | 0 | 0 | 0 | 0 | 0
F3_Commercial_School (WA)_New_Food Preparation_Natural Gas_Fryer_E9 | F3 | Commercial | School (WA) | New | Food Preparation | Natural Gas | Fryer | E9 | System - kBTUs of Consumption | 0 | 0 | 0 | 0 | 0 | 0 | 0 | 0 | 0 | 0 | 0 | 0 | 0 | 0 | 0 | 0 | 0 | 0 | 0 | 0 | 0 | 0 | 0 | 0 | 0 | 0 | 0
F3_Commercial_School (WA)_New_Food Preparation_Natural Gas_Fryer_E10 | F3 | Commercial | School (WA) | New | Food Preparation | Natural Gas | Fryer | E10 | System - kBTUs of Consumption | 0 | 0 | 0 | 0 | 0 | 0 | 0 | 0 | 0 | 0 | 0 | 0 | 0 | 0 | 0 | 0 | 0 | 0 | 0 | 0 | 0 | 0 | 0 | 0 | 0 | 0 | 0
F4_Commercial_School (WA)_New_Food Preparation_Natural Gas_Fryer_E1 | F4 | Commercial | School (WA) | New | Food Preparation | Natural Gas | Fryer | E1 | Utility - Cost of Equipment | 0.00057346 | 0.00057346 | 0.00057346 | 0.00057346 | 0.00057346 | 0.00057346 | 0.00057346 | 0.00057346 | 0.00057346 | 0.00057346 | 0.00057346 | 0.00057346 | 0.00057346 | 0.00057346 | 0.00057346 | 0.00057346 | 0.00057346 | 0.00057346 | 0.00057346 | 0.00057346 | 0.00057346 | 0.00057346 | 0.00057346 | 0.00057346 | 0.00057346 | 0.00057346 | 0.00057346
F4_Commercial_School (WA)_New_Food Preparation_Natural Gas_Fryer_E2 | F4 | Commercial | School (WA) | New | Food Preparation | Natural Gas | Fryer | E2 | Utility - Cost of Equipment | 0.00084871 | 0.00084871 | 0.00084871 | 0.00084871 | 0.00084871 | 0.00084871 | 0.00084871 | 0.00084871 | 0.00084871 | 0.00084871 | 0.00084871 | 0.00084871 | 0.00084871 | 0.00084871 | 0.00084871 | 0.00084871 | 0.00084871 | 0.00084871 | 0.00084871 | 0.00084871 | 0.00084871 | 0.00084871 | 0.00084871 | 0.00084871 | 0.00084871 | 0.00084871 | 0.00084871
F4_Commercial_School (WA)_New_Food Preparation_Natural Gas_Fryer_E3 | F4 | Commercial | School (WA) | New | Food Preparation | Natural Gas | Fryer | E3 | Utility - Cost of Equipment | 0 | 0 | 0 | 0 | 0 | 0 | 0 | 0 | 0 | 0 | 0 | 0 | 0 | 0 | 0 | 0 | 0 | 0 | 0 | 0 | 0 | 0 | 0 | 0 | 0 | 0 | 0
F4_Commercial_School (WA)_New_Food Preparation_Natural Gas_Fryer_E4 | F4 | Commercial | School (WA) | New | Food Preparation | Natural Gas | Fryer | E4 | Utility - Cost of Equipment | 0 | 0 | 0 | 0 | 0 | 0 | 0 | 0 | 0 | 0 | 0 | 0 | 0 | 0 | 0 | 0 | 0 | 0 | 0 | 0 | 0 | 0 | 0 | 0 | 0 | 0 | 0
F4_Commercial_School (WA)_New_Food Preparation_Natural Gas_Fryer_E5 | F4 | Commercial | School (WA) | New | Food Preparation | Natural Gas | Fryer | E5 | Utility - Cost of Equipment | 0 | 0 | 0 | 0 | 0 | 0 | 0 | 0 | 0 | 0 | 0 | 0 | 0 | 0 | 0 | 0 | 0 | 0 | 0 | 0 | 0 | 0 | 0 | 0 | 0 | 0 | 0
F4_Commercial_School (WA)_New_Food Preparation_Natural Gas_Fryer_E6 | F4 | Commercial | School (WA) | New | Food Preparation | Natural Gas | Fryer | E6 | Utility - Cost of Equipment | 0 | 0 | 0 | 0 | 0 | 0 | 0 | 0 | 0 | 0 | 0 | 0 | 0 | 0 | 0 | 0 | 0 | 0 | 0 | 0 | 0 | 0 | 0 | 0 | 0 | 0 | 0
F4_Commercial_School (WA)_New_Food Preparation_Natural Gas_Fryer_E7 | F4 | Commercial | School (WA) | New | Food Preparation | Natural Gas | Fryer | E7 | Utility - Cost of Equipment | 0 | 0 | 0 | 0 | 0 | 0 | 0 | 0 | 0 | 0 | 0 | 0 | 0 | 0 | 0 | 0 | 0 | 0 | 0 | 0 | 0 | 0 | 0 | 0 | 0 | 0 | 0
F4_Commercial_School (WA)_New_Food Preparation_Natural Gas_Fryer_E8 | F4 | Commercial | School (WA) | New | Food Preparation | Natural Gas | Fryer | E8 | Utility - Cost of Equipment | 0 | 0 | 0 | 0 | 0 | 0 | 0 | 0 | 0 | 0 | 0 | 0 | 0 | 0 | 0 | 0 | 0 | 0 | 0 | 0 | 0 | 0 | 0 | 0 | 0 | 0 | 0
F4_Commercial_School (WA)_New_Food Preparation_Natural Gas_Fryer_E9 | F4 | Commercial | School (WA) | New | Food Preparation | Natural Gas | Fryer | E9 | Utility - Cost of Equipment | 0 | 0 | 0 | 0 | 0 | 0 | 0 | 0 | 0 | 0 | 0 | 0 | 0 | 0 | 0 | 0 | 0 | 0 | 0 | 0 | 0 | 0 | 0 | 0 | 0 | 0 | 0
F4_Commercial_School (WA)_New_Food Preparation_Natural Gas_Fryer_E10 | F4 | Commercial | School (WA) | New | Food Preparation | Natural Gas | Fryer | E10 | Utility - Cost of Equipment | 0 | 0 | 0 | 0 | 0 | 0 | 0 | 0 | 0 | 0 | 0 | 0 | 0 | 0 | 0 | 0 | 0 | 0 | 0 | 0 | 0 | 0 | 0 | 0 | 0 | 0 | 0
F5_Commercial_School (WA)_New_Food Preparation_Natural Gas_Fryer_E1 | F5 | Commercial | School (WA) | New | Food Preparation | Natural Gas | Fryer | E1 | Utility - Cost of Operation | 0.010466 | 0.010741 | 0.01105 | 0.011395 | 0.01178 | 0.012235 | 0.012699 | 0.013156 | 0.013595 | 0.014041 | 0.014404 | 0.014746 | 0.015112 | 0.015473 | 0.0158 | 0.016109 | 0.016392 | 0.016672 | 0.016969 | 0.017261 | 0.01756 | 0.017871 | 0.018184 | 0.018508 | 0.018836 | 0.019171 | 0.019512
F5_Commercial_School (WA)_New_Food Preparation_Natural Gas_Fryer_E2 | F5 | Commercial | School (WA) | New | Food Preparation | Natural Gas | Fryer | E2 | Utility - Cost of Operation | 0.0072185 | 0.0074081 | 0.007621 | 0.0078593 | 0.0081248 | 0.0084388 | 0.0087586 | 0.0090736 | 0.0093766 | 0.009684 | 0.0099343 | 0.01017 | 0.010423 | 0.010672 | 0.010897 | 0.011111 | 0.011306 | 0.011499 | 0.011704 | 0.011905 | 0.012112 | 0.012325 | 0.012542 | 0.012765 | 0.012991 | 0.013222 | 0.013457
F5_Commercial_School (WA)_New_Food Preparation_Natural Gas_Fryer_E3 | F5 | Commercial | School (WA) | New | Food Preparation | Natural Gas | Fryer | E3 | Utility - Cost of Operation | 0 | 0 | 0 | 0 | 0 | 0 | 0 | 0 | 0 | 0 | 0 | 0 | 0 | 0 | 0 | 0 | 0 | 0 | 0 | 0 | 0 | 0 | 0 | 0 | 0 | 0 | 0
F5_Commercial_School (WA)_New_Food Preparation_Natural Gas_Fryer_E4 | F5 | Commercial | School (WA) | New | Food Preparation | Natural Gas | Fryer | E4 | Utility - Cost of Operation | 0 | 0 | 0 | 0 | 0 | 0 | 0 | 0 | 0 | 0 | 0 | 0 | 0 | 0 | 0 | 0 | 0 | 0 | 0 | 0 | 0 | 0 | 0 | 0 | 0 | 0 | 0
F5_Commercial_School (WA)_New_Food Preparation_Natural Gas_Fryer_E5 | F5 | Commercial | School (WA) | New | Food Preparation | Natural Gas | Fryer | E5 | Utility - Cost of Operation | 0 | 0 | 0 | 0 | 0 | 0 | 0 | 0 | 0 | 0 | 0 | 0 | 0 | 0 | 0 | 0 | 0 | 0 | 0 | 0 | 0 | 0 | 0 | 0 | 0 | 0 | 0
F5_Commercial_School (WA)_New_Food Preparation_Natural Gas_Fryer_E6 | F5 | Commercial | School (WA) | New | Food Preparation | Natural Gas | Fryer | E6 | Utility - Cost of Operation | 0 | 0 | 0 | 0 | 0 | 0 | 0 | 0 | 0 | 0 | 0 | 0 | 0 | 0 | 0 | 0 | 0 | 0 | 0 | 0 | 0 | 0 | 0 | 0 | 0 | 0 | 0
F5_Commercial_School (WA)_New_Food Preparation_Natural Gas_Fryer_E7 | F5 | Commercial | School (WA) | New | Food Preparation | Natural Gas | Fryer | E7 | Utility - Cost of Operation | 0 | 0 | 0 | 0 | 0 | 0 | 0 | 0 | 0 | 0 | 0 | 0 | 0 | 0 | 0 | 0 | 0 | 0 | 0 | 0 | 0 | 0 | 0 | 0 | 0 | 0 | 0
F5_Commercial_School (WA)_New_Food Preparation_Natural Gas_Fryer_E8 | F5 | Commercial | School (WA) | New | Food Preparation | Natural Gas | Fryer | E8 | Utility - Cost of Operation | 0 | 0 | 0 | 0 | 0 | 0 | 0 | 0 | 0 | 0 | 0 | 0 | 0 | 0 | 0 | 0 | 0 | 0 | 0 | 0 | 0 | 0 | 0 | 0 | 0 | 0 | 0
F5_Commercial_School (WA)_New_Food Preparation_Natural Gas_Fryer_E9 | F5 | Commercial | School (WA) | New | Food Preparation | Natural Gas | Fryer | E9 | Utility - Cost of Operation | 0 | 0 | 0 | 0 | 0 | 0 | 0 | 0 | 0 | 0 | 0 | 0 | 0 | 0 | 0 | 0 | 0 | 0 | 0 | 0 | 0 | 0 | 0 | 0 | 0 | 0 | 0
F5_Commercial_School (WA)_New_Food Preparation_Natural Gas_Fryer_E10 | F5 | Commercial | School (WA) | New | Food Preparation | Natural Gas | Fryer | E10 | Utility - Cost of Operation | 0 | 0 | 0 | 0 | 0 | 0 | 0 | 0 | 0 | 0 | 0 | 0 | 0 | 0 | 0 | 0 | 0 | 0 | 0 | 0 | 0 | 0 | 0 | 0 | 0 | 0 | 0
F6_Commercial_School (WA)_New_Food Preparation_Natural Gas_Fryer_E1 | F6 | Commercial | School (WA) | New | Food Preparation | Natural Gas | Fryer | E1 | Utility - Value of Sales | 0.012201 | 0.012446 | 0.012722 | 0.013032 | 0.013378 | 0.013795 | 0.01421 | 0.014602 | 0.014957 | 0.015304 | 0.015662 | 0.015991 | 0.016342 | 0.016682 | 0.016981 | 0.017256 | 0.017496 | 0.017728 | 0.017973 | 0.018205 | 0.018439 | 0.018764 | 0.019094 | 0.019433 | 0.019778 | 0.02013 | 0.020487
F6_Commercial_School (WA)_New_Food Preparation_Natural Gas_Fryer_E2 | F6 | Commercial | School (WA) | New | Food Preparation | Natural Gas | Fryer | E2 | Utility - Value of Sales | 0.008415 | 0.0085842 | 0.0087745 | 0.0089883 | 0.0092266 | 0.0095148 | 0.0098007 | 0.010071 | 0.010316 | 0.010555 | 0.010802 | 0.011029 | 0.011271 | 0.011506 | 0.011712 | 0.011902 | 0.012067 | 0.012227 | 0.012396 | 0.012556 | 0.012717 | 0.012942 | 0.013169 | 0.013403 | 0.013641 | 0.013883 | 0.01413
F6_Commercial_School (WA)_New_Food Preparation_Natural Gas_Fryer_E3 | F6 | Commercial | School (WA) | New | Food Preparation | Natural Gas | Fryer | E3 | Utility - Value of Sales | 0 | 0 | 0 | 0 | 0 | 0 | 0 | 0 | 0 | 0 | 0 | 0 | 0 | 0 | 0 | 0 | 0 | 0 | 0 | 0 | 0 | 0 | 0 | 0 | 0 | 0 | 0
F6_Commercial_School (WA)_New_Food Preparation_Natural Gas_Fryer_E4 | F6 | Commercial | School (WA) | New | Food Preparation | Natural Gas | Fryer | E4 | Utility - Value of Sales | 0 | 0 | 0 | 0 | 0 | 0 | 0 | 0 | 0 | 0 | 0 | 0 | 0 | 0 | 0 | 0 | 0 | 0 | 0 | 0 | 0 | 0 | 0 | 0 | 0 | 0 | 0
F6_Commercial_School (WA)_New_Food Preparation_Natural Gas_Fryer_E5 | F6 | Commercial | School (WA) | New | Food Preparation | Natural Gas | Fryer | E5 | Utility - Value of Sales | 0 | 0 | 0 | 0 | 0 | 0 | 0 | 0 | 0 | 0 | 0 | 0 | 0 | 0 | 0 | 0 | 0 | 0 | 0 | 0 | 0 | 0 | 0 | 0 | 0 | 0 | 0
F6_Commercial_School (WA)_New_Food Preparation_Natural Gas_Fryer_E6 | F6 | Commercial | School (WA) | New | Food Preparation | Natural Gas | Fryer | E6 | Utility - Value of Sales | 0 | 0 | 0 | 0 | 0 | 0 | 0 | 0 | 0 | 0 | 0 | 0 | 0 | 0 | 0 | 0 | 0 | 0 | 0 | 0 | 0 | 0 | 0 | 0 | 0 | 0 | 0
F6_Commercial_School (WA)_New_Food Preparation_Natural Gas_Fryer_E7 | F6 | Commercial | School (WA) | New | Food Preparation | Natural Gas | Fryer | E7 | Utility - Value of Sales | 0 | 0 | 0 | 0 | 0 | 0 | 0 | 0 | 0 | 0 | 0 | 0 | 0 | 0 | 0 | 0 | 0 | 0 | 0 | 0 | 0 | 0 | 0 | 0 | 0 | 0 | 0
F6_Commercial_School (WA)_New_Food Preparation_Natural Gas_Fryer_E8 | F6 | Commercial | School (WA) | New | Food Preparation | Natural Gas | Fryer | E8 | Utility - Value of Sales | 0 | 0 | 0 | 0 | 0 | 0 | 0 | 0 | 0 | 0 | 0 | 0 | 0 | 0 | 0 | 0 | 0 | 0 | 0 | 0 | 0 | 0 | 0 | 0 | 0 | 0 | 0
F6_Commercial_School (WA)_New_Food Preparation_Natural Gas_Fryer_E9 | F6 | Commercial | School (WA) | New | Food Preparation | Natural Gas | Fryer | E9 | Utility - Value of Sales | 0 | 0 | 0 | 0 | 0 | 0 | 0 | 0 | 0 | 0 | 0 | 0 | 0 | 0 | 0 | 0 | 0 | 0 | 0 | 0 | 0 | 0 | 0 | 0 | 0 | 0 | 0
F6_Commercial_School (WA)_New_Food Preparation_Natural Gas_Fryer_E10 | F6 | Commercial | School (WA) | New | Food Preparation | Natural Gas | Fryer | E10 | Utility - Value of Sales | 0 | 0 | 0 | 0 | 0 | 0 | 0 | 0 | 0 | 0 | 0 | 0 | 0 | 0 | 0 | 0 | 0 | 0 | 0 | 0 | 0 | 0 | 0 | 0 | 0 | 0 | 0
F1_Commercial_School (WA)_New_Food Preparation_Natural Gas_Broiler_E1 | F1 | Commercial | School (WA) | New | Food Preparation | Natural Gas | Broiler | E1 | RVT - Cost of Equipment | 0.00102 | 0.00102 | 0.00102 | 0.00102 | 0.00102 | 0.00102 | 0.00102 | 0.00102 | 0.00102 | 0.00102 | 0.00102 | 0.00102 | 0.00102 | 0.00102 | 0.00102 | 0.00102 | 0.00102 | 0.00102 | 0.00102 | 0.00102 | 0.00102 | 0.00102 | 0.00102 | 0.00102 | 0.00102 | 0.00102 | 0.00102
F1_Commercial_School (WA)_New_Food Preparation_Natural Gas_Broiler_E2 | F1 | Commercial | School (WA) | New | Food Preparation | Natural Gas | Broiler | E2 | RVT - Cost of Equipment | 0.0014281 | 0.0014281 | 0.0014281 | 0.0014281 | 0.0014281 | 0.0014281 | 0.0014281 | 0.0014281 | 0.0014281 | 0.0014281 | 0.0014281 | 0.0014281 | 0.0014281 | 0.0014281 | 0.0014281 | 0.0014281 | 0.0014281 | 0.0014281 | 0.0014281 | 0.0014281 | 0.0014281 | 0.0014281 | 0.0014281 | 0.0014281 | 0.0014281 | 0.0014281 | 0.0014281
F1_Commercial_School (WA)_New_Food Preparation_Natural Gas_Broiler_E3 | F1 | Commercial | School (WA) | New | Food Preparation | Natural Gas | Broiler | E3 | RVT - Cost of Equipment | 0 | 0 | 0 | 0 | 0 | 0 | 0 | 0 | 0 | 0 | 0 | 0 | 0 | 0 | 0 | 0 | 0 | 0 | 0 | 0 | 0 | 0 | 0 | 0 | 0 | 0 | 0
F1_Commercial_School (WA)_New_Food Preparation_Natural Gas_Broiler_E4 | F1 | Commercial | School (WA) | New | Food Preparation | Natural Gas | Broiler | E4 | RVT - Cost of Equipment | 0 | 0 | 0 | 0 | 0 | 0 | 0 | 0 | 0 | 0 | 0 | 0 | 0 | 0 | 0 | 0 | 0 | 0 | 0 | 0 | 0 | 0 | 0 | 0 | 0 | 0 | 0
F1_Commercial_School (WA)_New_Food Preparation_Natural Gas_Broiler_E5 | F1 | Commercial | School (WA) | New | Food Preparation | Natural Gas | Broiler | E5 | RVT - Cost of Equipment | 0 | 0 | 0 | 0 | 0 | 0 | 0 | 0 | 0 | 0 | 0 | 0 | 0 | 0 | 0 | 0 | 0 | 0 | 0 | 0 | 0 | 0 | 0 | 0 | 0 | 0 | 0
F1_Commercial_School (WA)_New_Food Preparation_Natural Gas_Broiler_E6 | F1 | Commercial | School (WA) | New | Food Preparation | Natural Gas | Broiler | E6 | RVT - Cost of Equipment | 0 | 0 | 0 | 0 | 0 | 0 | 0 | 0 | 0 | 0 | 0 | 0 | 0 | 0 | 0 | 0 | 0 | 0 | 0 | 0 | 0 | 0 | 0 | 0 | 0 | 0 | 0
F1_Commercial_School (WA)_New_Food Preparation_Natural Gas_Broiler_E7 | F1 | Commercial | School (WA) | New | Food Preparation | Natural Gas | Broiler | E7 | RVT - Cost of Equipment | 0 | 0 | 0 | 0 | 0 | 0 | 0 | 0 | 0 | 0 | 0 | 0 | 0 | 0 | 0 | 0 | 0 | 0 | 0 | 0 | 0 | 0 | 0 | 0 | 0 | 0 | 0
F1_Commercial_School (WA)_New_Food Preparation_Natural Gas_Broiler_E8 | F1 | Commercial | School (WA) | New | Food Preparation | Natural Gas | Broiler | E8 | RVT - Cost of Equipment | 0 | 0 | 0 | 0 | 0 | 0 | 0 | 0 | 0 | 0 | 0 | 0 | 0 | 0 | 0 | 0 | 0 | 0 | 0 | 0 | 0 | 0 | 0 | 0 | 0 | 0 | 0
F1_Commercial_School (WA)_New_Food Preparation_Natural Gas_Broiler_E9 | F1 | Commercial | School (WA) | New | Food Preparation | Natural Gas | Broiler | E9 | RVT - Cost of Equipment | 0 | 0 | 0 | 0 | 0 | 0 | 0 | 0 | 0 | 0 | 0 | 0 | 0 | 0 | 0 | 0 | 0 | 0 | 0 | 0 | 0 | 0 | 0 | 0 | 0 | 0 | 0
F1_Commercial_School (WA)_New_Food Preparation_Natural Gas_Broiler_E10 | F1 | Commercial | School (WA) | New | Food Preparation | Natural Gas | Broiler | E10 | RVT - Cost of Equipment | 0 | 0 | 0 | 0 | 0 | 0 | 0 | 0 | 0 | 0 | 0 | 0 | 0 | 0 | 0 | 0 | 0 | 0 | 0 | 0 | 0 | 0 | 0 | 0 | 0 | 0 | 0
F2_Commercial_School (WA)_New_Food Preparation_Natural Gas_Broiler_E1 | F2 | Commercial | School (WA) | New | Food Preparation | Natural Gas | Broiler | E1 | RVT - Cost of Operation | 0.012087 | 0.012315 | 0.012583 | 0.012896 | 0.013254 | 0.0137 | 0.014148 | 0.014574 | 0.014959 | 0.015332 | 0.015719 | 0.01607 | 0.016441 | 0.016792 | 0.017094 | 0.017366 | 0.017597 | 0.017817 | 0.018051 | 0.01827 | 0.018489 | 0.018815 | 0.019145 | 0.019485 | 0.019831 | 0.020184 | 0.020542
F2_Commercial_School (WA)_New_Food Preparation_Natural Gas_Broiler_E2 | F2 | Commercial | School (WA) | New | Food Preparation | Natural Gas | Broiler | E2 | RVT - Cost of Operation | 0.010309 | 0.010504 | 0.010733 | 0.010999 | 0.011304 | 0.011685 | 0.012068 | 0.01243 | 0.012759 | 0.013077 | 0.013407 | 0.013707 | 0.014023 | 0.014322 | 0.01458 | 0.014812 | 0.015009 | 0.015197 | 0.015396 | 0.015583 | 0.01577 | 0.016048 | 0.016329 | 0.016619 | 0.016915 | 0.017215 | 0.017521
F2_Commercial_School (WA)_New_Food Preparation_Natural Gas_Broiler_E3 | F2 | Commercial | School (WA) | New | Food Preparation | Natural Gas | Broiler | E3 | RVT - Cost of Operation | 0 | 0 | 0 | 0 | 0 | 0 | 0 | 0 | 0 | 0 | 0 | 0 | 0 | 0 | 0 | 0 | 0 | 0 | 0 | 0 | 0 | 0 | 0 | 0 | 0 | 0 | 0
F2_Commercial_School (WA)_New_Food Preparation_Natural Gas_Broiler_E4 | F2 | Commercial | School (WA) | New | Food Preparation | Natural Gas | Broiler | E4 | RVT - Cost of Operation | 0 | 0 | 0 | 0 | 0 | 0 | 0 | 0 | 0 | 0 | 0 | 0 | 0 | 0 | 0 | 0 | 0 | 0 | 0 | 0 | 0 | 0 | 0 | 0 | 0 | 0 | 0
F2_Commercial_School (WA)_New_Food Preparation_Natural Gas_Broiler_E5 | F2 | Commercial | School (WA) | New | Food Preparation | Natural Gas | Broiler | E5 | RVT - Cost of Operation | 0 | 0 | 0 | 0 | 0 | 0 | 0 | 0 | 0 | 0 | 0 | 0 | 0 | 0 | 0 | 0 | 0 | 0 | 0 | 0 | 0 | 0 | 0 | 0 | 0 | 0 | 0
F2_Commercial_School (WA)_New_Food Preparation_Natural Gas_Broiler_E6 | F2 | Commercial | School (WA) | New | Food Preparation | Natural Gas | Broiler | E6 | RVT - Cost of Operation | 0 | 0 | 0 | 0 | 0 | 0 | 0 | 0 | 0 | 0 | 0 | 0 | 0 | 0 | 0 | 0 | 0 | 0 | 0 | 0 | 0 | 0 | 0 | 0 | 0 | 0 | 0
F2_Commercial_School (WA)_New_Food Preparation_Natural Gas_Broiler_E7 | F2 | Commercial | School (WA) | New | Food Preparation | Natural Gas | Broiler | E7 | RVT - Cost of Operation | 0 | 0 | 0 | 0 | 0 | 0 | 0 | 0 | 0 | 0 | 0 | 0 | 0 | 0 | 0 | 0 | 0 | 0 | 0 | 0 | 0 | 0 | 0 | 0 | 0 | 0 | 0
F2_Commercial_School (WA)_New_Food Preparation_Natural Gas_Broiler_E8 | F2 | Commercial | School (WA) | New | Food Preparation | Natural Gas | Broiler | E8 | RVT - Cost of Operation | 0 | 0 | 0 | 0 | 0 | 0 | 0 | 0 | 0 | 0 | 0 | 0 | 0 | 0 | 0 | 0 | 0 | 0 | 0 | 0 | 0 | 0 | 0 | 0 | 0 | 0 | 0
F2_Commercial_School (WA)_New_Food Preparation_Natural Gas_Broiler_E9 | F2 | Commercial | School (WA) | New | Food Preparation | Natural Gas | Broiler | E9 | RVT - Cost of Operation | 0 | 0 | 0 | 0 | 0 | 0 | 0 | 0 | 0 | 0 | 0 | 0 | 0 | 0 | 0 | 0 | 0 | 0 | 0 | 0 | 0 | 0 | 0 | 0 | 0 | 0 | 0
F2_Commercial_School (WA)_New_Food Preparation_Natural Gas_Broiler_E10 | F2 | Commercial | School (WA) | New | Food Preparation | Natural Gas | Broiler | E10 | RVT - Cost of Operation | 0 | 0 | 0 | 0 | 0 | 0 | 0 | 0 | 0 | 0 | 0 | 0 | 0 | 0 | 0 | 0 | 0 | 0 | 0 | 0 | 0 | 0 | 0 | 0 | 0 | 0 | 0
F3_Commercial_School (WA)_New_Food Preparation_Natural Gas_Broiler_E1 | F3 | Commercial | School (WA) | New | Food Preparation | Natural Gas | Broiler | E1 | System - kBTUs of Consumption | 2.8835 | 2.8835 | 2.8835 | 2.8835 | 2.8835 | 2.8835 | 2.8835 | 2.8835 | 2.8835 | 2.8835 | 2.8835 | 2.8835 | 2.8835 | 2.8835 | 2.8835 | 2.8835 | 2.8835 | 2.8835 | 2.8835 | 2.8835 | 2.8835 | 2.8835 | 2.8835 | 2.8835 | 2.8835 | 2.8835 | 2.8835
F3_Commercial_School (WA)_New_Food Preparation_Natural Gas_Broiler_E2 | F3 | Commercial | School (WA) | New | Food Preparation | Natural Gas | Broiler | E2 | System - kBTUs of Consumption | 2.4594 | 2.4594 | 2.4594 | 2.4594 | 2.4594 | 2.4594 | 2.4594 | 2.4594 | 2.4594 | 2.4594 | 2.4594 | 2.4594 | 2.4594 | 2.4594 | 2.4594 | 2.4594 | 2.4594 | 2.4594 | 2.4594 | 2.4594 | 2.4594 | 2.4594 | 2.4594 | 2.4594 | 2.4594 | 2.4594 | 2.4594
F3_Commercial_School (WA)_New_Food Preparation_Natural Gas_Broiler_E3 | F3 | Commercial | School (WA) | New | Food Preparation | Natural Gas | Broiler | E3 | System - kBTUs of Consumption | 0 | 0 | 0 | 0 | 0 | 0 | 0 | 0 | 0 | 0 | 0 | 0 | 0 | 0 | 0 | 0 | 0 | 0 | 0 | 0 | 0 | 0 | 0 | 0 | 0 | 0 | 0
F3_Commercial_School (WA)_New_Food Preparation_Natural Gas_Broiler_E4 | F3 | Commercial | School (WA) | New | Food Preparation | Natural Gas | Broiler | E4 | System - kBTUs of Consumption | 0 | 0 | 0 | 0 | 0 | 0 | 0 | 0 | 0 | 0 | 0 | 0 | 0 | 0 | 0 | 0 | 0 | 0 | 0 | 0 | 0 | 0 | 0 | 0 | 0 | 0 | 0
F3_Commercial_School (WA)_New_Food Preparation_Natural Gas_Broiler_E5 | F3 | Commercial | School (WA) | New | Food Preparation | Natural Gas | Broiler | E5 | System - kBTUs of Consumption | 0 | 0 | 0 | 0 | 0 | 0 | 0 | 0 | 0 | 0 | 0 | 0 | 0 | 0 | 0 | 0 | 0 | 0 | 0 | 0 | 0 | 0 | 0 | 0 | 0 | 0 | 0
F3_Commercial_School (WA)_New_Food Preparation_Natural Gas_Broiler_E6 | F3 | Commercial | School (WA) | New | Food Preparation | Natural Gas | Broiler | E6 | System - kBTUs of Consumption | 0 | 0 | 0 | 0 | 0 | 0 | 0 | 0 | 0 | 0 | 0 | 0 | 0 | 0 | 0 | 0 | 0 | 0 | 0 | 0 | 0 | 0 | 0 | 0 | 0 | 0 | 0
F3_Commercial_School (WA)_New_Food Preparation_Natural Gas_Broiler_E7 | F3 | Commercial | School (WA) | New | Food Preparation | Natural Gas | Broiler | E7 | System - kBTUs of Consumption | 0 | 0 | 0 | 0 | 0 | 0 | 0 | 0 | 0 | 0 | 0 | 0 | 0 | 0 | 0 | 0 | 0 | 0 | 0 | 0 | 0 | 0 | 0 | 0 | 0 | 0 | 0
F3_Commercial_School (WA)_New_Food Preparation_Natural Gas_Broiler_E8 | F3 | Commercial | School (WA) | New | Food Preparation | Natural Gas | Broiler | E8 | System - kBTUs of Consumption | 0 | 0 | 0 | 0 | 0 | 0 | 0 | 0 | 0 | 0 | 0 | 0 | 0 | 0 | 0 | 0 | 0 | 0 | 0 | 0 | 0 | 0 | 0 | 0 | 0 | 0 | 0
F3_Commercial_School (WA)_New_Food Preparation_Natural Gas_Broiler_E9 | F3 | Commercial | School (WA) | New | Food Preparation | Natural Gas | Broiler | E9 | System - kBTUs of Consumption | 0 | 0 | 0 | 0 | 0 | 0 | 0 | 0 | 0 | 0 | 0 | 0 | 0 | 0 | 0 | 0 | 0 | 0 | 0 | 0 | 0 | 0 | 0 | 0 | 0 | 0 | 0
F3_Commercial_School (WA)_New_Food Preparation_Natural Gas_Broiler_E10 | F3 | Commercial | School (WA) | New | Food Preparation | Natural Gas | Broiler | E10 | System - kBTUs of Consumption | 0 | 0 | 0 | 0 | 0 | 0 | 0 | 0 | 0 | 0 | 0 | 0 | 0 | 0 | 0 | 0 | 0 | 0 | 0 | 0 | 0 | 0 | 0 | 0 | 0 | 0 | 0
F4_Commercial_School (WA)_New_Food Preparation_Natural Gas_Broiler_E1 | F4 | Commercial | School (WA) | New | Food Preparation | Natural Gas | Broiler | E1 | Utility - Cost of Equipment | 0.00102 | 0.00102 | 0.00102 | 0.00102 | 0.00102 | 0.00102 | 0.00102 | 0.00102 | 0.00102 | 0.00102 | 0.00102 | 0.00102 | 0.00102 | 0.00102 | 0.00102 | 0.00102 | 0.00102 | 0.00102 | 0.00102 | 0.00102 | 0.00102 | 0.00102 | 0.00102 | 0.00102 | 0.00102 | 0.00102 | 0.00102
F4_Commercial_School (WA)_New_Food Preparation_Natural Gas_Broiler_E2 | F4 | Commercial | School (WA) | New | Food Preparation | Natural Gas | Broiler | E2 | Utility - Cost of Equipment | 0.0014281 | 0.0014281 | 0.0014281 | 0.0014281 | 0.0014281 | 0.0014281 | 0.0014281 | 0.0014281 | 0.0014281 | 0.0014281 | 0.0014281 | 0.0014281 | 0.0014281 | 0.0014281 | 0.0014281 | 0.0014281 | 0.0014281 | 0.0014281 | 0.0014281 | 0.0014281 | 0.0014281 | 0.0014281 | 0.0014281 | 0.0014281 | 0.0014281 | 0.0014281 | 0.0014281
F4_Commercial_School (WA)_New_Food Preparation_Natural Gas_Broiler_E3 | F4 | Commercial | School (WA) | New | Food Preparation | Natural Gas | Broiler | E3 | Utility - Cost of Equipment | 0 | 0 | 0 | 0 | 0 | 0 | 0 | 0 | 0 | 0 | 0 | 0 | 0 | 0 | 0 | 0 | 0 | 0 | 0 | 0 | 0 | 0 | 0 | 0 | 0 | 0 | 0
F4_Commercial_School (WA)_New_Food Preparation_Natural Gas_Broiler_E4 | F4 | Commercial | School (WA) | New | Food Preparation | Natural Gas | Broiler | E4 | Utility - Cost of Equipment | 0 | 0 | 0 | 0 | 0 | 0 | 0 | 0 | 0 | 0 | 0 | 0 | 0 | 0 | 0 | 0 | 0 | 0 | 0 | 0 | 0 | 0 | 0 | 0 | 0 | 0 | 0
F4_Commercial_School (WA)_New_Food Preparation_Natural Gas_Broiler_E5 | F4 | Commercial | School (WA) | New | Food Preparation | Natural Gas | Broiler | E5 | Utility - Cost of Equipment | 0 | 0 | 0 | 0 | 0 | 0 | 0 | 0 | 0 | 0 | 0 | 0 | 0 | 0 | 0 | 0 | 0 | 0 | 0 | 0 | 0 | 0 | 0 | 0 | 0 | 0 | 0
F4_Commercial_School (WA)_New_Food Preparation_Natural Gas_Broiler_E6 | F4 | Commercial | School (WA) | New | Food Preparation | Natural Gas | Broiler | E6 | Utility - Cost of Equipment | 0 | 0 | 0 | 0 | 0 | 0 | 0 | 0 | 0 | 0 | 0 | 0 | 0 | 0 | 0 | 0 | 0 | 0 | 0 | 0 | 0 | 0 | 0 | 0 | 0 | 0 | 0
F4_Commercial_School (WA)_New_Food Preparation_Natural Gas_Broiler_E7 | F4 | Commercial | School (WA) | New | Food Preparation | Natural Gas | Broiler | E7 | Utility - Cost of Equipment | 0 | 0 | 0 | 0 | 0 | 0 | 0 | 0 | 0 | 0 | 0 | 0 | 0 | 0 | 0 | 0 | 0 | 0 | 0 | 0 | 0 | 0 | 0 | 0 | 0 | 0 | 0
F4_Commercial_School (WA)_New_Food Preparation_Natural Gas_Broiler_E8 | F4 | Commercial | School (WA) | New | Food Preparation | Natural Gas | Broiler | E8 | Utility - Cost of Equipment | 0 | 0 | 0 | 0 | 0 | 0 | 0 | 0 | 0 | 0 | 0 | 0 | 0 | 0 | 0 | 0 | 0 | 0 | 0 | 0 | 0 | 0 | 0 | 0 | 0 | 0 | 0
F4_Commercial_School (WA)_New_Food Preparation_Natural Gas_Broiler_E9 | F4 | Commercial | School (WA) | New | Food Preparation | Natural Gas | Broiler | E9 | Utility - Cost of Equipment | 0 | 0 | 0 | 0 | 0 | 0 | 0 | 0 | 0 | 0 | 0 | 0 | 0 | 0 | 0 | 0 | 0 | 0 | 0 | 0 | 0 | 0 | 0 | 0 | 0 | 0 | 0
F4_Commercial_School (WA)_New_Food Preparation_Natural Gas_Broiler_E10 | F4 | Commercial | School (WA) | New | Food Preparation | Natural Gas | Broiler | E10 | Utility - Cost of Equipment | 0 | 0 | 0 | 0 | 0 | 0 | 0 | 0 | 0 | 0 | 0 | 0 | 0 | 0 | 0 | 0 | 0 | 0 | 0 | 0 | 0 | 0 | 0 | 0 | 0 | 0 | 0
F5_Commercial_School (WA)_New_Food Preparation_Natural Gas_Broiler_E1 | F5 | Commercial | School (WA) | New | Food Preparation | Natural Gas | Broiler | E1 | Utility - Cost of Operation | 0.010262 | 0.010521 | 0.010827 | 0.011179 | 0.011576 | 0.012059 | 0.012556 | 0.013049 | 0.013523 | 0.014004 | 0.014386 | 0.014744 | 0.015129 | 0.015506 | 0.015843 | 0.016159 | 0.016441 | 0.016721 | 0.017019 | 0.01731 | 0.017609 | 0.017919 | 0.018233 | 0.018557 | 0.018887 | 0.019223 | 0.019564
F5_Commercial_School (WA)_New_Food Preparation_Natural Gas_Broiler_E2 | F5 | Commercial | School (WA) | New | Food Preparation | Natural Gas | Broiler | E2 | Utility - Cost of Operation | 0.0087531 | 0.0089737 | 0.009235 | 0.0095345 | 0.0098732 | 0.010285 | 0.010709 | 0.01113 | 0.011534 | 0.011944 | 0.01227 | 0.012576 | 0.012904 | 0.013226 | 0.013513 | 0.013782 | 0.014023 | 0.014261 | 0.014516 | 0.014764 | 0.015019 | 0.015284 | 0.015552 | 0.015828 | 0.016109 | 0.016395 | 0.016687
F5_Commercial_School (WA)_New_Food Preparation_Natural Gas_Broiler_E3 | F5 | Commercial | School (WA) | New | Food Preparation | Natural Gas | Broiler | E3 | Utility - Cost of Operation | 0 | 0 | 0 | 0 | 0 | 0 | 0 | 0 | 0 | 0 | 0 | 0 | 0 | 0 | 0 | 0 | 0 | 0 | 0 | 0 | 0 | 0 | 0 | 0 | 0 | 0 | 0
F5_Commercial_School (WA)_New_Food Preparation_Natural Gas_Broiler_E4 | F5 | Commercial | School (WA) | New | Food Preparation | Natural Gas | Broiler | E4 | Utility - Cost of Operation | 0 | 0 | 0 | 0 | 0 | 0 | 0 | 0 | 0 | 0 | 0 | 0 | 0 | 0 | 0 | 0 | 0 | 0 | 0 | 0 | 0 | 0 | 0 | 0 | 0 | 0 | 0
F5_Commercial_School (WA)_New_Food Preparation_Natural Gas_Broiler_E5 | F5 | Commercial | School (WA) | New | Food Preparation | Natural Gas | Broiler | E5 | Utility - Cost of Operation | 0 | 0 | 0 | 0 | 0 | 0 | 0 | 0 | 0 | 0 | 0 | 0 | 0 | 0 | 0 | 0 | 0 | 0 | 0 | 0 | 0 | 0 | 0 | 0 | 0 | 0 | 0
F5_Commercial_School (WA)_New_Food Preparation_Natural Gas_Broiler_E6 | F5 | Commercial | School (WA) | New | Food Preparation | Natural Gas | Broiler | E6 | Utility - Cost of Operation | 0 | 0 | 0 | 0 | 0 | 0 | 0 | 0 | 0 | 0 | 0 | 0 | 0 | 0 | 0 | 0 | 0 | 0 | 0 | 0 | 0 | 0 | 0 | 0 | 0 | 0 | 0
F5_Commercial_School (WA)_New_Food Preparation_Natural Gas_Broiler_E7 | F5 | Commercial | School (WA) | New | Food Preparation | Natural Gas | Broiler | E7 | Utility - Cost of Operation | 0 | 0 | 0 | 0 | 0 | 0 | 0 | 0 | 0 | 0 | 0 | 0 | 0 | 0 | 0 | 0 | 0 | 0 | 0 | 0 | 0 | 0 | 0 | 0 | 0 | 0 | 0
F5_Commercial_School (WA)_New_Food Preparation_Natural Gas_Broiler_E8 | F5 | Commercial | School (WA) | New | Food Preparation | Natural Gas | Broiler | E8 | Utility - Cost of Operation | 0 | 0 | 0 | 0 | 0 | 0 | 0 | 0 | 0 | 0 | 0 | 0 | 0 | 0 | 0 | 0 | 0 | 0 | 0 | 0 | 0 | 0 | 0 | 0 | 0 | 0 | 0
F5_Commercial_School (WA)_New_Food Preparation_Natural Gas_Broiler_E9 | F5 | Commercial | School (WA) | New | Food Preparation | Natural Gas | Broiler | E9 | Utility - Cost of Operation | 0 | 0 | 0 | 0 | 0 | 0 | 0 | 0 | 0 | 0 | 0 | 0 | 0 | 0 | 0 | 0 | 0 | 0 | 0 | 0 | 0 | 0 | 0 | 0 | 0 | 0 | 0
F5_Commercial_School (WA)_New_Food Preparation_Natural Gas_Broiler_E10 | F5 | Commercial | School (WA) | New | Food Preparation | Natural Gas | Broiler | E10 | Utility - Cost of Operation | 0 | 0 | 0 | 0 | 0 | 0 | 0 | 0 | 0 | 0 | 0 | 0 | 0 | 0 | 0 | 0 | 0 | 0 | 0 | 0 | 0 | 0 | 0 | 0 | 0 | 0 | 0
F6_Commercial_School (WA)_New_Food Preparation_Natural Gas_Broiler_E1 | F6 | Commercial | School (WA) | New | Food Preparation | Natural Gas | Broiler | E1 | Utility - Value of Sales | 0.012087 | 0.012315 | 0.012583 | 0.012896 | 0.013254 | 0.0137 | 0.014148 | 0.014574 | 0.014959 | 0.015332 | 0.015719 | 0.01607 | 0.016441 | 0.016792 | 0.017094 | 0.017366 | 0.017597 | 0.017817 | 0.018051 | 0.01827 | 0.018489 | 0.018815 | 0.019145 | 0.019485 | 0.019831 | 0.020184 | 0.020542
F6_Commercial_School (WA)_New_Food Preparation_Natural Gas_Broiler_E2 | F6 | Commercial | School (WA) | New | Food Preparation | Natural Gas | Broiler | E2 | Utility - Value of Sales | 0.010309 | 0.010504 | 0.010733 | 0.010999 | 0.011304 | 0.011685 | 0.012068 | 0.01243 | 0.012759 | 0.013077 | 0.013407 | 0.013707 | 0.014023 | 0.014322 | 0.01458 | 0.014812 | 0.015009 | 0.015197 | 0.015396 | 0.015583 | 0.01577 | 0.016048 | 0.016329 | 0.016619 | 0.016915 | 0.017215 | 0.017521
F6_Commercial_School (WA)_New_Food Preparation_Natural Gas_Broiler_E3 | F6 | Commercial | School (WA) | New | Food Preparation | Natural Gas | Broiler | E3 | Utility - Value of Sales | 0 | 0 | 0 | 0 | 0 | 0 | 0 | 0 | 0 | 0 | 0 | 0 | 0 | 0 | 0 | 0 | 0 | 0 | 0 | 0 | 0 | 0 | 0 | 0 | 0 | 0 | 0
F6_Commercial_School (WA)_New_Food Preparation_Natural Gas_Broiler_E4 | F6 | Commercial | School (WA) | New | Food Preparation | Natural Gas | Broiler | E4 | Utility - Value of Sales | 0 | 0 | 0 | 0 | 0 | 0 | 0 | 0 | 0 | 0 | 0 | 0 | 0 | 0 | 0 | 0 | 0 | 0 | 0 | 0 | 0 | 0 | 0 | 0 | 0 | 0 | 0
F6_Commercial_School (WA)_New_Food Preparation_Natural Gas_Broiler_E5 | F6 | Commercial | School (WA) | New | Food Preparation | Natural Gas | Broiler | E5 | Utility - Value of Sales | 0 | 0 | 0 | 0 | 0 | 0 | 0 | 0 | 0 | 0 | 0 | 0 | 0 | 0 | 0 | 0 | 0 | 0 | 0 | 0 | 0 | 0 | 0 | 0 | 0 | 0 | 0
F6_Commercial_School (WA)_New_Food Preparation_Natural Gas_Broiler_E6 | F6 | Commercial | School (WA) | New | Food Preparation | Natural Gas | Broiler | E6 | Utility - Value of Sales | 0 | 0 | 0 | 0 | 0 | 0 | 0 | 0 | 0 | 0 | 0 | 0 | 0 | 0 | 0 | 0 | 0 | 0 | 0 | 0 | 0 | 0 | 0 | 0 | 0 | 0 | 0
F6_Commercial_School (WA)_New_Food Preparation_Natural Gas_Broiler_E7 | F6 | Commercial | School (WA) | New | Food Preparation | Natural Gas | Broiler | E7 | Utility - Value of Sales | 0 | 0 | 0 | 0 | 0 | 0 | 0 | 0 | 0 | 0 | 0 | 0 | 0 | 0 | 0 | 0 | 0 | 0 | 0 | 0 | 0 | 0 | 0 | 0 | 0 | 0 | 0
F6_Commercial_School (WA)_New_Food Preparation_Natural Gas_Broiler_E8 | F6 | Commercial | School (WA) | New | Food Preparation | Natural Gas | Broiler | E8 | Utility - Value of Sales | 0 | 0 | 0 | 0 | 0 | 0 | 0 | 0 | 0 | 0 | 0 | 0 | 0 | 0 | 0 | 0 | 0 | 0 | 0 | 0 | 0 | 0 | 0 | 0 | 0 | 0 | 0
F6_Commercial_School (WA)_New_Food Preparation_Natural Gas_Broiler_E9 | F6 | Commercial | School (WA) | New | Food Preparation | Natural Gas | Broiler | E9 | Utility - Value of Sales | 0 | 0 | 0 | 0 | 0 | 0 | 0 | 0 | 0 | 0 | 0 | 0 | 0 | 0 | 0 | 0 | 0 | 0 | 0 | 0 | 0 | 0 | 0 | 0 | 0 | 0 | 0
F6_Commercial_School (WA)_New_Food Preparation_Natural Gas_Broiler_E10 | F6 | Commercial | School (WA) | New | Food Preparation | Natural Gas | Broiler | E10 | Utility - Value of Sales | 0 | 0 | 0 | 0 | 0 | 0 | 0 | 0 | 0 | 0 | 0 | 0 | 0 | 0 | 0 | 0 | 0 | 0 | 0 | 0 | 0 | 0 | 0 | 0 | 0 | 0 | 0
F1_Commercial_School (WA)_New_Food Preparation_Natural Gas_Griddle_E1 | F1 | Commercial | School (WA) | New | Food Preparation | Natural Gas | Griddle | E1 | RVT - Cost of Equipment | 0.0026675 | 0.0026675 | 0.0026675 | 0.0026675 | 0.0026675 | 0.0026675 | 0.0026675 | 0.0026675 | 0.0026675 | 0.0026675 | 0.0026675 | 0.0026675 | 0.0026675 | 0.0026675 | 0.0026675 | 0.0026675 | 0.0026675 | 0.0026675 | 0.0026675 | 0.0026675 | 0.0026675 | 0.0026675 | 0.0026675 | 0.0026675 | 0.0026675 | 0.0026675 | 0.0026675
F1_Commercial_School (WA)_New_Food Preparation_Natural Gas_Griddle_E2 | F1 | Commercial | School (WA) | New | Food Preparation | Natural Gas | Griddle | E2 | RVT - Cost of Equipment | 0.002854 | 0.002854 | 0.002854 | 0.002854 | 0.002854 | 0.002854 | 0.002854 | 0.002854 | 0.002854 | 0.002854 | 0.002854 | 0.002854 | 0.002854 | 0.002854 | 0.002854 | 0.002854 | 0.002854 | 0.002854 | 0.002854 | 0.002854 | 0.002854 | 0.002854 | 0.002854 | 0.002854 | 0.002854 | 0.002854 | 0.002854
F1_Commercial_School (WA)_New_Food Preparation_Natural Gas_Griddle_E3 | F1 | Commercial | School (WA) | New | Food Preparation | Natural Gas | Griddle | E3 | RVT - Cost of Equipment | 0 | 0 | 0 | 0 | 0 | 0 | 0 | 0 | 0 | 0 | 0 | 0 | 0 | 0 | 0 | 0 | 0 | 0 | 0 | 0 | 0 | 0 | 0 | 0 | 0 | 0 | 0
F1_Commercial_School (WA)_New_Food Preparation_Natural Gas_Griddle_E4 | F1 | Commercial | School (WA) | New | Food Preparation | Natural Gas | Griddle | E4 | RVT - Cost of Equipment | 0 | 0 | 0 | 0 | 0 | 0 | 0 | 0 | 0 | 0 | 0 | 0 | 0 | 0 | 0 | 0 | 0 | 0 | 0 | 0 | 0 | 0 | 0 | 0 | 0 | 0 | 0
F1_Commercial_School (WA)_New_Food Preparation_Natural Gas_Griddle_E5 | F1 | Commercial | School (WA) | New | Food Preparation | Natural Gas | Griddle | E5 | RVT - Cost of Equipment | 0 | 0 | 0 | 0 | 0 | 0 | 0 | 0 | 0 | 0 | 0 | 0 | 0 | 0 | 0 | 0 | 0 | 0 | 0 | 0 | 0 | 0 | 0 | 0 | 0 | 0 | 0
F1_Commercial_School (WA)_New_Food Preparation_Natural Gas_Griddle_E6 | F1 | Commercial | School (WA) | New | Food Preparation | Natural Gas | Griddle | E6 | RVT - Cost of Equipment | 0 | 0 | 0 | 0 | 0 | 0 | 0 | 0 | 0 | 0 | 0 | 0 | 0 | 0 | 0 | 0 | 0 | 0 | 0 | 0 | 0 | 0 | 0 | 0 | 0 | 0 | 0
F1_Commercial_School (WA)_New_Food Preparation_Natural Gas_Griddle_E7 | F1 | Commercial | School (WA) | New | Food Preparation | Natural Gas | Griddle | E7 | RVT - Cost of Equipment | 0 | 0 | 0 | 0 | 0 | 0 | 0 | 0 | 0 | 0 | 0 | 0 | 0 | 0 | 0 | 0 | 0 | 0 | 0 | 0 | 0 | 0 | 0 | 0 | 0 | 0 | 0
F1_Commercial_School (WA)_New_Food Preparation_Natural Gas_Griddle_E8 | F1 | Commercial | School (WA) | New | Food Preparation | Natural Gas | Griddle | E8 | RVT - Cost of Equipment | 0 | 0 | 0 | 0 | 0 | 0 | 0 | 0 | 0 | 0 | 0 | 0 | 0 | 0 | 0 | 0 | 0 | 0 | 0 | 0 | 0 | 0 | 0 | 0 | 0 | 0 | 0
F1_Commercial_School (WA)_New_Food Preparation_Natural Gas_Griddle_E9 | F1 | Commercial | School (WA) | New | Food Preparation | Natural Gas | Griddle | E9 | RVT - Cost of Equipment | 0 | 0 | 0 | 0 | 0 | 0 | 0 | 0 | 0 | 0 | 0 | 0 | 0 | 0 | 0 | 0 | 0 | 0 | 0 | 0 | 0 | 0 | 0 | 0 | 0 | 0 | 0
F1_Commercial_School (WA)_New_Food Preparation_Natural Gas_Griddle_E10 | F1 | Commercial | School (WA) | New | Food Preparation | Natural Gas | Griddle | E10 | RVT - Cost of Equipment | 0 | 0 | 0 | 0 | 0 | 0 | 0 | 0 | 0 | 0 | 0 | 0 | 0 | 0 | 0 | 0 | 0 | 0 | 0 | 0 | 0 | 0 | 0 | 0 | 0 | 0 | 0
F2_Commercial_School (WA)_New_Food Preparation_Natural Gas_Griddle_E1 | F2 | Commercial | School (WA) | New | Food Preparation | Natural Gas | Griddle | E1 | RVT - Cost of Operation | 0.0084001 | 0.0085588 | 0.008745 | 0.0089622 | 0.0092109 | 0.0095214 | 0.0098327 | 0.010128 | 0.010396 | 0.010655 | 0.010924 | 0.011168 | 0.011426 | 0.01167 | 0.01188 | 0.012069 | 0.012229 | 0.012382 | 0.012545 | 0.012697 | 0.012849 | 0.013076 | 0.013305 | 0.013542 | 0.013782 | 0.014027 | 0.014276
F2_Commercial_School (WA)_New_Food Preparation_Natural Gas_Griddle_E2 | F2 | Commercial | School (WA) | New | Food Preparation | Natural Gas | Griddle | E2 | RVT - Cost of Operation | 0.0073728 | 0.0075121 | 0.0076756 | 0.0078662 | 0.0080845 | 0.008357 | 0.0086302 | 0.0088897 | 0.0091245 | 0.0093522 | 0.0095881 | 0.0098025 | 0.010029 | 0.010243 | 0.010427 | 0.010593 | 0.010734 | 0.010868 | 0.011011 | 0.011144 | 0.011278 | 0.011477 | 0.011678 | 0.011886 | 0.012097 | 0.012312 | 0.01253
F2_Commercial_School (WA)_New_Food Preparation_Natural Gas_Griddle_E3 | F2 | Commercial | School (WA) | New | Food Preparation | Natural Gas | Griddle | E3 | RVT - Cost of Operation | 0 | 0 | 0 | 0 | 0 | 0 | 0 | 0 | 0 | 0 | 0 | 0 | 0 | 0 | 0 | 0 | 0 | 0 | 0 | 0 | 0 | 0 | 0 | 0 | 0 | 0 | 0
F2_Commercial_School (WA)_New_Food Preparation_Natural Gas_Griddle_E4 | F2 | Commercial | School (WA) | New | Food Preparation | Natural Gas | Griddle | E4 | RVT - Cost of Operation | 0 | 0 | 0 | 0 | 0 | 0 | 0 | 0 | 0 | 0 | 0 | 0 | 0 | 0 | 0 | 0 | 0 | 0 | 0 | 0 | 0 | 0 | 0 | 0 | 0 | 0 | 0
F2_Commercial_School (WA)_New_Food Preparation_Natural Gas_Griddle_E5 | F2 | Commercial | School (WA) | New | Food Preparation | Natural Gas | Griddle | E5 | RVT - Cost of Operation | 0 | 0 | 0 | 0 | 0 | 0 | 0 | 0 | 0 | 0 | 0 | 0 | 0 | 0 | 0 | 0 | 0 | 0 | 0 | 0 | 0 | 0 | 0 | 0 | 0 | 0 | 0
F2_Commercial_School (WA)_New_Food Preparation_Natural Gas_Griddle_E6 | F2 | Commercial | School (WA) | New | Food Preparation | Natural Gas | Griddle | E6 | RVT - Cost of Operation | 0 | 0 | 0 | 0 | 0 | 0 | 0 | 0 | 0 | 0 | 0 | 0 | 0 | 0 | 0 | 0 | 0 | 0 | 0 | 0 | 0 | 0 | 0 | 0 | 0 | 0 | 0
F2_Commercial_School (WA)_New_Food Preparation_Natural Gas_Griddle_E7 | F2 | Commercial | School (WA) | New | Food Preparation | Natural Gas | Griddle | E7 | RVT - Cost of Operation | 0 | 0 | 0 | 0 | 0 | 0 | 0 | 0 | 0 | 0 | 0 | 0 | 0 | 0 | 0 | 0 | 0 | 0 | 0 | 0 | 0 | 0 | 0 | 0 | 0 | 0 | 0
F2_Commercial_School (WA)_New_Food Preparation_Natural Gas_Griddle_E8 | F2 | Commercial | School (WA) | New | Food Preparation | Natural Gas | Griddle | E8 | RVT - Cost of Operation | 0 | 0 | 0 | 0 | 0 | 0 | 0 | 0 | 0 | 0 | 0 | 0 | 0 | 0 | 0 | 0 | 0 | 0 | 0 | 0 | 0 | 0 | 0 | 0 | 0 | 0 | 0
F2_Commercial_School (WA)_New_Food Preparation_Natural Gas_Griddle_E9 | F2 | Commercial | School (WA) | New | Food Preparation | Natural Gas | Griddle | E9 | RVT - Cost of Operation | 0 | 0 | 0 | 0 | 0 | 0 | 0 | 0 | 0 | 0 | 0 | 0 | 0 | 0 | 0 | 0 | 0 | 0 | 0 | 0 | 0 | 0 | 0 | 0 | 0 | 0 | 0
F2_Commercial_School (WA)_New_Food Preparation_Natural Gas_Griddle_E10 | F2 | Commercial | School (WA) | New | Food Preparation | Natural Gas | Griddle | E10 | RVT - Cost of Operation | 0 | 0 | 0 | 0 | 0 | 0 | 0 | 0 | 0 | 0 | 0 | 0 | 0 | 0 | 0 | 0 | 0 | 0 | 0 | 0 | 0 | 0 | 0 | 0 | 0 | 0 | 0
F3_Commercial_School (WA)_New_Food Preparation_Natural Gas_Griddle_E1 | F3 | Commercial | School (WA) | New | Food Preparation | Natural Gas | Griddle | E1 | System - kBTUs of Consumption | 2.0039 | 2.0039 | 2.0039 | 2.0039 | 2.0039 | 2.0039 | 2.0039 | 2.0039 | 2.0039 | 2.0039 | 2.0039 | 2.0039 | 2.0039 | 2.0039 | 2.0039 | 2.0039 | 2.0039 | 2.0039 | 2.0039 | 2.0039 | 2.0039 | 2.0039 | 2.0039 | 2.0039 | 2.0039 | 2.0039 | 2.0039
F3_Commercial_School (WA)_New_Food Preparation_Natural Gas_Griddle_E2 | F3 | Commercial | School (WA) | New | Food Preparation | Natural Gas | Griddle | E2 | System - kBTUs of Consumption | 1.7589 | 1.7589 | 1.7589 | 1.7589 | 1.7589 | 1.7589 | 1.7589 | 1.7589 | 1.7589 | 1.7589 | 1.7589 | 1.7589 | 1.7589 | 1.7589 | 1.7589 | 1.7589 | 1.7589 | 1.7589 | 1.7589 | 1.7589 | 1.7589 | 1.7589 | 1.7589 | 1.7589 | 1.7589 | 1.7589 | 1.7589
F3_Commercial_School (WA)_New_Food Preparation_Natural Gas_Griddle_E3 | F3 | Commercial | School (WA) | New | Food Preparation | Natural Gas | Griddle | E3 | System - kBTUs of Consumption | 0 | 0 | 0 | 0 | 0 | 0 | 0 | 0 | 0 | 0 | 0 | 0 | 0 | 0 | 0 | 0 | 0 | 0 | 0 | 0 | 0 | 0 | 0 | 0 | 0 | 0 | 0
F3_Commercial_School (WA)_New_Food Preparation_Natural Gas_Griddle_E4 | F3 | Commercial | School (WA) | New | Food Preparation | Natural Gas | Griddle | E4 | System - kBTUs of Consumption | 0 | 0 | 0 | 0 | 0 | 0 | 0 | 0 | 0 | 0 | 0 | 0 | 0 | 0 | 0 | 0 | 0 | 0 | 0 | 0 | 0 | 0 | 0 | 0 | 0 | 0 | 0
F3_Commercial_School (WA)_New_Food Preparation_Natural Gas_Griddle_E5 | F3 | Commercial | School (WA) | New | Food Preparation | Natural Gas | Griddle | E5 | System - kBTUs of Consumption | 0 | 0 | 0 | 0 | 0 | 0 | 0 | 0 | 0 | 0 | 0 | 0 | 0 | 0 | 0 | 0 | 0 | 0 | 0 | 0 | 0 | 0 | 0 | 0 | 0 | 0 | 0
F3_Commercial_School (WA)_New_Food Preparation_Natural Gas_Griddle_E6 | F3 | Commercial | School (WA) | New | Food Preparation | Natural Gas | Griddle | E6 | System - kBTUs of Consumption | 0 | 0 | 0 | 0 | 0 | 0 | 0 | 0 | 0 | 0 | 0 | 0 | 0 | 0 | 0 | 0 | 0 | 0 | 0 | 0 | 0 | 0 | 0 | 0 | 0 | 0 | 0
F3_Commercial_School (WA)_New_Food Preparation_Natural Gas_Griddle_E7 | F3 | Commercial | School (WA) | New | Food Preparation | Natural Gas | Griddle | E7 | System - kBTUs of Consumption | 0 | 0 | 0 | 0 | 0 | 0 | 0 | 0 | 0 | 0 | 0 | 0 | 0 | 0 | 0 | 0 | 0 | 0 | 0 | 0 | 0 | 0 | 0 | 0 | 0 | 0 | 0
F3_Commercial_School (WA)_New_Food Preparation_Natural Gas_Griddle_E8 | F3 | Commercial | School (WA) | New | Food Preparation | Natural Gas | Griddle | E8 | System - kBTUs of Consumption | 0 | 0 | 0 | 0 | 0 | 0 | 0 | 0 | 0 | 0 | 0 | 0 | 0 | 0 | 0 | 0 | 0 | 0 | 0 | 0 | 0 | 0 | 0 | 0 | 0 | 0 | 0
F3_Commercial_School (WA)_New_Food Preparation_Natural Gas_Griddle_E9 | F3 | Commercial | School (WA) | New | Food Preparation | Natural Gas | Griddle | E9 | System - kBTUs of Consumption | 0 | 0 | 0 | 0 | 0 | 0 | 0 | 0 | 0 | 0 | 0 | 0 | 0 | 0 | 0 | 0 | 0 | 0 | 0 | 0 | 0 | 0 | 0 | 0 | 0 | 0 | 0
F3_Commercial_School (WA)_New_Food Preparation_Natural Gas_Griddle_E10 | F3 | Commercial | School (WA) | New | Food Preparation | Natural Gas | Griddle | E10 | System - kBTUs of Consumption | 0 | 0 | 0 | 0 | 0 | 0 | 0 | 0 | 0 | 0 | 0 | 0 | 0 | 0 | 0 | 0 | 0 | 0 | 0 | 0 | 0 | 0 | 0 | 0 | 0 | 0 | 0
F4_Commercial_School (WA)_New_Food Preparation_Natural Gas_Griddle_E1 | F4 | Commercial | School (WA) | New | Food Preparation | Natural Gas | Griddle | E1 | Utility - Cost of Equipment | 0.0026675 | 0.0026675 | 0.0026675 | 0.0026675 | 0.0026675 | 0.0026675 | 0.0026675 | 0.0026675 | 0.0026675 | 0.0026675 | 0.0026675 | 0.0026675 | 0.0026675 | 0.0026675 | 0.0026675 | 0.0026675 | 0.0026675 | 0.0026675 | 0.0026675 | 0.0026675 | 0.0026675 | 0.0026675 | 0.0026675 | 0.0026675 | 0.0026675 | 0.0026675 | 0.0026675
F4_Commercial_School (WA)_New_Food Preparation_Natural Gas_Griddle_E2 | F4 | Commercial | School (WA) | New | Food Preparation | Natural Gas | Griddle | E2 | Utility - Cost of Equipment | 0.002854 | 0.002854 | 0.002854 | 0.002854 | 0.002854 | 0.002854 | 0.002854 | 0.002854 | 0.002854 | 0.002854 | 0.002854 | 0.002854 | 0.002854 | 0.002854 | 0.002854 | 0.002854 | 0.002854 | 0.002854 | 0.002854 | 0.002854 | 0.002854 | 0.002854 | 0.002854 | 0.002854 | 0.002854 | 0.002854 | 0.002854
F4_Commercial_School (WA)_New_Food Preparation_Natural Gas_Griddle_E3 | F4 | Commercial | School (WA) | New | Food Preparation | Natural Gas | Griddle | E3 | Utility - Cost of Equipment | 0 | 0 | 0 | 0 | 0 | 0 | 0 | 0 | 0 | 0 | 0 | 0 | 0 | 0 | 0 | 0 | 0 | 0 | 0 | 0 | 0 | 0 | 0 | 0 | 0 | 0 | 0
F4_Commercial_School (WA)_New_Food Preparation_Natural Gas_Griddle_E4 | F4 | Commercial | School (WA) | New | Food Preparation | Natural Gas | Griddle | E4 | Utility - Cost of Equipment | 0 | 0 | 0 | 0 | 0 | 0 | 0 | 0 | 0 | 0 | 0 | 0 | 0 | 0 | 0 | 0 | 0 | 0 | 0 | 0 | 0 | 0 | 0 | 0 | 0 | 0 | 0
F4_Commercial_School (WA)_New_Food Preparation_Natural Gas_Griddle_E5 | F4 | Commercial | School (WA) | New | Food Preparation | Natural Gas | Griddle | E5 | Utility - Cost of Equipment | 0 | 0 | 0 | 0 | 0 | 0 | 0 | 0 | 0 | 0 | 0 | 0 | 0 | 0 | 0 | 0 | 0 | 0 | 0 | 0 | 0 | 0 | 0 | 0 | 0 | 0 | 0
F4_Commercial_School (WA)_New_Food Preparation_Natural Gas_Griddle_E6 | F4 | Commercial | School (WA) | New | Food Preparation | Natural Gas | Griddle | E6 | Utility - Cost of Equipment | 0 | 0 | 0 | 0 | 0 | 0 | 0 | 0 | 0 | 0 | 0 | 0 | 0 | 0 | 0 | 0 | 0 | 0 | 0 | 0 | 0 | 0 | 0 | 0 | 0 | 0 | 0
F4_Commercial_School (WA)_New_Food Preparation_Natural Gas_Griddle_E7 | F4 | Commercial | School (WA) | New | Food Preparation | Natural Gas | Griddle | E7 | Utility - Cost of Equipment | 0 | 0 | 0 | 0 | 0 | 0 | 0 | 0 | 0 | 0 | 0 | 0 | 0 | 0 | 0 | 0 | 0 | 0 | 0 | 0 | 0 | 0 | 0 | 0 | 0 | 0 | 0
F4_Commercial_School (WA)_New_Food Preparation_Natural Gas_Griddle_E8 | F4 | Commercial | School (WA) | New | Food Preparation | Natural Gas | Griddle | E8 | Utility - Cost of Equipment | 0 | 0 | 0 | 0 | 0 | 0 | 0 | 0 | 0 | 0 | 0 | 0 | 0 | 0 | 0 | 0 | 0 | 0 | 0 | 0 | 0 | 0 | 0 | 0 | 0 | 0 | 0
F4_Commercial_School (WA)_New_Food Preparation_Natural Gas_Griddle_E9 | F4 | Commercial | School (WA) | New | Food Preparation | Natural Gas | Griddle | E9 | Utility - Cost of Equipment | 0 | 0 | 0 | 0 | 0 | 0 | 0 | 0 | 0 | 0 | 0 | 0 | 0 | 0 | 0 | 0 | 0 | 0 | 0 | 0 | 0 | 0 | 0 | 0 | 0 | 0 | 0
F4_Commercial_School (WA)_New_Food Preparation_Natural Gas_Griddle_E10 | F4 | Commercial | School (WA) | New | Food Preparation | Natural Gas | Griddle | E10 | Utility - Cost of Equipment | 0 | 0 | 0 | 0 | 0 | 0 | 0 | 0 | 0 | 0 | 0 | 0 | 0 | 0 | 0 | 0 | 0 | 0 | 0 | 0 | 0 | 0 | 0 | 0 | 0 | 0 | 0
F5_Commercial_School (WA)_New_Food Preparation_Natural Gas_Griddle_E1 | F5 | Commercial | School (WA) | New | Food Preparation | Natural Gas | Griddle | E1 | Utility - Cost of Operation | 0.007132 | 0.0073118 | 0.0075247 | 0.0077688 | 0.0080447 | 0.0083805 | 0.0087261 | 0.0090684 | 0.0093979 | 0.009732 | 0.0099978 | 0.010247 | 0.010514 | 0.010776 | 0.011011 | 0.01123 | 0.011426 | 0.01162 | 0.011828 | 0.01203 | 0.012237 | 0.012453 | 0.012672 | 0.012897 | 0.013126 | 0.013359 | 0.013596
F5_Commercial_School (WA)_New_Food Preparation_Natural Gas_Griddle_E2 | F5 | Commercial | School (WA) | New | Food Preparation | Natural Gas | Griddle | E2 | Utility - Cost of Operation | 0.0062598 | 0.0064176 | 0.0066045 | 0.0068187 | 0.0070609 | 0.0073556 | 0.007659 | 0.0079594 | 0.0082486 | 0.0085418 | 0.0087751 | 0.0089937 | 0.0092286 | 0.0094585 | 0.009664 | 0.0098564 | 0.010029 | 0.010199 | 0.010381 | 0.010559 | 0.010741 | 0.01093 | 0.011122 | 0.01132 | 0.011521 | 0.011725 | 0.011934
F5_Commercial_School (WA)_New_Food Preparation_Natural Gas_Griddle_E3 | F5 | Commercial | School (WA) | New | Food Preparation | Natural Gas | Griddle | E3 | Utility - Cost of Operation | 0 | 0 | 0 | 0 | 0 | 0 | 0 | 0 | 0 | 0 | 0 | 0 | 0 | 0 | 0 | 0 | 0 | 0 | 0 | 0 | 0 | 0 | 0 | 0 | 0 | 0 | 0
F5_Commercial_School (WA)_New_Food Preparation_Natural Gas_Griddle_E4 | F5 | Commercial | School (WA) | New | Food Preparation | Natural Gas | Griddle | E4 | Utility - Cost of Operation | 0 | 0 | 0 | 0 | 0 | 0 | 0 | 0 | 0 | 0 | 0 | 0 | 0 | 0 | 0 | 0 | 0 | 0 | 0 | 0 | 0 | 0 | 0 | 0 | 0 | 0 | 0
F5_Commercial_School (WA)_New_Food Preparation_Natural Gas_Griddle_E5 | F5 | Commercial | School (WA) | New | Food Preparation | Natural Gas | Griddle | E5 | Utility - Cost of Operation | 0 | 0 | 0 | 0 | 0 | 0 | 0 | 0 | 0 | 0 | 0 | 0 | 0 | 0 | 0 | 0 | 0 | 0 | 0 | 0 | 0 | 0 | 0 | 0 | 0 | 0 | 0
F5_Commercial_School (WA)_New_Food Preparation_Natural Gas_Griddle_E6 | F5 | Commercial | School (WA) | New | Food Preparation | Natural Gas | Griddle | E6 | Utility - Cost of Operation | 0 | 0 | 0 | 0 | 0 | 0 | 0 | 0 | 0 | 0 | 0 | 0 | 0 | 0 | 0 | 0 | 0 | 0 | 0 | 0 | 0 | 0 | 0 | 0 | 0 | 0 | 0
F5_Commercial_School (WA)_New_Food Preparation_Natural Gas_Griddle_E7 | F5 | Commercial | School (WA) | New | Food Preparation | Natural Gas | Griddle | E7 | Utility - Cost of Operation | 0 | 0 | 0 | 0 | 0 | 0 | 0 | 0 | 0 | 0 | 0 | 0 | 0 | 0 | 0 | 0 | 0 | 0 | 0 | 0 | 0 | 0 | 0 | 0 | 0 | 0 | 0
F5_Commercial_School (WA)_New_Food Preparation_Natural Gas_Griddle_E8 | F5 | Commercial | School (WA) | New | Food Preparation | Natural Gas | Griddle | E8 | Utility - Cost of Operation | 0 | 0 | 0 | 0 | 0 | 0 | 0 | 0 | 0 | 0 | 0 | 0 | 0 | 0 | 0 | 0 | 0 | 0 | 0 | 0 | 0 | 0 | 0 | 0 | 0 | 0 | 0
F5_Commercial_School (WA)_New_Food Preparation_Natural Gas_Griddle_E9 | F5 | Commercial | School (WA) | New | Food Preparation | Natural Gas | Griddle | E9 | Utility - Cost of Operation | 0 | 0 | 0 | 0 | 0 | 0 | 0 | 0 | 0 | 0 | 0 | 0 | 0 | 0 | 0 | 0 | 0 | 0 | 0 | 0 | 0 | 0 | 0 | 0 | 0 | 0 | 0
F5_Commercial_School (WA)_New_Food Preparation_Natural Gas_Griddle_E10 | F5 | Commercial | School (WA) | New | Food Preparation | Natural Gas | Griddle | E10 | Utility - Cost of Operation | 0 | 0 | 0 | 0 | 0 | 0 | 0 | 0 | 0 | 0 | 0 | 0 | 0 | 0 | 0 | 0 | 0 | 0 | 0 | 0 | 0 | 0 | 0 | 0 | 0 | 0 | 0
F6_Commercial_School (WA)_New_Food Preparation_Natural Gas_Griddle_E1 | F6 | Commercial | School (WA) | New | Food Preparation | Natural Gas | Griddle | E1 | Utility - Value of Sales | 0.0084001 | 0.0085588 | 0.008745 | 0.0089622 | 0.0092109 | 0.0095214 | 0.0098327 | 0.010128 | 0.010396 | 0.010655 | 0.010924 | 0.011168 | 0.011426 | 0.01167 | 0.01188 | 0.012069 | 0.012229 | 0.012382 | 0.012545 | 0.012697 | 0.012849 | 0.013076 | 0.013305 | 0.013542 | 0.013782 | 0.014027 | 0.014276
F6_Commercial_School (WA)_New_Food Preparation_Natural Gas_Griddle_E2 | F6 | Commercial | School (WA) | New | Food Preparation | Natural Gas | Griddle | E2 | Utility - Value of Sales | 0.0073728 | 0.0075121 | 0.0076756 | 0.0078662 | 0.0080845 | 0.008357 | 0.0086302 | 0.0088897 | 0.0091245 | 0.0093522 | 0.0095881 | 0.0098025 | 0.010029 | 0.010243 | 0.010427 | 0.010593 | 0.010734 | 0.010868 | 0.011011 | 0.011144 | 0.011278 | 0.011477 | 0.011678 | 0.011886 | 0.012097 | 0.012312 | 0.01253
F6_Commercial_School (WA)_New_Food Preparation_Natural Gas_Griddle_E3 | F6 | Commercial | School (WA) | New | Food Preparation | Natural Gas | Griddle | E3 | Utility - Value of Sales | 0 | 0 | 0 | 0 | 0 | 0 | 0 | 0 | 0 | 0 | 0 | 0 | 0 | 0 | 0 | 0 | 0 | 0 | 0 | 0 | 0 | 0 | 0 | 0 | 0 | 0 | 0
F6_Commercial_School (WA)_New_Food Preparation_Natural Gas_Griddle_E4 | F6 | Commercial | School (WA) | New | Food Preparation | Natural Gas | Griddle | E4 | Utility - Value of Sales | 0 | 0 | 0 | 0 | 0 | 0 | 0 | 0 | 0 | 0 | 0 | 0 | 0 | 0 | 0 | 0 | 0 | 0 | 0 | 0 | 0 | 0 | 0 | 0 | 0 | 0 | 0
F6_Commercial_School (WA)_New_Food Preparation_Natural Gas_Griddle_E5 | F6 | Commercial | School (WA) | New | Food Preparation | Natural Gas | Griddle | E5 | Utility - Value of Sales | 0 | 0 | 0 | 0 | 0 | 0 | 0 | 0 | 0 | 0 | 0 | 0 | 0 | 0 | 0 | 0 | 0 | 0 | 0 | 0 | 0 | 0 | 0 | 0 | 0 | 0 | 0
F6_Commercial_School (WA)_New_Food Preparation_Natural Gas_Griddle_E6 | F6 | Commercial | School (WA) | New | Food Preparation | Natural Gas | Griddle | E6 | Utility - Value of Sales | 0 | 0 | 0 | 0 | 0 | 0 | 0 | 0 | 0 | 0 | 0 | 0 | 0 | 0 | 0 | 0 | 0 | 0 | 0 | 0 | 0 | 0 | 0 | 0 | 0 | 0 | 0
F6_Commercial_School (WA)_New_Food Preparation_Natural Gas_Griddle_E7 | F6 | Commercial | School (WA) | New | Food Preparation | Natural Gas | Griddle | E7 | Utility - Value of Sales | 0 | 0 | 0 | 0 | 0 | 0 | 0 | 0 | 0 | 0 | 0 | 0 | 0 | 0 | 0 | 0 | 0 | 0 | 0 | 0 | 0 | 0 | 0 | 0 | 0 | 0 | 0
F6_Commercial_School (WA)_New_Food Preparation_Natural Gas_Griddle_E8 | F6 | Commercial | School (WA) | New | Food Preparation | Natural Gas | Griddle | E8 | Utility - Value of Sales | 0 | 0 | 0 | 0 | 0 | 0 | 0 | 0 | 0 | 0 | 0 | 0 | 0 | 0 | 0 | 0 | 0 | 0 | 0 | 0 | 0 | 0 | 0 | 0 | 0 | 0 | 0
F6_Commercial_School (WA)_New_Food Preparation_Natural Gas_Griddle_E9 | F6 | Commercial | School (WA) | New | Food Preparation | Natural Gas | Griddle | E9 | Utility - Value of Sales | 0 | 0 | 0 | 0 | 0 | 0 | 0 | 0 | 0 | 0 | 0 | 0 | 0 | 0 | 0 | 0 | 0 | 0 | 0 | 0 | 0 | 0 | 0 | 0 | 0 | 0 | 0
F6_Commercial_School (WA)_New_Food Preparation_Natural Gas_Griddle_E10 | F6 | Commercial | School (WA) | New | Food Preparation | Natural Gas | Griddle | E10 | Utility - Value of Sales | 0 | 0 | 0 | 0 | 0 | 0 | 0 | 0 | 0 | 0 | 0 | 0 | 0 | 0 | 0 | 0 | 0 | 0 | 0 | 0 | 0 | 0 | 0 | 0 | 0 | 0 | 0
F1_Commercial_School (WA)_New_Food Preparation_Natural Gas_Range_E1 | F1 | Commercial | School (WA) | New | Food Preparation | Natural Gas | Range | E1 | RVT - Cost of Equipment | 0.0038426 | 0.0038426 | 0.0038426 | 0.0038426 | 0.0038426 | 0.0038426 | 0.0038426 | 0.0038426 | 0.0038426 | 0.0038426 | 0.0038426 | 0.0038426 | 0.0038426 | 0.0038426 | 0.0038426 | 0.0038426 | 0.0038426 | 0.0038426 | 0.0038426 | 0.0038426 | 0.0038426 | 0.0038426 | 0.0038426 | 0.0038426 | 0.0038426 | 0.0038426 | 0.0038426
F1_Commercial_School (WA)_New_Food Preparation_Natural Gas_Range_E2 | F1 | Commercial | School (WA) | New | Food Preparation | Natural Gas | Range | E2 | RVT - Cost of Equipment | 0.0041841 | 0.0041841 | 0.0041841 | 0.0041841 | 0.0041841 | 0.0041841 | 0.0041841 | 0.0041841 | 0.0041841 | 0.0041841 | 0.0041841 | 0.0041841 | 0.0041841 | 0.0041841 | 0.0041841 | 0.0041841 | 0.0041841 | 0.0041841 | 0.0041841 | 0.0041841 | 0.0041841 | 0.0041841 | 0.0041841 | 0.0041841 | 0.0041841 | 0.0041841 | 0.0041841
F1_Commercial_School (WA)_New_Food Preparation_Natural Gas_Range_E3 | F1 | Commercial | School (WA) | New | Food Preparation | Natural Gas | Range | E3 | RVT - Cost of Equipment | 0 | 0 | 0 | 0 | 0 | 0 | 0 | 0 | 0 | 0 | 0 | 0 | 0 | 0 | 0 | 0 | 0 | 0 | 0 | 0 | 0 | 0 | 0 | 0 | 0 | 0 | 0
F1_Commercial_School (WA)_New_Food Preparation_Natural Gas_Range_E4 | F1 | Commercial | School (WA) | New | Food Preparation | Natural Gas | Range | E4 | RVT - Cost of Equipment | 0 | 0 | 0 | 0 | 0 | 0 | 0 | 0 | 0 | 0 | 0 | 0 | 0 | 0 | 0 | 0 | 0 | 0 | 0 | 0 | 0 | 0 | 0 | 0 | 0 | 0 | 0
F1_Commercial_School (WA)_New_Food Preparation_Natural Gas_Range_E5 | F1 | Commercial | School (WA) | New | Food Preparation | Natural Gas | Range | E5 | RVT - Cost of Equipment | 0 | 0 | 0 | 0 | 0 | 0 | 0 | 0 | 0 | 0 | 0 | 0 | 0 | 0 | 0 | 0 | 0 | 0 | 0 | 0 | 0 | 0 | 0 | 0 | 0 | 0 | 0
F1_Commercial_School (WA)_New_Food Preparation_Natural Gas_Range_E6 | F1 | Commercial | School (WA) | New | Food Preparation | Natural Gas | Range | E6 | RVT - Cost of Equipment | 0 | 0 | 0 | 0 | 0 | 0 | 0 | 0 | 0 | 0 | 0 | 0 | 0 | 0 | 0 | 0 | 0 | 0 | 0 | 0 | 0 | 0 | 0 | 0 | 0 | 0 | 0
F1_Commercial_School (WA)_New_Food Preparation_Natural Gas_Range_E7 | F1 | Commercial | School (WA) | New | Food Preparation | Natural Gas | Range | E7 | RVT - Cost of Equipment | 0 | 0 | 0 | 0 | 0 | 0 | 0 | 0 | 0 | 0 | 0 | 0 | 0 | 0 | 0 | 0 | 0 | 0 | 0 | 0 | 0 | 0 | 0 | 0 | 0 | 0 | 0
F1_Commercial_School (WA)_New_Food Preparation_Natural Gas_Range_E8 | F1 | Commercial | School (WA) | New | Food Preparation | Natural Gas | Range | E8 | RVT - Cost of Equipment | 0 | 0 | 0 | 0 | 0 | 0 | 0 | 0 | 0 | 0 | 0 | 0 | 0 | 0 | 0 | 0 | 0 | 0 | 0 | 0 | 0 | 0 | 0 | 0 | 0 | 0 | 0
F1_Commercial_School (WA)_New_Food Preparation_Natural Gas_Range_E9 | F1 | Commercial | School (WA) | New | Food Preparation | Natural Gas | Range | E9 | RVT - Cost of Equipment | 0 | 0 | 0 | 0 | 0 | 0 | 0 | 0 | 0 | 0 | 0 | 0 | 0 | 0 | 0 | 0 | 0 | 0 | 0 | 0 | 0 | 0 | 0 | 0 | 0 | 0 | 0
F1_Commercial_School (WA)_New_Food Preparation_Natural Gas_Range_E10 | F1 | Commercial | School (WA) | New | Food Preparation | Natural Gas | Range | E10 | RVT - Cost of Equipment | 0 | 0 | 0 | 0 | 0 | 0 | 0 | 0 | 0 | 0 | 0 | 0 | 0 | 0 | 0 | 0 | 0 | 0 | 0 | 0 | 0 | 0 | 0 | 0 | 0 | 0 | 0
F2_Commercial_School (WA)_New_Food Preparation_Natural Gas_Range_E1 | F2 | Commercial | School (WA) | New | Food Preparation | Natural Gas | Range | E1 | RVT - Cost of Operation | 0.011174 | 0.01136 | 0.011587 | 0.011862 | 0.01219 | 0.012623 | 0.013068 | 0.013498 | 0.013893 | 0.014273 | 0.014664 | 0.015012 | 0.015376 | 0.015712 | 0.015996 | 0.016246 | 0.016452 | 0.016646 | 0.016854 | 0.017045 | 0.017236 | 0.01754 | 0.017847 | 0.018164 | 0.018486 | 0.018815 | 0.019149
F2_Commercial_School (WA)_New_Food Preparation_Natural Gas_Range_E2 | F2 | Commercial | School (WA) | New | Food Preparation | Natural Gas | Range | E2 | RVT - Cost of Operation | 0.0055871 | 0.0056801 | 0.0057935 | 0.0059312 | 0.0060951 | 0.0063117 | 0.0065339 | 0.0067488 | 0.0069467 | 0.0071367 | 0.0073319 | 0.0075062 | 0.0076881 | 0.0078562 | 0.0079978 | 0.0081232 | 0.0082261 | 0.0083231 | 0.0084271 | 0.0085225 | 0.008618 | 0.0087699 | 0.0089233 | 0.0090819 | 0.0092432 | 0.0094074 | 0.0095745
F2_Commercial_School (WA)_New_Food Preparation_Natural Gas_Range_E3 | F2 | Commercial | School (WA) | New | Food Preparation | Natural Gas | Range | E3 | RVT - Cost of Operation | 0 | 0 | 0 | 0 | 0 | 0 | 0 | 0 | 0 | 0 | 0 | 0 | 0 | 0 | 0 | 0 | 0 | 0 | 0 | 0 | 0 | 0 | 0 | 0 | 0 | 0 | 0
F2_Commercial_School (WA)_New_Food Preparation_Natural Gas_Range_E4 | F2 | Commercial | School (WA) | New | Food Preparation | Natural Gas | Range | E4 | RVT - Cost of Operation | 0 | 0 | 0 | 0 | 0 | 0 | 0 | 0 | 0 | 0 | 0 | 0 | 0 | 0 | 0 | 0 | 0 | 0 | 0 | 0 | 0 | 0 | 0 | 0 | 0 | 0 | 0
F2_Commercial_School (WA)_New_Food Preparation_Natural Gas_Range_E5 | F2 | Commercial | School (WA) | New | Food Preparation | Natural Gas | Range | E5 | RVT - Cost of Operation | 0 | 0 | 0 | 0 | 0 | 0 | 0 | 0 | 0 | 0 | 0 | 0 | 0 | 0 | 0 | 0 | 0 | 0 | 0 | 0 | 0 | 0 | 0 | 0 | 0 | 0 | 0
F2_Commercial_School (WA)_New_Food Preparation_Natural Gas_Range_E6 | F2 | Commercial | School (WA) | New | Food Preparation | Natural Gas | Range | E6 | RVT - Cost of Operation | 0 | 0 | 0 | 0 | 0 | 0 | 0 | 0 | 0 | 0 | 0 | 0 | 0 | 0 | 0 | 0 | 0 | 0 | 0 | 0 | 0 | 0 | 0 | 0 | 0 | 0 | 0
F2_Commercial_School (WA)_New_Food Preparation_Natural Gas_Range_E7 | F2 | Commercial | School (WA) | New | Food Preparation | Natural Gas | Range | E7 | RVT - Cost of Operation | 0 | 0 | 0 | 0 | 0 | 0 | 0 | 0 | 0 | 0 | 0 | 0 | 0 | 0 | 0 | 0 | 0 | 0 | 0 | 0 | 0 | 0 | 0 | 0 | 0 | 0 | 0
F2_Commercial_School (WA)_New_Food Preparation_Natural Gas_Range_E8 | F2 | Commercial | School (WA) | New | Food Preparation | Natural Gas | Range | E8 | RVT - Cost of Operation | 0 | 0 | 0 | 0 | 0 | 0 | 0 | 0 | 0 | 0 | 0 | 0 | 0 | 0 | 0 | 0 | 0 | 0 | 0 | 0 | 0 | 0 | 0 | 0 | 0 | 0 | 0
F2_Commercial_School (WA)_New_Food Preparation_Natural Gas_Range_E9 | F2 | Commercial | School (WA) | New | Food Preparation | Natural Gas | Range | E9 | RVT - Cost of Operation | 0 | 0 | 0 | 0 | 0 | 0 | 0 | 0 | 0 | 0 | 0 | 0 | 0 | 0 | 0 | 0 | 0 | 0 | 0 | 0 | 0 | 0 | 0 | 0 | 0 | 0 | 0
F2_Commercial_School (WA)_New_Food Preparation_Natural Gas_Range_E10 | F2 | Commercial | School (WA) | New | Food Preparation | Natural Gas | Range | E10 | RVT - Cost of Operation | 0 | 0 | 0 | 0 | 0 | 0 | 0 | 0 | 0 | 0 | 0 | 0 | 0 | 0 | 0 | 0 | 0 | 0 | 0 | 0 | 0 | 0 | 0 | 0 | 0 | 0 | 0
F3_Commercial_School (WA)_New_Food Preparation_Natural Gas_Range_E1 | F3 | Commercial | School (WA) | New | Food Preparation | Natural Gas | Range | E1 | System - kBTUs of Consumption | 2.7085 | 2.7085 | 2.7085 | 2.7085 | 2.7085 | 2.7085 | 2.7085 | 2.7085 | 2.7085 | 2.7085 | 2.7085 | 2.7085 | 2.7085 | 2.7085 | 2.7085 | 2.7085 | 2.7085 | 2.7085 | 2.7085 | 2.7085 | 2.7085 | 2.7085 | 2.7085 | 2.7085 | 2.7085 | 2.7085 | 2.7085
F3_Commercial_School (WA)_New_Food Preparation_Natural Gas_Range_E2 | F3 | Commercial | School (WA) | New | Food Preparation | Natural Gas | Range | E2 | System - kBTUs of Consumption | 1.3543 | 1.3543 | 1.3543 | 1.3543 | 1.3543 | 1.3543 | 1.3543 | 1.3543 | 1.3543 | 1.3543 | 1.3543 | 1.3543 | 1.3543 | 1.3543 | 1.3543 | 1.3543 | 1.3543 | 1.3543 | 1.3543 | 1.3543 | 1.3543 | 1.3543 | 1.3543 | 1.3543 | 1.3543 | 1.3543 | 1.3543
F3_Commercial_School (WA)_New_Food Preparation_Natural Gas_Range_E3 | F3 | Commercial | School (WA) | New | Food Preparation | Natural Gas | Range | E3 | System - kBTUs of Consumption | 0 | 0 | 0 | 0 | 0 | 0 | 0 | 0 | 0 | 0 | 0 | 0 | 0 | 0 | 0 | 0 | 0 | 0 | 0 | 0 | 0 | 0 | 0 | 0 | 0 | 0 | 0
F3_Commercial_School (WA)_New_Food Preparation_Natural Gas_Range_E4 | F3 | Commercial | School (WA) | New | Food Preparation | Natural Gas | Range | E4 | System - kBTUs of Consumption | 0 | 0 | 0 | 0 | 0 | 0 | 0 | 0 | 0 | 0 | 0 | 0 | 0 | 0 | 0 | 0 | 0 | 0 | 0 | 0 | 0 | 0 | 0 | 0 | 0 | 0 | 0
F3_Commercial_School (WA)_New_Food Preparation_Natural Gas_Range_E5 | F3 | Commercial | School (WA) | New | Food Preparation | Natural Gas | Range | E5 | System - kBTUs of Consumption | 0 | 0 | 0 | 0 | 0 | 0 | 0 | 0 | 0 | 0 | 0 | 0 | 0 | 0 | 0 | 0 | 0 | 0 | 0 | 0 | 0 | 0 | 0 | 0 | 0 | 0 | 0
F3_Commercial_School (WA)_New_Food Preparation_Natural Gas_Range_E6 | F3 | Commercial | School (WA) | New | Food Preparation | Natural Gas | Range | E6 | System - kBTUs of Consumption | 0 | 0 | 0 | 0 | 0 | 0 | 0 | 0 | 0 | 0 | 0 | 0 | 0 | 0 | 0 | 0 | 0 | 0 | 0 | 0 | 0 | 0 | 0 | 0 | 0 | 0 | 0
F3_Commercial_School (WA)_New_Food Preparation_Natural Gas_Range_E7 | F3 | Commercial | School (WA) | New | Food Preparation | Natural Gas | Range | E7 | System - kBTUs of Consumption | 0 | 0 | 0 | 0 | 0 | 0 | 0 | 0 | 0 | 0 | 0 | 0 | 0 | 0 | 0 | 0 | 0 | 0 | 0 | 0 | 0 | 0 | 0 | 0 | 0 | 0 | 0
F3_Commercial_School (WA)_New_Food Preparation_Natural Gas_Range_E8 | F3 | Commercial | School (WA) | New | Food Preparation | Natural Gas | Range | E8 | System - kBTUs of Consumption | 0 | 0 | 0 | 0 | 0 | 0 | 0 | 0 | 0 | 0 | 0 | 0 | 0 | 0 | 0 | 0 | 0 | 0 | 0 | 0 | 0 | 0 | 0 | 0 | 0 | 0 | 0
F3_Commercial_School (WA)_New_Food Preparation_Natural Gas_Range_E9 | F3 | Commercial | School (WA) | New | Food Preparation | Natural Gas | Range | E9 | System - kBTUs of Consumption | 0 | 0 | 0 | 0 | 0 | 0 | 0 | 0 | 0 | 0 | 0 | 0 | 0 | 0 | 0 | 0 | 0 | 0 | 0 | 0 | 0 | 0 | 0 | 0 | 0 | 0 | 0
F3_Commercial_School (WA)_New_Food Preparation_Natural Gas_Range_E10 | F3 | Commercial | School (WA) | New | Food Preparation | Natural Gas | Range | E10 | System - kBTUs of Consumption | 0 | 0 | 0 | 0 | 0 | 0 | 0 | 0 | 0 | 0 | 0 | 0 | 0 | 0 | 0 | 0 | 0 | 0 | 0 | 0 | 0 | 0 | 0 | 0 | 0 | 0 | 0
F4_Commercial_School (WA)_New_Food Preparation_Natural Gas_Range_E1 | F4 | Commercial | School (WA) | New | Food Preparation | Natural Gas | Range | E1 | Utility - Cost of Equipment | 0.0038426 | 0.0038426 | 0.0038426 | 0.0038426 | 0.0038426 | 0.0038426 | 0.0038426 | 0.0038426 | 0.0038426 | 0.0038426 | 0.0038426 | 0.0038426 | 0.0038426 | 0.0038426 | 0.0038426 | 0.0038426 | 0.0038426 | 0.0038426 | 0.0038426 | 0.0038426 | 0.0038426 | 0.0038426 | 0.0038426 | 0.0038426 | 0.0038426 | 0.0038426 | 0.0038426
F4_Commercial_School (WA)_New_Food Preparation_Natural Gas_Range_E2 | F4 | Commercial | School (WA) | New | Food Preparation | Natural Gas | Range | E2 | Utility - Cost of Equipment | 0.0041841 | 0.0041841 | 0.0041841 | 0.0041841 | 0.0041841 | 0.0041841 | 0.0041841 | 0.0041841 | 0.0041841 | 0.0041841 | 0.0041841 | 0.0041841 | 0.0041841 | 0.0041841 | 0.0041841 | 0.0041841 | 0.0041841 | 0.0041841 | 0.0041841 | 0.0041841 | 0.0041841 | 0.0041841 | 0.0041841 | 0.0041841 | 0.0041841 | 0.0041841 | 0.0041841
F4_Commercial_School (WA)_New_Food Preparation_Natural Gas_Range_E3 | F4 | Commercial | School (WA) | New | Food Preparation | Natural Gas | Range | E3 | Utility - Cost of Equipment | 0 | 0 | 0 | 0 | 0 | 0 | 0 | 0 | 0 | 0 | 0 | 0 | 0 | 0 | 0 | 0 | 0 | 0 | 0 | 0 | 0 | 0 | 0 | 0 | 0 | 0 | 0
F4_Commercial_School (WA)_New_Food Preparation_Natural Gas_Range_E4 | F4 | Commercial | School (WA) | New | Food Preparation | Natural Gas | Range | E4 | Utility - Cost of Equipment | 0 | 0 | 0 | 0 | 0 | 0 | 0 | 0 | 0 | 0 | 0 | 0 | 0 | 0 | 0 | 0 | 0 | 0 | 0 | 0 | 0 | 0 | 0 | 0 | 0 | 0 | 0
F4_Commercial_School (WA)_New_Food Preparation_Natural Gas_Range_E5 | F4 | Commercial | School (WA) | New | Food Preparation | Natural Gas | Range | E5 | Utility - Cost of Equipment | 0 | 0 | 0 | 0 | 0 | 0 | 0 | 0 | 0 | 0 | 0 | 0 | 0 | 0 | 0 | 0 | 0 | 0 | 0 | 0 | 0 | 0 | 0 | 0 | 0 | 0 | 0
F4_Commercial_School (WA)_New_Food Preparation_Natural Gas_Range_E6 | F4 | Commercial | School (WA) | New | Food Preparation | Natural Gas | Range | E6 | Utility - Cost of Equipment | 0 | 0 | 0 | 0 | 0 | 0 | 0 | 0 | 0 | 0 | 0 | 0 | 0 | 0 | 0 | 0 | 0 | 0 | 0 | 0 | 0 | 0 | 0 | 0 | 0 | 0 | 0
F4_Commercial_School (WA)_New_Food Preparation_Natural Gas_Range_E7 | F4 | Commercial | School (WA) | New | Food Preparation | Natural Gas | Range | E7 | Utility - Cost of Equipment | 0 | 0 | 0 | 0 | 0 | 0 | 0 | 0 | 0 | 0 | 0 | 0 | 0 | 0 | 0 | 0 | 0 | 0 | 0 | 0 | 0 | 0 | 0 | 0 | 0 | 0 | 0
F4_Commercial_School (WA)_New_Food Preparation_Natural Gas_Range_E8 | F4 | Commercial | School (WA) | New | Food Preparation | Natural Gas | Range | E8 | Utility - Cost of Equipment | 0 | 0 | 0 | 0 | 0 | 0 | 0 | 0 | 0 | 0 | 0 | 0 | 0 | 0 | 0 | 0 | 0 | 0 | 0 | 0 | 0 | 0 | 0 | 0 | 0 | 0 | 0
F4_Commercial_School (WA)_New_Food Preparation_Natural Gas_Range_E9 | F4 | Commercial | School (WA) | New | Food Preparation | Natural Gas | Range | E9 | Utility - Cost of Equipment | 0 | 0 | 0 | 0 | 0 | 0 | 0 | 0 | 0 | 0 | 0 | 0 | 0 | 0 | 0 | 0 | 0 | 0 | 0 | 0 | 0 | 0 | 0 | 0 | 0 | 0 | 0
F4_Commercial_School (WA)_New_Food Preparation_Natural Gas_Range_E10 | F4 | Commercial | School (WA) | New | Food Preparation | Natural Gas | Range | E10 | Utility - Cost of Equipment | 0 | 0 | 0 | 0 | 0 | 0 | 0 | 0 | 0 | 0 | 0 | 0 | 0 | 0 | 0 | 0 | 0 | 0 | 0 | 0 | 0 | 0 | 0 | 0 | 0 | 0 | 0
F5_Commercial_School (WA)_New_Food Preparation_Natural Gas_Range_E1 | F5 | Commercial | School (WA) | New | Food Preparation | Natural Gas | Range | E1 | Utility - Cost of Operation | 0.0093935 | 0.0096103 | 0.0098831 | 0.010205 | 0.010579 | 0.011051 | 0.011543 | 0.012033 | 0.012505 | 0.012985 | 0.013359 | 0.013707 | 0.014082 | 0.014447 | 0.01477 | 0.015068 | 0.015331 | 0.01559 | 0.015868 | 0.016138 | 0.016415 | 0.016705 | 0.016997 | 0.017299 | 0.017606 | 0.017919 | 0.018237
F5_Commercial_School (WA)_New_Food Preparation_Natural Gas_Range_E2 | F5 | Commercial | School (WA) | New | Food Preparation | Natural Gas | Range | E2 | Utility - Cost of Operation | 0.0046967 | 0.0048052 | 0.0049416 | 0.0051024 | 0.0052896 | 0.0055255 | 0.0057713 | 0.0060164 | 0.0062527 | 0.0064924 | 0.0066794 | 0.0068534 | 0.0070409 | 0.0072236 | 0.0073848 | 0.007534 | 0.0076655 | 0.0077949 | 0.007934 | 0.0080689 | 0.0082076 | 0.0083523 | 0.0084984 | 0.0086494 | 0.0088031 | 0.0089594 | 0.0091186
F5_Commercial_School (WA)_New_Food Preparation_Natural Gas_Range_E3 | F5 | Commercial | School (WA) | New | Food Preparation | Natural Gas | Range | E3 | Utility - Cost of Operation | 0 | 0 | 0 | 0 | 0 | 0 | 0 | 0 | 0 | 0 | 0 | 0 | 0 | 0 | 0 | 0 | 0 | 0 | 0 | 0 | 0 | 0 | 0 | 0 | 0 | 0 | 0
F5_Commercial_School (WA)_New_Food Preparation_Natural Gas_Range_E4 | F5 | Commercial | School (WA) | New | Food Preparation | Natural Gas | Range | E4 | Utility - Cost of Operation | 0 | 0 | 0 | 0 | 0 | 0 | 0 | 0 | 0 | 0 | 0 | 0 | 0 | 0 | 0 | 0 | 0 | 0 | 0 | 0 | 0 | 0 | 0 | 0 | 0 | 0 | 0
F5_Commercial_School (WA)_New_Food Preparation_Natural Gas_Range_E5 | F5 | Commercial | School (WA) | New | Food Preparation | Natural Gas | Range | E5 | Utility - Cost of Operation | 0 | 0 | 0 | 0 | 0 | 0 | 0 | 0 | 0 | 0 | 0 | 0 | 0 | 0 | 0 | 0 | 0 | 0 | 0 | 0 | 0 | 0 | 0 | 0 | 0 | 0 | 0
F5_Commercial_School (WA)_New_Food Preparation_Natural Gas_Range_E6 | F5 | Commercial | School (WA) | New | Food Preparation | Natural Gas | Range | E6 | Utility - Cost of Operation | 0 | 0 | 0 | 0 | 0 | 0 | 0 | 0 | 0 | 0 | 0 | 0 | 0 | 0 | 0 | 0 | 0 | 0 | 0 | 0 | 0 | 0 | 0 | 0 | 0 | 0 | 0
F5_Commercial_School (WA)_New_Food Preparation_Natural Gas_Range_E7 | F5 | Commercial | School (WA) | New | Food Preparation | Natural Gas | Range | E7 | Utility - Cost of Operation | 0 | 0 | 0 | 0 | 0 | 0 | 0 | 0 | 0 | 0 | 0 | 0 | 0 | 0 | 0 | 0 | 0 | 0 | 0 | 0 | 0 | 0 | 0 | 0 | 0 | 0 | 0
F5_Commercial_School (WA)_New_Food Preparation_Natural Gas_Range_E8 | F5 | Commercial | School (WA) | New | Food Preparation | Natural Gas | Range | E8 | Utility - Cost of Operation | 0 | 0 | 0 | 0 | 0 | 0 | 0 | 0 | 0 | 0 | 0 | 0 | 0 | 0 | 0 | 0 | 0 | 0 | 0 | 0 | 0 | 0 | 0 | 0 | 0 | 0 | 0
F5_Commercial_School (WA)_New_Food Preparation_Natural Gas_Range_E9 | F5 | Commercial | School (WA) | New | Food Preparation | Natural Gas | Range | E9 | Utility - Cost of Operation | 0 | 0 | 0 | 0 | 0 | 0 | 0 | 0 | 0 | 0 | 0 | 0 | 0 | 0 | 0 | 0 | 0 | 0 | 0 | 0 | 0 | 0 | 0 | 0 | 0 | 0 | 0
F5_Commercial_School (WA)_New_Food Preparation_Natural Gas_Range_E10 | F5 | Commercial | School (WA) | New | Food Preparation | Natural Gas | Range | E10 | Utility - Cost of Operation | 0 | 0 | 0 | 0 | 0 | 0 | 0 | 0 | 0 | 0 | 0 | 0 | 0 | 0 | 0 | 0 | 0 | 0 | 0 | 0 | 0 | 0 | 0 | 0 | 0 | 0 | 0
F6_Commercial_School (WA)_New_Food Preparation_Natural Gas_Range_E1 | F6 | Commercial | School (WA) | New | Food Preparation | Natural Gas | Range | E1 | Utility - Value of Sales | 0.011174 | 0.01136 | 0.011587 | 0.011862 | 0.01219 | 0.012623 | 0.013068 | 0.013498 | 0.013893 | 0.014273 | 0.014664 | 0.015012 | 0.015376 | 0.015712 | 0.015996 | 0.016246 | 0.016452 | 0.016646 | 0.016854 | 0.017045 | 0.017236 | 0.01754 | 0.017847 | 0.018164 | 0.018486 | 0.018815 | 0.019149
F6_Commercial_School (WA)_New_Food Preparation_Natural Gas_Range_E2 | F6 | Commercial | School (WA) | New | Food Preparation | Natural Gas | Range | E2 | Utility - Value of Sales | 0.0055871 | 0.0056801 | 0.0057935 | 0.0059312 | 0.0060951 | 0.0063117 | 0.0065339 | 0.0067488 | 0.0069467 | 0.0071367 | 0.0073319 | 0.0075062 | 0.0076881 | 0.0078562 | 0.0079978 | 0.0081232 | 0.0082261 | 0.0083231 | 0.0084271 | 0.0085225 | 0.008618 | 0.0087699 | 0.0089233 | 0.0090819 | 0.0092432 | 0.0094074 | 0.0095745
F6_Commercial_School (WA)_New_Food Preparation_Natural Gas_Range_E3 | F6 | Commercial | School (WA) | New | Food Preparation | Natural Gas | Range | E3 | Utility - Value of Sales | 0 | 0 | 0 | 0 | 0 | 0 | 0 | 0 | 0 | 0 | 0 | 0 | 0 | 0 | 0 | 0 | 0 | 0 | 0 | 0 | 0 | 0 | 0 | 0 | 0 | 0 | 0
F6_Commercial_School (WA)_New_Food Preparation_Natural Gas_Range_E4 | F6 | Commercial | School (WA) | New | Food Preparation | Natural Gas | Range | E4 | Utility - Value of Sales | 0 | 0 | 0 | 0 | 0 | 0 | 0 | 0 | 0 | 0 | 0 | 0 | 0 | 0 | 0 | 0 | 0 | 0 | 0 | 0 | 0 | 0 | 0 | 0 | 0 | 0 | 0
F6_Commercial_School (WA)_New_Food Preparation_Natural Gas_Range_E5 | F6 | Commercial | School (WA) | New | Food Preparation | Natural Gas | Range | E5 | Utility - Value of Sales | 0 | 0 | 0 | 0 | 0 | 0 | 0 | 0 | 0 | 0 | 0 | 0 | 0 | 0 | 0 | 0 | 0 | 0 | 0 | 0 | 0 | 0 | 0 | 0 | 0 | 0 | 0
F6_Commercial_School (WA)_New_Food Preparation_Natural Gas_Range_E6 | F6 | Commercial | School (WA) | New | Food Preparation | Natural Gas | Range | E6 | Utility - Value of Sales | 0 | 0 | 0 | 0 | 0 | 0 | 0 | 0 | 0 | 0 | 0 | 0 | 0 | 0 | 0 | 0 | 0 | 0 | 0 | 0 | 0 | 0 | 0 | 0 | 0 | 0 | 0
F6_Commercial_School (WA)_New_Food Preparation_Natural Gas_Range_E7 | F6 | Commercial | School (WA) | New | Food Preparation | Natural Gas | Range | E7 | Utility - Value of Sales | 0 | 0 | 0 | 0 | 0 | 0 | 0 | 0 | 0 | 0 | 0 | 0 | 0 | 0 | 0 | 0 | 0 | 0 | 0 | 0 | 0 | 0 | 0 | 0 | 0 | 0 | 0
F6_Commercial_School (WA)_New_Food Preparation_Natural Gas_Range_E8 | F6 | Commercial | School (WA) | New | Food Preparation | Natural Gas | Range | E8 | Utility - Value of Sales | 0 | 0 | 0 | 0 | 0 | 0 | 0 | 0 | 0 | 0 | 0 | 0 | 0 | 0 | 0 | 0 | 0 | 0 | 0 | 0 | 0 | 0 | 0 | 0 | 0 | 0 | 0
F6_Commercial_School (WA)_New_Food Preparation_Natural Gas_Range_E9 | F6 | Commercial | School (WA) | New | Food Preparation | Natural Gas | Range | E9 | Utility - Value of Sales | 0 | 0 | 0 | 0 | 0 | 0 | 0 | 0 | 0 | 0 | 0 | 0 | 0 | 0 | 0 | 0 | 0 | 0 | 0 | 0 | 0 | 0 | 0 | 0 | 0 | 0 | 0
F6_Commercial_School (WA)_New_Food Preparation_Natural Gas_Range_E10 | F6 | Commercial | School (WA) | New | Food Preparation | Natural Gas | Range | E10 | Utility - Value of Sales | 0 | 0 | 0 | 0 | 0 | 0 | 0 | 0 | 0 | 0 | 0 | 0 | 0 | 0 | 0 | 0 | 0 | 0 | 0 | 0 | 0 | 0 | 0 | 0 | 0 | 0 | 0
F1_Commercial_School (WA)_New_Food Preparation_Natural Gas_Steamer_E1 | F1 | Commercial | School (WA) | New | Food Preparation | Natural Gas | Steamer | E1 | RVT - Cost of Equipment | 0.0055497 | 0.0055497 | 0.0055497 | 0.0055497 | 0.0055497 | 0.0055497 | 0.0055497 | 0.0055497 | 0.0055497 | 0.0055497 | 0.0055497 | 0.0055497 | 0.0055497 | 0.0055497 | 0.0055497 | 0.0055497 | 0.0055497 | 0.0055497 | 0.0055497 | 0.0055497 | 0.0055497 | 0.0055497 | 0.0055497 | 0.0055497 | 0.0055497 | 0.0055497 | 0.0055497
F1_Commercial_School (WA)_New_Food Preparation_Natural Gas_Steamer_E2 | F1 | Commercial | School (WA) | New | Food Preparation | Natural Gas | Steamer | E2 | RVT - Cost of Equipment | 0.0059631 | 0.0059631 | 0.0059631 | 0.0059631 | 0.0059631 | 0.0059631 | 0.0059631 | 0.0059631 | 0.0059631 | 0.0059631 | 0.0059631 | 0.0059631 | 0.0059631 | 0.0059631 | 0.0059631 | 0.0059631 | 0.0059631 | 0.0059631 | 0.0059631 | 0.0059631 | 0.0059631 | 0.0059631 | 0.0059631 | 0.0059631 | 0.0059631 | 0.0059631 | 0.0059631
F1_Commercial_School (WA)_New_Food Preparation_Natural Gas_Steamer_E3 | F1 | Commercial | School (WA) | New | Food Preparation | Natural Gas | Steamer | E3 | RVT - Cost of Equipment | 0 | 0 | 0 | 0 | 0 | 0 | 0 | 0 | 0 | 0 | 0 | 0 | 0 | 0 | 0 | 0 | 0 | 0 | 0 | 0 | 0 | 0 | 0 | 0 | 0 | 0 | 0
F1_Commercial_School (WA)_New_Food Preparation_Natural Gas_Steamer_E4 | F1 | Commercial | School (WA) | New | Food Preparation | Natural Gas | Steamer | E4 | RVT - Cost of Equipment | 0 | 0 | 0 | 0 | 0 | 0 | 0 | 0 | 0 | 0 | 0 | 0 | 0 | 0 | 0 | 0 | 0 | 0 | 0 | 0 | 0 | 0 | 0 | 0 | 0 | 0 | 0
F1_Commercial_School (WA)_New_Food Preparation_Natural Gas_Steamer_E5 | F1 | Commercial | School (WA) | New | Food Preparation | Natural Gas | Steamer | E5 | RVT - Cost of Equipment | 0 | 0 | 0 | 0 | 0 | 0 | 0 | 0 | 0 | 0 | 0 | 0 | 0 | 0 | 0 | 0 | 0 | 0 | 0 | 0 | 0 | 0 | 0 | 0 | 0 | 0 | 0
F1_Commercial_School (WA)_New_Food Preparation_Natural Gas_Steamer_E6 | F1 | Commercial | School (WA) | New | Food Preparation | Natural Gas | Steamer | E6 | RVT - Cost of Equipment | 0 | 0 | 0 | 0 | 0 | 0 | 0 | 0 | 0 | 0 | 0 | 0 | 0 | 0 | 0 | 0 | 0 | 0 | 0 | 0 | 0 | 0 | 0 | 0 | 0 | 0 | 0
F1_Commercial_School (WA)_New_Food Preparation_Natural Gas_Steamer_E7 | F1 | Commercial | School (WA) | New | Food Preparation | Natural Gas | Steamer | E7 | RVT - Cost of Equipment | 0 | 0 | 0 | 0 | 0 | 0 | 0 | 0 | 0 | 0 | 0 | 0 | 0 | 0 | 0 | 0 | 0 | 0 | 0 | 0 | 0 | 0 | 0 | 0 | 0 | 0 | 0
F1_Commercial_School (WA)_New_Food Preparation_Natural Gas_Steamer_E8 | F1 | Commercial | School (WA) | New | Food Preparation | Natural Gas | Steamer | E8 | RVT - Cost of Equipment | 0 | 0 | 0 | 0 | 0 | 0 | 0 | 0 | 0 | 0 | 0 | 0 | 0 | 0 | 0 | 0 | 0 | 0 | 0 | 0 | 0 | 0 | 0 | 0 | 0 | 0 | 0
F1_Commercial_School (WA)_New_Food Preparation_Natural Gas_Steamer_E9 | F1 | Commercial | School (WA) | New | Food Preparation | Natural Gas | Steamer | E9 | RVT - Cost of Equipment | 0 | 0 | 0 | 0 | 0 | 0 | 0 | 0 | 0 | 0 | 0 | 0 | 0 | 0 | 0 | 0 | 0 | 0 | 0 | 0 | 0 | 0 | 0 | 0 | 0 | 0 | 0
F1_Commercial_School (WA)_New_Food Preparation_Natural Gas_Steamer_E10 | F1 | Commercial | School (WA) | New | Food Preparation | Natural Gas | Steamer | E10 | RVT - Cost of Equipment | 0 | 0 | 0 | 0 | 0 | 0 | 0 | 0 | 0 | 0 | 0 | 0 | 0 | 0 | 0 | 0 | 0 | 0 | 0 | 0 | 0 | 0 | 0 | 0 | 0 | 0 | 0
F2_Commercial_School (WA)_New_Food Preparation_Natural Gas_Steamer_E1 | F2 | Commercial | School (WA) | New | Food Preparation | Natural Gas | Steamer | E1 | RVT - Cost of Operation | 0.015563 | 0.015857 | 0.016202 | 0.016605 | 0.017065 | 0.017641 | 0.018217 | 0.018765 | 0.019261 | 0.019741 | 0.020239 | 0.020692 | 0.02117 | 0.021622 | 0.02201 | 0.022361 | 0.022658 | 0.022941 | 0.023243 | 0.023524 | 0.023806 | 0.024226 | 0.024651 | 0.025089 | 0.025535 | 0.025988 | 0.02645
F2_Commercial_School (WA)_New_Food Preparation_Natural Gas_Steamer_E2 | F2 | Commercial | School (WA) | New | Food Preparation | Natural Gas | Steamer | E2 | RVT - Cost of Operation | 0.0029364 | 0.0029918 | 0.0030569 | 0.0031329 | 0.0032198 | 0.0033283 | 0.0034372 | 0.0035405 | 0.003634 | 0.0037247 | 0.0038186 | 0.003904 | 0.0039941 | 0.0040794 | 0.0041527 | 0.0042189 | 0.0042749 | 0.0043284 | 0.0043853 | 0.0044384 | 0.0044916 | 0.0045709 | 0.004651 | 0.0047336 | 0.0048177 | 0.0049033 | 0.0049904
F2_Commercial_School (WA)_New_Food Preparation_Natural Gas_Steamer_E3 | F2 | Commercial | School (WA) | New | Food Preparation | Natural Gas | Steamer | E3 | RVT - Cost of Operation | 0 | 0 | 0 | 0 | 0 | 0 | 0 | 0 | 0 | 0 | 0 | 0 | 0 | 0 | 0 | 0 | 0 | 0 | 0 | 0 | 0 | 0 | 0 | 0 | 0 | 0 | 0
F2_Commercial_School (WA)_New_Food Preparation_Natural Gas_Steamer_E4 | F2 | Commercial | School (WA) | New | Food Preparation | Natural Gas | Steamer | E4 | RVT - Cost of Operation | 0 | 0 | 0 | 0 | 0 | 0 | 0 | 0 | 0 | 0 | 0 | 0 | 0 | 0 | 0 | 0 | 0 | 0 | 0 | 0 | 0 | 0 | 0 | 0 | 0 | 0 | 0
F2_Commercial_School (WA)_New_Food Preparation_Natural Gas_Steamer_E5 | F2 | Commercial | School (WA) | New | Food Preparation | Natural Gas | Steamer | E5 | RVT - Cost of Operation | 0 | 0 | 0 | 0 | 0 | 0 | 0 | 0 | 0 | 0 | 0 | 0 | 0 | 0 | 0 | 0 | 0 | 0 | 0 | 0 | 0 | 0 | 0 | 0 | 0 | 0 | 0
F2_Commercial_School (WA)_New_Food Preparation_Natural Gas_Steamer_E6 | F2 | Commercial | School (WA) | New | Food Preparation | Natural Gas | Steamer | E6 | RVT - Cost of Operation | 0 | 0 | 0 | 0 | 0 | 0 | 0 | 0 | 0 | 0 | 0 | 0 | 0 | 0 | 0 | 0 | 0 | 0 | 0 | 0 | 0 | 0 | 0 | 0 | 0 | 0 | 0
F2_Commercial_School (WA)_New_Food Preparation_Natural Gas_Steamer_E7 | F2 | Commercial | School (WA) | New | Food Preparation | Natural Gas | Steamer | E7 | RVT - Cost of Operation | 0 | 0 | 0 | 0 | 0 | 0 | 0 | 0 | 0 | 0 | 0 | 0 | 0 | 0 | 0 | 0 | 0 | 0 | 0 | 0 | 0 | 0 | 0 | 0 | 0 | 0 | 0
F2_Commercial_School (WA)_New_Food Preparation_Natural Gas_Steamer_E8 | F2 | Commercial | School (WA) | New | Food Preparation | Natural Gas | Steamer | E8 | RVT - Cost of Operation | 0 | 0 | 0 | 0 | 0 | 0 | 0 | 0 | 0 | 0 | 0 | 0 | 0 | 0 | 0 | 0 | 0 | 0 | 0 | 0 | 0 | 0 | 0 | 0 | 0 | 0 | 0
F2_Commercial_School (WA)_New_Food Preparation_Natural Gas_Steamer_E9 | F2 | Commercial | School (WA) | New | Food Preparation | Natural Gas | Steamer | E9 | RVT - Cost of Operation | 0 | 0 | 0 | 0 | 0 | 0 | 0 | 0 | 0 | 0 | 0 | 0 | 0 | 0 | 0 | 0 | 0 | 0 | 0 | 0 | 0 | 0 | 0 | 0 | 0 | 0 | 0
F2_Commercial_School (WA)_New_Food Preparation_Natural Gas_Steamer_E10 | F2 | Commercial | School (WA) | New | Food Preparation | Natural Gas | Steamer | E10 | RVT - Cost of Operation | 0 | 0 | 0 | 0 | 0 | 0 | 0 | 0 | 0 | 0 | 0 | 0 | 0 | 0 | 0 | 0 | 0 | 0 | 0 | 0 | 0 | 0 | 0 | 0 | 0 | 0 | 0
F3_Commercial_School (WA)_New_Food Preparation_Natural Gas_Steamer_E1 | F3 | Commercial | School (WA) | New | Food Preparation | Natural Gas | Steamer | E1 | System - kBTUs of Consumption | 3.7128 | 3.7128 | 3.7128 | 3.7128 | 3.7128 | 3.7128 | 3.7128 | 3.7128 | 3.7128 | 3.7128 | 3.7128 | 3.7128 | 3.7128 | 3.7128 | 3.7128 | 3.7128 | 3.7128 | 3.7128 | 3.7128 | 3.7128 | 3.7128 | 3.7128 | 3.7128 | 3.7128 | 3.7128 | 3.7128 | 3.7128
F3_Commercial_School (WA)_New_Food Preparation_Natural Gas_Steamer_E2 | F3 | Commercial | School (WA) | New | Food Preparation | Natural Gas | Steamer | E2 | System - kBTUs of Consumption | 0.7005 | 0.7005 | 0.7005 | 0.7005 | 0.7005 | 0.7005 | 0.7005 | 0.7005 | 0.7005 | 0.7005 | 0.7005 | 0.7005 | 0.7005 | 0.7005 | 0.7005 | 0.7005 | 0.7005 | 0.7005 | 0.7005 | 0.7005 | 0.7005 | 0.7005 | 0.7005 | 0.7005 | 0.7005 | 0.7005 | 0.7005
F3_Commercial_School (WA)_New_Food Preparation_Natural Gas_Steamer_E3 | F3 | Commercial | School (WA) | New | Food Preparation | Natural Gas | Steamer | E3 | System - kBTUs of Consumption | 0 | 0 | 0 | 0 | 0 | 0 | 0 | 0 | 0 | 0 | 0 | 0 | 0 | 0 | 0 | 0 | 0 | 0 | 0 | 0 | 0 | 0 | 0 | 0 | 0 | 0 | 0
F3_Commercial_School (WA)_New_Food Preparation_Natural Gas_Steamer_E4 | F3 | Commercial | School (WA) | New | Food Preparation | Natural Gas | Steamer | E4 | System - kBTUs of Consumption | 0 | 0 | 0 | 0 | 0 | 0 | 0 | 0 | 0 | 0 | 0 | 0 | 0 | 0 | 0 | 0 | 0 | 0 | 0 | 0 | 0 | 0 | 0 | 0 | 0 | 0 | 0
F3_Commercial_School (WA)_New_Food Preparation_Natural Gas_Steamer_E5 | F3 | Commercial | School (WA) | New | Food Preparation | Natural Gas | Steamer | E5 | System - kBTUs of Consumption | 0 | 0 | 0 | 0 | 0 | 0 | 0 | 0 | 0 | 0 | 0 | 0 | 0 | 0 | 0 | 0 | 0 | 0 | 0 | 0 | 0 | 0 | 0 | 0 | 0 | 0 | 0
F3_Commercial_School (WA)_New_Food Preparation_Natural Gas_Steamer_E6 | F3 | Commercial | School (WA) | New | Food Preparation | Natural Gas | Steamer | E6 | System - kBTUs of Consumption | 0 | 0 | 0 | 0 | 0 | 0 | 0 | 0 | 0 | 0 | 0 | 0 | 0 | 0 | 0 | 0 | 0 | 0 | 0 | 0 | 0 | 0 | 0 | 0 | 0 | 0 | 0
F3_Commercial_School (WA)_New_Food Preparation_Natural Gas_Steamer_E7 | F3 | Commercial | School (WA) | New | Food Preparation | Natural Gas | Steamer | E7 | System - kBTUs of Consumption | 0 | 0 | 0 | 0 | 0 | 0 | 0 | 0 | 0 | 0 | 0 | 0 | 0 | 0 | 0 | 0 | 0 | 0 | 0 | 0 | 0 | 0 | 0 | 0 | 0 | 0 | 0
F3_Commercial_School (WA)_New_Food Preparation_Natural Gas_Steamer_E8 | F3 | Commercial | School (WA) | New | Food Preparation | Natural Gas | Steamer | E8 | System - kBTUs of Consumption | 0 | 0 | 0 | 0 | 0 | 0 | 0 | 0 | 0 | 0 | 0 | 0 | 0 | 0 | 0 | 0 | 0 | 0 | 0 | 0 | 0 | 0 | 0 | 0 | 0 | 0 | 0
F3_Commercial_School (WA)_New_Food Preparation_Natural Gas_Steamer_E9 | F3 | Commercial | School (WA) | New | Food Preparation | Natural Gas | Steamer | E9 | System - kBTUs of Consumption | 0 | 0 | 0 | 0 | 0 | 0 | 0 | 0 | 0 | 0 | 0 | 0 | 0 | 0 | 0 | 0 | 0 | 0 | 0 | 0 | 0 | 0 | 0 | 0 | 0 | 0 | 0
F3_Commercial_School (WA)_New_Food Preparation_Natural Gas_Steamer_E10 | F3 | Commercial | School (WA) | New | Food Preparation | Natural Gas | Steamer | E10 | System - kBTUs of Consumption | 0 | 0 | 0 | 0 | 0 | 0 | 0 | 0 | 0 | 0 | 0 | 0 | 0 | 0 | 0 | 0 | 0 | 0 | 0 | 0 | 0 | 0 | 0 | 0 | 0 | 0 | 0
F4_Commercial_School (WA)_New_Food Preparation_Natural Gas_Steamer_E1 | F4 | Commercial | School (WA) | New | Food Preparation | Natural Gas | Steamer | E1 | Utility - Cost of Equipment | 0.0055497 | 0.0055497 | 0.0055497 | 0.0055497 | 0.0055497 | 0.0055497 | 0.0055497 | 0.0055497 | 0.0055497 | 0.0055497 | 0.0055497 | 0.0055497 | 0.0055497 | 0.0055497 | 0.0055497 | 0.0055497 | 0.0055497 | 0.0055497 | 0.0055497 | 0.0055497 | 0.0055497 | 0.0055497 | 0.0055497 | 0.0055497 | 0.0055497 | 0.0055497 | 0.0055497
F4_Commercial_School (WA)_New_Food Preparation_Natural Gas_Steamer_E2 | F4 | Commercial | School (WA) | New | Food Preparation | Natural Gas | Steamer | E2 | Utility - Cost of Equipment | 0.0059631 | 0.0059631 | 0.0059631 | 0.0059631 | 0.0059631 | 0.0059631 | 0.0059631 | 0.0059631 | 0.0059631 | 0.0059631 | 0.0059631 | 0.0059631 | 0.0059631 | 0.0059631 | 0.0059631 | 0.0059631 | 0.0059631 | 0.0059631 | 0.0059631 | 0.0059631 | 0.0059631 | 0.0059631 | 0.0059631 | 0.0059631 | 0.0059631 | 0.0059631 | 0.0059631
F4_Commercial_School (WA)_New_Food Preparation_Natural Gas_Steamer_E3 | F4 | Commercial | School (WA) | New | Food Preparation | Natural Gas | Steamer | E3 | Utility - Cost of Equipment | 0 | 0 | 0 | 0 | 0 | 0 | 0 | 0 | 0 | 0 | 0 | 0 | 0 | 0 | 0 | 0 | 0 | 0 | 0 | 0 | 0 | 0 | 0 | 0 | 0 | 0 | 0
F4_Commercial_School (WA)_New_Food Preparation_Natural Gas_Steamer_E4 | F4 | Commercial | School (WA) | New | Food Preparation | Natural Gas | Steamer | E4 | Utility - Cost of Equipment | 0 | 0 | 0 | 0 | 0 | 0 | 0 | 0 | 0 | 0 | 0 | 0 | 0 | 0 | 0 | 0 | 0 | 0 | 0 | 0 | 0 | 0 | 0 | 0 | 0 | 0 | 0
F4_Commercial_School (WA)_New_Food Preparation_Natural Gas_Steamer_E5 | F4 | Commercial | School (WA) | New | Food Preparation | Natural Gas | Steamer | E5 | Utility - Cost of Equipment | 0 | 0 | 0 | 0 | 0 | 0 | 0 | 0 | 0 | 0 | 0 | 0 | 0 | 0 | 0 | 0 | 0 | 0 | 0 | 0 | 0 | 0 | 0 | 0 | 0 | 0 | 0
F4_Commercial_School (WA)_New_Food Preparation_Natural Gas_Steamer_E6 | F4 | Commercial | School (WA) | New | Food Preparation | Natural Gas | Steamer | E6 | Utility - Cost of Equipment | 0 | 0 | 0 | 0 | 0 | 0 | 0 | 0 | 0 | 0 | 0 | 0 | 0 | 0 | 0 | 0 | 0 | 0 | 0 | 0 | 0 | 0 | 0 | 0 | 0 | 0 | 0
F4_Commercial_School (WA)_New_Food Preparation_Natural Gas_Steamer_E7 | F4 | Commercial | School (WA) | New | Food Preparation | Natural Gas | Steamer | E7 | Utility - Cost of Equipment | 0 | 0 | 0 | 0 | 0 | 0 | 0 | 0 | 0 | 0 | 0 | 0 | 0 | 0 | 0 | 0 | 0 | 0 | 0 | 0 | 0 | 0 | 0 | 0 | 0 | 0 | 0
F4_Commercial_School (WA)_New_Food Preparation_Natural Gas_Steamer_E8 | F4 | Commercial | School (WA) | New | Food Preparation | Natural Gas | Steamer | E8 | Utility - Cost of Equipment | 0 | 0 | 0 | 0 | 0 | 0 | 0 | 0 | 0 | 0 | 0 | 0 | 0 | 0 | 0 | 0 | 0 | 0 | 0 | 0 | 0 | 0 | 0 | 0 | 0 | 0 | 0
F4_Commercial_School (WA)_New_Food Preparation_Natural Gas_Steamer_E9 | F4 | Commercial | School (WA) | New | Food Preparation | Natural Gas | Steamer | E9 | Utility - Cost of Equipment | 0 | 0 | 0 | 0 | 0 | 0 | 0 | 0 | 0 | 0 | 0 | 0 | 0 | 0 | 0 | 0 | 0 | 0 | 0 | 0 | 0 | 0 | 0 | 0 | 0 | 0 | 0
F4_Commercial_School (WA)_New_Food Preparation_Natural Gas_Steamer_E10 | F4 | Commercial | School (WA) | New | Food Preparation | Natural Gas | Steamer | E10 | Utility - Cost of Equipment | 0 | 0 | 0 | 0 | 0 | 0 | 0 | 0 | 0 | 0 | 0 | 0 | 0 | 0 | 0 | 0 | 0 | 0 | 0 | 0 | 0 | 0 | 0 | 0 | 0 | 0 | 0
F5_Commercial_School (WA)_New_Food Preparation_Natural Gas_Steamer_E1 | F5 | Commercial | School (WA) | New | Food Preparation | Natural Gas | Steamer | E1 | Utility - Cost of Operation | 0.013214 | 0.013547 | 0.013941 | 0.014393 | 0.014905 | 0.015527 | 0.016167 | 0.016801 | 0.017412 | 0.018031 | 0.018523 | 0.018985 | 0.01948 | 0.019966 | 0.0204 | 0.020806 | 0.02117 | 0.021529 | 0.021913 | 0.022288 | 0.022673 | 0.023073 | 0.023477 | 0.023894 | 0.024319 | 0.024751 | 0.025191
F5_Commercial_School (WA)_New_Food Preparation_Natural Gas_Steamer_E2 | F5 | Commercial | School (WA) | New | Food Preparation | Natural Gas | Steamer | E2 | Utility - Cost of Operation | 0.0024931 | 0.0025559 | 0.0026304 | 0.0027157 | 0.0028121 | 0.0029295 | 0.0030503 | 0.00317 | 0.0032852 | 0.0034019 | 0.0034949 | 0.0035819 | 0.0036755 | 0.003767 | 0.0038489 | 0.0039255 | 0.0039942 | 0.004062 | 0.0041345 | 0.0042051 | 0.0042778 | 0.0043532 | 0.0044295 | 0.0045082 | 0.0045883 | 0.0046698 | 0.0047528
F5_Commercial_School (WA)_New_Food Preparation_Natural Gas_Steamer_E3 | F5 | Commercial | School (WA) | New | Food Preparation | Natural Gas | Steamer | E3 | Utility - Cost of Operation | 0 | 0 | 0 | 0 | 0 | 0 | 0 | 0 | 0 | 0 | 0 | 0 | 0 | 0 | 0 | 0 | 0 | 0 | 0 | 0 | 0 | 0 | 0 | 0 | 0 | 0 | 0
F5_Commercial_School (WA)_New_Food Preparation_Natural Gas_Steamer_E4 | F5 | Commercial | School (WA) | New | Food Preparation | Natural Gas | Steamer | E4 | Utility - Cost of Operation | 0 | 0 | 0 | 0 | 0 | 0 | 0 | 0 | 0 | 0 | 0 | 0 | 0 | 0 | 0 | 0 | 0 | 0 | 0 | 0 | 0 | 0 | 0 | 0 | 0 | 0 | 0
F5_Commercial_School (WA)_New_Food Preparation_Natural Gas_Steamer_E5 | F5 | Commercial | School (WA) | New | Food Preparation | Natural Gas | Steamer | E5 | Utility - Cost of Operation | 0 | 0 | 0 | 0 | 0 | 0 | 0 | 0 | 0 | 0 | 0 | 0 | 0 | 0 | 0 | 0 | 0 | 0 | 0 | 0 | 0 | 0 | 0 | 0 | 0 | 0 | 0
F5_Commercial_School (WA)_New_Food Preparation_Natural Gas_Steamer_E6 | F5 | Commercial | School (WA) | New | Food Preparation | Natural Gas | Steamer | E6 | Utility - Cost of Operation | 0 | 0 | 0 | 0 | 0 | 0 | 0 | 0 | 0 | 0 | 0 | 0 | 0 | 0 | 0 | 0 | 0 | 0 | 0 | 0 | 0 | 0 | 0 | 0 | 0 | 0 | 0
F5_Commercial_School (WA)_New_Food Preparation_Natural Gas_Steamer_E7 | F5 | Commercial | School (WA) | New | Food Preparation | Natural Gas | Steamer | E7 | Utility - Cost of Operation | 0 | 0 | 0 | 0 | 0 | 0 | 0 | 0 | 0 | 0 | 0 | 0 | 0 | 0 | 0 | 0 | 0 | 0 | 0 | 0 | 0 | 0 | 0 | 0 | 0 | 0 | 0
F5_Commercial_School (WA)_New_Food Preparation_Natural Gas_Steamer_E8 | F5 | Commercial | School (WA) | New | Food Preparation | Natural Gas | Steamer | E8 | Utility - Cost of Operation | 0 | 0 | 0 | 0 | 0 | 0 | 0 | 0 | 0 | 0 | 0 | 0 | 0 | 0 | 0 | 0 | 0 | 0 | 0 | 0 | 0 | 0 | 0 | 0 | 0 | 0 | 0
F5_Commercial_School (WA)_New_Food Preparation_Natural Gas_Steamer_E9 | F5 | Commercial | School (WA) | New | Food Preparation | Natural Gas | Steamer | E9 | Utility - Cost of Operation | 0 | 0 | 0 | 0 | 0 | 0 | 0 | 0 | 0 | 0 | 0 | 0 | 0 | 0 | 0 | 0 | 0 | 0 | 0 | 0 | 0 | 0 | 0 | 0 | 0 | 0 | 0
F5_Commercial_School (WA)_New_Food Preparation_Natural Gas_Steamer_E10 | F5 | Commercial | School (WA) | New | Food Preparation | Natural Gas | Steamer | E10 | Utility - Cost of Operation | 0 | 0 | 0 | 0 | 0 | 0 | 0 | 0 | 0 | 0 | 0 | 0 | 0 | 0 | 0 | 0 | 0 | 0 | 0 | 0 | 0 | 0 | 0 | 0 | 0 | 0 | 0
F6_Commercial_School (WA)_New_Food Preparation_Natural Gas_Steamer_E1 | F6 | Commercial | School (WA) | New | Food Preparation | Natural Gas | Steamer | E1 | Utility - Value of Sales | 0.015563 | 0.015857 | 0.016202 | 0.016605 | 0.017065 | 0.017641 | 0.018217 | 0.018765 | 0.019261 | 0.019741 | 0.020239 | 0.020692 | 0.02117 | 0.021622 | 0.02201 | 0.022361 | 0.022658 | 0.022941 | 0.023243 | 0.023524 | 0.023806 | 0.024226 | 0.024651 | 0.025089 | 0.025535 | 0.025988 | 0.02645
F6_Commercial_School (WA)_New_Food Preparation_Natural Gas_Steamer_E2 | F6 | Commercial | School (WA) | New | Food Preparation | Natural Gas | Steamer | E2 | Utility - Value of Sales | 0.0029364 | 0.0029918 | 0.0030569 | 0.0031329 | 0.0032198 | 0.0033283 | 0.0034372 | 0.0035405 | 0.003634 | 0.0037247 | 0.0038186 | 0.003904 | 0.0039941 | 0.0040794 | 0.0041527 | 0.0042189 | 0.0042749 | 0.0043284 | 0.0043853 | 0.0044384 | 0.0044916 | 0.0045709 | 0.004651 | 0.0047336 | 0.0048177 | 0.0049033 | 0.0049904
F6_Commercial_School (WA)_New_Food Preparation_Natural Gas_Steamer_E3 | F6 | Commercial | School (WA) | New | Food Preparation | Natural Gas | Steamer | E3 | Utility - Value of Sales | 0 | 0 | 0 | 0 | 0 | 0 | 0 | 0 | 0 | 0 | 0 | 0 | 0 | 0 | 0 | 0 | 0 | 0 | 0 | 0 | 0 | 0 | 0 | 0 | 0 | 0 | 0
F6_Commercial_School (WA)_New_Food Preparation_Natural Gas_Steamer_E4 | F6 | Commercial | School (WA) | New | Food Preparation | Natural Gas | Steamer | E4 | Utility - Value of Sales | 0 | 0 | 0 | 0 | 0 | 0 | 0 | 0 | 0 | 0 | 0 | 0 | 0 | 0 | 0 | 0 | 0 | 0 | 0 | 0 | 0 | 0 | 0 | 0 | 0 | 0 | 0
F6_Commercial_School (WA)_New_Food Preparation_Natural Gas_Steamer_E5 | F6 | Commercial | School (WA) | New | Food Preparation | Natural Gas | Steamer | E5 | Utility - Value of Sales | 0 | 0 | 0 | 0 | 0 | 0 | 0 | 0 | 0 | 0 | 0 | 0 | 0 | 0 | 0 | 0 | 0 | 0 | 0 | 0 | 0 | 0 | 0 | 0 | 0 | 0 | 0
F6_Commercial_School (WA)_New_Food Preparation_Natural Gas_Steamer_E6 | F6 | Commercial | School (WA) | New | Food Preparation | Natural Gas | Steamer | E6 | Utility - Value of Sales | 0 | 0 | 0 | 0 | 0 | 0 | 0 | 0 | 0 | 0 | 0 | 0 | 0 | 0 | 0 | 0 | 0 | 0 | 0 | 0 | 0 | 0 | 0 | 0 | 0 | 0 | 0
F6_Commercial_School (WA)_New_Food Preparation_Natural Gas_Steamer_E7 | F6 | Commercial | School (WA) | New | Food Preparation | Natural Gas | Steamer | E7 | Utility - Value of Sales | 0 | 0 | 0 | 0 | 0 | 0 | 0 | 0 | 0 | 0 | 0 | 0 | 0 | 0 | 0 | 0 | 0 | 0 | 0 | 0 | 0 | 0 | 0 | 0 | 0 | 0 | 0
F6_Commercial_School (WA)_New_Food Preparation_Natural Gas_Steamer_E8 | F6 | Commercial | School (WA) | New | Food Preparation | Natural Gas | Steamer | E8 | Utility - Value of Sales | 0 | 0 | 0 | 0 | 0 | 0 | 0 | 0 | 0 | 0 | 0 | 0 | 0 | 0 | 0 | 0 | 0 | 0 | 0 | 0 | 0 | 0 | 0 | 0 | 0 | 0 | 0
F6_Commercial_School (WA)_New_Food Preparation_Natural Gas_Steamer_E9 | F6 | Commercial | School (WA) | New | Food Preparation | Natural Gas | Steamer | E9 | Utility - Value of Sales | 0 | 0 | 0 | 0 | 0 | 0 | 0 | 0 | 0 | 0 | 0 | 0 | 0 | 0 | 0 | 0 | 0 | 0 | 0 | 0 | 0 | 0 | 0 | 0 | 0 | 0 | 0
F6_Commercial_School (WA)_New_Food Preparation_Natural Gas_Steamer_E10 | F6 | Commercial | School (WA) | New | Food Preparation | Natural Gas | Steamer | E10 | Utility - Value of Sales | 0 | 0 | 0 | 0 | 0 | 0 | 0 | 0 | 0 | 0 | 0 | 0 | 0 | 0 | 0 | 0 | 0 | 0 | 0 | 0 | 0 | 0 | 0 | 0 | 0 | 0 | 0
F1_Commercial_School (WA)_New_Food Preparation_Natural Gas_Food Prep Other_E1 | F1 | Commercial | School (WA) | New | Food Preparation | Natural Gas | Food Prep Other | E1 | RVT - Cost of Equipment | 1.1663e-05 | 1.1663e-05 | 1.1663e-05 | 1.1663e-05 | 1.1663e-05 | 1.1663e-05 | 1.1663e-05 | 1.1663e-05 | 1.1663e-05 | 1.1663e-05 | 1.1663e-05 | 1.1663e-05 | 1.1663e-05 | 1.1663e-05 | 1.1663e-05 | 1.1663e-05 | 1.1663e-05 | 1.1663e-05 | 1.1663e-05 | 1.1663e-05 | 1.1663e-05 | 1.1663e-05 | 1.1663e-05 | 1.1663e-05 | 1.1663e-05 | 1.1663e-05 | 1.1663e-05
F1_Commercial_School (WA)_New_Food Preparation_Natural Gas_Food Prep Other_E2 | F1 | Commercial | School (WA) | New | Food Preparation | Natural Gas | Food Prep Other | E2 | RVT - Cost of Equipment | 1.1675e-05 | 1.1675e-05 | 1.1675e-05 | 1.1675e-05 | 1.1675e-05 | 1.1675e-05 | 1.1675e-05 | 1.1675e-05 | 1.1675e-05 | 1.1675e-05 | 1.1675e-05 | 1.1675e-05 | 1.1675e-05 | 1.1675e-05 | 1.1675e-05 | 1.1675e-05 | 1.1675e-05 | 1.1675e-05 | 1.1675e-05 | 1.1675e-05 | 1.1675e-05 | 1.1675e-05 | 1.1675e-05 | 1.1675e-05 | 1.1675e-05 | 1.1675e-05 | 1.1675e-05
F1_Commercial_School (WA)_New_Food Preparation_Natural Gas_Food Prep Other_E3 | F1 | Commercial | School (WA) | New | Food Preparation | Natural Gas | Food Prep Other | E3 | RVT - Cost of Equipment | 0 | 0 | 0 | 0 | 0 | 0 | 0 | 0 | 0 | 0 | 0 | 0 | 0 | 0 | 0 | 0 | 0 | 0 | 0 | 0 | 0 | 0 | 0 | 0 | 0 | 0 | 0
F1_Commercial_School (WA)_New_Food Preparation_Natural Gas_Food Prep Other_E4 | F1 | Commercial | School (WA) | New | Food Preparation | Natural Gas | Food Prep Other | E4 | RVT - Cost of Equipment | 0 | 0 | 0 | 0 | 0 | 0 | 0 | 0 | 0 | 0 | 0 | 0 | 0 | 0 | 0 | 0 | 0 | 0 | 0 | 0 | 0 | 0 | 0 | 0 | 0 | 0 | 0
F1_Commercial_School (WA)_New_Food Preparation_Natural Gas_Food Prep Other_E5 | F1 | Commercial | School (WA) | New | Food Preparation | Natural Gas | Food Prep Other | E5 | RVT - Cost of Equipment | 0 | 0 | 0 | 0 | 0 | 0 | 0 | 0 | 0 | 0 | 0 | 0 | 0 | 0 | 0 | 0 | 0 | 0 | 0 | 0 | 0 | 0 | 0 | 0 | 0 | 0 | 0
F1_Commercial_School (WA)_New_Food Preparation_Natural Gas_Food Prep Other_E6 | F1 | Commercial | School (WA) | New | Food Preparation | Natural Gas | Food Prep Other | E6 | RVT - Cost of Equipment | 0 | 0 | 0 | 0 | 0 | 0 | 0 | 0 | 0 | 0 | 0 | 0 | 0 | 0 | 0 | 0 | 0 | 0 | 0 | 0 | 0 | 0 | 0 | 0 | 0 | 0 | 0
F1_Commercial_School (WA)_New_Food Preparation_Natural Gas_Food Prep Other_E7 | F1 | Commercial | School (WA) | New | Food Preparation | Natural Gas | Food Prep Other | E7 | RVT - Cost of Equipment | 0 | 0 | 0 | 0 | 0 | 0 | 0 | 0 | 0 | 0 | 0 | 0 | 0 | 0 | 0 | 0 | 0 | 0 | 0 | 0 | 0 | 0 | 0 | 0 | 0 | 0 | 0
F1_Commercial_School (WA)_New_Food Preparation_Natural Gas_Food Prep Other_E8 | F1 | Commercial | School (WA) | New | Food Preparation | Natural Gas | Food Prep Other | E8 | RVT - Cost of Equipment | 0 | 0 | 0 | 0 | 0 | 0 | 0 | 0 | 0 | 0 | 0 | 0 | 0 | 0 | 0 | 0 | 0 | 0 | 0 | 0 | 0 | 0 | 0 | 0 | 0 | 0 | 0
F1_Commercial_School (WA)_New_Food Preparation_Natural Gas_Food Prep Other_E9 | F1 | Commercial | School (WA) | New | Food Preparation | Natural Gas | Food Prep Other | E9 | RVT - Cost of Equipment | 0 | 0 | 0 | 0 | 0 | 0 | 0 | 0 | 0 | 0 | 0 | 0 | 0 | 0 | 0 | 0 | 0 | 0 | 0 | 0 | 0 | 0 | 0 | 0 | 0 | 0 | 0
F1_Commercial_School (WA)_New_Food Preparation_Natural Gas_Food Prep Other_E10 | F1 | Commercial | School (WA) | New | Food Preparation | Natural Gas | Food Prep Other | E10 | RVT - Cost of Equipment | 0 | 0 | 0 | 0 | 0 | 0 | 0 | 0 | 0 | 0 | 0 | 0 | 0 | 0 | 0 | 0 | 0 | 0 | 0 | 0 | 0 | 0 | 0 | 0 | 0 | 0 | 0
F2_Commercial_School (WA)_New_Food Preparation_Natural Gas_Food Prep Other_E1 | F2 | Commercial | School (WA) | New | Food Preparation | Natural Gas | Food Prep Other | E1 | RVT - Cost of Operation | 0.0032877 | 0.0033424 | 0.0034091 | 0.0034902 | 0.0035866 | 0.0037141 | 0.0038448 | 0.0039713 | 0.0040877 | 0.0041995 | 0.0043144 | 0.004417 | 0.004524 | 0.0046229 | 0.0047062 | 0.00478 | 0.0048406 | 0.0048976 | 0.0049589 | 0.005015 | 0.0050712 | 0.0051606 | 0.0052509 | 0.0053442 | 0.0054391 | 0.0055357 | 0.0056341
F2_Commercial_School (WA)_New_Food Preparation_Natural Gas_Food Prep Other_E2 | F2 | Commercial | School (WA) | New | Food Preparation | Natural Gas | Food Prep Other | E2 | RVT - Cost of Operation | 0.0032877 | 0.0033424 | 0.0034091 | 0.0034902 | 0.0035866 | 0.0037141 | 0.0038448 | 0.0039713 | 0.0040877 | 0.0041995 | 0.0043144 | 0.004417 | 0.004524 | 0.0046229 | 0.0047062 | 0.00478 | 0.0048405 | 0.0048976 | 0.0049588 | 0.005015 | 0.0050712 | 0.0051606 | 0.0052508 | 0.0053441 | 0.0054391 | 0.0055357 | 0.005634
F2_Commercial_School (WA)_New_Food Preparation_Natural Gas_Food Prep Other_E3 | F2 | Commercial | School (WA) | New | Food Preparation | Natural Gas | Food Prep Other | E3 | RVT - Cost of Operation | 0 | 0 | 0 | 0 | 0 | 0 | 0 | 0 | 0 | 0 | 0 | 0 | 0 | 0 | 0 | 0 | 0 | 0 | 0 | 0 | 0 | 0 | 0 | 0 | 0 | 0 | 0
F2_Commercial_School (WA)_New_Food Preparation_Natural Gas_Food Prep Other_E4 | F2 | Commercial | School (WA) | New | Food Preparation | Natural Gas | Food Prep Other | E4 | RVT - Cost of Operation | 0 | 0 | 0 | 0 | 0 | 0 | 0 | 0 | 0 | 0 | 0 | 0 | 0 | 0 | 0 | 0 | 0 | 0 | 0 | 0 | 0 | 0 | 0 | 0 | 0 | 0 | 0
F2_Commercial_School (WA)_New_Food Preparation_Natural Gas_Food Prep Other_E5 | F2 | Commercial | School (WA) | New | Food Preparation | Natural Gas | Food Prep Other | E5 | RVT - Cost of Operation | 0 | 0 | 0 | 0 | 0 | 0 | 0 | 0 | 0 | 0 | 0 | 0 | 0 | 0 | 0 | 0 | 0 | 0 | 0 | 0 | 0 | 0 | 0 | 0 | 0 | 0 | 0
F2_Commercial_School (WA)_New_Food Preparation_Natural Gas_Food Prep Other_E6 | F2 | Commercial | School (WA) | New | Food Preparation | Natural Gas | Food Prep Other | E6 | RVT - Cost of Operation | 0 | 0 | 0 | 0 | 0 | 0 | 0 | 0 | 0 | 0 | 0 | 0 | 0 | 0 | 0 | 0 | 0 | 0 | 0 | 0 | 0 | 0 | 0 | 0 | 0 | 0 | 0
F2_Commercial_School (WA)_New_Food Preparation_Natural Gas_Food Prep Other_E7 | F2 | Commercial | School (WA) | New | Food Preparation | Natural Gas | Food Prep Other | E7 | RVT - Cost of Operation | 0 | 0 | 0 | 0 | 0 | 0 | 0 | 0 | 0 | 0 | 0 | 0 | 0 | 0 | 0 | 0 | 0 | 0 | 0 | 0 | 0 | 0 | 0 | 0 | 0 | 0 | 0
F2_Commercial_School (WA)_New_Food Preparation_Natural Gas_Food Prep Other_E8 | F2 | Commercial | School (WA) | New | Food Preparation | Natural Gas | Food Prep Other | E8 | RVT - Cost of Operation | 0 | 0 | 0 | 0 | 0 | 0 | 0 | 0 | 0 | 0 | 0 | 0 | 0 | 0 | 0 | 0 | 0 | 0 | 0 | 0 | 0 | 0 | 0 | 0 | 0 | 0 | 0
F2_Commercial_School (WA)_New_Food Preparation_Natural Gas_Food Prep Other_E9 | F2 | Commercial | School (WA) | New | Food Preparation | Natural Gas | Food Prep Other | E9 | RVT - Cost of Operation | 0 | 0 | 0 | 0 | 0 | 0 | 0 | 0 | 0 | 0 | 0 | 0 | 0 | 0 | 0 | 0 | 0 | 0 | 0 | 0 | 0 | 0 | 0 | 0 | 0 | 0 | 0
F2_Commercial_School (WA)_New_Food Preparation_Natural Gas_Food Prep Other_E10 | F2 | Commercial | School (WA) | New | Food Preparation | Natural Gas | Food Prep Other | E10 | RVT - Cost of Operation | 0 | 0 | 0 | 0 | 0 | 0 | 0 | 0 | 0 | 0 | 0 | 0 | 0 | 0 | 0 | 0 | 0 | 0 | 0 | 0 | 0 | 0 | 0 | 0 | 0 | 0 | 0
F3_Commercial_School (WA)_New_Food Preparation_Natural Gas_Food Prep Other_E1 | F3 | Commercial | School (WA) | New | Food Preparation | Natural Gas | Food Prep Other | E1 | System - kBTUs of Consumption | 0.79691 | 0.79691 | 0.79691 | 0.79691 | 0.79691 | 0.79691 | 0.79691 | 0.79691 | 0.79691 | 0.79691 | 0.79691 | 0.79691 | 0.79691 | 0.79691 | 0.79691 | 0.79691 | 0.79691 | 0.79691 | 0.79691 | 0.79691 | 0.79691 | 0.79691 | 0.79691 | 0.79691 | 0.79691 | 0.79691 | 0.79691
F3_Commercial_School (WA)_New_Food Preparation_Natural Gas_Food Prep Other_E2 | F3 | Commercial | School (WA) | New | Food Preparation | Natural Gas | Food Prep Other | E2 | System - kBTUs of Consumption | 0.79691 | 0.79691 | 0.79691 | 0.79691 | 0.79691 | 0.79691 | 0.79691 | 0.79691 | 0.79691 | 0.79691 | 0.79691 | 0.79691 | 0.79691 | 0.79691 | 0.79691 | 0.79691 | 0.79691 | 0.79691 | 0.79691 | 0.79691 | 0.79691 | 0.79691 | 0.79691 | 0.79691 | 0.79691 | 0.79691 | 0.79691
F3_Commercial_School (WA)_New_Food Preparation_Natural Gas_Food Prep Other_E3 | F3 | Commercial | School (WA) | New | Food Preparation | Natural Gas | Food Prep Other | E3 | System - kBTUs of Consumption | 0 | 0 | 0 | 0 | 0 | 0 | 0 | 0 | 0 | 0 | 0 | 0 | 0 | 0 | 0 | 0 | 0 | 0 | 0 | 0 | 0 | 0 | 0 | 0 | 0 | 0 | 0
F3_Commercial_School (WA)_New_Food Preparation_Natural Gas_Food Prep Other_E4 | F3 | Commercial | School (WA) | New | Food Preparation | Natural Gas | Food Prep Other | E4 | System - kBTUs of Consumption | 0 | 0 | 0 | 0 | 0 | 0 | 0 | 0 | 0 | 0 | 0 | 0 | 0 | 0 | 0 | 0 | 0 | 0 | 0 | 0 | 0 | 0 | 0 | 0 | 0 | 0 | 0
F3_Commercial_School (WA)_New_Food Preparation_Natural Gas_Food Prep Other_E5 | F3 | Commercial | School (WA) | New | Food Preparation | Natural Gas | Food Prep Other | E5 | System - kBTUs of Consumption | 0 | 0 | 0 | 0 | 0 | 0 | 0 | 0 | 0 | 0 | 0 | 0 | 0 | 0 | 0 | 0 | 0 | 0 | 0 | 0 | 0 | 0 | 0 | 0 | 0 | 0 | 0
F3_Commercial_School (WA)_New_Food Preparation_Natural Gas_Food Prep Other_E6 | F3 | Commercial | School (WA) | New | Food Preparation | Natural Gas | Food Prep Other | E6 | System - kBTUs of Consumption | 0 | 0 | 0 | 0 | 0 | 0 | 0 | 0 | 0 | 0 | 0 | 0 | 0 | 0 | 0 | 0 | 0 | 0 | 0 | 0 | 0 | 0 | 0 | 0 | 0 | 0 | 0
F3_Commercial_School (WA)_New_Food Preparation_Natural Gas_Food Prep Other_E7 | F3 | Commercial | School (WA) | New | Food Preparation | Natural Gas | Food Prep Other | E7 | System - kBTUs of Consumption | 0 | 0 | 0 | 0 | 0 | 0 | 0 | 0 | 0 | 0 | 0 | 0 | 0 | 0 | 0 | 0 | 0 | 0 | 0 | 0 | 0 | 0 | 0 | 0 | 0 | 0 | 0
F3_Commercial_School (WA)_New_Food Preparation_Natural Gas_Food Prep Other_E8 | F3 | Commercial | School (WA) | New | Food Preparation | Natural Gas | Food Prep Other | E8 | System - kBTUs of Consumption | 0 | 0 | 0 | 0 | 0 | 0 | 0 | 0 | 0 | 0 | 0 | 0 | 0 | 0 | 0 | 0 | 0 | 0 | 0 | 0 | 0 | 0 | 0 | 0 | 0 | 0 | 0
F3_Commercial_School (WA)_New_Food Preparation_Natural Gas_Food Prep Other_E9 | F3 | Commercial | School (WA) | New | Food Preparation | Natural Gas | Food Prep Other | E9 | System - kBTUs of Consumption | 0 | 0 | 0 | 0 | 0 | 0 | 0 | 0 | 0 | 0 | 0 | 0 | 0 | 0 | 0 | 0 | 0 | 0 | 0 | 0 | 0 | 0 | 0 | 0 | 0 | 0 | 0
F3_Commercial_School (WA)_New_Food Preparation_Natural Gas_Food Prep Other_E10 | F3 | Commercial | School (WA) | New | Food Preparation | Natural Gas | Food Prep Other | E10 | System - kBTUs of Consumption | 0 | 0 | 0 | 0 | 0 | 0 | 0 | 0 | 0 | 0 | 0 | 0 | 0 | 0 | 0 | 0 | 0 | 0 | 0 | 0 | 0 | 0 | 0 | 0 | 0 | 0 | 0
F4_Commercial_School (WA)_New_Food Preparation_Natural Gas_Food Prep Other_E1 | F4 | Commercial | School (WA) | New | Food Preparation | Natural Gas | Food Prep Other | E1 | Utility - Cost of Equipment | 1.1663e-05 | 1.1663e-05 | 1.1663e-05 | 1.1663e-05 | 1.1663e-05 | 1.1663e-05 | 1.1663e-05 | 1.1663e-05 | 1.1663e-05 | 1.1663e-05 | 1.1663e-05 | 1.1663e-05 | 1.1663e-05 | 1.1663e-05 | 1.1663e-05 | 1.1663e-05 | 1.1663e-05 | 1.1663e-05 | 1.1663e-05 | 1.1663e-05 | 1.1663e-05 | 1.1663e-05 | 1.1663e-05 | 1.1663e-05 | 1.1663e-05 | 1.1663e-05 | 1.1663e-05
F4_Commercial_School (WA)_New_Food Preparation_Natural Gas_Food Prep Other_E2 | F4 | Commercial | School (WA) | New | Food Preparation | Natural Gas | Food Prep Other | E2 | Utility - Cost of Equipment | 1.1675e-05 | 1.1675e-05 | 1.1675e-05 | 1.1675e-05 | 1.1675e-05 | 1.1675e-05 | 1.1675e-05 | 1.1675e-05 | 1.1675e-05 | 1.1675e-05 | 1.1675e-05 | 1.1675e-05 | 1.1675e-05 | 1.1675e-05 | 1.1675e-05 | 1.1675e-05 | 1.1675e-05 | 1.1675e-05 | 1.1675e-05 | 1.1675e-05 | 1.1675e-05 | 1.1675e-05 | 1.1675e-05 | 1.1675e-05 | 1.1675e-05 | 1.1675e-05 | 1.1675e-05
F4_Commercial_School (WA)_New_Food Preparation_Natural Gas_Food Prep Other_E3 | F4 | Commercial | School (WA) | New | Food Preparation | Natural Gas | Food Prep Other | E3 | Utility - Cost of Equipment | 0 | 0 | 0 | 0 | 0 | 0 | 0 | 0 | 0 | 0 | 0 | 0 | 0 | 0 | 0 | 0 | 0 | 0 | 0 | 0 | 0 | 0 | 0 | 0 | 0 | 0 | 0
F4_Commercial_School (WA)_New_Food Preparation_Natural Gas_Food Prep Other_E4 | F4 | Commercial | School (WA) | New | Food Preparation | Natural Gas | Food Prep Other | E4 | Utility - Cost of Equipment | 0 | 0 | 0 | 0 | 0 | 0 | 0 | 0 | 0 | 0 | 0 | 0 | 0 | 0 | 0 | 0 | 0 | 0 | 0 | 0 | 0 | 0 | 0 | 0 | 0 | 0 | 0
F4_Commercial_School (WA)_New_Food Preparation_Natural Gas_Food Prep Other_E5 | F4 | Commercial | School (WA) | New | Food Preparation | Natural Gas | Food Prep Other | E5 | Utility - Cost of Equipment | 0 | 0 | 0 | 0 | 0 | 0 | 0 | 0 | 0 | 0 | 0 | 0 | 0 | 0 | 0 | 0 | 0 | 0 | 0 | 0 | 0 | 0 | 0 | 0 | 0 | 0 | 0
F4_Commercial_School (WA)_New_Food Preparation_Natural Gas_Food Prep Other_E6 | F4 | Commercial | School (WA) | New | Food Preparation | Natural Gas | Food Prep Other | E6 | Utility - Cost of Equipment | 0 | 0 | 0 | 0 | 0 | 0 | 0 | 0 | 0 | 0 | 0 | 0 | 0 | 0 | 0 | 0 | 0 | 0 | 0 | 0 | 0 | 0 | 0 | 0 | 0 | 0 | 0
F4_Commercial_School (WA)_New_Food Preparation_Natural Gas_Food Prep Other_E7 | F4 | Commercial | School (WA) | New | Food Preparation | Natural Gas | Food Prep Other | E7 | Utility - Cost of Equipment | 0 | 0 | 0 | 0 | 0 | 0 | 0 | 0 | 0 | 0 | 0 | 0 | 0 | 0 | 0 | 0 | 0 | 0 | 0 | 0 | 0 | 0 | 0 | 0 | 0 | 0 | 0
F4_Commercial_School (WA)_New_Food Preparation_Natural Gas_Food Prep Other_E8 | F4 | Commercial | School (WA) | New | Food Preparation | Natural Gas | Food Prep Other | E8 | Utility - Cost of Equipment | 0 | 0 | 0 | 0 | 0 | 0 | 0 | 0 | 0 | 0 | 0 | 0 | 0 | 0 | 0 | 0 | 0 | 0 | 0 | 0 | 0 | 0 | 0 | 0 | 0 | 0 | 0
F4_Commercial_School (WA)_New_Food Preparation_Natural Gas_Food Prep Other_E9 | F4 | Commercial | School (WA) | New | Food Preparation | Natural Gas | Food Prep Other | E9 | Utility - Cost of Equipment | 0 | 0 | 0 | 0 | 0 | 0 | 0 | 0 | 0 | 0 | 0 | 0 | 0 | 0 | 0 | 0 | 0 | 0 | 0 | 0 | 0 | 0 | 0 | 0 | 0 | 0 | 0
F4_Commercial_School (WA)_New_Food Preparation_Natural Gas_Food Prep Other_E10 | F4 | Commercial | School (WA) | New | Food Preparation | Natural Gas | Food Prep Other | E10 | Utility - Cost of Equipment | 0 | 0 | 0 | 0 | 0 | 0 | 0 | 0 | 0 | 0 | 0 | 0 | 0 | 0 | 0 | 0 | 0 | 0 | 0 | 0 | 0 | 0 | 0 | 0 | 0 | 0 | 0
F5_Commercial_School (WA)_New_Food Preparation_Natural Gas_Food Prep Other_E1 | F5 | Commercial | School (WA) | New | Food Preparation | Natural Gas | Food Prep Other | E1 | Utility - Cost of Operation | 0.0027638 | 0.0028276 | 0.0029078 | 0.0030025 | 0.0031126 | 0.0032515 | 0.0033961 | 0.0035403 | 0.0036794 | 0.0038204 | 0.0039304 | 0.0040328 | 0.0041432 | 0.0042507 | 0.0043455 | 0.0044333 | 0.0045107 | 0.0045868 | 0.0046687 | 0.0047481 | 0.0048297 | 0.0049149 | 0.0050008 | 0.0050897 | 0.0051801 | 0.0052721 | 0.0053658
F5_Commercial_School (WA)_New_Food Preparation_Natural Gas_Food Prep Other_E2 | F5 | Commercial | School (WA) | New | Food Preparation | Natural Gas | Food Prep Other | E2 | Utility - Cost of Operation | 0.0027637 | 0.0028275 | 0.0029078 | 0.0030025 | 0.0031126 | 0.0032514 | 0.0033961 | 0.0035403 | 0.0036794 | 0.0038204 | 0.0039304 | 0.0040328 | 0.0041431 | 0.0042507 | 0.0043455 | 0.0044333 | 0.0045107 | 0.0045868 | 0.0046687 | 0.004748 | 0.0048297 | 0.0049148 | 0.0050008 | 0.0050896 | 0.0051801 | 0.0052721 | 0.0053657
F5_Commercial_School (WA)_New_Food Preparation_Natural Gas_Food Prep Other_E3 | F5 | Commercial | School (WA) | New | Food Preparation | Natural Gas | Food Prep Other | E3 | Utility - Cost of Operation | 0 | 0 | 0 | 0 | 0 | 0 | 0 | 0 | 0 | 0 | 0 | 0 | 0 | 0 | 0 | 0 | 0 | 0 | 0 | 0 | 0 | 0 | 0 | 0 | 0 | 0 | 0
F5_Commercial_School (WA)_New_Food Preparation_Natural Gas_Food Prep Other_E4 | F5 | Commercial | School (WA) | New | Food Preparation | Natural Gas | Food Prep Other | E4 | Utility - Cost of Operation | 0 | 0 | 0 | 0 | 0 | 0 | 0 | 0 | 0 | 0 | 0 | 0 | 0 | 0 | 0 | 0 | 0 | 0 | 0 | 0 | 0 | 0 | 0 | 0 | 0 | 0 | 0
F5_Commercial_School (WA)_New_Food Preparation_Natural Gas_Food Prep Other_E5 | F5 | Commercial | School (WA) | New | Food Preparation | Natural Gas | Food Prep Other | E5 | Utility - Cost of Operation | 0 | 0 | 0 | 0 | 0 | 0 | 0 | 0 | 0 | 0 | 0 | 0 | 0 | 0 | 0 | 0 | 0 | 0 | 0 | 0 | 0 | 0 | 0 | 0 | 0 | 0 | 0
F5_Commercial_School (WA)_New_Food Preparation_Natural Gas_Food Prep Other_E6 | F5 | Commercial | School (WA) | New | Food Preparation | Natural Gas | Food Prep Other | E6 | Utility - Cost of Operation | 0 | 0 | 0 | 0 | 0 | 0 | 0 | 0 | 0 | 0 | 0 | 0 | 0 | 0 | 0 | 0 | 0 | 0 | 0 | 0 | 0 | 0 | 0 | 0 | 0 | 0 | 0
F5_Commercial_School (WA)_New_Food Preparation_Natural Gas_Food Prep Other_E7 | F5 | Commercial | School (WA) | New | Food Preparation | Natural Gas | Food Prep Other | E7 | Utility - Cost of Operation | 0 | 0 | 0 | 0 | 0 | 0 | 0 | 0 | 0 | 0 | 0 | 0 | 0 | 0 | 0 | 0 | 0 | 0 | 0 | 0 | 0 | 0 | 0 | 0 | 0 | 0 | 0
F5_Commercial_School (WA)_New_Food Preparation_Natural Gas_Food Prep Other_E8 | F5 | Commercial | School (WA) | New | Food Preparation | Natural Gas | Food Prep Other | E8 | Utility - Cost of Operation | 0 | 0 | 0 | 0 | 0 | 0 | 0 | 0 | 0 | 0 | 0 | 0 | 0 | 0 | 0 | 0 | 0 | 0 | 0 | 0 | 0 | 0 | 0 | 0 | 0 | 0 | 0
F5_Commercial_School (WA)_New_Food Preparation_Natural Gas_Food Prep Other_E9 | F5 | Commercial | School (WA) | New | Food Preparation | Natural Gas | Food Prep Other | E9 | Utility - Cost of Operation | 0 | 0 | 0 | 0 | 0 | 0 | 0 | 0 | 0 | 0 | 0 | 0 | 0 | 0 | 0 | 0 | 0 | 0 | 0 | 0 | 0 | 0 | 0 | 0 | 0 | 0 | 0
F5_Commercial_School (WA)_New_Food Preparation_Natural Gas_Food Prep Other_E10 | F5 | Commercial | School (WA) | New | Food Preparation | Natural Gas | Food Prep Other | E10 | Utility - Cost of Operation | 0 | 0 | 0 | 0 | 0 | 0 | 0 | 0 | 0 | 0 | 0 | 0 | 0 | 0 | 0 | 0 | 0 | 0 | 0 | 0 | 0 | 0 | 0 | 0 | 0 | 0 | 0
F6_Commercial_School (WA)_New_Food Preparation_Natural Gas_Food Prep Other_E1 | F6 | Commercial | School (WA) | New | Food Preparation | Natural Gas | Food Prep Other | E1 | Utility - Value of Sales | 0.0032877 | 0.0033424 | 0.0034091 | 0.0034902 | 0.0035866 | 0.0037141 | 0.0038448 | 0.0039713 | 0.0040877 | 0.0041995 | 0.0043144 | 0.004417 | 0.004524 | 0.0046229 | 0.0047062 | 0.00478 | 0.0048406 | 0.0048976 | 0.0049589 | 0.005015 | 0.0050712 | 0.0051606 | 0.0052509 | 0.0053442 | 0.0054391 | 0.0055357 | 0.0056341
F6_Commercial_School (WA)_New_Food Preparation_Natural Gas_Food Prep Other_E2 | F6 | Commercial | School (WA) | New | Food Preparation | Natural Gas | Food Prep Other | E2 | Utility - Value of Sales | 0.0032877 | 0.0033424 | 0.0034091 | 0.0034902 | 0.0035866 | 0.0037141 | 0.0038448 | 0.0039713 | 0.0040877 | 0.0041995 | 0.0043144 | 0.004417 | 0.004524 | 0.0046229 | 0.0047062 | 0.00478 | 0.0048405 | 0.0048976 | 0.0049588 | 0.005015 | 0.0050712 | 0.0051606 | 0.0052508 | 0.0053441 | 0.0054391 | 0.0055357 | 0.005634
F6_Commercial_School (WA)_New_Food Preparation_Natural Gas_Food Prep Other_E3 | F6 | Commercial | School (WA) | New | Food Preparation | Natural Gas | Food Prep Other | E3 | Utility - Value of Sales | 0 | 0 | 0 | 0 | 0 | 0 | 0 | 0 | 0 | 0 | 0 | 0 | 0 | 0 | 0 | 0 | 0 | 0 | 0 | 0 | 0 | 0 | 0 | 0 | 0 | 0 | 0
F6_Commercial_School (WA)_New_Food Preparation_Natural Gas_Food Prep Other_E4 | F6 | Commercial | School (WA) | New | Food Preparation | Natural Gas | Food Prep Other | E4 | Utility - Value of Sales | 0 | 0 | 0 | 0 | 0 | 0 | 0 | 0 | 0 | 0 | 0 | 0 | 0 | 0 | 0 | 0 | 0 | 0 | 0 | 0 | 0 | 0 | 0 | 0 | 0 | 0 | 0
F6_Commercial_School (WA)_New_Food Preparation_Natural Gas_Food Prep Other_E5 | F6 | Commercial | School (WA) | New | Food Preparation | Natural Gas | Food Prep Other | E5 | Utility - Value of Sales | 0 | 0 | 0 | 0 | 0 | 0 | 0 | 0 | 0 | 0 | 0 | 0 | 0 | 0 | 0 | 0 | 0 | 0 | 0 | 0 | 0 | 0 | 0 | 0 | 0 | 0 | 0
F6_Commercial_School (WA)_New_Food Preparation_Natural Gas_Food Prep Other_E6 | F6 | Commercial | School (WA) | New | Food Preparation | Natural Gas | Food Prep Other | E6 | Utility - Value of Sales | 0 | 0 | 0 | 0 | 0 | 0 | 0 | 0 | 0 | 0 | 0 | 0 | 0 | 0 | 0 | 0 | 0 | 0 | 0 | 0 | 0 | 0 | 0 | 0 | 0 | 0 | 0
F6_Commercial_School (WA)_New_Food Preparation_Natural Gas_Food Prep Other_E7 | F6 | Commercial | School (WA) | New | Food Preparation | Natural Gas | Food Prep Other | E7 | Utility - Value of Sales | 0 | 0 | 0 | 0 | 0 | 0 | 0 | 0 | 0 | 0 | 0 | 0 | 0 | 0 | 0 | 0 | 0 | 0 | 0 | 0 | 0 | 0 | 0 | 0 | 0 | 0 | 0
F6_Commercial_School (WA)_New_Food Preparation_Natural Gas_Food Prep Other_E8 | F6 | Commercial | School (WA) | New | Food Preparation | Natural Gas | Food Prep Other | E8 | Utility - Value of Sales | 0 | 0 | 0 | 0 | 0 | 0 | 0 | 0 | 0 | 0 | 0 | 0 | 0 | 0 | 0 | 0 | 0 | 0 | 0 | 0 | 0 | 0 | 0 | 0 | 0 | 0 | 0
F6_Commercial_School (WA)_New_Food Preparation_Natural Gas_Food Prep Other_E9 | F6 | Commercial | School (WA) | New | Food Preparation | Natural Gas | Food Prep Other | E9 | Utility - Value of Sales | 0 | 0 | 0 | 0 | 0 | 0 | 0 | 0 | 0 | 0 | 0 | 0 | 0 | 0 | 0 | 0 | 0 | 0 | 0 | 0 | 0 | 0 | 0 | 0 | 0 | 0 | 0
F6_Commercial_School (WA)_New_Food Preparation_Natural Gas_Food Prep Other_E10 | F6 | Commercial | School (WA) | New | Food Preparation | Natural Gas | Food Prep Other | E10 | Utility - Value of Sales | 0 | 0 | 0 | 0 | 0 | 0 | 0 | 0 | 0 | 0 | 0 | 0 | 0 | 0 | 0 | 0 | 0 | 0 | 0 | 0 | 0 | 0 | 0 | 0 | 0 | 0 | 0
F1_Commercial_School (WA)_New_Miscellaneous_Natural Gas_Pool Heater_E1 | F1 | Commercial | School (WA) | New | Miscellaneous | Natural Gas | Pool Heater | E1 | RVT - Cost of Equipment | 4.447e-07 | 4.447e-07 | 4.447e-07 | 4.447e-07 | 4.447e-07 | 4.447e-07 | 4.447e-07 | 4.447e-07 | 4.447e-07 | 4.447e-07 | 4.447e-07 | 4.447e-07 | 4.447e-07 | 4.447e-07 | 4.447e-07 | 4.447e-07 | 4.447e-07 | 4.447e-07 | 4.447e-07 | 4.447e-07 | 4.447e-07 | 4.447e-07 | 4.447e-07 | 4.447e-07 | 4.447e-07 | 4.447e-07 | 4.447e-07
F1_Commercial_School (WA)_New_Miscellaneous_Natural Gas_Pool Heater_E2 | F1 | Commercial | School (WA) | New | Miscellaneous | Natural Gas | Pool Heater | E2 | RVT - Cost of Equipment | 7.2815e-07 | 7.2815e-07 | 7.2815e-07 | 7.2815e-07 | 7.2815e-07 | 7.2815e-07 | 7.2815e-07 | 7.2815e-07 | 7.2815e-07 | 7.2815e-07 | 7.2815e-07 | 7.2815e-07 | 7.2815e-07 | 7.2815e-07 | 7.2815e-07 | 7.2815e-07 | 7.2815e-07 | 7.2815e-07 | 7.2815e-07 | 7.2815e-07 | 7.2815e-07 | 7.2815e-07 | 7.2815e-07 | 7.2815e-07 | 7.2815e-07 | 7.2815e-07 | 7.2815e-07
F1_Commercial_School (WA)_New_Miscellaneous_Natural Gas_Pool Heater_E3 | F1 | Commercial | School (WA) | New | Miscellaneous | Natural Gas | Pool Heater | E3 | RVT - Cost of Equipment | 0 | 0 | 0 | 0 | 0 | 0 | 0 | 0 | 0 | 0 | 0 | 0 | 0 | 0 | 0 | 0 | 0 | 0 | 0 | 0 | 0 | 0 | 0 | 0 | 0 | 0 | 0
F1_Commercial_School (WA)_New_Miscellaneous_Natural Gas_Pool Heater_E4 | F1 | Commercial | School (WA) | New | Miscellaneous | Natural Gas | Pool Heater | E4 | RVT - Cost of Equipment | 0 | 0 | 0 | 0 | 0 | 0 | 0 | 0 | 0 | 0 | 0 | 0 | 0 | 0 | 0 | 0 | 0 | 0 | 0 | 0 | 0 | 0 | 0 | 0 | 0 | 0 | 0
F1_Commercial_School (WA)_New_Miscellaneous_Natural Gas_Pool Heater_E5 | F1 | Commercial | School (WA) | New | Miscellaneous | Natural Gas | Pool Heater | E5 | RVT - Cost of Equipment | 0 | 0 | 0 | 0 | 0 | 0 | 0 | 0 | 0 | 0 | 0 | 0 | 0 | 0 | 0 | 0 | 0 | 0 | 0 | 0 | 0 | 0 | 0 | 0 | 0 | 0 | 0
F1_Commercial_School (WA)_New_Miscellaneous_Natural Gas_Pool Heater_E6 | F1 | Commercial | School (WA) | New | Miscellaneous | Natural Gas | Pool Heater | E6 | RVT - Cost of Equipment | 0 | 0 | 0 | 0 | 0 | 0 | 0 | 0 | 0 | 0 | 0 | 0 | 0 | 0 | 0 | 0 | 0 | 0 | 0 | 0 | 0 | 0 | 0 | 0 | 0 | 0 | 0
F1_Commercial_School (WA)_New_Miscellaneous_Natural Gas_Pool Heater_E7 | F1 | Commercial | School (WA) | New | Miscellaneous | Natural Gas | Pool Heater | E7 | RVT - Cost of Equipment | 0 | 0 | 0 | 0 | 0 | 0 | 0 | 0 | 0 | 0 | 0 | 0 | 0 | 0 | 0 | 0 | 0 | 0 | 0 | 0 | 0 | 0 | 0 | 0 | 0 | 0 | 0
F1_Commercial_School (WA)_New_Miscellaneous_Natural Gas_Pool Heater_E8 | F1 | Commercial | School (WA) | New | Miscellaneous | Natural Gas | Pool Heater | E8 | RVT - Cost of Equipment | 0 | 0 | 0 | 0 | 0 | 0 | 0 | 0 | 0 | 0 | 0 | 0 | 0 | 0 | 0 | 0 | 0 | 0 | 0 | 0 | 0 | 0 | 0 | 0 | 0 | 0 | 0
F1_Commercial_School (WA)_New_Miscellaneous_Natural Gas_Pool Heater_E9 | F1 | Commercial | School (WA) | New | Miscellaneous | Natural Gas | Pool Heater | E9 | RVT - Cost of Equipment | 0 | 0 | 0 | 0 | 0 | 0 | 0 | 0 | 0 | 0 | 0 | 0 | 0 | 0 | 0 | 0 | 0 | 0 | 0 | 0 | 0 | 0 | 0 | 0 | 0 | 0 | 0
F1_Commercial_School (WA)_New_Miscellaneous_Natural Gas_Pool Heater_E10 | F1 | Commercial | School (WA) | New | Miscellaneous | Natural Gas | Pool Heater | E10 | RVT - Cost of Equipment | 0 | 0 | 0 | 0 | 0 | 0 | 0 | 0 | 0 | 0 | 0 | 0 | 0 | 0 | 0 | 0 | 0 | 0 | 0 | 0 | 0 | 0 | 0 | 0 | 0 | 0 | 0
F2_Commercial_School (WA)_New_Miscellaneous_Natural Gas_Pool Heater_E1 | F2 | Commercial | School (WA) | New | Miscellaneous | Natural Gas | Pool Heater | E1 | RVT - Cost of Operation | 0.00022001 | 0.00022168 | 0.0002247 | 0.00022925 | 0.00023522 | 0.00024391 | 0.00025269 | 0.0002611 | 0.00026869 | 0.00027668 | 0.00028583 | 0.00029442 | 0.00030413 | 0.00031311 | 0.00032013 | 0.00032583 | 0.00032966 | 0.00033258 | 0.00033587 | 0.00033856 | 0.0003412 | 0.00034719 | 0.00035321 | 0.00035948 | 0.00036587 | 0.00037237 | 0.00037899
F2_Commercial_School (WA)_New_Miscellaneous_Natural Gas_Pool Heater_E2 | F2 | Commercial | School (WA) | New | Miscellaneous | Natural Gas | Pool Heater | E2 | RVT - Cost of Operation | 0.00018701 | 0.00018843 | 0.00019099 | 0.00019486 | 0.00019993 | 0.00020732 | 0.00021478 | 0.00022194 | 0.00022839 | 0.00023518 | 0.00024296 | 0.00025026 | 0.00025851 | 0.00026615 | 0.00027211 | 0.00027696 | 0.00028021 | 0.0002827 | 0.00028549 | 0.00028777 | 0.00029002 | 0.00029511 | 0.00030023 | 0.00030556 | 0.00031099 | 0.00031651 | 0.00032214
F2_Commercial_School (WA)_New_Miscellaneous_Natural Gas_Pool Heater_E3 | F2 | Commercial | School (WA) | New | Miscellaneous | Natural Gas | Pool Heater | E3 | RVT - Cost of Operation | 0 | 0 | 0 | 0 | 0 | 0 | 0 | 0 | 0 | 0 | 0 | 0 | 0 | 0 | 0 | 0 | 0 | 0 | 0 | 0 | 0 | 0 | 0 | 0 | 0 | 0 | 0
F2_Commercial_School (WA)_New_Miscellaneous_Natural Gas_Pool Heater_E4 | F2 | Commercial | School (WA) | New | Miscellaneous | Natural Gas | Pool Heater | E4 | RVT - Cost of Operation | 0 | 0 | 0 | 0 | 0 | 0 | 0 | 0 | 0 | 0 | 0 | 0 | 0 | 0 | 0 | 0 | 0 | 0 | 0 | 0 | 0 | 0 | 0 | 0 | 0 | 0 | 0
F2_Commercial_School (WA)_New_Miscellaneous_Natural Gas_Pool Heater_E5 | F2 | Commercial | School (WA) | New | Miscellaneous | Natural Gas | Pool Heater | E5 | RVT - Cost of Operation | 0 | 0 | 0 | 0 | 0 | 0 | 0 | 0 | 0 | 0 | 0 | 0 | 0 | 0 | 0 | 0 | 0 | 0 | 0 | 0 | 0 | 0 | 0 | 0 | 0 | 0 | 0
F2_Commercial_School (WA)_New_Miscellaneous_Natural Gas_Pool Heater_E6 | F2 | Commercial | School (WA) | New | Miscellaneous | Natural Gas | Pool Heater | E6 | RVT - Cost of Operation | 0 | 0 | 0 | 0 | 0 | 0 | 0 | 0 | 0 | 0 | 0 | 0 | 0 | 0 | 0 | 0 | 0 | 0 | 0 | 0 | 0 | 0 | 0 | 0 | 0 | 0 | 0
F2_Commercial_School (WA)_New_Miscellaneous_Natural Gas_Pool Heater_E7 | F2 | Commercial | School (WA) | New | Miscellaneous | Natural Gas | Pool Heater | E7 | RVT - Cost of Operation | 0 | 0 | 0 | 0 | 0 | 0 | 0 | 0 | 0 | 0 | 0 | 0 | 0 | 0 | 0 | 0 | 0 | 0 | 0 | 0 | 0 | 0 | 0 | 0 | 0 | 0 | 0
F2_Commercial_School (WA)_New_Miscellaneous_Natural Gas_Pool Heater_E8 | F2 | Commercial | School (WA) | New | Miscellaneous | Natural Gas | Pool Heater | E8 | RVT - Cost of Operation | 0 | 0 | 0 | 0 | 0 | 0 | 0 | 0 | 0 | 0 | 0 | 0 | 0 | 0 | 0 | 0 | 0 | 0 | 0 | 0 | 0 | 0 | 0 | 0 | 0 | 0 | 0
F2_Commercial_School (WA)_New_Miscellaneous_Natural Gas_Pool Heater_E9 | F2 | Commercial | School (WA) | New | Miscellaneous | Natural Gas | Pool Heater | E9 | RVT - Cost of Operation | 0 | 0 | 0 | 0 | 0 | 0 | 0 | 0 | 0 | 0 | 0 | 0 | 0 | 0 | 0 | 0 | 0 | 0 | 0 | 0 | 0 | 0 | 0 | 0 | 0 | 0 | 0
F2_Commercial_School (WA)_New_Miscellaneous_Natural Gas_Pool Heater_E10 | F2 | Commercial | School (WA) | New | Miscellaneous | Natural Gas | Pool Heater | E10 | RVT - Cost of Operation | 0 | 0 | 0 | 0 | 0 | 0 | 0 | 0 | 0 | 0 | 0 | 0 | 0 | 0 | 0 | 0 | 0 | 0 | 0 | 0 | 0 | 0 | 0 | 0 | 0 | 0 | 0
F3_Commercial_School (WA)_New_Miscellaneous_Natural Gas_Pool Heater_E1 | F3 | Commercial | School (WA) | New | Miscellaneous | Natural Gas | Pool Heater | E1 | System - kBTUs of Consumption | 0.055408 | 0.055408 | 0.055408 | 0.055408 | 0.055408 | 0.055408 | 0.055408 | 0.055408 | 0.055408 | 0.055408 | 0.055408 | 0.055408 | 0.055408 | 0.055408 | 0.055408 | 0.055408 | 0.055408 | 0.055408 | 0.055408 | 0.055408 | 0.055408 | 0.055408 | 0.055408 | 0.055408 | 0.055408 | 0.055408 | 0.055408
F3_Commercial_School (WA)_New_Miscellaneous_Natural Gas_Pool Heater_E2 | F3 | Commercial | School (WA) | New | Miscellaneous | Natural Gas | Pool Heater | E2 | System - kBTUs of Consumption | 0.047097 | 0.047097 | 0.047097 | 0.047097 | 0.047097 | 0.047097 | 0.047097 | 0.047097 | 0.047097 | 0.047097 | 0.047097 | 0.047097 | 0.047097 | 0.047097 | 0.047097 | 0.047097 | 0.047097 | 0.047097 | 0.047097 | 0.047097 | 0.047097 | 0.047097 | 0.047097 | 0.047097 | 0.047097 | 0.047097 | 0.047097
F3_Commercial_School (WA)_New_Miscellaneous_Natural Gas_Pool Heater_E3 | F3 | Commercial | School (WA) | New | Miscellaneous | Natural Gas | Pool Heater | E3 | System - kBTUs of Consumption | 0 | 0 | 0 | 0 | 0 | 0 | 0 | 0 | 0 | 0 | 0 | 0 | 0 | 0 | 0 | 0 | 0 | 0 | 0 | 0 | 0 | 0 | 0 | 0 | 0 | 0 | 0
F3_Commercial_School (WA)_New_Miscellaneous_Natural Gas_Pool Heater_E4 | F3 | Commercial | School (WA) | New | Miscellaneous | Natural Gas | Pool Heater | E4 | System - kBTUs of Consumption | 0 | 0 | 0 | 0 | 0 | 0 | 0 | 0 | 0 | 0 | 0 | 0 | 0 | 0 | 0 | 0 | 0 | 0 | 0 | 0 | 0 | 0 | 0 | 0 | 0 | 0 | 0
F3_Commercial_School (WA)_New_Miscellaneous_Natural Gas_Pool Heater_E5 | F3 | Commercial | School (WA) | New | Miscellaneous | Natural Gas | Pool Heater | E5 | System - kBTUs of Consumption | 0 | 0 | 0 | 0 | 0 | 0 | 0 | 0 | 0 | 0 | 0 | 0 | 0 | 0 | 0 | 0 | 0 | 0 | 0 | 0 | 0 | 0 | 0 | 0 | 0 | 0 | 0
F3_Commercial_School (WA)_New_Miscellaneous_Natural Gas_Pool Heater_E6 | F3 | Commercial | School (WA) | New | Miscellaneous | Natural Gas | Pool Heater | E6 | System - kBTUs of Consumption | 0 | 0 | 0 | 0 | 0 | 0 | 0 | 0 | 0 | 0 | 0 | 0 | 0 | 0 | 0 | 0 | 0 | 0 | 0 | 0 | 0 | 0 | 0 | 0 | 0 | 0 | 0
F3_Commercial_School (WA)_New_Miscellaneous_Natural Gas_Pool Heater_E7 | F3 | Commercial | School (WA) | New | Miscellaneous | Natural Gas | Pool Heater | E7 | System - kBTUs of Consumption | 0 | 0 | 0 | 0 | 0 | 0 | 0 | 0 | 0 | 0 | 0 | 0 | 0 | 0 | 0 | 0 | 0 | 0 | 0 | 0 | 0 | 0 | 0 | 0 | 0 | 0 | 0
F3_Commercial_School (WA)_New_Miscellaneous_Natural Gas_Pool Heater_E8 | F3 | Commercial | School (WA) | New | Miscellaneous | Natural Gas | Pool Heater | E8 | System - kBTUs of Consumption | 0 | 0 | 0 | 0 | 0 | 0 | 0 | 0 | 0 | 0 | 0 | 0 | 0 | 0 | 0 | 0 | 0 | 0 | 0 | 0 | 0 | 0 | 0 | 0 | 0 | 0 | 0
F3_Commercial_School (WA)_New_Miscellaneous_Natural Gas_Pool Heater_E9 | F3 | Commercial | School (WA) | New | Miscellaneous | Natural Gas | Pool Heater | E9 | System - kBTUs of Consumption | 0 | 0 | 0 | 0 | 0 | 0 | 0 | 0 | 0 | 0 | 0 | 0 | 0 | 0 | 0 | 0 | 0 | 0 | 0 | 0 | 0 | 0 | 0 | 0 | 0 | 0 | 0
F3_Commercial_School (WA)_New_Miscellaneous_Natural Gas_Pool Heater_E10 | F3 | Commercial | School (WA) | New | Miscellaneous | Natural Gas | Pool Heater | E10 | System - kBTUs of Consumption | 0 | 0 | 0 | 0 | 0 | 0 | 0 | 0 | 0 | 0 | 0 | 0 | 0 | 0 | 0 | 0 | 0 | 0 | 0 | 0 | 0 | 0 | 0 | 0 | 0 | 0 | 0
F4_Commercial_School (WA)_New_Miscellaneous_Natural Gas_Pool Heater_E1 | F4 | Commercial | School (WA) | New | Miscellaneous | Natural Gas | Pool Heater | E1 | Utility - Cost of Equipment | 4.447e-07 | 4.447e-07 | 4.447e-07 | 4.447e-07 | 4.447e-07 | 4.447e-07 | 4.447e-07 | 4.447e-07 | 4.447e-07 | 4.447e-07 | 4.447e-07 | 4.447e-07 | 4.447e-07 | 4.447e-07 | 4.447e-07 | 4.447e-07 | 4.447e-07 | 4.447e-07 | 4.447e-07 | 4.447e-07 | 4.447e-07 | 4.447e-07 | 4.447e-07 | 4.447e-07 | 4.447e-07 | 4.447e-07 | 4.447e-07
F4_Commercial_School (WA)_New_Miscellaneous_Natural Gas_Pool Heater_E2 | F4 | Commercial | School (WA) | New | Miscellaneous | Natural Gas | Pool Heater | E2 | Utility - Cost of Equipment | 7.2815e-07 | 7.2815e-07 | 7.2815e-07 | 7.2815e-07 | 7.2815e-07 | 7.2815e-07 | 7.2815e-07 | 7.2815e-07 | 7.2815e-07 | 7.2815e-07 | 7.2815e-07 | 7.2815e-07 | 7.2815e-07 | 7.2815e-07 | 7.2815e-07 | 7.2815e-07 | 7.2815e-07 | 7.2815e-07 | 7.2815e-07 | 7.2815e-07 | 7.2815e-07 | 7.2815e-07 | 7.2815e-07 | 7.2815e-07 | 7.2815e-07 | 7.2815e-07 | 7.2815e-07
F4_Commercial_School (WA)_New_Miscellaneous_Natural Gas_Pool Heater_E3 | F4 | Commercial | School (WA) | New | Miscellaneous | Natural Gas | Pool Heater | E3 | Utility - Cost of Equipment | 0 | 0 | 0 | 0 | 0 | 0 | 0 | 0 | 0 | 0 | 0 | 0 | 0 | 0 | 0 | 0 | 0 | 0 | 0 | 0 | 0 | 0 | 0 | 0 | 0 | 0 | 0
F4_Commercial_School (WA)_New_Miscellaneous_Natural Gas_Pool Heater_E4 | F4 | Commercial | School (WA) | New | Miscellaneous | Natural Gas | Pool Heater | E4 | Utility - Cost of Equipment | 0 | 0 | 0 | 0 | 0 | 0 | 0 | 0 | 0 | 0 | 0 | 0 | 0 | 0 | 0 | 0 | 0 | 0 | 0 | 0 | 0 | 0 | 0 | 0 | 0 | 0 | 0
F4_Commercial_School (WA)_New_Miscellaneous_Natural Gas_Pool Heater_E5 | F4 | Commercial | School (WA) | New | Miscellaneous | Natural Gas | Pool Heater | E5 | Utility - Cost of Equipment | 0 | 0 | 0 | 0 | 0 | 0 | 0 | 0 | 0 | 0 | 0 | 0 | 0 | 0 | 0 | 0 | 0 | 0 | 0 | 0 | 0 | 0 | 0 | 0 | 0 | 0 | 0
F4_Commercial_School (WA)_New_Miscellaneous_Natural Gas_Pool Heater_E6 | F4 | Commercial | School (WA) | New | Miscellaneous | Natural Gas | Pool Heater | E6 | Utility - Cost of Equipment | 0 | 0 | 0 | 0 | 0 | 0 | 0 | 0 | 0 | 0 | 0 | 0 | 0 | 0 | 0 | 0 | 0 | 0 | 0 | 0 | 0 | 0 | 0 | 0 | 0 | 0 | 0
F4_Commercial_School (WA)_New_Miscellaneous_Natural Gas_Pool Heater_E7 | F4 | Commercial | School (WA) | New | Miscellaneous | Natural Gas | Pool Heater | E7 | Utility - Cost of Equipment | 0 | 0 | 0 | 0 | 0 | 0 | 0 | 0 | 0 | 0 | 0 | 0 | 0 | 0 | 0 | 0 | 0 | 0 | 0 | 0 | 0 | 0 | 0 | 0 | 0 | 0 | 0
F4_Commercial_School (WA)_New_Miscellaneous_Natural Gas_Pool Heater_E8 | F4 | Commercial | School (WA) | New | Miscellaneous | Natural Gas | Pool Heater | E8 | Utility - Cost of Equipment | 0 | 0 | 0 | 0 | 0 | 0 | 0 | 0 | 0 | 0 | 0 | 0 | 0 | 0 | 0 | 0 | 0 | 0 | 0 | 0 | 0 | 0 | 0 | 0 | 0 | 0 | 0
F4_Commercial_School (WA)_New_Miscellaneous_Natural Gas_Pool Heater_E9 | F4 | Commercial | School (WA) | New | Miscellaneous | Natural Gas | Pool Heater | E9 | Utility - Cost of Equipment | 0 | 0 | 0 | 0 | 0 | 0 | 0 | 0 | 0 | 0 | 0 | 0 | 0 | 0 | 0 | 0 | 0 | 0 | 0 | 0 | 0 | 0 | 0 | 0 | 0 | 0 | 0
F4_Commercial_School (WA)_New_Miscellaneous_Natural Gas_Pool Heater_E10 | F4 | Commercial | School (WA) | New | Miscellaneous | Natural Gas | Pool Heater | E10 | Utility - Cost of Equipment | 0 | 0 | 0 | 0 | 0 | 0 | 0 | 0 | 0 | 0 | 0 | 0 | 0 | 0 | 0 | 0 | 0 | 0 | 0 | 0 | 0 | 0 | 0 | 0 | 0 | 0 | 0
F5_Commercial_School (WA)_New_Miscellaneous_Natural Gas_Pool Heater_E1 | F5 | Commercial | School (WA) | New | Miscellaneous | Natural Gas | Pool Heater | E1 | Utility - Cost of Operation | 0.00018335 | 0.00018474 | 0.00018773 | 0.00019256 | 0.00019923 | 0.00020891 | 0.00021953 | 0.00023019 | 0.0002405 | 0.00025153 | 0.00025985 | 0.00026766 | 0.00027648 | 0.000285 | 0.00029214 | 0.00029853 | 0.00030377 | 0.00030879 | 0.00031433 | 0.00031955 | 0.00032495 | 0.00033065 | 0.00033639 | 0.00034237 | 0.00034845 | 0.00035464 | 0.00036094
F5_Commercial_School (WA)_New_Miscellaneous_Natural Gas_Pool Heater_E2 | F5 | Commercial | School (WA) | New | Miscellaneous | Natural Gas | Pool Heater | E2 | Utility - Cost of Operation | 0.00015584 | 0.00015703 | 0.00015957 | 0.00016368 | 0.00016935 | 0.00017758 | 0.0001866 | 0.00019566 | 0.00020442 | 0.0002138 | 0.00022087 | 0.00022751 | 0.00023501 | 0.00024225 | 0.00024832 | 0.00025375 | 0.00025821 | 0.00026247 | 0.00026718 | 0.00027162 | 0.00027621 | 0.00028106 | 0.00028593 | 0.00029101 | 0.00029618 | 0.00030144 | 0.0003068
F5_Commercial_School (WA)_New_Miscellaneous_Natural Gas_Pool Heater_E3 | F5 | Commercial | School (WA) | New | Miscellaneous | Natural Gas | Pool Heater | E3 | Utility - Cost of Operation | 0 | 0 | 0 | 0 | 0 | 0 | 0 | 0 | 0 | 0 | 0 | 0 | 0 | 0 | 0 | 0 | 0 | 0 | 0 | 0 | 0 | 0 | 0 | 0 | 0 | 0 | 0
F5_Commercial_School (WA)_New_Miscellaneous_Natural Gas_Pool Heater_E4 | F5 | Commercial | School (WA) | New | Miscellaneous | Natural Gas | Pool Heater | E4 | Utility - Cost of Operation | 0 | 0 | 0 | 0 | 0 | 0 | 0 | 0 | 0 | 0 | 0 | 0 | 0 | 0 | 0 | 0 | 0 | 0 | 0 | 0 | 0 | 0 | 0 | 0 | 0 | 0 | 0
F5_Commercial_School (WA)_New_Miscellaneous_Natural Gas_Pool Heater_E5 | F5 | Commercial | School (WA) | New | Miscellaneous | Natural Gas | Pool Heater | E5 | Utility - Cost of Operation | 0 | 0 | 0 | 0 | 0 | 0 | 0 | 0 | 0 | 0 | 0 | 0 | 0 | 0 | 0 | 0 | 0 | 0 | 0 | 0 | 0 | 0 | 0 | 0 | 0 | 0 | 0
F5_Commercial_School (WA)_New_Miscellaneous_Natural Gas_Pool Heater_E6 | F5 | Commercial | School (WA) | New | Miscellaneous | Natural Gas | Pool Heater | E6 | Utility - Cost of Operation | 0 | 0 | 0 | 0 | 0 | 0 | 0 | 0 | 0 | 0 | 0 | 0 | 0 | 0 | 0 | 0 | 0 | 0 | 0 | 0 | 0 | 0 | 0 | 0 | 0 | 0 | 0
F5_Commercial_School (WA)_New_Miscellaneous_Natural Gas_Pool Heater_E7 | F5 | Commercial | School (WA) | New | Miscellaneous | Natural Gas | Pool Heater | E7 | Utility - Cost of Operation | 0 | 0 | 0 | 0 | 0 | 0 | 0 | 0 | 0 | 0 | 0 | 0 | 0 | 0 | 0 | 0 | 0 | 0 | 0 | 0 | 0 | 0 | 0 | 0 | 0 | 0 | 0
F5_Commercial_School (WA)_New_Miscellaneous_Natural Gas_Pool Heater_E8 | F5 | Commercial | School (WA) | New | Miscellaneous | Natural Gas | Pool Heater | E8 | Utility - Cost of Operation | 0 | 0 | 0 | 0 | 0 | 0 | 0 | 0 | 0 | 0 | 0 | 0 | 0 | 0 | 0 | 0 | 0 | 0 | 0 | 0 | 0 | 0 | 0 | 0 | 0 | 0 | 0
F5_Commercial_School (WA)_New_Miscellaneous_Natural Gas_Pool Heater_E9 | F5 | Commercial | School (WA) | New | Miscellaneous | Natural Gas | Pool Heater | E9 | Utility - Cost of Operation | 0 | 0 | 0 | 0 | 0 | 0 | 0 | 0 | 0 | 0 | 0 | 0 | 0 | 0 | 0 | 0 | 0 | 0 | 0 | 0 | 0 | 0 | 0 | 0 | 0 | 0 | 0
F5_Commercial_School (WA)_New_Miscellaneous_Natural Gas_Pool Heater_E10 | F5 | Commercial | School (WA) | New | Miscellaneous | Natural Gas | Pool Heater | E10 | Utility - Cost of Operation | 0 | 0 | 0 | 0 | 0 | 0 | 0 | 0 | 0 | 0 | 0 | 0 | 0 | 0 | 0 | 0 | 0 | 0 | 0 | 0 | 0 | 0 | 0 | 0 | 0 | 0 | 0
F6_Commercial_School (WA)_New_Miscellaneous_Natural Gas_Pool Heater_E1 | F6 | Commercial | School (WA) | New | Miscellaneous | Natural Gas | Pool Heater | E1 | Utility - Value of Sales | 0.00022001 | 0.00022168 | 0.0002247 | 0.00022925 | 0.00023522 | 0.00024391 | 0.00025269 | 0.0002611 | 0.00026869 | 0.00027668 | 0.00028583 | 0.00029442 | 0.00030413 | 0.00031311 | 0.00032013 | 0.00032583 | 0.00032966 | 0.00033258 | 0.00033587 | 0.00033856 | 0.0003412 | 0.00034719 | 0.00035321 | 0.00035948 | 0.00036587 | 0.00037237 | 0.00037899
F6_Commercial_School (WA)_New_Miscellaneous_Natural Gas_Pool Heater_E2 | F6 | Commercial | School (WA) | New | Miscellaneous | Natural Gas | Pool Heater | E2 | Utility - Value of Sales | 0.00018701 | 0.00018843 | 0.00019099 | 0.00019486 | 0.00019993 | 0.00020732 | 0.00021478 | 0.00022194 | 0.00022839 | 0.00023518 | 0.00024296 | 0.00025026 | 0.00025851 | 0.00026615 | 0.00027211 | 0.00027696 | 0.00028021 | 0.0002827 | 0.00028549 | 0.00028777 | 0.00029002 | 0.00029511 | 0.00030023 | 0.00030556 | 0.00031099 | 0.00031651 | 0.00032214
F6_Commercial_School (WA)_New_Miscellaneous_Natural Gas_Pool Heater_E3 | F6 | Commercial | School (WA) | New | Miscellaneous | Natural Gas | Pool Heater | E3 | Utility - Value of Sales | 0 | 0 | 0 | 0 | 0 | 0 | 0 | 0 | 0 | 0 | 0 | 0 | 0 | 0 | 0 | 0 | 0 | 0 | 0 | 0 | 0 | 0 | 0 | 0 | 0 | 0 | 0
F6_Commercial_School (WA)_New_Miscellaneous_Natural Gas_Pool Heater_E4 | F6 | Commercial | School (WA) | New | Miscellaneous | Natural Gas | Pool Heater | E4 | Utility - Value of Sales | 0 | 0 | 0 | 0 | 0 | 0 | 0 | 0 | 0 | 0 | 0 | 0 | 0 | 0 | 0 | 0 | 0 | 0 | 0 | 0 | 0 | 0 | 0 | 0 | 0 | 0 | 0
F6_Commercial_School (WA)_New_Miscellaneous_Natural Gas_Pool Heater_E5 | F6 | Commercial | School (WA) | New | Miscellaneous | Natural Gas | Pool Heater | E5 | Utility - Value of Sales | 0 | 0 | 0 | 0 | 0 | 0 | 0 | 0 | 0 | 0 | 0 | 0 | 0 | 0 | 0 | 0 | 0 | 0 | 0 | 0 | 0 | 0 | 0 | 0 | 0 | 0 | 0
F6_Commercial_School (WA)_New_Miscellaneous_Natural Gas_Pool Heater_E6 | F6 | Commercial | School (WA) | New | Miscellaneous | Natural Gas | Pool Heater | E6 | Utility - Value of Sales | 0 | 0 | 0 | 0 | 0 | 0 | 0 | 0 | 0 | 0 | 0 | 0 | 0 | 0 | 0 | 0 | 0 | 0 | 0 | 0 | 0 | 0 | 0 | 0 | 0 | 0 | 0
F6_Commercial_School (WA)_New_Miscellaneous_Natural Gas_Pool Heater_E7 | F6 | Commercial | School (WA) | New | Miscellaneous | Natural Gas | Pool Heater | E7 | Utility - Value of Sales | 0 | 0 | 0 | 0 | 0 | 0 | 0 | 0 | 0 | 0 | 0 | 0 | 0 | 0 | 0 | 0 | 0 | 0 | 0 | 0 | 0 | 0 | 0 | 0 | 0 | 0 | 0
F6_Commercial_School (WA)_New_Miscellaneous_Natural Gas_Pool Heater_E8 | F6 | Commercial | School (WA) | New | Miscellaneous | Natural Gas | Pool Heater | E8 | Utility - Value of Sales | 0 | 0 | 0 | 0 | 0 | 0 | 0 | 0 | 0 | 0 | 0 | 0 | 0 | 0 | 0 | 0 | 0 | 0 | 0 | 0 | 0 | 0 | 0 | 0 | 0 | 0 | 0
F6_Commercial_School (WA)_New_Miscellaneous_Natural Gas_Pool Heater_E9 | F6 | Commercial | School (WA) | New | Miscellaneous | Natural Gas | Pool Heater | E9 | Utility - Value of Sales | 0 | 0 | 0 | 0 | 0 | 0 | 0 | 0 | 0 | 0 | 0 | 0 | 0 | 0 | 0 | 0 | 0 | 0 | 0 | 0 | 0 | 0 | 0 | 0 | 0 | 0 | 0
F6_Commercial_School (WA)_New_Miscellaneous_Natural Gas_Pool Heater_E10 | F6 | Commercial | School (WA) | New | Miscellaneous | Natural Gas | Pool Heater | E10 | Utility - Value of Sales | 0 | 0 | 0 | 0 | 0 | 0 | 0 | 0 | 0 | 0 | 0 | 0 | 0 | 0 | 0 | 0 | 0 | 0 | 0 | 0 | 0 | 0 | 0 | 0 | 0 | 0 | 0
F1_Commercial_School (WA)_New_Miscellaneous_Natural Gas_Miscellaneous_E1 | F1 | Commercial | School (WA) | New | Miscellaneous | Natural Gas | Miscellaneous | E1 | RVT - Cost of Equipment | 0.24753 | 0.24753 | 0.24753 | 0.24753 | 0.24753 | 0.24753 | 0.24753 | 0.24753 | 0.24753 | 0.24753 | 0.24753 | 0.24753 | 0.24753 | 0.24753 | 0.24753 | 0.24753 | 0.24753 | 0.24753 | 0.24753 | 0.24753 | 0.24753 | 0.24753 | 0.24753 | 0.24753 | 0.24753 | 0.24753 | 0.24753
F1_Commercial_School (WA)_New_Miscellaneous_Natural Gas_Miscellaneous_E2 | F1 | Commercial | School (WA) | New | Miscellaneous | Natural Gas | Miscellaneous | E2 | RVT - Cost of Equipment | 0 | 0 | 0 | 0 | 0 | 0 | 0 | 0 | 0 | 0 | 0 | 0 | 0 | 0 | 0 | 0 | 0 | 0 | 0 | 0 | 0 | 0 | 0 | 0 | 0 | 0 | 0
F1_Commercial_School (WA)_New_Miscellaneous_Natural Gas_Miscellaneous_E3 | F1 | Commercial | School (WA) | New | Miscellaneous | Natural Gas | Miscellaneous | E3 | RVT - Cost of Equipment | 0 | 0 | 0 | 0 | 0 | 0 | 0 | 0 | 0 | 0 | 0 | 0 | 0 | 0 | 0 | 0 | 0 | 0 | 0 | 0 | 0 | 0 | 0 | 0 | 0 | 0 | 0
F1_Commercial_School (WA)_New_Miscellaneous_Natural Gas_Miscellaneous_E4 | F1 | Commercial | School (WA) | New | Miscellaneous | Natural Gas | Miscellaneous | E4 | RVT - Cost of Equipment | 0 | 0 | 0 | 0 | 0 | 0 | 0 | 0 | 0 | 0 | 0 | 0 | 0 | 0 | 0 | 0 | 0 | 0 | 0 | 0 | 0 | 0 | 0 | 0 | 0 | 0 | 0
F1_Commercial_School (WA)_New_Miscellaneous_Natural Gas_Miscellaneous_E5 | F1 | Commercial | School (WA) | New | Miscellaneous | Natural Gas | Miscellaneous | E5 | RVT - Cost of Equipment | 0 | 0 | 0 | 0 | 0 | 0 | 0 | 0 | 0 | 0 | 0 | 0 | 0 | 0 | 0 | 0 | 0 | 0 | 0 | 0 | 0 | 0 | 0 | 0 | 0 | 0 | 0
F1_Commercial_School (WA)_New_Miscellaneous_Natural Gas_Miscellaneous_E6 | F1 | Commercial | School (WA) | New | Miscellaneous | Natural Gas | Miscellaneous | E6 | RVT - Cost of Equipment | 0 | 0 | 0 | 0 | 0 | 0 | 0 | 0 | 0 | 0 | 0 | 0 | 0 | 0 | 0 | 0 | 0 | 0 | 0 | 0 | 0 | 0 | 0 | 0 | 0 | 0 | 0
F1_Commercial_School (WA)_New_Miscellaneous_Natural Gas_Miscellaneous_E7 | F1 | Commercial | School (WA) | New | Miscellaneous | Natural Gas | Miscellaneous | E7 | RVT - Cost of Equipment | 0 | 0 | 0 | 0 | 0 | 0 | 0 | 0 | 0 | 0 | 0 | 0 | 0 | 0 | 0 | 0 | 0 | 0 | 0 | 0 | 0 | 0 | 0 | 0 | 0 | 0 | 0
F1_Commercial_School (WA)_New_Miscellaneous_Natural Gas_Miscellaneous_E8 | F1 | Commercial | School (WA) | New | Miscellaneous | Natural Gas | Miscellaneous | E8 | RVT - Cost of Equipment | 0 | 0 | 0 | 0 | 0 | 0 | 0 | 0 | 0 | 0 | 0 | 0 | 0 | 0 | 0 | 0 | 0 | 0 | 0 | 0 | 0 | 0 | 0 | 0 | 0 | 0 | 0
F1_Commercial_School (WA)_New_Miscellaneous_Natural Gas_Miscellaneous_E9 | F1 | Commercial | School (WA) | New | Miscellaneous | Natural Gas | Miscellaneous | E9 | RVT - Cost of Equipment | 0 | 0 | 0 | 0 | 0 | 0 | 0 | 0 | 0 | 0 | 0 | 0 | 0 | 0 | 0 | 0 | 0 | 0 | 0 | 0 | 0 | 0 | 0 | 0 | 0 | 0 | 0
F1_Commercial_School (WA)_New_Miscellaneous_Natural Gas_Miscellaneous_E10 | F1 | Commercial | School (WA) | New | Miscellaneous | Natural Gas | Miscellaneous | E10 | RVT - Cost of Equipment | 0 | 0 | 0 | 0 | 0 | 0 | 0 | 0 | 0 | 0 | 0 | 0 | 0 | 0 | 0 | 0 | 0 | 0 | 0 | 0 | 0 | 0 | 0 | 0 | 0 | 0 | 0
F2_Commercial_School (WA)_New_Miscellaneous_Natural Gas_Miscellaneous_E1 | F2 | Commercial | School (WA) | New | Miscellaneous | Natural Gas | Miscellaneous | E1 | RVT - Cost of Operation | 0.0011667 | 0.0011741 | 0.0011866 | 0.001206 | 0.0012346 | 0.0012817 | 0.0013301 | 0.0013753 | 0.0014149 | 0.0014559 | 0.0015029 | 0.0015471 | 0.0015997 | 0.0016501 | 0.0016903 | 0.0017228 | 0.0017447 | 0.0017623 | 0.0017798 | 0.0017911 | 0.0018019 | 0.0018335 | 0.0018651 | 0.0018983 | 0.001932 | 0.0019663 | 0.0020013
F2_Commercial_School (WA)_New_Miscellaneous_Natural Gas_Miscellaneous_E2 | F2 | Commercial | School (WA) | New | Miscellaneous | Natural Gas | Miscellaneous | E2 | RVT - Cost of Operation | 0 | 0 | 0 | 0 | 0 | 0 | 0 | 0 | 0 | 0 | 0 | 0 | 0 | 0 | 0 | 0 | 0 | 0 | 0 | 0 | 0 | 0 | 0 | 0 | 0 | 0 | 0
F2_Commercial_School (WA)_New_Miscellaneous_Natural Gas_Miscellaneous_E3 | F2 | Commercial | School (WA) | New | Miscellaneous | Natural Gas | Miscellaneous | E3 | RVT - Cost of Operation | 0 | 0 | 0 | 0 | 0 | 0 | 0 | 0 | 0 | 0 | 0 | 0 | 0 | 0 | 0 | 0 | 0 | 0 | 0 | 0 | 0 | 0 | 0 | 0 | 0 | 0 | 0
F2_Commercial_School (WA)_New_Miscellaneous_Natural Gas_Miscellaneous_E4 | F2 | Commercial | School (WA) | New | Miscellaneous | Natural Gas | Miscellaneous | E4 | RVT - Cost of Operation | 0 | 0 | 0 | 0 | 0 | 0 | 0 | 0 | 0 | 0 | 0 | 0 | 0 | 0 | 0 | 0 | 0 | 0 | 0 | 0 | 0 | 0 | 0 | 0 | 0 | 0 | 0
F2_Commercial_School (WA)_New_Miscellaneous_Natural Gas_Miscellaneous_E5 | F2 | Commercial | School (WA) | New | Miscellaneous | Natural Gas | Miscellaneous | E5 | RVT - Cost of Operation | 0 | 0 | 0 | 0 | 0 | 0 | 0 | 0 | 0 | 0 | 0 | 0 | 0 | 0 | 0 | 0 | 0 | 0 | 0 | 0 | 0 | 0 | 0 | 0 | 0 | 0 | 0
F2_Commercial_School (WA)_New_Miscellaneous_Natural Gas_Miscellaneous_E6 | F2 | Commercial | School (WA) | New | Miscellaneous | Natural Gas | Miscellaneous | E6 | RVT - Cost of Operation | 0 | 0 | 0 | 0 | 0 | 0 | 0 | 0 | 0 | 0 | 0 | 0 | 0 | 0 | 0 | 0 | 0 | 0 | 0 | 0 | 0 | 0 | 0 | 0 | 0 | 0 | 0
F2_Commercial_School (WA)_New_Miscellaneous_Natural Gas_Miscellaneous_E7 | F2 | Commercial | School (WA) | New | Miscellaneous | Natural Gas | Miscellaneous | E7 | RVT - Cost of Operation | 0 | 0 | 0 | 0 | 0 | 0 | 0 | 0 | 0 | 0 | 0 | 0 | 0 | 0 | 0 | 0 | 0 | 0 | 0 | 0 | 0 | 0 | 0 | 0 | 0 | 0 | 0
F2_Commercial_School (WA)_New_Miscellaneous_Natural Gas_Miscellaneous_E8 | F2 | Commercial | School (WA) | New | Miscellaneous | Natural Gas | Miscellaneous | E8 | RVT - Cost of Operation | 0 | 0 | 0 | 0 | 0 | 0 | 0 | 0 | 0 | 0 | 0 | 0 | 0 | 0 | 0 | 0 | 0 | 0 | 0 | 0 | 0 | 0 | 0 | 0 | 0 | 0 | 0
F2_Commercial_School (WA)_New_Miscellaneous_Natural Gas_Miscellaneous_E9 | F2 | Commercial | School (WA) | New | Miscellaneous | Natural Gas | Miscellaneous | E9 | RVT - Cost of Operation | 0 | 0 | 0 | 0 | 0 | 0 | 0 | 0 | 0 | 0 | 0 | 0 | 0 | 0 | 0 | 0 | 0 | 0 | 0 | 0 | 0 | 0 | 0 | 0 | 0 | 0 | 0
F2_Commercial_School (WA)_New_Miscellaneous_Natural Gas_Miscellaneous_E10 | F2 | Commercial | School (WA) | New | Miscellaneous | Natural Gas | Miscellaneous | E10 | RVT - Cost of Operation | 0 | 0 | 0 | 0 | 0 | 0 | 0 | 0 | 0 | 0 | 0 | 0 | 0 | 0 | 0 | 0 | 0 | 0 | 0 | 0 | 0 | 0 | 0 | 0 | 0 | 0 | 0
F3_Commercial_School (WA)_New_Miscellaneous_Natural Gas_Miscellaneous_E1 | F3 | Commercial | School (WA) | New | Miscellaneous | Natural Gas | Miscellaneous | E1 | System - kBTUs of Consumption | 0.298 | 0.298 | 0.298 | 0.298 | 0.298 | 0.298 | 0.298 | 0.298 | 0.298 | 0.298 | 0.298 | 0.298 | 0.298 | 0.298 | 0.298 | 0.298 | 0.298 | 0.298 | 0.298 | 0.298 | 0.298 | 0.298 | 0.298 | 0.298 | 0.298 | 0.298 | 0.298
F3_Commercial_School (WA)_New_Miscellaneous_Natural Gas_Miscellaneous_E2 | F3 | Commercial | School (WA) | New | Miscellaneous | Natural Gas | Miscellaneous | E2 | System - kBTUs of Consumption | 0 | 0 | 0 | 0 | 0 | 0 | 0 | 0 | 0 | 0 | 0 | 0 | 0 | 0 | 0 | 0 | 0 | 0 | 0 | 0 | 0 | 0 | 0 | 0 | 0 | 0 | 0
F3_Commercial_School (WA)_New_Miscellaneous_Natural Gas_Miscellaneous_E3 | F3 | Commercial | School (WA) | New | Miscellaneous | Natural Gas | Miscellaneous | E3 | System - kBTUs of Consumption | 0 | 0 | 0 | 0 | 0 | 0 | 0 | 0 | 0 | 0 | 0 | 0 | 0 | 0 | 0 | 0 | 0 | 0 | 0 | 0 | 0 | 0 | 0 | 0 | 0 | 0 | 0
F3_Commercial_School (WA)_New_Miscellaneous_Natural Gas_Miscellaneous_E4 | F3 | Commercial | School (WA) | New | Miscellaneous | Natural Gas | Miscellaneous | E4 | System - kBTUs of Consumption | 0 | 0 | 0 | 0 | 0 | 0 | 0 | 0 | 0 | 0 | 0 | 0 | 0 | 0 | 0 | 0 | 0 | 0 | 0 | 0 | 0 | 0 | 0 | 0 | 0 | 0 | 0
F3_Commercial_School (WA)_New_Miscellaneous_Natural Gas_Miscellaneous_E5 | F3 | Commercial | School (WA) | New | Miscellaneous | Natural Gas | Miscellaneous | E5 | System - kBTUs of Consumption | 0 | 0 | 0 | 0 | 0 | 0 | 0 | 0 | 0 | 0 | 0 | 0 | 0 | 0 | 0 | 0 | 0 | 0 | 0 | 0 | 0 | 0 | 0 | 0 | 0 | 0 | 0
F3_Commercial_School (WA)_New_Miscellaneous_Natural Gas_Miscellaneous_E6 | F3 | Commercial | School (WA) | New | Miscellaneous | Natural Gas | Miscellaneous | E6 | System - kBTUs of Consumption | 0 | 0 | 0 | 0 | 0 | 0 | 0 | 0 | 0 | 0 | 0 | 0 | 0 | 0 | 0 | 0 | 0 | 0 | 0 | 0 | 0 | 0 | 0 | 0 | 0 | 0 | 0
F3_Commercial_School (WA)_New_Miscellaneous_Natural Gas_Miscellaneous_E7 | F3 | Commercial | School (WA) | New | Miscellaneous | Natural Gas | Miscellaneous | E7 | System - kBTUs of Consumption | 0 | 0 | 0 | 0 | 0 | 0 | 0 | 0 | 0 | 0 | 0 | 0 | 0 | 0 | 0 | 0 | 0 | 0 | 0 | 0 | 0 | 0 | 0 | 0 | 0 | 0 | 0
F3_Commercial_School (WA)_New_Miscellaneous_Natural Gas_Miscellaneous_E8 | F3 | Commercial | School (WA) | New | Miscellaneous | Natural Gas | Miscellaneous | E8 | System - kBTUs of Consumption | 0 | 0 | 0 | 0 | 0 | 0 | 0 | 0 | 0 | 0 | 0 | 0 | 0 | 0 | 0 | 0 | 0 | 0 | 0 | 0 | 0 | 0 | 0 | 0 | 0 | 0 | 0
F3_Commercial_School (WA)_New_Miscellaneous_Natural Gas_Miscellaneous_E9 | F3 | Commercial | School (WA) | New | Miscellaneous | Natural Gas | Miscellaneous | E9 | System - kBTUs of Consumption | 0 | 0 | 0 | 0 | 0 | 0 | 0 | 0 | 0 | 0 | 0 | 0 | 0 | 0 | 0 | 0 | 0 | 0 | 0 | 0 | 0 | 0 | 0 | 0 | 0 | 0 | 0
F3_Commercial_School (WA)_New_Miscellaneous_Natural Gas_Miscellaneous_E10 | F3 | Commercial | School (WA) | New | Miscellaneous | Natural Gas | Miscellaneous | E10 | System - kBTUs of Consumption | 0 | 0 | 0 | 0 | 0 | 0 | 0 | 0 | 0 | 0 | 0 | 0 | 0 | 0 | 0 | 0 | 0 | 0 | 0 | 0 | 0 | 0 | 0 | 0 | 0 | 0 | 0
F4_Commercial_School (WA)_New_Miscellaneous_Natural Gas_Miscellaneous_E1 | F4 | Commercial | School (WA) | New | Miscellaneous | Natural Gas | Miscellaneous | E1 | Utility - Cost of Equipment | 0.24753 | 0.24753 | 0.24753 | 0.24753 | 0.24753 | 0.24753 | 0.24753 | 0.24753 | 0.24753 | 0.24753 | 0.24753 | 0.24753 | 0.24753 | 0.24753 | 0.24753 | 0.24753 | 0.24753 | 0.24753 | 0.24753 | 0.24753 | 0.24753 | 0.24753 | 0.24753 | 0.24753 | 0.24753 | 0.24753 | 0.24753
F4_Commercial_School (WA)_New_Miscellaneous_Natural Gas_Miscellaneous_E2 | F4 | Commercial | School (WA) | New | Miscellaneous | Natural Gas | Miscellaneous | E2 | Utility - Cost of Equipment | 0 | 0 | 0 | 0 | 0 | 0 | 0 | 0 | 0 | 0 | 0 | 0 | 0 | 0 | 0 | 0 | 0 | 0 | 0 | 0 | 0 | 0 | 0 | 0 | 0 | 0 | 0
F4_Commercial_School (WA)_New_Miscellaneous_Natural Gas_Miscellaneous_E3 | F4 | Commercial | School (WA) | New | Miscellaneous | Natural Gas | Miscellaneous | E3 | Utility - Cost of Equipment | 0 | 0 | 0 | 0 | 0 | 0 | 0 | 0 | 0 | 0 | 0 | 0 | 0 | 0 | 0 | 0 | 0 | 0 | 0 | 0 | 0 | 0 | 0 | 0 | 0 | 0 | 0
F4_Commercial_School (WA)_New_Miscellaneous_Natural Gas_Miscellaneous_E4 | F4 | Commercial | School (WA) | New | Miscellaneous | Natural Gas | Miscellaneous | E4 | Utility - Cost of Equipment | 0 | 0 | 0 | 0 | 0 | 0 | 0 | 0 | 0 | 0 | 0 | 0 | 0 | 0 | 0 | 0 | 0 | 0 | 0 | 0 | 0 | 0 | 0 | 0 | 0 | 0 | 0
F4_Commercial_School (WA)_New_Miscellaneous_Natural Gas_Miscellaneous_E5 | F4 | Commercial | School (WA) | New | Miscellaneous | Natural Gas | Miscellaneous | E5 | Utility - Cost of Equipment | 0 | 0 | 0 | 0 | 0 | 0 | 0 | 0 | 0 | 0 | 0 | 0 | 0 | 0 | 0 | 0 | 0 | 0 | 0 | 0 | 0 | 0 | 0 | 0 | 0 | 0 | 0
F4_Commercial_School (WA)_New_Miscellaneous_Natural Gas_Miscellaneous_E6 | F4 | Commercial | School (WA) | New | Miscellaneous | Natural Gas | Miscellaneous | E6 | Utility - Cost of Equipment | 0 | 0 | 0 | 0 | 0 | 0 | 0 | 0 | 0 | 0 | 0 | 0 | 0 | 0 | 0 | 0 | 0 | 0 | 0 | 0 | 0 | 0 | 0 | 0 | 0 | 0 | 0
F4_Commercial_School (WA)_New_Miscellaneous_Natural Gas_Miscellaneous_E7 | F4 | Commercial | School (WA) | New | Miscellaneous | Natural Gas | Miscellaneous | E7 | Utility - Cost of Equipment | 0 | 0 | 0 | 0 | 0 | 0 | 0 | 0 | 0 | 0 | 0 | 0 | 0 | 0 | 0 | 0 | 0 | 0 | 0 | 0 | 0 | 0 | 0 | 0 | 0 | 0 | 0
F4_Commercial_School (WA)_New_Miscellaneous_Natural Gas_Miscellaneous_E8 | F4 | Commercial | School (WA) | New | Miscellaneous | Natural Gas | Miscellaneous | E8 | Utility - Cost of Equipment | 0 | 0 | 0 | 0 | 0 | 0 | 0 | 0 | 0 | 0 | 0 | 0 | 0 | 0 | 0 | 0 | 0 | 0 | 0 | 0 | 0 | 0 | 0 | 0 | 0 | 0 | 0
F4_Commercial_School (WA)_New_Miscellaneous_Natural Gas_Miscellaneous_E9 | F4 | Commercial | School (WA) | New | Miscellaneous | Natural Gas | Miscellaneous | E9 | Utility - Cost of Equipment | 0 | 0 | 0 | 0 | 0 | 0 | 0 | 0 | 0 | 0 | 0 | 0 | 0 | 0 | 0 | 0 | 0 | 0 | 0 | 0 | 0 | 0 | 0 | 0 | 0 | 0 | 0
F4_Commercial_School (WA)_New_Miscellaneous_Natural Gas_Miscellaneous_E10 | F4 | Commercial | School (WA) | New | Miscellaneous | Natural Gas | Miscellaneous | E10 | Utility - Cost of Equipment | 0 | 0 | 0 | 0 | 0 | 0 | 0 | 0 | 0 | 0 | 0 | 0 | 0 | 0 | 0 | 0 | 0 | 0 | 0 | 0 | 0 | 0 | 0 | 0 | 0 | 0 | 0
F5_Commercial_School (WA)_New_Miscellaneous_Natural Gas_Miscellaneous_E1 | F5 | Commercial | School (WA) | New | Miscellaneous | Natural Gas | Miscellaneous | E1 | Utility - Cost of Operation | 0.00097224 | 0.00097845 | 0.00099098 | 0.0010118 | 0.0010432 | 0.0010933 | 0.0011485 | 0.0012054 | 0.0012627 | 0.0013235 | 0.0013663 | 0.0014065 | 0.0014543 | 0.0015017 | 0.0015415 | 0.0015766 | 0.0016043 | 0.0016308 | 0.0016604 | 0.0016878 | 0.0017161 | 0.0017462 | 0.0017763 | 0.0018079 | 0.00184 | 0.0018727 | 0.001906
F5_Commercial_School (WA)_New_Miscellaneous_Natural Gas_Miscellaneous_E2 | F5 | Commercial | School (WA) | New | Miscellaneous | Natural Gas | Miscellaneous | E2 | Utility - Cost of Operation | 0 | 0 | 0 | 0 | 0 | 0 | 0 | 0 | 0 | 0 | 0 | 0 | 0 | 0 | 0 | 0 | 0 | 0 | 0 | 0 | 0 | 0 | 0 | 0 | 0 | 0 | 0
F5_Commercial_School (WA)_New_Miscellaneous_Natural Gas_Miscellaneous_E3 | F5 | Commercial | School (WA) | New | Miscellaneous | Natural Gas | Miscellaneous | E3 | Utility - Cost of Operation | 0 | 0 | 0 | 0 | 0 | 0 | 0 | 0 | 0 | 0 | 0 | 0 | 0 | 0 | 0 | 0 | 0 | 0 | 0 | 0 | 0 | 0 | 0 | 0 | 0 | 0 | 0
F5_Commercial_School (WA)_New_Miscellaneous_Natural Gas_Miscellaneous_E4 | F5 | Commercial | School (WA) | New | Miscellaneous | Natural Gas | Miscellaneous | E4 | Utility - Cost of Operation | 0 | 0 | 0 | 0 | 0 | 0 | 0 | 0 | 0 | 0 | 0 | 0 | 0 | 0 | 0 | 0 | 0 | 0 | 0 | 0 | 0 | 0 | 0 | 0 | 0 | 0 | 0
F5_Commercial_School (WA)_New_Miscellaneous_Natural Gas_Miscellaneous_E5 | F5 | Commercial | School (WA) | New | Miscellaneous | Natural Gas | Miscellaneous | E5 | Utility - Cost of Operation | 0 | 0 | 0 | 0 | 0 | 0 | 0 | 0 | 0 | 0 | 0 | 0 | 0 | 0 | 0 | 0 | 0 | 0 | 0 | 0 | 0 | 0 | 0 | 0 | 0 | 0 | 0
F5_Commercial_School (WA)_New_Miscellaneous_Natural Gas_Miscellaneous_E6 | F5 | Commercial | School (WA) | New | Miscellaneous | Natural Gas | Miscellaneous | E6 | Utility - Cost of Operation | 0 | 0 | 0 | 0 | 0 | 0 | 0 | 0 | 0 | 0 | 0 | 0 | 0 | 0 | 0 | 0 | 0 | 0 | 0 | 0 | 0 | 0 | 0 | 0 | 0 | 0 | 0
F5_Commercial_School (WA)_New_Miscellaneous_Natural Gas_Miscellaneous_E7 | F5 | Commercial | School (WA) | New | Miscellaneous | Natural Gas | Miscellaneous | E7 | Utility - Cost of Operation | 0 | 0 | 0 | 0 | 0 | 0 | 0 | 0 | 0 | 0 | 0 | 0 | 0 | 0 | 0 | 0 | 0 | 0 | 0 | 0 | 0 | 0 | 0 | 0 | 0 | 0 | 0
F5_Commercial_School (WA)_New_Miscellaneous_Natural Gas_Miscellaneous_E8 | F5 | Commercial | School (WA) | New | Miscellaneous | Natural Gas | Miscellaneous | E8 | Utility - Cost of Operation | 0 | 0 | 0 | 0 | 0 | 0 | 0 | 0 | 0 | 0 | 0 | 0 | 0 | 0 | 0 | 0 | 0 | 0 | 0 | 0 | 0 | 0 | 0 | 0 | 0 | 0 | 0
F5_Commercial_School (WA)_New_Miscellaneous_Natural Gas_Miscellaneous_E9 | F5 | Commercial | School (WA) | New | Miscellaneous | Natural Gas | Miscellaneous | E9 | Utility - Cost of Operation | 0 | 0 | 0 | 0 | 0 | 0 | 0 | 0 | 0 | 0 | 0 | 0 | 0 | 0 | 0 | 0 | 0 | 0 | 0 | 0 | 0 | 0 | 0 | 0 | 0 | 0 | 0
F5_Commercial_School (WA)_New_Miscellaneous_Natural Gas_Miscellaneous_E10 | F5 | Commercial | School (WA) | New | Miscellaneous | Natural Gas | Miscellaneous | E10 | Utility - Cost of Operation | 0 | 0 | 0 | 0 | 0 | 0 | 0 | 0 | 0 | 0 | 0 | 0 | 0 | 0 | 0 | 0 | 0 | 0 | 0 | 0 | 0 | 0 | 0 | 0 | 0 | 0 | 0
F6_Commercial_School (WA)_New_Miscellaneous_Natural Gas_Miscellaneous_E1 | F6 | Commercial | School (WA) | New | Miscellaneous | Natural Gas | Miscellaneous | E1 | Utility - Value of Sales | 0.0011667 | 0.0011741 | 0.0011866 | 0.001206 | 0.0012346 | 0.0012817 | 0.0013301 | 0.0013753 | 0.0014149 | 0.0014559 | 0.0015029 | 0.0015471 | 0.0015997 | 0.0016501 | 0.0016903 | 0.0017228 | 0.0017447 | 0.0017623 | 0.0017798 | 0.0017911 | 0.0018019 | 0.0018335 | 0.0018651 | 0.0018983 | 0.001932 | 0.0019663 | 0.0020013
F6_Commercial_School (WA)_New_Miscellaneous_Natural Gas_Miscellaneous_E2 | F6 | Commercial | School (WA) | New | Miscellaneous | Natural Gas | Miscellaneous | E2 | Utility - Value of Sales | 0 | 0 | 0 | 0 | 0 | 0 | 0 | 0 | 0 | 0 | 0 | 0 | 0 | 0 | 0 | 0 | 0 | 0 | 0 | 0 | 0 | 0 | 0 | 0 | 0 | 0 | 0
F6_Commercial_School (WA)_New_Miscellaneous_Natural Gas_Miscellaneous_E3 | F6 | Commercial | School (WA) | New | Miscellaneous | Natural Gas | Miscellaneous | E3 | Utility - Value of Sales | 0 | 0 | 0 | 0 | 0 | 0 | 0 | 0 | 0 | 0 | 0 | 0 | 0 | 0 | 0 | 0 | 0 | 0 | 0 | 0 | 0 | 0 | 0 | 0 | 0 | 0 | 0
F6_Commercial_School (WA)_New_Miscellaneous_Natural Gas_Miscellaneous_E4 | F6 | Commercial | School (WA) | New | Miscellaneous | Natural Gas | Miscellaneous | E4 | Utility - Value of Sales | 0 | 0 | 0 | 0 | 0 | 0 | 0 | 0 | 0 | 0 | 0 | 0 | 0 | 0 | 0 | 0 | 0 | 0 | 0 | 0 | 0 | 0 | 0 | 0 | 0 | 0 | 0
F6_Commercial_School (WA)_New_Miscellaneous_Natural Gas_Miscellaneous_E5 | F6 | Commercial | School (WA) | New | Miscellaneous | Natural Gas | Miscellaneous | E5 | Utility - Value of Sales | 0 | 0 | 0 | 0 | 0 | 0 | 0 | 0 | 0 | 0 | 0 | 0 | 0 | 0 | 0 | 0 | 0 | 0 | 0 | 0 | 0 | 0 | 0 | 0 | 0 | 0 | 0
F6_Commercial_School (WA)_New_Miscellaneous_Natural Gas_Miscellaneous_E6 | F6 | Commercial | School (WA) | New | Miscellaneous | Natural Gas | Miscellaneous | E6 | Utility - Value of Sales | 0 | 0 | 0 | 0 | 0 | 0 | 0 | 0 | 0 | 0 | 0 | 0 | 0 | 0 | 0 | 0 | 0 | 0 | 0 | 0 | 0 | 0 | 0 | 0 | 0 | 0 | 0
F6_Commercial_School (WA)_New_Miscellaneous_Natural Gas_Miscellaneous_E7 | F6 | Commercial | School (WA) | New | Miscellaneous | Natural Gas | Miscellaneous | E7 | Utility - Value of Sales | 0 | 0 | 0 | 0 | 0 | 0 | 0 | 0 | 0 | 0 | 0 | 0 | 0 | 0 | 0 | 0 | 0 | 0 | 0 | 0 | 0 | 0 | 0 | 0 | 0 | 0 | 0
F6_Commercial_School (WA)_New_Miscellaneous_Natural Gas_Miscellaneous_E8 | F6 | Commercial | School (WA) | New | Miscellaneous | Natural Gas | Miscellaneous | E8 | Utility - Value of Sales | 0 | 0 | 0 | 0 | 0 | 0 | 0 | 0 | 0 | 0 | 0 | 0 | 0 | 0 | 0 | 0 | 0 | 0 | 0 | 0 | 0 | 0 | 0 | 0 | 0 | 0 | 0
F6_Commercial_School (WA)_New_Miscellaneous_Natural Gas_Miscellaneous_E9 | F6 | Commercial | School (WA) | New | Miscellaneous | Natural Gas | Miscellaneous | E9 | Utility - Value of Sales | 0 | 0 | 0 | 0 | 0 | 0 | 0 | 0 | 0 | 0 | 0 | 0 | 0 | 0 | 0 | 0 | 0 | 0 | 0 | 0 | 0 | 0 | 0 | 0 | 0 | 0 | 0
F6_Commercial_School (WA)_New_Miscellaneous_Natural Gas_Miscellaneous_E10 | F6 | Commercial | School (WA) | New | Miscellaneous | Natural Gas | Miscellaneous | E10 | Utility - Value of Sales | 0 | 0 | 0 | 0 | 0 | 0 | 0 | 0 | 0 | 0 | 0 | 0 | 0 | 0 | 0 | 0 | 0 | 0 | 0 | 0 | 0 | 0 | 0 | 0 | 0 | 0 | 0
F1_Commercial_College (WA)_Existing_Space Heating_Natural Gas_Furnace_E1 | F1 | Commercial | College (WA) | Existing | Space Heating | Natural Gas | Furnace | E1 | RVT - Cost of Equipment | 0.090135 | 0.090135 | 0.090135 | 0.090135 | 0.090135 | 0.090135 | 0.090135 | 0.090135 | 0.090135 | 0.090135 | 0.090135 | 0.090135 | 0.090135 | 0.090135 | 0.090135 | 0.090135 | 0.090135 | 0.090135 | 0.090135 | 0.090135 | 0.090135 | 0.090135 | 0.090135 | 0.090135 | 0.090135 | 0.090135 | 0.090135
F1_Commercial_College (WA)_Existing_Space Heating_Natural Gas_Furnace_E2 | F1 | Commercial | College (WA) | Existing | Space Heating | Natural Gas | Furnace | E2 | RVT - Cost of Equipment | 0.18219 | 0.18219 | 0.18219 | 0.18219 | 0.18219 | 0.18219 | 0.18219 | 0.18219 | 0.18219 | 0.18219 | 0.18219 | 0.18219 | 0.18219 | 0.18219 | 0.18219 | 0.18219 | 0.18219 | 0.18219 | 0.18219 | 0.18219 | 0.18219 | 0.18219 | 0.18219 | 0.18219 | 0.18219 | 0.18219 | 0.18219
F1_Commercial_College (WA)_Existing_Space Heating_Natural Gas_Furnace_E3 | F1 | Commercial | College (WA) | Existing | Space Heating | Natural Gas | Furnace | E3 | RVT - Cost of Equipment | 0.11075 | 0.11075 | 0.11075 | 0.11075 | 0.11075 | 0.11075 | 0.11075 | 0.11075 | 0.11075 | 0.11075 | 0.11075 | 0.11075 | 0.11075 | 0.11075 | 0.11075 | 0.11075 | 0.11075 | 0.11075 | 0.11075 | 0.11075 | 0.11075 | 0.11075 | 0.11075 | 0.11075 | 0.11075 | 0.11075 | 0.11075
F1_Commercial_College (WA)_Existing_Space Heating_Natural Gas_Furnace_E4 | F1 | Commercial | College (WA) | Existing | Space Heating | Natural Gas | Furnace | E4 | RVT - Cost of Equipment | 0 | 0 | 0 | 0 | 0 | 0 | 0 | 0 | 0 | 0 | 0 | 0 | 0 | 0 | 0 | 0 | 0 | 0 | 0 | 0 | 0 | 0 | 0 | 0 | 0 | 0 | 0
F1_Commercial_College (WA)_Existing_Space Heating_Natural Gas_Furnace_E5 | F1 | Commercial | College (WA) | Existing | Space Heating | Natural Gas | Furnace | E5 | RVT - Cost of Equipment | 0 | 0 | 0 | 0 | 0 | 0 | 0 | 0 | 0 | 0 | 0 | 0 | 0 | 0 | 0 | 0 | 0 | 0 | 0 | 0 | 0 | 0 | 0 | 0 | 0 | 0 | 0
F1_Commercial_College (WA)_Existing_Space Heating_Natural Gas_Furnace_E6 | F1 | Commercial | College (WA) | Existing | Space Heating | Natural Gas | Furnace | E6 | RVT - Cost of Equipment | 0 | 0 | 0 | 0 | 0 | 0 | 0 | 0 | 0 | 0 | 0 | 0 | 0 | 0 | 0 | 0 | 0 | 0 | 0 | 0 | 0 | 0 | 0 | 0 | 0 | 0 | 0
F1_Commercial_College (WA)_Existing_Space Heating_Natural Gas_Furnace_E7 | F1 | Commercial | College (WA) | Existing | Space Heating | Natural Gas | Furnace | E7 | RVT - Cost of Equipment | 0 | 0 | 0 | 0 | 0 | 0 | 0 | 0 | 0 | 0 | 0 | 0 | 0 | 0 | 0 | 0 | 0 | 0 | 0 | 0 | 0 | 0 | 0 | 0 | 0 | 0 | 0
F1_Commercial_College (WA)_Existing_Space Heating_Natural Gas_Furnace_E8 | F1 | Commercial | College (WA) | Existing | Space Heating | Natural Gas | Furnace | E8 | RVT - Cost of Equipment | 0 | 0 | 0 | 0 | 0 | 0 | 0 | 0 | 0 | 0 | 0 | 0 | 0 | 0 | 0 | 0 | 0 | 0 | 0 | 0 | 0 | 0 | 0 | 0 | 0 | 0 | 0
F1_Commercial_College (WA)_Existing_Space Heating_Natural Gas_Furnace_E9 | F1 | Commercial | College (WA) | Existing | Space Heating | Natural Gas | Furnace | E9 | RVT - Cost of Equipment | 0 | 0 | 0 | 0 | 0 | 0 | 0 | 0 | 0 | 0 | 0 | 0 | 0 | 0 | 0 | 0 | 0 | 0 | 0 | 0 | 0 | 0 | 0 | 0 | 0 | 0 | 0
F1_Commercial_College (WA)_Existing_Space Heating_Natural Gas_Furnace_E10 | F1 | Commercial | College (WA) | Existing | Space Heating | Natural Gas | Furnace | E10 | RVT - Cost of Equipment | 0 | 0 | 0 | 0 | 0 | 0 | 0 | 0 | 0 | 0 | 0 | 0 | 0 | 0 | 0 | 0 | 0 | 0 | 0 | 0 | 0 | 0 | 0 | 0 | 0 | 0 | 0
F2_Commercial_College (WA)_Existing_Space Heating_Natural Gas_Furnace_E1 | F2 | Commercial | College (WA) | Existing | Space Heating | Natural Gas | Furnace | E1 | RVT - Cost of Operation | 0.090782 | 0.091537 | 0.092792 | 0.094243 | 0.095906 | 0.098613 | 0.1013 | 0.10411 | 0.10657 | 0.10897 | 0.11168 | 0.11405 | 0.11668 | 0.1194 | 0.12182 | 0.12414 | 0.12618 | 0.12827 | 0.13043 | 0.13262 | 0.13481 | 0.13775 | 0.14124 | 0.14424 | 0.1473 | 0.15042 | 0.15362
F2_Commercial_College (WA)_Existing_Space Heating_Natural Gas_Furnace_E2 | F2 | Commercial | College (WA) | Existing | Space Heating | Natural Gas | Furnace | E2 | RVT - Cost of Operation | 0.080696 | 0.081367 | 0.082482 | 0.083772 | 0.085251 | 0.087657 | 0.090045 | 0.092542 | 0.094733 | 0.096859 | 0.09927 | 0.10137 | 0.10372 | 0.10613 | 0.10828 | 0.11034 | 0.11216 | 0.11402 | 0.11594 | 0.11789 | 0.11984 | 0.12245 | 0.12555 | 0.12821 | 0.13093 | 0.13371 | 0.13655
F2_Commercial_College (WA)_Existing_Space Heating_Natural Gas_Furnace_E3 | F2 | Commercial | College (WA) | Existing | Space Heating | Natural Gas | Furnace | E3 | RVT - Cost of Operation | 0.07565 | 0.076279 | 0.077324 | 0.078534 | 0.07992 | 0.082176 | 0.084414 | 0.086755 | 0.088809 | 0.090803 | 0.093062 | 0.095035 | 0.097233 | 0.099496 | 0.10151 | 0.10344 | 0.10515 | 0.10689 | 0.10869 | 0.11052 | 0.11234 | 0.11479 | 0.1177 | 0.12019 | 0.12275 | 0.12535 | 0.12801
F2_Commercial_College (WA)_Existing_Space Heating_Natural Gas_Furnace_E4 | F2 | Commercial | College (WA) | Existing | Space Heating | Natural Gas | Furnace | E4 | RVT - Cost of Operation | 0 | 0 | 0 | 0 | 0 | 0 | 0 | 0 | 0 | 0 | 0 | 0 | 0 | 0 | 0 | 0 | 0 | 0 | 0 | 0 | 0 | 0 | 0 | 0 | 0 | 0 | 0
F2_Commercial_College (WA)_Existing_Space Heating_Natural Gas_Furnace_E5 | F2 | Commercial | College (WA) | Existing | Space Heating | Natural Gas | Furnace | E5 | RVT - Cost of Operation | 0 | 0 | 0 | 0 | 0 | 0 | 0 | 0 | 0 | 0 | 0 | 0 | 0 | 0 | 0 | 0 | 0 | 0 | 0 | 0 | 0 | 0 | 0 | 0 | 0 | 0 | 0
F2_Commercial_College (WA)_Existing_Space Heating_Natural Gas_Furnace_E6 | F2 | Commercial | College (WA) | Existing | Space Heating | Natural Gas | Furnace | E6 | RVT - Cost of Operation | 0 | 0 | 0 | 0 | 0 | 0 | 0 | 0 | 0 | 0 | 0 | 0 | 0 | 0 | 0 | 0 | 0 | 0 | 0 | 0 | 0 | 0 | 0 | 0 | 0 | 0 | 0
F2_Commercial_College (WA)_Existing_Space Heating_Natural Gas_Furnace_E7 | F2 | Commercial | College (WA) | Existing | Space Heating | Natural Gas | Furnace | E7 | RVT - Cost of Operation | 0 | 0 | 0 | 0 | 0 | 0 | 0 | 0 | 0 | 0 | 0 | 0 | 0 | 0 | 0 | 0 | 0 | 0 | 0 | 0 | 0 | 0 | 0 | 0 | 0 | 0 | 0
F2_Commercial_College (WA)_Existing_Space Heating_Natural Gas_Furnace_E8 | F2 | Commercial | College (WA) | Existing | Space Heating | Natural Gas | Furnace | E8 | RVT - Cost of Operation | 0 | 0 | 0 | 0 | 0 | 0 | 0 | 0 | 0 | 0 | 0 | 0 | 0 | 0 | 0 | 0 | 0 | 0 | 0 | 0 | 0 | 0 | 0 | 0 | 0 | 0 | 0
F2_Commercial_College (WA)_Existing_Space Heating_Natural Gas_Furnace_E9 | F2 | Commercial | College (WA) | Existing | Space Heating | Natural Gas | Furnace | E9 | RVT - Cost of Operation | 0 | 0 | 0 | 0 | 0 | 0 | 0 | 0 | 0 | 0 | 0 | 0 | 0 | 0 | 0 | 0 | 0 | 0 | 0 | 0 | 0 | 0 | 0 | 0 | 0 | 0 | 0
F2_Commercial_College (WA)_Existing_Space Heating_Natural Gas_Furnace_E10 | F2 | Commercial | College (WA) | Existing | Space Heating | Natural Gas | Furnace | E10 | RVT - Cost of Operation | 0 | 0 | 0 | 0 | 0 | 0 | 0 | 0 | 0 | 0 | 0 | 0 | 0 | 0 | 0 | 0 | 0 | 0 | 0 | 0 | 0 | 0 | 0 | 0 | 0 | 0 | 0
F3_Commercial_College (WA)_Existing_Space Heating_Natural Gas_Furnace_E1 | F3 | Commercial | College (WA) | Existing | Space Heating | Natural Gas | Furnace | E1 | System - kBTUs of Consumption | 19.9779 | 19.9277 | 19.9277 | 19.9277 | 19.9277 | 19.9277 | 19.9277 | 19.9277 | 19.9277 | 19.9277 | 19.9277 | 19.9277 | 19.9277 | 19.9277 | 19.9277 | 19.9277 | 19.9277 | 19.9277 | 19.9277 | 19.9277 | 19.9277 | 19.9277 | 19.9277 | 19.9277 | 19.9277 | 19.9277 | 19.9277
F3_Commercial_College (WA)_Existing_Space Heating_Natural Gas_Furnace_E2 | F3 | Commercial | College (WA) | Existing | Space Heating | Natural Gas | Furnace | E2 | System - kBTUs of Consumption | 17.7583 | 17.7137 | 17.7137 | 17.7137 | 17.7137 | 17.7137 | 17.7137 | 17.7137 | 17.7137 | 17.7137 | 17.7137 | 17.7137 | 17.7137 | 17.7137 | 17.7137 | 17.7137 | 17.7137 | 17.7137 | 17.7137 | 17.7137 | 17.7137 | 17.7137 | 17.7137 | 17.7137 | 17.7137 | 17.7137 | 17.7137
F3_Commercial_College (WA)_Existing_Space Heating_Natural Gas_Furnace_E3 | F3 | Commercial | College (WA) | Existing | Space Heating | Natural Gas | Furnace | E3 | System - kBTUs of Consumption | 16.6478 | 16.606 | 16.606 | 16.606 | 16.606 | 16.606 | 16.606 | 16.606 | 16.606 | 16.606 | 16.606 | 16.606 | 16.606 | 16.606 | 16.606 | 16.606 | 16.606 | 16.606 | 16.606 | 16.606 | 16.606 | 16.606 | 16.606 | 16.606 | 16.606 | 16.606 | 16.606
F3_Commercial_College (WA)_Existing_Space Heating_Natural Gas_Furnace_E4 | F3 | Commercial | College (WA) | Existing | Space Heating | Natural Gas | Furnace | E4 | System - kBTUs of Consumption | 0 | 0 | 0 | 0 | 0 | 0 | 0 | 0 | 0 | 0 | 0 | 0 | 0 | 0 | 0 | 0 | 0 | 0 | 0 | 0 | 0 | 0 | 0 | 0 | 0 | 0 | 0
F3_Commercial_College (WA)_Existing_Space Heating_Natural Gas_Furnace_E5 | F3 | Commercial | College (WA) | Existing | Space Heating | Natural Gas | Furnace | E5 | System - kBTUs of Consumption | 0 | 0 | 0 | 0 | 0 | 0 | 0 | 0 | 0 | 0 | 0 | 0 | 0 | 0 | 0 | 0 | 0 | 0 | 0 | 0 | 0 | 0 | 0 | 0 | 0 | 0 | 0
F3_Commercial_College (WA)_Existing_Space Heating_Natural Gas_Furnace_E6 | F3 | Commercial | College (WA) | Existing | Space Heating | Natural Gas | Furnace | E6 | System - kBTUs of Consumption | 0 | 0 | 0 | 0 | 0 | 0 | 0 | 0 | 0 | 0 | 0 | 0 | 0 | 0 | 0 | 0 | 0 | 0 | 0 | 0 | 0 | 0 | 0 | 0 | 0 | 0 | 0
F3_Commercial_College (WA)_Existing_Space Heating_Natural Gas_Furnace_E7 | F3 | Commercial | College (WA) | Existing | Space Heating | Natural Gas | Furnace | E7 | System - kBTUs of Consumption | 0 | 0 | 0 | 0 | 0 | 0 | 0 | 0 | 0 | 0 | 0 | 0 | 0 | 0 | 0 | 0 | 0 | 0 | 0 | 0 | 0 | 0 | 0 | 0 | 0 | 0 | 0
F3_Commercial_College (WA)_Existing_Space Heating_Natural Gas_Furnace_E8 | F3 | Commercial | College (WA) | Existing | Space Heating | Natural Gas | Furnace | E8 | System - kBTUs of Consumption | 0 | 0 | 0 | 0 | 0 | 0 | 0 | 0 | 0 | 0 | 0 | 0 | 0 | 0 | 0 | 0 | 0 | 0 | 0 | 0 | 0 | 0 | 0 | 0 | 0 | 0 | 0
F3_Commercial_College (WA)_Existing_Space Heating_Natural Gas_Furnace_E9 | F3 | Commercial | College (WA) | Existing | Space Heating | Natural Gas | Furnace | E9 | System - kBTUs of Consumption | 0 | 0 | 0 | 0 | 0 | 0 | 0 | 0 | 0 | 0 | 0 | 0 | 0 | 0 | 0 | 0 | 0 | 0 | 0 | 0 | 0 | 0 | 0 | 0 | 0 | 0 | 0
F3_Commercial_College (WA)_Existing_Space Heating_Natural Gas_Furnace_E10 | F3 | Commercial | College (WA) | Existing | Space Heating | Natural Gas | Furnace | E10 | System - kBTUs of Consumption | 0 | 0 | 0 | 0 | 0 | 0 | 0 | 0 | 0 | 0 | 0 | 0 | 0 | 0 | 0 | 0 | 0 | 0 | 0 | 0 | 0 | 0 | 0 | 0 | 0 | 0 | 0
F4_Commercial_College (WA)_Existing_Space Heating_Natural Gas_Furnace_E1 | F4 | Commercial | College (WA) | Existing | Space Heating | Natural Gas | Furnace | E1 | Utility - Cost of Equipment | 0.090135 | 0.090135 | 0.090135 | 0.090135 | 0.090135 | 0.090135 | 0.090135 | 0.090135 | 0.090135 | 0.090135 | 0.090135 | 0.090135 | 0.090135 | 0.090135 | 0.090135 | 0.090135 | 0.090135 | 0.090135 | 0.090135 | 0.090135 | 0.090135 | 0.090135 | 0.090135 | 0.090135 | 0.090135 | 0.090135 | 0.090135
F4_Commercial_College (WA)_Existing_Space Heating_Natural Gas_Furnace_E2 | F4 | Commercial | College (WA) | Existing | Space Heating | Natural Gas | Furnace | E2 | Utility - Cost of Equipment | 0.18219 | 0.18219 | 0.18219 | 0.18219 | 0.18219 | 0.18219 | 0.18219 | 0.18219 | 0.18219 | 0.18219 | 0.18219 | 0.18219 | 0.18219 | 0.18219 | 0.18219 | 0.18219 | 0.18219 | 0.18219 | 0.18219 | 0.18219 | 0.18219 | 0.18219 | 0.18219 | 0.18219 | 0.18219 | 0.18219 | 0.18219
F4_Commercial_College (WA)_Existing_Space Heating_Natural Gas_Furnace_E3 | F4 | Commercial | College (WA) | Existing | Space Heating | Natural Gas | Furnace | E3 | Utility - Cost of Equipment | 0.11075 | 0.11075 | 0.11075 | 0.11075 | 0.11075 | 0.11075 | 0.11075 | 0.11075 | 0.11075 | 0.11075 | 0.11075 | 0.11075 | 0.11075 | 0.11075 | 0.11075 | 0.11075 | 0.11075 | 0.11075 | 0.11075 | 0.11075 | 0.11075 | 0.11075 | 0.11075 | 0.11075 | 0.11075 | 0.11075 | 0.11075
F4_Commercial_College (WA)_Existing_Space Heating_Natural Gas_Furnace_E4 | F4 | Commercial | College (WA) | Existing | Space Heating | Natural Gas | Furnace | E4 | Utility - Cost of Equipment | 0 | 0 | 0 | 0 | 0 | 0 | 0 | 0 | 0 | 0 | 0 | 0 | 0 | 0 | 0 | 0 | 0 | 0 | 0 | 0 | 0 | 0 | 0 | 0 | 0 | 0 | 0
F4_Commercial_College (WA)_Existing_Space Heating_Natural Gas_Furnace_E5 | F4 | Commercial | College (WA) | Existing | Space Heating | Natural Gas | Furnace | E5 | Utility - Cost of Equipment | 0 | 0 | 0 | 0 | 0 | 0 | 0 | 0 | 0 | 0 | 0 | 0 | 0 | 0 | 0 | 0 | 0 | 0 | 0 | 0 | 0 | 0 | 0 | 0 | 0 | 0 | 0
F4_Commercial_College (WA)_Existing_Space Heating_Natural Gas_Furnace_E6 | F4 | Commercial | College (WA) | Existing | Space Heating | Natural Gas | Furnace | E6 | Utility - Cost of Equipment | 0 | 0 | 0 | 0 | 0 | 0 | 0 | 0 | 0 | 0 | 0 | 0 | 0 | 0 | 0 | 0 | 0 | 0 | 0 | 0 | 0 | 0 | 0 | 0 | 0 | 0 | 0
F4_Commercial_College (WA)_Existing_Space Heating_Natural Gas_Furnace_E7 | F4 | Commercial | College (WA) | Existing | Space Heating | Natural Gas | Furnace | E7 | Utility - Cost of Equipment | 0 | 0 | 0 | 0 | 0 | 0 | 0 | 0 | 0 | 0 | 0 | 0 | 0 | 0 | 0 | 0 | 0 | 0 | 0 | 0 | 0 | 0 | 0 | 0 | 0 | 0 | 0
F4_Commercial_College (WA)_Existing_Space Heating_Natural Gas_Furnace_E8 | F4 | Commercial | College (WA) | Existing | Space Heating | Natural Gas | Furnace | E8 | Utility - Cost of Equipment | 0 | 0 | 0 | 0 | 0 | 0 | 0 | 0 | 0 | 0 | 0 | 0 | 0 | 0 | 0 | 0 | 0 | 0 | 0 | 0 | 0 | 0 | 0 | 0 | 0 | 0 | 0
F4_Commercial_College (WA)_Existing_Space Heating_Natural Gas_Furnace_E9 | F4 | Commercial | College (WA) | Existing | Space Heating | Natural Gas | Furnace | E9 | Utility - Cost of Equipment | 0 | 0 | 0 | 0 | 0 | 0 | 0 | 0 | 0 | 0 | 0 | 0 | 0 | 0 | 0 | 0 | 0 | 0 | 0 | 0 | 0 | 0 | 0 | 0 | 0 | 0 | 0
F4_Commercial_College (WA)_Existing_Space Heating_Natural Gas_Furnace_E10 | F4 | Commercial | College (WA) | Existing | Space Heating | Natural Gas | Furnace | E10 | Utility - Cost of Equipment | 0 | 0 | 0 | 0 | 0 | 0 | 0 | 0 | 0 | 0 | 0 | 0 | 0 | 0 | 0 | 0 | 0 | 0 | 0 | 0 | 0 | 0 | 0 | 0 | 0 | 0 | 0
F5_Commercial_College (WA)_Existing_Space Heating_Natural Gas_Furnace_E1 | F5 | Commercial | College (WA) | Existing | Space Heating | Natural Gas | Furnace | E1 | Utility - Cost of Operation | 0.077774 | 0.078905 | 0.080508 | 0.082337 | 0.084412 | 0.08743 | 0.090512 | 0.093783 | 0.096861 | 0.099982 | 0.10271 | 0.10518 | 0.10792 | 0.11076 | 0.11337 | 0.11591 | 0.11824 | 0.12065 | 0.12317 | 0.12576 | 0.12839 | 0.13119 | 0.13451 | 0.13737 | 0.14028 | 0.14326 | 0.1463
F5_Commercial_College (WA)_Existing_Space Heating_Natural Gas_Furnace_E2 | F5 | Commercial | College (WA) | Existing | Space Heating | Natural Gas | Furnace | E2 | Utility - Cost of Operation | 0.069133 | 0.070138 | 0.071563 | 0.073189 | 0.075033 | 0.077717 | 0.080456 | 0.083363 | 0.086099 | 0.088874 | 0.091302 | 0.093496 | 0.095932 | 0.098458 | 0.10077 | 0.10303 | 0.10511 | 0.10725 | 0.10949 | 0.11179 | 0.11413 | 0.11662 | 0.11957 | 0.12211 | 0.1247 | 0.12734 | 0.13005
F5_Commercial_College (WA)_Existing_Space Heating_Natural Gas_Furnace_E3 | F5 | Commercial | College (WA) | Existing | Space Heating | Natural Gas | Furnace | E3 | Utility - Cost of Operation | 0.06481 | 0.065752 | 0.067088 | 0.068612 | 0.070341 | 0.072857 | 0.075425 | 0.07815 | 0.080716 | 0.083316 | 0.085593 | 0.08765 | 0.089933 | 0.092302 | 0.09447 | 0.096592 | 0.098535 | 0.10054 | 0.10264 | 0.1048 | 0.10699 | 0.10932 | 0.11209 | 0.11447 | 0.1169 | 0.11938 | 0.12192
F5_Commercial_College (WA)_Existing_Space Heating_Natural Gas_Furnace_E4 | F5 | Commercial | College (WA) | Existing | Space Heating | Natural Gas | Furnace | E4 | Utility - Cost of Operation | 0 | 0 | 0 | 0 | 0 | 0 | 0 | 0 | 0 | 0 | 0 | 0 | 0 | 0 | 0 | 0 | 0 | 0 | 0 | 0 | 0 | 0 | 0 | 0 | 0 | 0 | 0
F5_Commercial_College (WA)_Existing_Space Heating_Natural Gas_Furnace_E5 | F5 | Commercial | College (WA) | Existing | Space Heating | Natural Gas | Furnace | E5 | Utility - Cost of Operation | 0 | 0 | 0 | 0 | 0 | 0 | 0 | 0 | 0 | 0 | 0 | 0 | 0 | 0 | 0 | 0 | 0 | 0 | 0 | 0 | 0 | 0 | 0 | 0 | 0 | 0 | 0
F5_Commercial_College (WA)_Existing_Space Heating_Natural Gas_Furnace_E6 | F5 | Commercial | College (WA) | Existing | Space Heating | Natural Gas | Furnace | E6 | Utility - Cost of Operation | 0 | 0 | 0 | 0 | 0 | 0 | 0 | 0 | 0 | 0 | 0 | 0 | 0 | 0 | 0 | 0 | 0 | 0 | 0 | 0 | 0 | 0 | 0 | 0 | 0 | 0 | 0
F5_Commercial_College (WA)_Existing_Space Heating_Natural Gas_Furnace_E7 | F5 | Commercial | College (WA) | Existing | Space Heating | Natural Gas | Furnace | E7 | Utility - Cost of Operation | 0 | 0 | 0 | 0 | 0 | 0 | 0 | 0 | 0 | 0 | 0 | 0 | 0 | 0 | 0 | 0 | 0 | 0 | 0 | 0 | 0 | 0 | 0 | 0 | 0 | 0 | 0
F5_Commercial_College (WA)_Existing_Space Heating_Natural Gas_Furnace_E8 | F5 | Commercial | College (WA) | Existing | Space Heating | Natural Gas | Furnace | E8 | Utility - Cost of Operation | 0 | 0 | 0 | 0 | 0 | 0 | 0 | 0 | 0 | 0 | 0 | 0 | 0 | 0 | 0 | 0 | 0 | 0 | 0 | 0 | 0 | 0 | 0 | 0 | 0 | 0 | 0
F5_Commercial_College (WA)_Existing_Space Heating_Natural Gas_Furnace_E9 | F5 | Commercial | College (WA) | Existing | Space Heating | Natural Gas | Furnace | E9 | Utility - Cost of Operation | 0 | 0 | 0 | 0 | 0 | 0 | 0 | 0 | 0 | 0 | 0 | 0 | 0 | 0 | 0 | 0 | 0 | 0 | 0 | 0 | 0 | 0 | 0 | 0 | 0 | 0 | 0
F5_Commercial_College (WA)_Existing_Space Heating_Natural Gas_Furnace_E10 | F5 | Commercial | College (WA) | Existing | Space Heating | Natural Gas | Furnace | E10 | Utility - Cost of Operation | 0 | 0 | 0 | 0 | 0 | 0 | 0 | 0 | 0 | 0 | 0 | 0 | 0 | 0 | 0 | 0 | 0 | 0 | 0 | 0 | 0 | 0 | 0 | 0 | 0 | 0 | 0
F6_Commercial_College (WA)_Existing_Space Heating_Natural Gas_Furnace_E1 | F6 | Commercial | College (WA) | Existing | Space Heating | Natural Gas | Furnace | E1 | Utility - Value of Sales | 0.090782 | 0.091537 | 0.092792 | 0.094243 | 0.095906 | 0.098613 | 0.1013 | 0.10411 | 0.10657 | 0.10897 | 0.11168 | 0.11405 | 0.11668 | 0.1194 | 0.12182 | 0.12414 | 0.12618 | 0.12827 | 0.13043 | 0.13262 | 0.13481 | 0.13775 | 0.14124 | 0.14424 | 0.1473 | 0.15042 | 0.15362
F6_Commercial_College (WA)_Existing_Space Heating_Natural Gas_Furnace_E2 | F6 | Commercial | College (WA) | Existing | Space Heating | Natural Gas | Furnace | E2 | Utility - Value of Sales | 0.080696 | 0.081367 | 0.082482 | 0.083772 | 0.085251 | 0.087657 | 0.090045 | 0.092542 | 0.094733 | 0.096859 | 0.09927 | 0.10137 | 0.10372 | 0.10613 | 0.10828 | 0.11034 | 0.11216 | 0.11402 | 0.11594 | 0.11789 | 0.11984 | 0.12245 | 0.12555 | 0.12821 | 0.13093 | 0.13371 | 0.13655
F6_Commercial_College (WA)_Existing_Space Heating_Natural Gas_Furnace_E3 | F6 | Commercial | College (WA) | Existing | Space Heating | Natural Gas | Furnace | E3 | Utility - Value of Sales | 0.07565 | 0.076279 | 0.077324 | 0.078534 | 0.07992 | 0.082176 | 0.084414 | 0.086755 | 0.088809 | 0.090803 | 0.093062 | 0.095035 | 0.097233 | 0.099496 | 0.10151 | 0.10344 | 0.10515 | 0.10689 | 0.10869 | 0.11052 | 0.11234 | 0.11479 | 0.1177 | 0.12019 | 0.12275 | 0.12535 | 0.12801
F6_Commercial_College (WA)_Existing_Space Heating_Natural Gas_Furnace_E4 | F6 | Commercial | College (WA) | Existing | Space Heating | Natural Gas | Furnace | E4 | Utility - Value of Sales | 0 | 0 | 0 | 0 | 0 | 0 | 0 | 0 | 0 | 0 | 0 | 0 | 0 | 0 | 0 | 0 | 0 | 0 | 0 | 0 | 0 | 0 | 0 | 0 | 0 | 0 | 0
F6_Commercial_College (WA)_Existing_Space Heating_Natural Gas_Furnace_E5 | F6 | Commercial | College (WA) | Existing | Space Heating | Natural Gas | Furnace | E5 | Utility - Value of Sales | 0 | 0 | 0 | 0 | 0 | 0 | 0 | 0 | 0 | 0 | 0 | 0 | 0 | 0 | 0 | 0 | 0 | 0 | 0 | 0 | 0 | 0 | 0 | 0 | 0 | 0 | 0
F6_Commercial_College (WA)_Existing_Space Heating_Natural Gas_Furnace_E6 | F6 | Commercial | College (WA) | Existing | Space Heating | Natural Gas | Furnace | E6 | Utility - Value of Sales | 0 | 0 | 0 | 0 | 0 | 0 | 0 | 0 | 0 | 0 | 0 | 0 | 0 | 0 | 0 | 0 | 0 | 0 | 0 | 0 | 0 | 0 | 0 | 0 | 0 | 0 | 0
F6_Commercial_College (WA)_Existing_Space Heating_Natural Gas_Furnace_E7 | F6 | Commercial | College (WA) | Existing | Space Heating | Natural Gas | Furnace | E7 | Utility - Value of Sales | 0 | 0 | 0 | 0 | 0 | 0 | 0 | 0 | 0 | 0 | 0 | 0 | 0 | 0 | 0 | 0 | 0 | 0 | 0 | 0 | 0 | 0 | 0 | 0 | 0 | 0 | 0
F6_Commercial_College (WA)_Existing_Space Heating_Natural Gas_Furnace_E8 | F6 | Commercial | College (WA) | Existing | Space Heating | Natural Gas | Furnace | E8 | Utility - Value of Sales | 0 | 0 | 0 | 0 | 0 | 0 | 0 | 0 | 0 | 0 | 0 | 0 | 0 | 0 | 0 | 0 | 0 | 0 | 0 | 0 | 0 | 0 | 0 | 0 | 0 | 0 | 0
F6_Commercial_College (WA)_Existing_Space Heating_Natural Gas_Furnace_E9 | F6 | Commercial | College (WA) | Existing | Space Heating | Natural Gas | Furnace | E9 | Utility - Value of Sales | 0 | 0 | 0 | 0 | 0 | 0 | 0 | 0 | 0 | 0 | 0 | 0 | 0 | 0 | 0 | 0 | 0 | 0 | 0 | 0 | 0 | 0 | 0 | 0 | 0 | 0 | 0
F6_Commercial_College (WA)_Existing_Space Heating_Natural Gas_Furnace_E10 | F6 | Commercial | College (WA) | Existing | Space Heating | Natural Gas | Furnace | E10 | Utility - Value of Sales | 0 | 0 | 0 | 0 | 0 | 0 | 0 | 0 | 0 | 0 | 0 | 0 | 0 | 0 | 0 | 0 | 0 | 0 | 0 | 0 | 0 | 0 | 0 | 0 | 0 | 0 | 0
F1_Commercial_College (WA)_Existing_Space Heating_Natural Gas_Boiler_E1 | F1 | Commercial | College (WA) | Existing | Space Heating | Natural Gas | Boiler | E1 | RVT - Cost of Equipment | 0.16911 | 0.16911 | 0.16911 | 0.16911 | 0.16911 | 0.16911 | 0.16911 | 0.16911 | 0.16911 | 0.16911 | 0.16911 | 0.16911 | 0.16911 | 0.16911 | 0.16911 | 0.16911 | 0.16911 | 0.16911 | 0.16911 | 0.16911 | 0.16911 | 0.16911 | 0.16911 | 0.16911 | 0.16911 | 0.16911 | 0.16911
F1_Commercial_College (WA)_Existing_Space Heating_Natural Gas_Boiler_E2 | F1 | Commercial | College (WA) | Existing | Space Heating | Natural Gas | Boiler | E2 | RVT - Cost of Equipment | 0.1762 | 0.1762 | 0.1762 | 0.1762 | 0.1762 | 0.1762 | 0.1762 | 0.1762 | 0.1762 | 0.1762 | 0.1762 | 0.1762 | 0.1762 | 0.1762 | 0.1762 | 0.1762 | 0.1762 | 0.1762 | 0.1762 | 0.1762 | 0.1762 | 0.1762 | 0.1762 | 0.1762 | 0.1762 | 0.1762 | 0.1762
F1_Commercial_College (WA)_Existing_Space Heating_Natural Gas_Boiler_E3 | F1 | Commercial | College (WA) | Existing | Space Heating | Natural Gas | Boiler | E3 | RVT - Cost of Equipment | 0.16449 | 0.16449 | 0.16449 | 0.16449 | 0.16449 | 0.16449 | 0.16449 | 0.16449 | 0.16449 | 0.16449 | 0.16449 | 0.16449 | 0.16449 | 0.16449 | 0.16449 | 0.16449 | 0.16449 | 0.16449 | 0.16449 | 0.16449 | 0.16449 | 0.16449 | 0.16449 | 0.16449 | 0.16449 | 0.16449 | 0.16449
F1_Commercial_College (WA)_Existing_Space Heating_Natural Gas_Boiler_E4 | F1 | Commercial | College (WA) | Existing | Space Heating | Natural Gas | Boiler | E4 | RVT - Cost of Equipment | 1.3565 | 1.3565 | 1.3565 | 1.3565 | 1.3565 | 1.3565 | 1.3565 | 1.3565 | 1.3565 | 1.3565 | 1.3565 | 1.3565 | 1.3565 | 1.3565 | 1.3565 | 1.3565 | 1.3565 | 1.3565 | 1.3565 | 1.3565 | 1.3565 | 1.3565 | 1.3565 | 1.3565 | 1.3565 | 1.3565 | 1.3565
F1_Commercial_College (WA)_Existing_Space Heating_Natural Gas_Boiler_E5 | F1 | Commercial | College (WA) | Existing | Space Heating | Natural Gas | Boiler | E5 | RVT - Cost of Equipment | 0 | 0 | 0 | 0 | 0 | 0 | 0 | 0 | 0 | 0 | 0 | 0 | 0 | 0 | 0 | 0 | 0 | 0 | 0 | 0 | 0 | 0 | 0 | 0 | 0 | 0 | 0
F1_Commercial_College (WA)_Existing_Space Heating_Natural Gas_Boiler_E6 | F1 | Commercial | College (WA) | Existing | Space Heating | Natural Gas | Boiler | E6 | RVT - Cost of Equipment | 0 | 0 | 0 | 0 | 0 | 0 | 0 | 0 | 0 | 0 | 0 | 0 | 0 | 0 | 0 | 0 | 0 | 0 | 0 | 0 | 0 | 0 | 0 | 0 | 0 | 0 | 0
F1_Commercial_College (WA)_Existing_Space Heating_Natural Gas_Boiler_E7 | F1 | Commercial | College (WA) | Existing | Space Heating | Natural Gas | Boiler | E7 | RVT - Cost of Equipment | 0 | 0 | 0 | 0 | 0 | 0 | 0 | 0 | 0 | 0 | 0 | 0 | 0 | 0 | 0 | 0 | 0 | 0 | 0 | 0 | 0 | 0 | 0 | 0 | 0 | 0 | 0
F1_Commercial_College (WA)_Existing_Space Heating_Natural Gas_Boiler_E8 | F1 | Commercial | College (WA) | Existing | Space Heating | Natural Gas | Boiler | E8 | RVT - Cost of Equipment | 0 | 0 | 0 | 0 | 0 | 0 | 0 | 0 | 0 | 0 | 0 | 0 | 0 | 0 | 0 | 0 | 0 | 0 | 0 | 0 | 0 | 0 | 0 | 0 | 0 | 0 | 0
F1_Commercial_College (WA)_Existing_Space Heating_Natural Gas_Boiler_E9 | F1 | Commercial | College (WA) | Existing | Space Heating | Natural Gas | Boiler | E9 | RVT - Cost of Equipment | 0 | 0 | 0 | 0 | 0 | 0 | 0 | 0 | 0 | 0 | 0 | 0 | 0 | 0 | 0 | 0 | 0 | 0 | 0 | 0 | 0 | 0 | 0 | 0 | 0 | 0 | 0
F1_Commercial_College (WA)_Existing_Space Heating_Natural Gas_Boiler_E10 | F1 | Commercial | College (WA) | Existing | Space Heating | Natural Gas | Boiler | E10 | RVT - Cost of Equipment | 0 | 0 | 0 | 0 | 0 | 0 | 0 | 0 | 0 | 0 | 0 | 0 | 0 | 0 | 0 | 0 | 0 | 0 | 0 | 0 | 0 | 0 | 0 | 0 | 0 | 0 | 0
F2_Commercial_College (WA)_Existing_Space Heating_Natural Gas_Boiler_E1 | F2 | Commercial | College (WA) | Existing | Space Heating | Natural Gas | Boiler | E1 | RVT - Cost of Operation | 0.22775 | 0.2305 | 0.23412 | 0.23808 | 0.24239 | 0.24848 | 0.25458 | 0.26096 | 0.26684 | 0.27267 | 0.27912 | 0.28509 | 0.29154 | 0.29813 | 0.30427 | 0.31028 | 0.31588 | 0.32159 | 0.32748 | 0.33347 | 0.3395 | 0.3468 | 0.35501 | 0.36239 | 0.36984 | 0.37554 | 0.38067
F2_Commercial_College (WA)_Existing_Space Heating_Natural Gas_Boiler_E2 | F2 | Commercial | College (WA) | Existing | Space Heating | Natural Gas | Boiler | E2 | RVT - Cost of Operation | 0.21435 | 0.21694 | 0.22035 | 0.22407 | 0.22813 | 0.23386 | 0.23961 | 0.24561 | 0.25114 | 0.25663 | 0.2627 | 0.26831 | 0.27439 | 0.28059 | 0.28636 | 0.29202 | 0.29729 | 0.30267 | 0.30822 | 0.31385 | 0.31953 | 0.3264 | 0.33412 | 0.34107 | 0.34808 | 0.35345 | 0.35827
F2_Commercial_College (WA)_Existing_Space Heating_Natural Gas_Boiler_E3 | F2 | Commercial | College (WA) | Existing | Space Heating | Natural Gas | Boiler | E3 | RVT - Cost of Operation | 0.18784 | 0.1901 | 0.19309 | 0.19635 | 0.19991 | 0.20494 | 0.20997 | 0.21523 | 0.22007 | 0.22488 | 0.2302 | 0.23512 | 0.24045 | 0.24588 | 0.25094 | 0.2559 | 0.26052 | 0.26523 | 0.27009 | 0.27502 | 0.28 | 0.28602 | 0.29279 | 0.29888 | 0.30503 | 0.30973 | 0.31395
F2_Commercial_College (WA)_Existing_Space Heating_Natural Gas_Boiler_E4 | F2 | Commercial | College (WA) | Existing | Space Heating | Natural Gas | Boiler | E4 | RVT - Cost of Operation | 0.11867 | 0.11966 | 0.1213 | 0.12319 | 0.12537 | 0.12891 | 0.13242 | 0.13609 | 0.13931 | 0.14244 | 0.14599 | 0.14908 | 0.15253 | 0.15608 | 0.15924 | 0.16227 | 0.16494 | 0.16767 | 0.1705 | 0.17336 | 0.17623 | 0.18007 | 0.18463 | 0.18855 | 0.19255 | 0.19664 | 0.20081
F2_Commercial_College (WA)_Existing_Space Heating_Natural Gas_Boiler_E5 | F2 | Commercial | College (WA) | Existing | Space Heating | Natural Gas | Boiler | E5 | RVT - Cost of Operation | 0 | 0 | 0 | 0 | 0 | 0 | 0 | 0 | 0 | 0 | 0 | 0 | 0 | 0 | 0 | 0 | 0 | 0 | 0 | 0 | 0 | 0 | 0 | 0 | 0 | 0 | 0
F2_Commercial_College (WA)_Existing_Space Heating_Natural Gas_Boiler_E6 | F2 | Commercial | College (WA) | Existing | Space Heating | Natural Gas | Boiler | E6 | RVT - Cost of Operation | 0 | 0 | 0 | 0 | 0 | 0 | 0 | 0 | 0 | 0 | 0 | 0 | 0 | 0 | 0 | 0 | 0 | 0 | 0 | 0 | 0 | 0 | 0 | 0 | 0 | 0 | 0
F2_Commercial_College (WA)_Existing_Space Heating_Natural Gas_Boiler_E7 | F2 | Commercial | College (WA) | Existing | Space Heating | Natural Gas | Boiler | E7 | RVT - Cost of Operation | 0 | 0 | 0 | 0 | 0 | 0 | 0 | 0 | 0 | 0 | 0 | 0 | 0 | 0 | 0 | 0 | 0 | 0 | 0 | 0 | 0 | 0 | 0 | 0 | 0 | 0 | 0
F2_Commercial_College (WA)_Existing_Space Heating_Natural Gas_Boiler_E8 | F2 | Commercial | College (WA) | Existing | Space Heating | Natural Gas | Boiler | E8 | RVT - Cost of Operation | 0 | 0 | 0 | 0 | 0 | 0 | 0 | 0 | 0 | 0 | 0 | 0 | 0 | 0 | 0 | 0 | 0 | 0 | 0 | 0 | 0 | 0 | 0 | 0 | 0 | 0 | 0
F2_Commercial_College (WA)_Existing_Space Heating_Natural Gas_Boiler_E9 | F2 | Commercial | College (WA) | Existing | Space Heating | Natural Gas | Boiler | E9 | RVT - Cost of Operation | 0 | 0 | 0 | 0 | 0 | 0 | 0 | 0 | 0 | 0 | 0 | 0 | 0 | 0 | 0 | 0 | 0 | 0 | 0 | 0 | 0 | 0 | 0 | 0 | 0 | 0 | 0
F2_Commercial_College (WA)_Existing_Space Heating_Natural Gas_Boiler_E10 | F2 | Commercial | College (WA) | Existing | Space Heating | Natural Gas | Boiler | E10 | RVT - Cost of Operation | 0 | 0 | 0 | 0 | 0 | 0 | 0 | 0 | 0 | 0 | 0 | 0 | 0 | 0 | 0 | 0 | 0 | 0 | 0 | 0 | 0 | 0 | 0 | 0 | 0 | 0 | 0
F3_Commercial_College (WA)_Existing_Space Heating_Natural Gas_Boiler_E1 | F3 | Commercial | College (WA) | Existing | Space Heating | Natural Gas | Boiler | E1 | System - kBTUs of Consumption | 44.8154 | 44.758 | 44.758 | 44.758 | 44.758 | 44.758 | 44.758 | 44.758 | 44.758 | 44.758 | 44.758 | 44.758 | 44.758 | 44.758 | 44.758 | 44.758 | 44.758 | 44.758 | 44.758 | 44.758 | 44.758 | 44.758 | 44.758 | 44.758 | 44.758 | 44.2054 | 43.5147
F3_Commercial_College (WA)_Existing_Space Heating_Natural Gas_Boiler_E2 | F3 | Commercial | College (WA) | Existing | Space Heating | Natural Gas | Boiler | E2 | System - kBTUs of Consumption | 42.1786 | 42.1246 | 42.1246 | 42.1246 | 42.1246 | 42.1246 | 42.1246 | 42.1246 | 42.1246 | 42.1246 | 42.1246 | 42.1246 | 42.1246 | 42.1246 | 42.1246 | 42.1246 | 42.1246 | 42.1246 | 42.1246 | 42.1246 | 42.1246 | 42.1246 | 42.1246 | 42.1246 | 42.1246 | 41.6045 | 40.9545
F3_Commercial_College (WA)_Existing_Space Heating_Natural Gas_Boiler_E3 | F3 | Commercial | College (WA) | Existing | Space Heating | Natural Gas | Boiler | E3 | System - kBTUs of Consumption | 36.9612 | 36.9139 | 36.9139 | 36.9139 | 36.9139 | 36.9139 | 36.9139 | 36.9139 | 36.9139 | 36.9139 | 36.9139 | 36.9139 | 36.9139 | 36.9139 | 36.9139 | 36.9139 | 36.9139 | 36.9139 | 36.9139 | 36.9139 | 36.9139 | 36.9139 | 36.9139 | 36.9139 | 36.9139 | 36.4581 | 35.8885
F3_Commercial_College (WA)_Existing_Space Heating_Natural Gas_Boiler_E4 | F3 | Commercial | College (WA) | Existing | Space Heating | Natural Gas | Boiler | E4 | System - kBTUs of Consumption | 26.1152 | 26.0496 | 26.0496 | 26.0496 | 26.0496 | 26.0496 | 26.0496 | 26.0496 | 26.0496 | 26.0496 | 26.0496 | 26.0496 | 26.0496 | 26.0496 | 26.0496 | 26.0496 | 26.0496 | 26.0496 | 26.0496 | 26.0496 | 26.0496 | 26.0496 | 26.0496 | 26.0496 | 26.0496 | 26.0496 | 26.0496
F3_Commercial_College (WA)_Existing_Space Heating_Natural Gas_Boiler_E5 | F3 | Commercial | College (WA) | Existing | Space Heating | Natural Gas | Boiler | E5 | System - kBTUs of Consumption | 0 | 0 | 0 | 0 | 0 | 0 | 0 | 0 | 0 | 0 | 0 | 0 | 0 | 0 | 0 | 0 | 0 | 0 | 0 | 0 | 0 | 0 | 0 | 0 | 0 | 0 | 0
F3_Commercial_College (WA)_Existing_Space Heating_Natural Gas_Boiler_E6 | F3 | Commercial | College (WA) | Existing | Space Heating | Natural Gas | Boiler | E6 | System - kBTUs of Consumption | 0 | 0 | 0 | 0 | 0 | 0 | 0 | 0 | 0 | 0 | 0 | 0 | 0 | 0 | 0 | 0 | 0 | 0 | 0 | 0 | 0 | 0 | 0 | 0 | 0 | 0 | 0
F3_Commercial_College (WA)_Existing_Space Heating_Natural Gas_Boiler_E7 | F3 | Commercial | College (WA) | Existing | Space Heating | Natural Gas | Boiler | E7 | System - kBTUs of Consumption | 0 | 0 | 0 | 0 | 0 | 0 | 0 | 0 | 0 | 0 | 0 | 0 | 0 | 0 | 0 | 0 | 0 | 0 | 0 | 0 | 0 | 0 | 0 | 0 | 0 | 0 | 0
F3_Commercial_College (WA)_Existing_Space Heating_Natural Gas_Boiler_E8 | F3 | Commercial | College (WA) | Existing | Space Heating | Natural Gas | Boiler | E8 | System - kBTUs of Consumption | 0 | 0 | 0 | 0 | 0 | 0 | 0 | 0 | 0 | 0 | 0 | 0 | 0 | 0 | 0 | 0 | 0 | 0 | 0 | 0 | 0 | 0 | 0 | 0 | 0 | 0 | 0
F3_Commercial_College (WA)_Existing_Space Heating_Natural Gas_Boiler_E9 | F3 | Commercial | College (WA) | Existing | Space Heating | Natural Gas | Boiler | E9 | System - kBTUs of Consumption | 0 | 0 | 0 | 0 | 0 | 0 | 0 | 0 | 0 | 0 | 0 | 0 | 0 | 0 | 0 | 0 | 0 | 0 | 0 | 0 | 0 | 0 | 0 | 0 | 0 | 0 | 0
F3_Commercial_College (WA)_Existing_Space Heating_Natural Gas_Boiler_E10 | F3 | Commercial | College (WA) | Existing | Space Heating | Natural Gas | Boiler | E10 | System - kBTUs of Consumption | 0 | 0 | 0 | 0 | 0 | 0 | 0 | 0 | 0 | 0 | 0 | 0 | 0 | 0 | 0 | 0 | 0 | 0 | 0 | 0 | 0 | 0 | 0 | 0 | 0 | 0 | 0
F4_Commercial_College (WA)_Existing_Space Heating_Natural Gas_Boiler_E1 | F4 | Commercial | College (WA) | Existing | Space Heating | Natural Gas | Boiler | E1 | Utility - Cost of Equipment | 0.16911 | 0.16911 | 0.16911 | 0.16911 | 0.16911 | 0.16911 | 0.16911 | 0.16911 | 0.16911 | 0.16911 | 0.16911 | 0.16911 | 0.16911 | 0.16911 | 0.16911 | 0.16911 | 0.16911 | 0.16911 | 0.16911 | 0.16911 | 0.16911 | 0.16911 | 0.16911 | 0.16911 | 0.16911 | 0.16911 | 0.16911
F4_Commercial_College (WA)_Existing_Space Heating_Natural Gas_Boiler_E2 | F4 | Commercial | College (WA) | Existing | Space Heating | Natural Gas | Boiler | E2 | Utility - Cost of Equipment | 0.1762 | 0.1762 | 0.1762 | 0.1762 | 0.1762 | 0.1762 | 0.1762 | 0.1762 | 0.1762 | 0.1762 | 0.1762 | 0.1762 | 0.1762 | 0.1762 | 0.1762 | 0.1762 | 0.1762 | 0.1762 | 0.1762 | 0.1762 | 0.1762 | 0.1762 | 0.1762 | 0.1762 | 0.1762 | 0.1762 | 0.1762
F4_Commercial_College (WA)_Existing_Space Heating_Natural Gas_Boiler_E3 | F4 | Commercial | College (WA) | Existing | Space Heating | Natural Gas | Boiler | E3 | Utility - Cost of Equipment | 0.16449 | 0.16449 | 0.16449 | 0.16449 | 0.16449 | 0.16449 | 0.16449 | 0.16449 | 0.16449 | 0.16449 | 0.16449 | 0.16449 | 0.16449 | 0.16449 | 0.16449 | 0.16449 | 0.16449 | 0.16449 | 0.16449 | 0.16449 | 0.16449 | 0.16449 | 0.16449 | 0.16449 | 0.16449 | 0.16449 | 0.16449
F4_Commercial_College (WA)_Existing_Space Heating_Natural Gas_Boiler_E4 | F4 | Commercial | College (WA) | Existing | Space Heating | Natural Gas | Boiler | E4 | Utility - Cost of Equipment | 1.3565 | 1.3565 | 1.3565 | 1.3565 | 1.3565 | 1.3565 | 1.3565 | 1.3565 | 1.3565 | 1.3565 | 1.3565 | 1.3565 | 1.3565 | 1.3565 | 1.3565 | 1.3565 | 1.3565 | 1.3565 | 1.3565 | 1.3565 | 1.3565 | 1.3565 | 1.3565 | 1.3565 | 1.3565 | 1.3565 | 1.3565
F4_Commercial_College (WA)_Existing_Space Heating_Natural Gas_Boiler_E5 | F4 | Commercial | College (WA) | Existing | Space Heating | Natural Gas | Boiler | E5 | Utility - Cost of Equipment | 0 | 0 | 0 | 0 | 0 | 0 | 0 | 0 | 0 | 0 | 0 | 0 | 0 | 0 | 0 | 0 | 0 | 0 | 0 | 0 | 0 | 0 | 0 | 0 | 0 | 0 | 0
F4_Commercial_College (WA)_Existing_Space Heating_Natural Gas_Boiler_E6 | F4 | Commercial | College (WA) | Existing | Space Heating | Natural Gas | Boiler | E6 | Utility - Cost of Equipment | 0 | 0 | 0 | 0 | 0 | 0 | 0 | 0 | 0 | 0 | 0 | 0 | 0 | 0 | 0 | 0 | 0 | 0 | 0 | 0 | 0 | 0 | 0 | 0 | 0 | 0 | 0
F4_Commercial_College (WA)_Existing_Space Heating_Natural Gas_Boiler_E7 | F4 | Commercial | College (WA) | Existing | Space Heating | Natural Gas | Boiler | E7 | Utility - Cost of Equipment | 0 | 0 | 0 | 0 | 0 | 0 | 0 | 0 | 0 | 0 | 0 | 0 | 0 | 0 | 0 | 0 | 0 | 0 | 0 | 0 | 0 | 0 | 0 | 0 | 0 | 0 | 0
F4_Commercial_College (WA)_Existing_Space Heating_Natural Gas_Boiler_E8 | F4 | Commercial | College (WA) | Existing | Space Heating | Natural Gas | Boiler | E8 | Utility - Cost of Equipment | 0 | 0 | 0 | 0 | 0 | 0 | 0 | 0 | 0 | 0 | 0 | 0 | 0 | 0 | 0 | 0 | 0 | 0 | 0 | 0 | 0 | 0 | 0 | 0 | 0 | 0 | 0
F4_Commercial_College (WA)_Existing_Space Heating_Natural Gas_Boiler_E9 | F4 | Commercial | College (WA) | Existing | Space Heating | Natural Gas | Boiler | E9 | Utility - Cost of Equipment | 0 | 0 | 0 | 0 | 0 | 0 | 0 | 0 | 0 | 0 | 0 | 0 | 0 | 0 | 0 | 0 | 0 | 0 | 0 | 0 | 0 | 0 | 0 | 0 | 0 | 0 | 0
F4_Commercial_College (WA)_Existing_Space Heating_Natural Gas_Boiler_E10 | F4 | Commercial | College (WA) | Existing | Space Heating | Natural Gas | Boiler | E10 | Utility - Cost of Equipment | 0 | 0 | 0 | 0 | 0 | 0 | 0 | 0 | 0 | 0 | 0 | 0 | 0 | 0 | 0 | 0 | 0 | 0 | 0 | 0 | 0 | 0 | 0 | 0 | 0 | 0 | 0
F5_Commercial_College (WA)_Existing_Space Heating_Natural Gas_Boiler_E1 | F5 | Commercial | College (WA) | Existing | Space Heating | Natural Gas | Boiler | E1 | Utility - Cost of Operation | 0.2009 | 0.20441 | 0.20874 | 0.21345 | 0.21856 | 0.22527 | 0.23211 | 0.23932 | 0.24625 | 0.25329 | 0.25973 | 0.26577 | 0.2723 | 0.279 | 0.28534 | 0.29164 | 0.29761 | 0.30376 | 0.31013 | 0.31667 | 0.32333 | 0.33029 | 0.33811 | 0.34513 | 0.35223 | 0.35766 | 0.36254
F5_Commercial_College (WA)_Existing_Space Heating_Natural Gas_Boiler_E2 | F5 | Commercial | College (WA) | Existing | Space Heating | Natural Gas | Boiler | E2 | Utility - Cost of Operation | 0.18908 | 0.19238 | 0.19646 | 0.20089 | 0.2057 | 0.21202 | 0.21846 | 0.22524 | 0.23176 | 0.23839 | 0.24445 | 0.25013 | 0.25628 | 0.26259 | 0.26856 | 0.27448 | 0.2801 | 0.28588 | 0.29189 | 0.29804 | 0.30431 | 0.31085 | 0.31821 | 0.32483 | 0.33151 | 0.33662 | 0.34121
F5_Commercial_College (WA)_Existing_Space Heating_Natural Gas_Boiler_E3 | F5 | Commercial | College (WA) | Existing | Space Heating | Natural Gas | Boiler | E3 | Utility - Cost of Operation | 0.16569 | 0.16858 | 0.17216 | 0.17604 | 0.18026 | 0.18579 | 0.19144 | 0.19738 | 0.20309 | 0.2089 | 0.21421 | 0.21919 | 0.22458 | 0.23011 | 0.23534 | 0.24052 | 0.24545 | 0.25052 | 0.25578 | 0.26117 | 0.26667 | 0.2724 | 0.27885 | 0.28465 | 0.2905 | 0.29498 | 0.299
F5_Commercial_College (WA)_Existing_Space Heating_Natural Gas_Boiler_E4 | F5 | Commercial | College (WA) | Existing | Space Heating | Natural Gas | Boiler | E4 | Utility - Cost of Operation | 0.10167 | 0.10314 | 0.10524 | 0.10763 | 0.11034 | 0.11429 | 0.11832 | 0.12259 | 0.12662 | 0.1307 | 0.13427 | 0.13749 | 0.14108 | 0.14479 | 0.14819 | 0.15152 | 0.15457 | 0.15772 | 0.16101 | 0.16439 | 0.16784 | 0.1715 | 0.17584 | 0.17957 | 0.18338 | 0.18727 | 0.19125
F5_Commercial_College (WA)_Existing_Space Heating_Natural Gas_Boiler_E5 | F5 | Commercial | College (WA) | Existing | Space Heating | Natural Gas | Boiler | E5 | Utility - Cost of Operation | 0 | 0 | 0 | 0 | 0 | 0 | 0 | 0 | 0 | 0 | 0 | 0 | 0 | 0 | 0 | 0 | 0 | 0 | 0 | 0 | 0 | 0 | 0 | 0 | 0 | 0 | 0
F5_Commercial_College (WA)_Existing_Space Heating_Natural Gas_Boiler_E6 | F5 | Commercial | College (WA) | Existing | Space Heating | Natural Gas | Boiler | E6 | Utility - Cost of Operation | 0 | 0 | 0 | 0 | 0 | 0 | 0 | 0 | 0 | 0 | 0 | 0 | 0 | 0 | 0 | 0 | 0 | 0 | 0 | 0 | 0 | 0 | 0 | 0 | 0 | 0 | 0
F5_Commercial_College (WA)_Existing_Space Heating_Natural Gas_Boiler_E7 | F5 | Commercial | College (WA) | Existing | Space Heating | Natural Gas | Boiler | E7 | Utility - Cost of Operation | 0 | 0 | 0 | 0 | 0 | 0 | 0 | 0 | 0 | 0 | 0 | 0 | 0 | 0 | 0 | 0 | 0 | 0 | 0 | 0 | 0 | 0 | 0 | 0 | 0 | 0 | 0
F5_Commercial_College (WA)_Existing_Space Heating_Natural Gas_Boiler_E8 | F5 | Commercial | College (WA) | Existing | Space Heating | Natural Gas | Boiler | E8 | Utility - Cost of Operation | 0 | 0 | 0 | 0 | 0 | 0 | 0 | 0 | 0 | 0 | 0 | 0 | 0 | 0 | 0 | 0 | 0 | 0 | 0 | 0 | 0 | 0 | 0 | 0 | 0 | 0 | 0
F5_Commercial_College (WA)_Existing_Space Heating_Natural Gas_Boiler_E9 | F5 | Commercial | College (WA) | Existing | Space Heating | Natural Gas | Boiler | E9 | Utility - Cost of Operation | 0 | 0 | 0 | 0 | 0 | 0 | 0 | 0 | 0 | 0 | 0 | 0 | 0 | 0 | 0 | 0 | 0 | 0 | 0 | 0 | 0 | 0 | 0 | 0 | 0 | 0 | 0
F5_Commercial_College (WA)_Existing_Space Heating_Natural Gas_Boiler_E10 | F5 | Commercial | College (WA) | Existing | Space Heating | Natural Gas | Boiler | E10 | Utility - Cost of Operation | 0 | 0 | 0 | 0 | 0 | 0 | 0 | 0 | 0 | 0 | 0 | 0 | 0 | 0 | 0 | 0 | 0 | 0 | 0 | 0 | 0 | 0 | 0 | 0 | 0 | 0 | 0
F6_Commercial_College (WA)_Existing_Space Heating_Natural Gas_Boiler_E1 | F6 | Commercial | College (WA) | Existing | Space Heating | Natural Gas | Boiler | E1 | Utility - Value of Sales | 0.22775 | 0.2305 | 0.23412 | 0.23808 | 0.24239 | 0.24848 | 0.25458 | 0.26096 | 0.26684 | 0.27267 | 0.27912 | 0.28509 | 0.29154 | 0.29813 | 0.30427 | 0.31028 | 0.31588 | 0.32159 | 0.32748 | 0.33347 | 0.3395 | 0.3468 | 0.35501 | 0.36239 | 0.36984 | 0.37554 | 0.38067
F6_Commercial_College (WA)_Existing_Space Heating_Natural Gas_Boiler_E2 | F6 | Commercial | College (WA) | Existing | Space Heating | Natural Gas | Boiler | E2 | Utility - Value of Sales | 0.21435 | 0.21694 | 0.22035 | 0.22407 | 0.22813 | 0.23386 | 0.23961 | 0.24561 | 0.25114 | 0.25663 | 0.2627 | 0.26831 | 0.27439 | 0.28059 | 0.28636 | 0.29202 | 0.29729 | 0.30267 | 0.30822 | 0.31385 | 0.31953 | 0.3264 | 0.33412 | 0.34107 | 0.34808 | 0.35345 | 0.35827
F6_Commercial_College (WA)_Existing_Space Heating_Natural Gas_Boiler_E3 | F6 | Commercial | College (WA) | Existing | Space Heating | Natural Gas | Boiler | E3 | Utility - Value of Sales | 0.18784 | 0.1901 | 0.19309 | 0.19635 | 0.19991 | 0.20494 | 0.20997 | 0.21523 | 0.22007 | 0.22488 | 0.2302 | 0.23512 | 0.24045 | 0.24588 | 0.25094 | 0.2559 | 0.26052 | 0.26523 | 0.27009 | 0.27502 | 0.28 | 0.28602 | 0.29279 | 0.29888 | 0.30503 | 0.30973 | 0.31395
F6_Commercial_College (WA)_Existing_Space Heating_Natural Gas_Boiler_E4 | F6 | Commercial | College (WA) | Existing | Space Heating | Natural Gas | Boiler | E4 | Utility - Value of Sales | 0.11867 | 0.11966 | 0.1213 | 0.12319 | 0.12537 | 0.12891 | 0.13242 | 0.13609 | 0.13931 | 0.14244 | 0.14599 | 0.14908 | 0.15253 | 0.15608 | 0.15924 | 0.16227 | 0.16494 | 0.16767 | 0.1705 | 0.17336 | 0.17623 | 0.18007 | 0.18463 | 0.18855 | 0.19255 | 0.19664 | 0.20081
F6_Commercial_College (WA)_Existing_Space Heating_Natural Gas_Boiler_E5 | F6 | Commercial | College (WA) | Existing | Space Heating | Natural Gas | Boiler | E5 | Utility - Value of Sales | 0 | 0 | 0 | 0 | 0 | 0 | 0 | 0 | 0 | 0 | 0 | 0 | 0 | 0 | 0 | 0 | 0 | 0 | 0 | 0 | 0 | 0 | 0 | 0 | 0 | 0 | 0
F6_Commercial_College (WA)_Existing_Space Heating_Natural Gas_Boiler_E6 | F6 | Commercial | College (WA) | Existing | Space Heating | Natural Gas | Boiler | E6 | Utility - Value of Sales | 0 | 0 | 0 | 0 | 0 | 0 | 0 | 0 | 0 | 0 | 0 | 0 | 0 | 0 | 0 | 0 | 0 | 0 | 0 | 0 | 0 | 0 | 0 | 0 | 0 | 0 | 0
F6_Commercial_College (WA)_Existing_Space Heating_Natural Gas_Boiler_E7 | F6 | Commercial | College (WA) | Existing | Space Heating | Natural Gas | Boiler | E7 | Utility - Value of Sales | 0 | 0 | 0 | 0 | 0 | 0 | 0 | 0 | 0 | 0 | 0 | 0 | 0 | 0 | 0 | 0 | 0 | 0 | 0 | 0 | 0 | 0 | 0 | 0 | 0 | 0 | 0
F6_Commercial_College (WA)_Existing_Space Heating_Natural Gas_Boiler_E8 | F6 | Commercial | College (WA) | Existing | Space Heating | Natural Gas | Boiler | E8 | Utility - Value of Sales | 0 | 0 | 0 | 0 | 0 | 0 | 0 | 0 | 0 | 0 | 0 | 0 | 0 | 0 | 0 | 0 | 0 | 0 | 0 | 0 | 0 | 0 | 0 | 0 | 0 | 0 | 0
F6_Commercial_College (WA)_Existing_Space Heating_Natural Gas_Boiler_E9 | F6 | Commercial | College (WA) | Existing | Space Heating | Natural Gas | Boiler | E9 | Utility - Value of Sales | 0 | 0 | 0 | 0 | 0 | 0 | 0 | 0 | 0 | 0 | 0 | 0 | 0 | 0 | 0 | 0 | 0 | 0 | 0 | 0 | 0 | 0 | 0 | 0 | 0 | 0 | 0
F6_Commercial_College (WA)_Existing_Space Heating_Natural Gas_Boiler_E10 | F6 | Commercial | College (WA) | Existing | Space Heating | Natural Gas | Boiler | E10 | Utility - Value of Sales | 0 | 0 | 0 | 0 | 0 | 0 | 0 | 0 | 0 | 0 | 0 | 0 | 0 | 0 | 0 | 0 | 0 | 0 | 0 | 0 | 0 | 0 | 0 | 0 | 0 | 0 | 0
F1_Commercial_College (WA)_Existing_Space Heating_Natural Gas_Unit Heater_E1 | F1 | Commercial | College (WA) | Existing | Space Heating | Natural Gas | Unit Heater | E1 | RVT - Cost of Equipment | 9.5119e-05 | 9.5119e-05 | 9.5119e-05 | 9.5119e-05 | 9.5119e-05 | 9.5119e-05 | 9.5119e-05 | 9.5119e-05 | 9.5119e-05 | 9.5119e-05 | 9.5119e-05 | 9.5119e-05 | 9.5119e-05 | 9.5119e-05 | 9.5119e-05 | 9.5119e-05 | 9.5119e-05 | 9.5119e-05 | 9.5119e-05 | 9.5119e-05 | 9.5119e-05 | 9.5119e-05 | 9.5119e-05 | 9.5119e-05 | 9.5119e-05 | 9.5119e-05 | 9.5119e-05
F1_Commercial_College (WA)_Existing_Space Heating_Natural Gas_Unit Heater_E2 | F1 | Commercial | College (WA) | Existing | Space Heating | Natural Gas | Unit Heater | E2 | RVT - Cost of Equipment | 0.00020861 | 0.00020861 | 0.00020861 | 0.00020861 | 0.00020861 | 0.00020861 | 0.00020861 | 0.00020861 | 0.00020861 | 0.00020861 | 0.00020861 | 0.00020861 | 0.00020861 | 0.00020861 | 0.00020861 | 0.00020861 | 0.00020861 | 0.00020861 | 0.00020861 | 0.00020861 | 0.00020861 | 0.00020861 | 0.00020861 | 0.00020861 | 0.00020861 | 0.00020861 | 0.00020861
F1_Commercial_College (WA)_Existing_Space Heating_Natural Gas_Unit Heater_E3 | F1 | Commercial | College (WA) | Existing | Space Heating | Natural Gas | Unit Heater | E3 | RVT - Cost of Equipment | 0.00013229 | 0.00013229 | 0.00013229 | 0.00013229 | 0.00013229 | 0.00013229 | 0.00013229 | 0.00013229 | 0.00013229 | 0.00013229 | 0.00013229 | 0.00013229 | 0.00013229 | 0.00013229 | 0.00013229 | 0.00013229 | 0.00013229 | 0.00013229 | 0.00013229 | 0.00013229 | 0.00013229 | 0.00013229 | 0.00013229 | 0.00013229 | 0.00013229 | 0.00013229 | 0.00013229
F1_Commercial_College (WA)_Existing_Space Heating_Natural Gas_Unit Heater_E4 | F1 | Commercial | College (WA) | Existing | Space Heating | Natural Gas | Unit Heater | E4 | RVT - Cost of Equipment | 0 | 0 | 0 | 0 | 0 | 0 | 0 | 0 | 0 | 0 | 0 | 0 | 0 | 0 | 0 | 0 | 0 | 0 | 0 | 0 | 0 | 0 | 0 | 0 | 0 | 0 | 0
F1_Commercial_College (WA)_Existing_Space Heating_Natural Gas_Unit Heater_E5 | F1 | Commercial | College (WA) | Existing | Space Heating | Natural Gas | Unit Heater | E5 | RVT - Cost of Equipment | 0 | 0 | 0 | 0 | 0 | 0 | 0 | 0 | 0 | 0 | 0 | 0 | 0 | 0 | 0 | 0 | 0 | 0 | 0 | 0 | 0 | 0 | 0 | 0 | 0 | 0 | 0
F1_Commercial_College (WA)_Existing_Space Heating_Natural Gas_Unit Heater_E6 | F1 | Commercial | College (WA) | Existing | Space Heating | Natural Gas | Unit Heater | E6 | RVT - Cost of Equipment | 0 | 0 | 0 | 0 | 0 | 0 | 0 | 0 | 0 | 0 | 0 | 0 | 0 | 0 | 0 | 0 | 0 | 0 | 0 | 0 | 0 | 0 | 0 | 0 | 0 | 0 | 0
F1_Commercial_College (WA)_Existing_Space Heating_Natural Gas_Unit Heater_E7 | F1 | Commercial | College (WA) | Existing | Space Heating | Natural Gas | Unit Heater | E7 | RVT - Cost of Equipment | 0 | 0 | 0 | 0 | 0 | 0 | 0 | 0 | 0 | 0 | 0 | 0 | 0 | 0 | 0 | 0 | 0 | 0 | 0 | 0 | 0 | 0 | 0 | 0 | 0 | 0 | 0
F1_Commercial_College (WA)_Existing_Space Heating_Natural Gas_Unit Heater_E8 | F1 | Commercial | College (WA) | Existing | Space Heating | Natural Gas | Unit Heater | E8 | RVT - Cost of Equipment | 0 | 0 | 0 | 0 | 0 | 0 | 0 | 0 | 0 | 0 | 0 | 0 | 0 | 0 | 0 | 0 | 0 | 0 | 0 | 0 | 0 | 0 | 0 | 0 | 0 | 0 | 0
F1_Commercial_College (WA)_Existing_Space Heating_Natural Gas_Unit Heater_E9 | F1 | Commercial | College (WA) | Existing | Space Heating | Natural Gas | Unit Heater | E9 | RVT - Cost of Equipment | 0 | 0 | 0 | 0 | 0 | 0 | 0 | 0 | 0 | 0 | 0 | 0 | 0 | 0 | 0 | 0 | 0 | 0 | 0 | 0 | 0 | 0 | 0 | 0 | 0 | 0 | 0
F1_Commercial_College (WA)_Existing_Space Heating_Natural Gas_Unit Heater_E10 | F1 | Commercial | College (WA) | Existing | Space Heating | Natural Gas | Unit Heater | E10 | RVT - Cost of Equipment | 0 | 0 | 0 | 0 | 0 | 0 | 0 | 0 | 0 | 0 | 0 | 0 | 0 | 0 | 0 | 0 | 0 | 0 | 0 | 0 | 0 | 0 | 0 | 0 | 0 | 0 | 0
F2_Commercial_College (WA)_Existing_Space Heating_Natural Gas_Unit Heater_E1 | F2 | Commercial | College (WA) | Existing | Space Heating | Natural Gas | Unit Heater | E1 | RVT - Cost of Operation | 0.053998 | 0.054567 | 0.055381 | 0.056278 | 0.057266 | 0.05876 | 0.060239 | 0.061794 | 0.063205 | 0.064595 | 0.066161 | 0.067578 | 0.069131 | 0.070716 | 0.07216 | 0.073561 | 0.074833 | 0.076131 | 0.077473 | 0.078834 | 0.080201 | 0.081942 | 0.083957 | 0.085739 | 0.087558 | 0.089417 | 0.091315
F2_Commercial_College (WA)_Existing_Space Heating_Natural Gas_Unit Heater_E2 | F2 | Commercial | College (WA) | Existing | Space Heating | Natural Gas | Unit Heater | E2 | RVT - Cost of Operation | 0.048027 | 0.048533 | 0.049257 | 0.050055 | 0.050934 | 0.052263 | 0.053578 | 0.054961 | 0.056216 | 0.057453 | 0.058845 | 0.060105 | 0.061487 | 0.062896 | 0.06418 | 0.065427 | 0.066558 | 0.067713 | 0.068906 | 0.070116 | 0.071332 | 0.072881 | 0.074673 | 0.076258 | 0.077876 | 0.079529 | 0.081217
F2_Commercial_College (WA)_Existing_Space Heating_Natural Gas_Unit Heater_E3 | F2 | Commercial | College (WA) | Existing | Space Heating | Natural Gas | Unit Heater | E3 | RVT - Cost of Operation | 0.045888 | 0.04627 | 0.046904 | 0.047638 | 0.048478 | 0.049847 | 0.051205 | 0.052625 | 0.053871 | 0.05508 | 0.056451 | 0.057647 | 0.058981 | 0.060353 | 0.061575 | 0.062748 | 0.063782 | 0.064837 | 0.065931 | 0.067038 | 0.068145 | 0.069631 | 0.071393 | 0.072909 | 0.074456 | 0.076037 | 0.07765
F2_Commercial_College (WA)_Existing_Space Heating_Natural Gas_Unit Heater_E4 | F2 | Commercial | College (WA) | Existing | Space Heating | Natural Gas | Unit Heater | E4 | RVT - Cost of Operation | 0 | 0 | 0 | 0 | 0 | 0 | 0 | 0 | 0 | 0 | 0 | 0 | 0 | 0 | 0 | 0 | 0 | 0 | 0 | 0 | 0 | 0 | 0 | 0 | 0 | 0 | 0
F2_Commercial_College (WA)_Existing_Space Heating_Natural Gas_Unit Heater_E5 | F2 | Commercial | College (WA) | Existing | Space Heating | Natural Gas | Unit Heater | E5 | RVT - Cost of Operation | 0 | 0 | 0 | 0 | 0 | 0 | 0 | 0 | 0 | 0 | 0 | 0 | 0 | 0 | 0 | 0 | 0 | 0 | 0 | 0 | 0 | 0 | 0 | 0 | 0 | 0 | 0
F2_Commercial_College (WA)_Existing_Space Heating_Natural Gas_Unit Heater_E6 | F2 | Commercial | College (WA) | Existing | Space Heating | Natural Gas | Unit Heater | E6 | RVT - Cost of Operation | 0 | 0 | 0 | 0 | 0 | 0 | 0 | 0 | 0 | 0 | 0 | 0 | 0 | 0 | 0 | 0 | 0 | 0 | 0 | 0 | 0 | 0 | 0 | 0 | 0 | 0 | 0
F2_Commercial_College (WA)_Existing_Space Heating_Natural Gas_Unit Heater_E7 | F2 | Commercial | College (WA) | Existing | Space Heating | Natural Gas | Unit Heater | E7 | RVT - Cost of Operation | 0 | 0 | 0 | 0 | 0 | 0 | 0 | 0 | 0 | 0 | 0 | 0 | 0 | 0 | 0 | 0 | 0 | 0 | 0 | 0 | 0 | 0 | 0 | 0 | 0 | 0 | 0
F2_Commercial_College (WA)_Existing_Space Heating_Natural Gas_Unit Heater_E8 | F2 | Commercial | College (WA) | Existing | Space Heating | Natural Gas | Unit Heater | E8 | RVT - Cost of Operation | 0 | 0 | 0 | 0 | 0 | 0 | 0 | 0 | 0 | 0 | 0 | 0 | 0 | 0 | 0 | 0 | 0 | 0 | 0 | 0 | 0 | 0 | 0 | 0 | 0 | 0 | 0
F2_Commercial_College (WA)_Existing_Space Heating_Natural Gas_Unit Heater_E9 | F2 | Commercial | College (WA) | Existing | Space Heating | Natural Gas | Unit Heater | E9 | RVT - Cost of Operation | 0 | 0 | 0 | 0 | 0 | 0 | 0 | 0 | 0 | 0 | 0 | 0 | 0 | 0 | 0 | 0 | 0 | 0 | 0 | 0 | 0 | 0 | 0 | 0 | 0 | 0 | 0
F2_Commercial_College (WA)_Existing_Space Heating_Natural Gas_Unit Heater_E10 | F2 | Commercial | College (WA) | Existing | Space Heating | Natural Gas | Unit Heater | E10 | RVT - Cost of Operation | 0 | 0 | 0 | 0 | 0 | 0 | 0 | 0 | 0 | 0 | 0 | 0 | 0 | 0 | 0 | 0 | 0 | 0 | 0 | 0 | 0 | 0 | 0 | 0 | 0 | 0 | 0
F3_Commercial_College (WA)_Existing_Space Heating_Natural Gas_Unit Heater_E1 | F3 | Commercial | College (WA) | Existing | Space Heating | Natural Gas | Unit Heater | E1 | System - kBTUs of Consumption | 11.4084 | 11.3869 | 11.3869 | 11.3869 | 11.3869 | 11.3869 | 11.3869 | 11.3869 | 11.3869 | 11.3869 | 11.3869 | 11.3869 | 11.3869 | 11.3869 | 11.3869 | 11.3869 | 11.3869 | 11.3869 | 11.3869 | 11.3869 | 11.3869 | 11.3869 | 11.3869 | 11.3869 | 11.3869 | 11.3869 | 11.3869
F3_Commercial_College (WA)_Existing_Space Heating_Natural Gas_Unit Heater_E2 | F3 | Commercial | College (WA) | Existing | Space Heating | Natural Gas | Unit Heater | E2 | System - kBTUs of Consumption | 10.1469 | 10.1278 | 10.1278 | 10.1278 | 10.1278 | 10.1278 | 10.1278 | 10.1278 | 10.1278 | 10.1278 | 10.1278 | 10.1278 | 10.1278 | 10.1278 | 10.1278 | 10.1278 | 10.1278 | 10.1278 | 10.1278 | 10.1278 | 10.1278 | 10.1278 | 10.1278 | 10.1278 | 10.1278 | 10.1278 | 10.1278
F3_Commercial_College (WA)_Existing_Space Heating_Natural Gas_Unit Heater_E3 | F3 | Commercial | College (WA) | Existing | Space Heating | Natural Gas | Unit Heater | E3 | System - kBTUs of Consumption | 10.0984 | 10.073 | 10.073 | 10.073 | 10.073 | 10.073 | 10.073 | 10.073 | 10.073 | 10.073 | 10.073 | 10.073 | 10.073 | 10.073 | 10.073 | 10.073 | 10.073 | 10.073 | 10.073 | 10.073 | 10.073 | 10.073 | 10.073 | 10.073 | 10.073 | 10.073 | 10.073
F3_Commercial_College (WA)_Existing_Space Heating_Natural Gas_Unit Heater_E4 | F3 | Commercial | College (WA) | Existing | Space Heating | Natural Gas | Unit Heater | E4 | System - kBTUs of Consumption | 0 | 0 | 0 | 0 | 0 | 0 | 0 | 0 | 0 | 0 | 0 | 0 | 0 | 0 | 0 | 0 | 0 | 0 | 0 | 0 | 0 | 0 | 0 | 0 | 0 | 0 | 0
F3_Commercial_College (WA)_Existing_Space Heating_Natural Gas_Unit Heater_E5 | F3 | Commercial | College (WA) | Existing | Space Heating | Natural Gas | Unit Heater | E5 | System - kBTUs of Consumption | 0 | 0 | 0 | 0 | 0 | 0 | 0 | 0 | 0 | 0 | 0 | 0 | 0 | 0 | 0 | 0 | 0 | 0 | 0 | 0 | 0 | 0 | 0 | 0 | 0 | 0 | 0
F3_Commercial_College (WA)_Existing_Space Heating_Natural Gas_Unit Heater_E6 | F3 | Commercial | College (WA) | Existing | Space Heating | Natural Gas | Unit Heater | E6 | System - kBTUs of Consumption | 0 | 0 | 0 | 0 | 0 | 0 | 0 | 0 | 0 | 0 | 0 | 0 | 0 | 0 | 0 | 0 | 0 | 0 | 0 | 0 | 0 | 0 | 0 | 0 | 0 | 0 | 0
F3_Commercial_College (WA)_Existing_Space Heating_Natural Gas_Unit Heater_E7 | F3 | Commercial | College (WA) | Existing | Space Heating | Natural Gas | Unit Heater | E7 | System - kBTUs of Consumption | 0 | 0 | 0 | 0 | 0 | 0 | 0 | 0 | 0 | 0 | 0 | 0 | 0 | 0 | 0 | 0 | 0 | 0 | 0 | 0 | 0 | 0 | 0 | 0 | 0 | 0 | 0
F3_Commercial_College (WA)_Existing_Space Heating_Natural Gas_Unit Heater_E8 | F3 | Commercial | College (WA) | Existing | Space Heating | Natural Gas | Unit Heater | E8 | System - kBTUs of Consumption | 0 | 0 | 0 | 0 | 0 | 0 | 0 | 0 | 0 | 0 | 0 | 0 | 0 | 0 | 0 | 0 | 0 | 0 | 0 | 0 | 0 | 0 | 0 | 0 | 0 | 0 | 0
F3_Commercial_College (WA)_Existing_Space Heating_Natural Gas_Unit Heater_E9 | F3 | Commercial | College (WA) | Existing | Space Heating | Natural Gas | Unit Heater | E9 | System - kBTUs of Consumption | 0 | 0 | 0 | 0 | 0 | 0 | 0 | 0 | 0 | 0 | 0 | 0 | 0 | 0 | 0 | 0 | 0 | 0 | 0 | 0 | 0 | 0 | 0 | 0 | 0 | 0 | 0
F3_Commercial_College (WA)_Existing_Space Heating_Natural Gas_Unit Heater_E10 | F3 | Commercial | College (WA) | Existing | Space Heating | Natural Gas | Unit Heater | E10 | System - kBTUs of Consumption | 0 | 0 | 0 | 0 | 0 | 0 | 0 | 0 | 0 | 0 | 0 | 0 | 0 | 0 | 0 | 0 | 0 | 0 | 0 | 0 | 0 | 0 | 0 | 0 | 0 | 0 | 0
F4_Commercial_College (WA)_Existing_Space Heating_Natural Gas_Unit Heater_E1 | F4 | Commercial | College (WA) | Existing | Space Heating | Natural Gas | Unit Heater | E1 | Utility - Cost of Equipment | 9.5119e-05 | 9.5119e-05 | 9.5119e-05 | 9.5119e-05 | 9.5119e-05 | 9.5119e-05 | 9.5119e-05 | 9.5119e-05 | 9.5119e-05 | 9.5119e-05 | 9.5119e-05 | 9.5119e-05 | 9.5119e-05 | 9.5119e-05 | 9.5119e-05 | 9.5119e-05 | 9.5119e-05 | 9.5119e-05 | 9.5119e-05 | 9.5119e-05 | 9.5119e-05 | 9.5119e-05 | 9.5119e-05 | 9.5119e-05 | 9.5119e-05 | 9.5119e-05 | 9.5119e-05
F4_Commercial_College (WA)_Existing_Space Heating_Natural Gas_Unit Heater_E2 | F4 | Commercial | College (WA) | Existing | Space Heating | Natural Gas | Unit Heater | E2 | Utility - Cost of Equipment | 0.00020861 | 0.00020861 | 0.00020861 | 0.00020861 | 0.00020861 | 0.00020861 | 0.00020861 | 0.00020861 | 0.00020861 | 0.00020861 | 0.00020861 | 0.00020861 | 0.00020861 | 0.00020861 | 0.00020861 | 0.00020861 | 0.00020861 | 0.00020861 | 0.00020861 | 0.00020861 | 0.00020861 | 0.00020861 | 0.00020861 | 0.00020861 | 0.00020861 | 0.00020861 | 0.00020861
F4_Commercial_College (WA)_Existing_Space Heating_Natural Gas_Unit Heater_E3 | F4 | Commercial | College (WA) | Existing | Space Heating | Natural Gas | Unit Heater | E3 | Utility - Cost of Equipment | 0.00013229 | 0.00013229 | 0.00013229 | 0.00013229 | 0.00013229 | 0.00013229 | 0.00013229 | 0.00013229 | 0.00013229 | 0.00013229 | 0.00013229 | 0.00013229 | 0.00013229 | 0.00013229 | 0.00013229 | 0.00013229 | 0.00013229 | 0.00013229 | 0.00013229 | 0.00013229 | 0.00013229 | 0.00013229 | 0.00013229 | 0.00013229 | 0.00013229 | 0.00013229 | 0.00013229
F4_Commercial_College (WA)_Existing_Space Heating_Natural Gas_Unit Heater_E4 | F4 | Commercial | College (WA) | Existing | Space Heating | Natural Gas | Unit Heater | E4 | Utility - Cost of Equipment | 0 | 0 | 0 | 0 | 0 | 0 | 0 | 0 | 0 | 0 | 0 | 0 | 0 | 0 | 0 | 0 | 0 | 0 | 0 | 0 | 0 | 0 | 0 | 0 | 0 | 0 | 0
F4_Commercial_College (WA)_Existing_Space Heating_Natural Gas_Unit Heater_E5 | F4 | Commercial | College (WA) | Existing | Space Heating | Natural Gas | Unit Heater | E5 | Utility - Cost of Equipment | 0 | 0 | 0 | 0 | 0 | 0 | 0 | 0 | 0 | 0 | 0 | 0 | 0 | 0 | 0 | 0 | 0 | 0 | 0 | 0 | 0 | 0 | 0 | 0 | 0 | 0 | 0
F4_Commercial_College (WA)_Existing_Space Heating_Natural Gas_Unit Heater_E6 | F4 | Commercial | College (WA) | Existing | Space Heating | Natural Gas | Unit Heater | E6 | Utility - Cost of Equipment | 0 | 0 | 0 | 0 | 0 | 0 | 0 | 0 | 0 | 0 | 0 | 0 | 0 | 0 | 0 | 0 | 0 | 0 | 0 | 0 | 0 | 0 | 0 | 0 | 0 | 0 | 0
F4_Commercial_College (WA)_Existing_Space Heating_Natural Gas_Unit Heater_E7 | F4 | Commercial | College (WA) | Existing | Space Heating | Natural Gas | Unit Heater | E7 | Utility - Cost of Equipment | 0 | 0 | 0 | 0 | 0 | 0 | 0 | 0 | 0 | 0 | 0 | 0 | 0 | 0 | 0 | 0 | 0 | 0 | 0 | 0 | 0 | 0 | 0 | 0 | 0 | 0 | 0
F4_Commercial_College (WA)_Existing_Space Heating_Natural Gas_Unit Heater_E8 | F4 | Commercial | College (WA) | Existing | Space Heating | Natural Gas | Unit Heater | E8 | Utility - Cost of Equipment | 0 | 0 | 0 | 0 | 0 | 0 | 0 | 0 | 0 | 0 | 0 | 0 | 0 | 0 | 0 | 0 | 0 | 0 | 0 | 0 | 0 | 0 | 0 | 0 | 0 | 0 | 0
F4_Commercial_College (WA)_Existing_Space Heating_Natural Gas_Unit Heater_E9 | F4 | Commercial | College (WA) | Existing | Space Heating | Natural Gas | Unit Heater | E9 | Utility - Cost of Equipment | 0 | 0 | 0 | 0 | 0 | 0 | 0 | 0 | 0 | 0 | 0 | 0 | 0 | 0 | 0 | 0 | 0 | 0 | 0 | 0 | 0 | 0 | 0 | 0 | 0 | 0 | 0
F4_Commercial_College (WA)_Existing_Space Heating_Natural Gas_Unit Heater_E10 | F4 | Commercial | College (WA) | Existing | Space Heating | Natural Gas | Unit Heater | E10 | Utility - Cost of Equipment | 0 | 0 | 0 | 0 | 0 | 0 | 0 | 0 | 0 | 0 | 0 | 0 | 0 | 0 | 0 | 0 | 0 | 0 | 0 | 0 | 0 | 0 | 0 | 0 | 0 | 0 | 0
F5_Commercial_College (WA)_Existing_Space Heating_Natural Gas_Unit Heater_E1 | F5 | Commercial | College (WA) | Existing | Space Heating | Natural Gas | Unit Heater | E1 | Utility - Cost of Operation | 0.046844 | 0.047614 | 0.048618 | 0.049726 | 0.050946 | 0.052626 | 0.054337 | 0.05615 | 0.057884 | 0.059645 | 0.061222 | 0.062676 | 0.064267 | 0.065902 | 0.067424 | 0.068924 | 0.070324 | 0.071766 | 0.073269 | 0.074811 | 0.076382 | 0.07804 | 0.079959 | 0.081656 | 0.083389 | 0.085159 | 0.086966
F5_Commercial_College (WA)_Existing_Space Heating_Natural Gas_Unit Heater_E2 | F5 | Commercial | College (WA) | Existing | Space Heating | Natural Gas | Unit Heater | E2 | Utility - Cost of Operation | 0.041664 | 0.042349 | 0.043242 | 0.044228 | 0.045312 | 0.046807 | 0.048329 | 0.049941 | 0.051483 | 0.05305 | 0.054452 | 0.055745 | 0.057161 | 0.058615 | 0.059968 | 0.061302 | 0.062547 | 0.063831 | 0.065167 | 0.066538 | 0.067936 | 0.06941 | 0.071117 | 0.072627 | 0.074168 | 0.075742 | 0.07735
F5_Commercial_College (WA)_Existing_Space Heating_Natural Gas_Unit Heater_E3 | F5 | Commercial | College (WA) | Existing | Space Heating | Natural Gas | Unit Heater | E3 | Utility - Cost of Operation | 0.039313 | 0.039885 | 0.040695 | 0.04162 | 0.042668 | 0.044194 | 0.045752 | 0.047405 | 0.048961 | 0.050539 | 0.05192 | 0.053167 | 0.054553 | 0.055989 | 0.057304 | 0.058592 | 0.05977 | 0.060987 | 0.062261 | 0.063568 | 0.0649 | 0.066315 | 0.067994 | 0.069437 | 0.070911 | 0.072416 | 0.073953
F5_Commercial_College (WA)_Existing_Space Heating_Natural Gas_Unit Heater_E4 | F5 | Commercial | College (WA) | Existing | Space Heating | Natural Gas | Unit Heater | E4 | Utility - Cost of Operation | 0 | 0 | 0 | 0 | 0 | 0 | 0 | 0 | 0 | 0 | 0 | 0 | 0 | 0 | 0 | 0 | 0 | 0 | 0 | 0 | 0 | 0 | 0 | 0 | 0 | 0 | 0
F5_Commercial_College (WA)_Existing_Space Heating_Natural Gas_Unit Heater_E5 | F5 | Commercial | College (WA) | Existing | Space Heating | Natural Gas | Unit Heater | E5 | Utility - Cost of Operation | 0 | 0 | 0 | 0 | 0 | 0 | 0 | 0 | 0 | 0 | 0 | 0 | 0 | 0 | 0 | 0 | 0 | 0 | 0 | 0 | 0 | 0 | 0 | 0 | 0 | 0 | 0
F5_Commercial_College (WA)_Existing_Space Heating_Natural Gas_Unit Heater_E6 | F5 | Commercial | College (WA) | Existing | Space Heating | Natural Gas | Unit Heater | E6 | Utility - Cost of Operation | 0 | 0 | 0 | 0 | 0 | 0 | 0 | 0 | 0 | 0 | 0 | 0 | 0 | 0 | 0 | 0 | 0 | 0 | 0 | 0 | 0 | 0 | 0 | 0 | 0 | 0 | 0
F5_Commercial_College (WA)_Existing_Space Heating_Natural Gas_Unit Heater_E7 | F5 | Commercial | College (WA) | Existing | Space Heating | Natural Gas | Unit Heater | E7 | Utility - Cost of Operation | 0 | 0 | 0 | 0 | 0 | 0 | 0 | 0 | 0 | 0 | 0 | 0 | 0 | 0 | 0 | 0 | 0 | 0 | 0 | 0 | 0 | 0 | 0 | 0 | 0 | 0 | 0
F5_Commercial_College (WA)_Existing_Space Heating_Natural Gas_Unit Heater_E8 | F5 | Commercial | College (WA) | Existing | Space Heating | Natural Gas | Unit Heater | E8 | Utility - Cost of Operation | 0 | 0 | 0 | 0 | 0 | 0 | 0 | 0 | 0 | 0 | 0 | 0 | 0 | 0 | 0 | 0 | 0 | 0 | 0 | 0 | 0 | 0 | 0 | 0 | 0 | 0 | 0
F5_Commercial_College (WA)_Existing_Space Heating_Natural Gas_Unit Heater_E9 | F5 | Commercial | College (WA) | Existing | Space Heating | Natural Gas | Unit Heater | E9 | Utility - Cost of Operation | 0 | 0 | 0 | 0 | 0 | 0 | 0 | 0 | 0 | 0 | 0 | 0 | 0 | 0 | 0 | 0 | 0 | 0 | 0 | 0 | 0 | 0 | 0 | 0 | 0 | 0 | 0
F5_Commercial_College (WA)_Existing_Space Heating_Natural Gas_Unit Heater_E10 | F5 | Commercial | College (WA) | Existing | Space Heating | Natural Gas | Unit Heater | E10 | Utility - Cost of Operation | 0 | 0 | 0 | 0 | 0 | 0 | 0 | 0 | 0 | 0 | 0 | 0 | 0 | 0 | 0 | 0 | 0 | 0 | 0 | 0 | 0 | 0 | 0 | 0 | 0 | 0 | 0
F6_Commercial_College (WA)_Existing_Space Heating_Natural Gas_Unit Heater_E1 | F6 | Commercial | College (WA) | Existing | Space Heating | Natural Gas | Unit Heater | E1 | Utility - Value of Sales | 0.053998 | 0.054567 | 0.055381 | 0.056278 | 0.057266 | 0.05876 | 0.060239 | 0.061794 | 0.063205 | 0.064595 | 0.066161 | 0.067578 | 0.069131 | 0.070716 | 0.07216 | 0.073561 | 0.074833 | 0.076131 | 0.077473 | 0.078834 | 0.080201 | 0.081942 | 0.083957 | 0.085739 | 0.087558 | 0.089417 | 0.091315
F6_Commercial_College (WA)_Existing_Space Heating_Natural Gas_Unit Heater_E2 | F6 | Commercial | College (WA) | Existing | Space Heating | Natural Gas | Unit Heater | E2 | Utility - Value of Sales | 0.048027 | 0.048533 | 0.049257 | 0.050055 | 0.050934 | 0.052263 | 0.053578 | 0.054961 | 0.056216 | 0.057453 | 0.058845 | 0.060105 | 0.061487 | 0.062896 | 0.06418 | 0.065427 | 0.066558 | 0.067713 | 0.068906 | 0.070116 | 0.071332 | 0.072881 | 0.074673 | 0.076258 | 0.077876 | 0.079529 | 0.081217
F6_Commercial_College (WA)_Existing_Space Heating_Natural Gas_Unit Heater_E3 | F6 | Commercial | College (WA) | Existing | Space Heating | Natural Gas | Unit Heater | E3 | Utility - Value of Sales | 0.045888 | 0.04627 | 0.046904 | 0.047638 | 0.048478 | 0.049847 | 0.051205 | 0.052625 | 0.053871 | 0.05508 | 0.056451 | 0.057647 | 0.058981 | 0.060353 | 0.061575 | 0.062748 | 0.063782 | 0.064837 | 0.065931 | 0.067038 | 0.068145 | 0.069631 | 0.071393 | 0.072909 | 0.074456 | 0.076037 | 0.07765
F6_Commercial_College (WA)_Existing_Space Heating_Natural Gas_Unit Heater_E4 | F6 | Commercial | College (WA) | Existing | Space Heating | Natural Gas | Unit Heater | E4 | Utility - Value of Sales | 0 | 0 | 0 | 0 | 0 | 0 | 0 | 0 | 0 | 0 | 0 | 0 | 0 | 0 | 0 | 0 | 0 | 0 | 0 | 0 | 0 | 0 | 0 | 0 | 0 | 0 | 0
F6_Commercial_College (WA)_Existing_Space Heating_Natural Gas_Unit Heater_E5 | F6 | Commercial | College (WA) | Existing | Space Heating | Natural Gas | Unit Heater | E5 | Utility - Value of Sales | 0 | 0 | 0 | 0 | 0 | 0 | 0 | 0 | 0 | 0 | 0 | 0 | 0 | 0 | 0 | 0 | 0 | 0 | 0 | 0 | 0 | 0 | 0 | 0 | 0 | 0 | 0
F6_Commercial_College (WA)_Existing_Space Heating_Natural Gas_Unit Heater_E6 | F6 | Commercial | College (WA) | Existing | Space Heating | Natural Gas | Unit Heater | E6 | Utility - Value of Sales | 0 | 0 | 0 | 0 | 0 | 0 | 0 | 0 | 0 | 0 | 0 | 0 | 0 | 0 | 0 | 0 | 0 | 0 | 0 | 0 | 0 | 0 | 0 | 0 | 0 | 0 | 0
F6_Commercial_College (WA)_Existing_Space Heating_Natural Gas_Unit Heater_E7 | F6 | Commercial | College (WA) | Existing | Space Heating | Natural Gas | Unit Heater | E7 | Utility - Value of Sales | 0 | 0 | 0 | 0 | 0 | 0 | 0 | 0 | 0 | 0 | 0 | 0 | 0 | 0 | 0 | 0 | 0 | 0 | 0 | 0 | 0 | 0 | 0 | 0 | 0 | 0 | 0
F6_Commercial_College (WA)_Existing_Space Heating_Natural Gas_Unit Heater_E8 | F6 | Commercial | College (WA) | Existing | Space Heating | Natural Gas | Unit Heater | E8 | Utility - Value of Sales | 0 | 0 | 0 | 0 | 0 | 0 | 0 | 0 | 0 | 0 | 0 | 0 | 0 | 0 | 0 | 0 | 0 | 0 | 0 | 0 | 0 | 0 | 0 | 0 | 0 | 0 | 0
F6_Commercial_College (WA)_Existing_Space Heating_Natural Gas_Unit Heater_E9 | F6 | Commercial | College (WA) | Existing | Space Heating | Natural Gas | Unit Heater | E9 | Utility - Value of Sales | 0 | 0 | 0 | 0 | 0 | 0 | 0 | 0 | 0 | 0 | 0 | 0 | 0 | 0 | 0 | 0 | 0 | 0 | 0 | 0 | 0 | 0 | 0 | 0 | 0 | 0 | 0
F6_Commercial_College (WA)_Existing_Space Heating_Natural Gas_Unit Heater_E10 | F6 | Commercial | College (WA) | Existing | Space Heating | Natural Gas | Unit Heater | E10 | Utility - Value of Sales | 0 | 0 | 0 | 0 | 0 | 0 | 0 | 0 | 0 | 0 | 0 | 0 | 0 | 0 | 0 | 0 | 0 | 0 | 0 | 0 | 0 | 0 | 0 | 0 | 0 | 0 | 0
F1_Commercial_College (WA)_Existing_Water Heating_Natural Gas_Water Heater_E1 | F1 | Commercial | College (WA) | Existing | Water Heating | Natural Gas | Water Heater | E1 | RVT - Cost of Equipment | 0.017432 | 0.017432 | 0.017432 | 0.017432 | 0.017432 | 0.017432 | 0.017432 | 0.017432 | 0.017432 | 0.017432 | 0.017432 | 0.017432 | 0.017432 | 0.017432 | 0.017432 | 0.017432 | 0.017432 | 0.017432 | 0.017432 | 0.017432 | 0.017432 | 0.017432 | 0.017432 | 0.017432 | 0.017432 | 0.017432 | 0.017432
F1_Commercial_College (WA)_Existing_Water Heating_Natural Gas_Water Heater_E2 | F1 | Commercial | College (WA) | Existing | Water Heating | Natural Gas | Water Heater | E2 | RVT - Cost of Equipment | 0.020918 | 0.020918 | 0.020918 | 0.020918 | 0.020918 | 0.020918 | 0.020918 | 0.020918 | 0.020918 | 0.020918 | 0.020918 | 0.020918 | 0.020918 | 0.020918 | 0.020918 | 0.020918 | 0.020918 | 0.020918 | 0.020918 | 0.020918 | 0.020918 | 0.020918 | 0.020918 | 0.020918 | 0.020918 | 0.020918 | 0.020918
F1_Commercial_College (WA)_Existing_Water Heating_Natural Gas_Water Heater_E3 | F1 | Commercial | College (WA) | Existing | Water Heating | Natural Gas | Water Heater | E3 | RVT - Cost of Equipment | 0.025714 | 0.025714 | 0.025714 | 0.025714 | 0.025714 | 0.025714 | 0.025714 | 0.025714 | 0.025714 | 0.025714 | 0.025714 | 0.025714 | 0.025714 | 0.025714 | 0.025714 | 0.025714 | 0.025714 | 0.025714 | 0.025714 | 0.025714 | 0.025714 | 0.025714 | 0.025714 | 0.025714 | 0.025714 | 0.025714 | 0.025714
F1_Commercial_College (WA)_Existing_Water Heating_Natural Gas_Water Heater_E4 | F1 | Commercial | College (WA) | Existing | Water Heating | Natural Gas | Water Heater | E4 | RVT - Cost of Equipment | 0.025917 | 0.025917 | 0.025917 | 0.025917 | 0.025917 | 0.025917 | 0.025917 | 0.025917 | 0.025917 | 0.025917 | 0.025917 | 0.025917 | 0.025917 | 0.025917 | 0.025917 | 0.025917 | 0.025917 | 0.025917 | 0.025917 | 0.025917 | 0.025917 | 0.025917 | 0.025917 | 0.025917 | 0.025917 | 0.025917 | 0.025917
F1_Commercial_College (WA)_Existing_Water Heating_Natural Gas_Water Heater_E5 | F1 | Commercial | College (WA) | Existing | Water Heating | Natural Gas | Water Heater | E5 | RVT - Cost of Equipment | 0.055945 | 0.055945 | 0.055945 | 0.055945 | 0.055945 | 0.055945 | 0.055945 | 0.055945 | 0.055945 | 0.055945 | 0.055945 | 0.055945 | 0.055945 | 0.055945 | 0.055945 | 0.055945 | 0.055945 | 0.055945 | 0.055945 | 0.055945 | 0.055945 | 0.055945 | 0.055945 | 0.055945 | 0.055945 | 0.055945 | 0.055945
F1_Commercial_College (WA)_Existing_Water Heating_Natural Gas_Water Heater_E6 | F1 | Commercial | College (WA) | Existing | Water Heating | Natural Gas | Water Heater | E6 | RVT - Cost of Equipment | 0 | 0 | 0 | 0 | 0 | 0 | 0 | 0 | 0 | 0 | 0 | 0 | 0 | 0 | 0 | 0 | 0 | 0 | 0 | 0 | 0 | 0 | 0 | 0 | 0 | 0 | 0
F1_Commercial_College (WA)_Existing_Water Heating_Natural Gas_Water Heater_E7 | F1 | Commercial | College (WA) | Existing | Water Heating | Natural Gas | Water Heater | E7 | RVT - Cost of Equipment | 0 | 0 | 0 | 0 | 0 | 0 | 0 | 0 | 0 | 0 | 0 | 0 | 0 | 0 | 0 | 0 | 0 | 0 | 0 | 0 | 0 | 0 | 0 | 0 | 0 | 0 | 0
F1_Commercial_College (WA)_Existing_Water Heating_Natural Gas_Water Heater_E8 | F1 | Commercial | College (WA) | Existing | Water Heating | Natural Gas | Water Heater | E8 | RVT - Cost of Equipment | 0 | 0 | 0 | 0 | 0 | 0 | 0 | 0 | 0 | 0 | 0 | 0 | 0 | 0 | 0 | 0 | 0 | 0 | 0 | 0 | 0 | 0 | 0 | 0 | 0 | 0 | 0
F1_Commercial_College (WA)_Existing_Water Heating_Natural Gas_Water Heater_E9 | F1 | Commercial | College (WA) | Existing | Water Heating | Natural Gas | Water Heater | E9 | RVT - Cost of Equipment | 0 | 0 | 0 | 0 | 0 | 0 | 0 | 0 | 0 | 0 | 0 | 0 | 0 | 0 | 0 | 0 | 0 | 0 | 0 | 0 | 0 | 0 | 0 | 0 | 0 | 0 | 0
F1_Commercial_College (WA)_Existing_Water Heating_Natural Gas_Water Heater_E10 | F1 | Commercial | College (WA) | Existing | Water Heating | Natural Gas | Water Heater | E10 | RVT - Cost of Equipment | 0 | 0 | 0 | 0 | 0 | 0 | 0 | 0 | 0 | 0 | 0 | 0 | 0 | 0 | 0 | 0 | 0 | 0 | 0 | 0 | 0 | 0 | 0 | 0 | 0 | 0 | 0
F2_Commercial_College (WA)_Existing_Water Heating_Natural Gas_Water Heater_E1 | F2 | Commercial | College (WA) | Existing | Water Heating | Natural Gas | Water Heater | E1 | RVT - Cost of Operation | 0.072052 | 0.0735 | 0.07513 | 0.076961 | 0.079002 | 0.081469 | 0.083917 | 0.086232 | 0.088331 | 0.090375 | 0.092492 | 0.094433 | 0.096506 | 0.098515 | 0.10028 | 0.10191 | 0.10332 | 0.10469 | 0.10614 | 0.10751 | 0.10889 | 0.11081 | 0.11276 | 0.11476 | 0.1168 | 0.11887 | 0.12099
F2_Commercial_College (WA)_Existing_Water Heating_Natural Gas_Water Heater_E2 | F2 | Commercial | College (WA) | Existing | Water Heating | Natural Gas | Water Heater | E2 | RVT - Cost of Operation | 0.064046 | 0.065334 | 0.066783 | 0.06841 | 0.070224 | 0.072417 | 0.074593 | 0.07665 | 0.078516 | 0.080333 | 0.082215 | 0.08394 | 0.085783 | 0.087569 | 0.089139 | 0.090583 | 0.091843 | 0.09306 | 0.094344 | 0.095563 | 0.09679 | 0.098499 | 0.10023 | 0.10201 | 0.10382 | 0.10567 | 0.10754
F2_Commercial_College (WA)_Existing_Water Heating_Natural Gas_Water Heater_E3 | F2 | Commercial | College (WA) | Existing | Water Heating | Natural Gas | Water Heater | E3 | RVT - Cost of Operation | 0.061321 | 0.062554 | 0.063941 | 0.065499 | 0.067235 | 0.069335 | 0.071419 | 0.073389 | 0.075175 | 0.076915 | 0.078717 | 0.080369 | 0.082133 | 0.083843 | 0.085346 | 0.086728 | 0.087935 | 0.0891 | 0.09033 | 0.091497 | 0.092671 | 0.094308 | 0.095964 | 0.097669 | 0.099404 | 0.10117 | 0.10297
F2_Commercial_College (WA)_Existing_Water Heating_Natural Gas_Water Heater_E4 | F2 | Commercial | College (WA) | Existing | Water Heating | Natural Gas | Water Heater | E4 | RVT - Cost of Operation | 0.064288 | 0.065581 | 0.066992 | 0.068526 | 0.070195 | 0.072162 | 0.074106 | 0.075965 | 0.077681 | 0.079372 | 0.081137 | 0.082795 | 0.084553 | 0.08627 | 0.087815 | 0.08926 | 0.090559 | 0.091828 | 0.093156 | 0.094435 | 0.095726 | 0.097419 | 0.099133 | 0.10089 | 0.10269 | 0.10451 | 0.10637
F2_Commercial_College (WA)_Existing_Water Heating_Natural Gas_Water Heater_E5 | F2 | Commercial | College (WA) | Existing | Water Heating | Natural Gas | Water Heater | E5 | RVT - Cost of Operation | 0.037801 | 0.038543 | 0.039404 | 0.040401 | 0.041539 | 0.042927 | 0.044304 | 0.045597 | 0.046758 | 0.047881 | 0.049038 | 0.050083 | 0.051203 | 0.052284 | 0.053222 | 0.054076 | 0.054809 | 0.055511 | 0.056256 | 0.056956 | 0.05766 | 0.058678 | 0.059707 | 0.060767 | 0.061847 | 0.062946 | 0.064064
F2_Commercial_College (WA)_Existing_Water Heating_Natural Gas_Water Heater_E6 | F2 | Commercial | College (WA) | Existing | Water Heating | Natural Gas | Water Heater | E6 | RVT - Cost of Operation | 0 | 0 | 0 | 0 | 0 | 0 | 0 | 0 | 0 | 0 | 0 | 0 | 0 | 0 | 0 | 0 | 0 | 0 | 0 | 0 | 0 | 0 | 0 | 0 | 0 | 0 | 0
F2_Commercial_College (WA)_Existing_Water Heating_Natural Gas_Water Heater_E7 | F2 | Commercial | College (WA) | Existing | Water Heating | Natural Gas | Water Heater | E7 | RVT - Cost of Operation | 0 | 0 | 0 | 0 | 0 | 0 | 0 | 0 | 0 | 0 | 0 | 0 | 0 | 0 | 0 | 0 | 0 | 0 | 0 | 0 | 0 | 0 | 0 | 0 | 0 | 0 | 0
F2_Commercial_College (WA)_Existing_Water Heating_Natural Gas_Water Heater_E8 | F2 | Commercial | College (WA) | Existing | Water Heating | Natural Gas | Water Heater | E8 | RVT - Cost of Operation | 0 | 0 | 0 | 0 | 0 | 0 | 0 | 0 | 0 | 0 | 0 | 0 | 0 | 0 | 0 | 0 | 0 | 0 | 0 | 0 | 0 | 0 | 0 | 0 | 0 | 0 | 0
F2_Commercial_College (WA)_Existing_Water Heating_Natural Gas_Water Heater_E9 | F2 | Commercial | College (WA) | Existing | Water Heating | Natural Gas | Water Heater | E9 | RVT - Cost of Operation | 0 | 0 | 0 | 0 | 0 | 0 | 0 | 0 | 0 | 0 | 0 | 0 | 0 | 0 | 0 | 0 | 0 | 0 | 0 | 0 | 0 | 0 | 0 | 0 | 0 | 0 | 0
F2_Commercial_College (WA)_Existing_Water Heating_Natural Gas_Water Heater_E10 | F2 | Commercial | College (WA) | Existing | Water Heating | Natural Gas | Water Heater | E10 | RVT - Cost of Operation | 0 | 0 | 0 | 0 | 0 | 0 | 0 | 0 | 0 | 0 | 0 | 0 | 0 | 0 | 0 | 0 | 0 | 0 | 0 | 0 | 0 | 0 | 0 | 0 | 0 | 0 | 0
F3_Commercial_College (WA)_Existing_Water Heating_Natural Gas_Water Heater_E1 | F3 | Commercial | College (WA) | Existing | Water Heating | Natural Gas | Water Heater | E1 | System - kBTUs of Consumption | 16.6703 | 16.6703 | 16.6703 | 16.6703 | 16.6703 | 16.6703 | 16.6703 | 16.6703 | 16.6703 | 16.6703 | 16.6703 | 16.6703 | 16.6703 | 16.6703 | 16.6703 | 16.6703 | 16.6703 | 16.6703 | 16.6703 | 16.6703 | 16.6703 | 16.6703 | 16.6703 | 16.6703 | 16.6703 | 16.6703 | 16.6703
F3_Commercial_College (WA)_Existing_Water Heating_Natural Gas_Water Heater_E2 | F3 | Commercial | College (WA) | Existing | Water Heating | Natural Gas | Water Heater | E2 | System - kBTUs of Consumption | 14.818 | 14.818 | 14.818 | 14.818 | 14.818 | 14.818 | 14.818 | 14.818 | 14.818 | 14.818 | 14.818 | 14.818 | 14.818 | 14.818 | 14.818 | 14.818 | 14.818 | 14.818 | 14.818 | 14.818 | 14.818 | 14.818 | 14.818 | 14.818 | 14.818 | 14.818 | 14.818
F3_Commercial_College (WA)_Existing_Water Heating_Natural Gas_Water Heater_E3 | F3 | Commercial | College (WA) | Existing | Water Heating | Natural Gas | Water Heater | E3 | System - kBTUs of Consumption | 14.1875 | 14.1875 | 14.1875 | 14.1875 | 14.1875 | 14.1875 | 14.1875 | 14.1875 | 14.1875 | 14.1875 | 14.1875 | 14.1875 | 14.1875 | 14.1875 | 14.1875 | 14.1875 | 14.1875 | 14.1875 | 14.1875 | 14.1875 | 14.1875 | 14.1875 | 14.1875 | 14.1875 | 14.1875 | 14.1875 | 14.1875
F3_Commercial_College (WA)_Existing_Water Heating_Natural Gas_Water Heater_E4 | F3 | Commercial | College (WA) | Existing | Water Heating | Natural Gas | Water Heater | E4 | System - kBTUs of Consumption | 14.1724 | 14.1724 | 14.1724 | 14.1724 | 14.1724 | 14.1724 | 14.1724 | 14.1724 | 14.1724 | 14.1724 | 14.1724 | 14.1724 | 14.1724 | 14.1724 | 14.1724 | 14.1724 | 14.1724 | 14.1724 | 14.1724 | 14.1724 | 14.1724 | 14.1724 | 14.1724 | 14.1724 | 14.1724 | 14.1724 | 14.1724
F3_Commercial_College (WA)_Existing_Water Heating_Natural Gas_Water Heater_E5 | F3 | Commercial | College (WA) | Existing | Water Heating | Natural Gas | Water Heater | E5 | System - kBTUs of Consumption | 8.8908 | 8.8908 | 8.8908 | 8.8908 | 8.8908 | 8.8908 | 8.8908 | 8.8908 | 8.8908 | 8.8908 | 8.8908 | 8.8908 | 8.8908 | 8.8908 | 8.8908 | 8.8908 | 8.8908 | 8.8908 | 8.8908 | 8.8908 | 8.8908 | 8.8908 | 8.8908 | 8.8908 | 8.8908 | 8.8908 | 8.8908
F3_Commercial_College (WA)_Existing_Water Heating_Natural Gas_Water Heater_E6 | F3 | Commercial | College (WA) | Existing | Water Heating | Natural Gas | Water Heater | E6 | System - kBTUs of Consumption | 0 | 0 | 0 | 0 | 0 | 0 | 0 | 0 | 0 | 0 | 0 | 0 | 0 | 0 | 0 | 0 | 0 | 0 | 0 | 0 | 0 | 0 | 0 | 0 | 0 | 0 | 0
F3_Commercial_College (WA)_Existing_Water Heating_Natural Gas_Water Heater_E7 | F3 | Commercial | College (WA) | Existing | Water Heating | Natural Gas | Water Heater | E7 | System - kBTUs of Consumption | 0 | 0 | 0 | 0 | 0 | 0 | 0 | 0 | 0 | 0 | 0 | 0 | 0 | 0 | 0 | 0 | 0 | 0 | 0 | 0 | 0 | 0 | 0 | 0 | 0 | 0 | 0
F3_Commercial_College (WA)_Existing_Water Heating_Natural Gas_Water Heater_E8 | F3 | Commercial | College (WA) | Existing | Water Heating | Natural Gas | Water Heater | E8 | System - kBTUs of Consumption | 0 | 0 | 0 | 0 | 0 | 0 | 0 | 0 | 0 | 0 | 0 | 0 | 0 | 0 | 0 | 0 | 0 | 0 | 0 | 0 | 0 | 0 | 0 | 0 | 0 | 0 | 0
F3_Commercial_College (WA)_Existing_Water Heating_Natural Gas_Water Heater_E9 | F3 | Commercial | College (WA) | Existing | Water Heating | Natural Gas | Water Heater | E9 | System - kBTUs of Consumption | 0 | 0 | 0 | 0 | 0 | 0 | 0 | 0 | 0 | 0 | 0 | 0 | 0 | 0 | 0 | 0 | 0 | 0 | 0 | 0 | 0 | 0 | 0 | 0 | 0 | 0 | 0
F3_Commercial_College (WA)_Existing_Water Heating_Natural Gas_Water Heater_E10 | F3 | Commercial | College (WA) | Existing | Water Heating | Natural Gas | Water Heater | E10 | System - kBTUs of Consumption | 0 | 0 | 0 | 0 | 0 | 0 | 0 | 0 | 0 | 0 | 0 | 0 | 0 | 0 | 0 | 0 | 0 | 0 | 0 | 0 | 0 | 0 | 0 | 0 | 0 | 0 | 0
F4_Commercial_College (WA)_Existing_Water Heating_Natural Gas_Water Heater_E1 | F4 | Commercial | College (WA) | Existing | Water Heating | Natural Gas | Water Heater | E1 | Utility - Cost of Equipment | 0.017432 | 0.017432 | 0.017432 | 0.017432 | 0.017432 | 0.017432 | 0.017432 | 0.017432 | 0.017432 | 0.017432 | 0.017432 | 0.017432 | 0.017432 | 0.017432 | 0.017432 | 0.017432 | 0.017432 | 0.017432 | 0.017432 | 0.017432 | 0.017432 | 0.017432 | 0.017432 | 0.017432 | 0.017432 | 0.017432 | 0.017432
F4_Commercial_College (WA)_Existing_Water Heating_Natural Gas_Water Heater_E2 | F4 | Commercial | College (WA) | Existing | Water Heating | Natural Gas | Water Heater | E2 | Utility - Cost of Equipment | 0.020918 | 0.020918 | 0.020918 | 0.020918 | 0.020918 | 0.020918 | 0.020918 | 0.020918 | 0.020918 | 0.020918 | 0.020918 | 0.020918 | 0.020918 | 0.020918 | 0.020918 | 0.020918 | 0.020918 | 0.020918 | 0.020918 | 0.020918 | 0.020918 | 0.020918 | 0.020918 | 0.020918 | 0.020918 | 0.020918 | 0.020918
F4_Commercial_College (WA)_Existing_Water Heating_Natural Gas_Water Heater_E3 | F4 | Commercial | College (WA) | Existing | Water Heating | Natural Gas | Water Heater | E3 | Utility - Cost of Equipment | 0.025714 | 0.025714 | 0.025714 | 0.025714 | 0.025714 | 0.025714 | 0.025714 | 0.025714 | 0.025714 | 0.025714 | 0.025714 | 0.025714 | 0.025714 | 0.025714 | 0.025714 | 0.025714 | 0.025714 | 0.025714 | 0.025714 | 0.025714 | 0.025714 | 0.025714 | 0.025714 | 0.025714 | 0.025714 | 0.025714 | 0.025714
F4_Commercial_College (WA)_Existing_Water Heating_Natural Gas_Water Heater_E4 | F4 | Commercial | College (WA) | Existing | Water Heating | Natural Gas | Water Heater | E4 | Utility - Cost of Equipment | 0.025917 | 0.025917 | 0.025917 | 0.025917 | 0.025917 | 0.025917 | 0.025917 | 0.025917 | 0.025917 | 0.025917 | 0.025917 | 0.025917 | 0.025917 | 0.025917 | 0.025917 | 0.025917 | 0.025917 | 0.025917 | 0.025917 | 0.025917 | 0.025917 | 0.025917 | 0.025917 | 0.025917 | 0.025917 | 0.025917 | 0.025917
F4_Commercial_College (WA)_Existing_Water Heating_Natural Gas_Water Heater_E5 | F4 | Commercial | College (WA) | Existing | Water Heating | Natural Gas | Water Heater | E5 | Utility - Cost of Equipment | 0.055945 | 0.055945 | 0.055945 | 0.055945 | 0.055945 | 0.055945 | 0.055945 | 0.055945 | 0.055945 | 0.055945 | 0.055945 | 0.055945 | 0.055945 | 0.055945 | 0.055945 | 0.055945 | 0.055945 | 0.055945 | 0.055945 | 0.055945 | 0.055945 | 0.055945 | 0.055945 | 0.055945 | 0.055945 | 0.055945 | 0.055945
F4_Commercial_College (WA)_Existing_Water Heating_Natural Gas_Water Heater_E6 | F4 | Commercial | College (WA) | Existing | Water Heating | Natural Gas | Water Heater | E6 | Utility - Cost of Equipment | 0 | 0 | 0 | 0 | 0 | 0 | 0 | 0 | 0 | 0 | 0 | 0 | 0 | 0 | 0 | 0 | 0 | 0 | 0 | 0 | 0 | 0 | 0 | 0 | 0 | 0 | 0
F4_Commercial_College (WA)_Existing_Water Heating_Natural Gas_Water Heater_E7 | F4 | Commercial | College (WA) | Existing | Water Heating | Natural Gas | Water Heater | E7 | Utility - Cost of Equipment | 0 | 0 | 0 | 0 | 0 | 0 | 0 | 0 | 0 | 0 | 0 | 0 | 0 | 0 | 0 | 0 | 0 | 0 | 0 | 0 | 0 | 0 | 0 | 0 | 0 | 0 | 0
F4_Commercial_College (WA)_Existing_Water Heating_Natural Gas_Water Heater_E8 | F4 | Commercial | College (WA) | Existing | Water Heating | Natural Gas | Water Heater | E8 | Utility - Cost of Equipment | 0 | 0 | 0 | 0 | 0 | 0 | 0 | 0 | 0 | 0 | 0 | 0 | 0 | 0 | 0 | 0 | 0 | 0 | 0 | 0 | 0 | 0 | 0 | 0 | 0 | 0 | 0
F4_Commercial_College (WA)_Existing_Water Heating_Natural Gas_Water Heater_E9 | F4 | Commercial | College (WA) | Existing | Water Heating | Natural Gas | Water Heater | E9 | Utility - Cost of Equipment | 0 | 0 | 0 | 0 | 0 | 0 | 0 | 0 | 0 | 0 | 0 | 0 | 0 | 0 | 0 | 0 | 0 | 0 | 0 | 0 | 0 | 0 | 0 | 0 | 0 | 0 | 0
F4_Commercial_College (WA)_Existing_Water Heating_Natural Gas_Water Heater_E10 | F4 | Commercial | College (WA) | Existing | Water Heating | Natural Gas | Water Heater | E10 | Utility - Cost of Equipment | 0 | 0 | 0 | 0 | 0 | 0 | 0 | 0 | 0 | 0 | 0 | 0 | 0 | 0 | 0 | 0 | 0 | 0 | 0 | 0 | 0 | 0 | 0 | 0 | 0 | 0 | 0
F5_Commercial_College (WA)_Existing_Water Heating_Natural Gas_Water Heater_E1 | F5 | Commercial | College (WA) | Existing | Water Heating | Natural Gas | Water Heater | E1 | Utility - Cost of Operation | 0.061808 | 0.063431 | 0.065253 | 0.067294 | 0.069567 | 0.072256 | 0.074994 | 0.077691 | 0.080286 | 0.082918 | 0.085061 | 0.087083 | 0.089246 | 0.091374 | 0.093306 | 0.095134 | 0.096803 | 0.098458 | 0.10021 | 0.10194 | 0.1037 | 0.10553 | 0.10739 | 0.1093 | 0.11124 | 0.11321 | 0.11523
F5_Commercial_College (WA)_Existing_Water Heating_Natural Gas_Water Heater_E2 | F5 | Commercial | College (WA) | Existing | Water Heating | Natural Gas | Water Heater | E2 | Utility - Cost of Operation | 0.05494 | 0.056383 | 0.058003 | 0.059817 | 0.061837 | 0.064227 | 0.066661 | 0.069059 | 0.071365 | 0.073705 | 0.07561 | 0.077407 | 0.07933 | 0.081222 | 0.082939 | 0.084564 | 0.086047 | 0.087518 | 0.089078 | 0.090609 | 0.092181 | 0.093809 | 0.095456 | 0.097152 | 0.098878 | 0.10063 | 0.10242
F5_Commercial_College (WA)_Existing_Water Heating_Natural Gas_Water Heater_E3 | F5 | Commercial | College (WA) | Existing | Water Heating | Natural Gas | Water Heater | E3 | Utility - Cost of Operation | 0.052602 | 0.053984 | 0.055535 | 0.057272 | 0.059206 | 0.061494 | 0.063825 | 0.06612 | 0.068328 | 0.070569 | 0.072392 | 0.074113 | 0.075954 | 0.077765 | 0.079409 | 0.080965 | 0.082385 | 0.083794 | 0.085288 | 0.086754 | 0.088258 | 0.089817 | 0.091394 | 0.093018 | 0.09467 | 0.096352 | 0.098064
F5_Commercial_College (WA)_Existing_Water Heating_Natural Gas_Water Heater_E4 | F5 | Commercial | College (WA) | Existing | Water Heating | Natural Gas | Water Heater | E4 | Utility - Cost of Operation | 0.055855 | 0.057297 | 0.058874 | 0.060595 | 0.062471 | 0.064643 | 0.066848 | 0.069027 | 0.071136 | 0.073276 | 0.075064 | 0.076769 | 0.078582 | 0.080374 | 0.082027 | 0.083609 | 0.085079 | 0.086543 | 0.088085 | 0.089607 | 0.091168 | 0.09278 | 0.094412 | 0.096089 | 0.097796 | 0.099534 | 0.1013
F5_Commercial_College (WA)_Existing_Water Heating_Natural Gas_Water Heater_E5 | F5 | Commercial | College (WA) | Existing | Water Heating | Natural Gas | Water Heater | E5 | Utility - Cost of Operation | 0.032216 | 0.033063 | 0.03403 | 0.035132 | 0.036377 | 0.037868 | 0.039389 | 0.040885 | 0.042319 | 0.043774 | 0.044943 | 0.046039 | 0.047215 | 0.04837 | 0.049408 | 0.050385 | 0.051268 | 0.052141 | 0.053071 | 0.05398 | 0.054914 | 0.055883 | 0.056863 | 0.057874 | 0.058902 | 0.059948 | 0.061013
F5_Commercial_College (WA)_Existing_Water Heating_Natural Gas_Water Heater_E6 | F5 | Commercial | College (WA) | Existing | Water Heating | Natural Gas | Water Heater | E6 | Utility - Cost of Operation | 0 | 0 | 0 | 0 | 0 | 0 | 0 | 0 | 0 | 0 | 0 | 0 | 0 | 0 | 0 | 0 | 0 | 0 | 0 | 0 | 0 | 0 | 0 | 0 | 0 | 0 | 0
F5_Commercial_College (WA)_Existing_Water Heating_Natural Gas_Water Heater_E7 | F5 | Commercial | College (WA) | Existing | Water Heating | Natural Gas | Water Heater | E7 | Utility - Cost of Operation | 0 | 0 | 0 | 0 | 0 | 0 | 0 | 0 | 0 | 0 | 0 | 0 | 0 | 0 | 0 | 0 | 0 | 0 | 0 | 0 | 0 | 0 | 0 | 0 | 0 | 0 | 0
F5_Commercial_College (WA)_Existing_Water Heating_Natural Gas_Water Heater_E8 | F5 | Commercial | College (WA) | Existing | Water Heating | Natural Gas | Water Heater | E8 | Utility - Cost of Operation | 0 | 0 | 0 | 0 | 0 | 0 | 0 | 0 | 0 | 0 | 0 | 0 | 0 | 0 | 0 | 0 | 0 | 0 | 0 | 0 | 0 | 0 | 0 | 0 | 0 | 0 | 0
F5_Commercial_College (WA)_Existing_Water Heating_Natural Gas_Water Heater_E9 | F5 | Commercial | College (WA) | Existing | Water Heating | Natural Gas | Water Heater | E9 | Utility - Cost of Operation | 0 | 0 | 0 | 0 | 0 | 0 | 0 | 0 | 0 | 0 | 0 | 0 | 0 | 0 | 0 | 0 | 0 | 0 | 0 | 0 | 0 | 0 | 0 | 0 | 0 | 0 | 0
F5_Commercial_College (WA)_Existing_Water Heating_Natural Gas_Water Heater_E10 | F5 | Commercial | College (WA) | Existing | Water Heating | Natural Gas | Water Heater | E10 | Utility - Cost of Operation | 0 | 0 | 0 | 0 | 0 | 0 | 0 | 0 | 0 | 0 | 0 | 0 | 0 | 0 | 0 | 0 | 0 | 0 | 0 | 0 | 0 | 0 | 0 | 0 | 0 | 0 | 0
F6_Commercial_College (WA)_Existing_Water Heating_Natural Gas_Water Heater_E1 | F6 | Commercial | College (WA) | Existing | Water Heating | Natural Gas | Water Heater | E1 | Utility - Value of Sales | 0.072052 | 0.0735 | 0.07513 | 0.076961 | 0.079002 | 0.081469 | 0.083917 | 0.086232 | 0.088331 | 0.090375 | 0.092492 | 0.094433 | 0.096506 | 0.098515 | 0.10028 | 0.10191 | 0.10332 | 0.10469 | 0.10614 | 0.10751 | 0.10889 | 0.11081 | 0.11276 | 0.11476 | 0.1168 | 0.11887 | 0.12099
F6_Commercial_College (WA)_Existing_Water Heating_Natural Gas_Water Heater_E2 | F6 | Commercial | College (WA) | Existing | Water Heating | Natural Gas | Water Heater | E2 | Utility - Value of Sales | 0.064046 | 0.065334 | 0.066783 | 0.06841 | 0.070224 | 0.072417 | 0.074593 | 0.07665 | 0.078516 | 0.080333 | 0.082215 | 0.08394 | 0.085783 | 0.087569 | 0.089139 | 0.090583 | 0.091843 | 0.09306 | 0.094344 | 0.095563 | 0.09679 | 0.098499 | 0.10023 | 0.10201 | 0.10382 | 0.10567 | 0.10754
F6_Commercial_College (WA)_Existing_Water Heating_Natural Gas_Water Heater_E3 | F6 | Commercial | College (WA) | Existing | Water Heating | Natural Gas | Water Heater | E3 | Utility - Value of Sales | 0.061321 | 0.062554 | 0.063941 | 0.065499 | 0.067235 | 0.069335 | 0.071419 | 0.073389 | 0.075175 | 0.076915 | 0.078717 | 0.080369 | 0.082133 | 0.083843 | 0.085346 | 0.086728 | 0.087935 | 0.0891 | 0.09033 | 0.091497 | 0.092671 | 0.094308 | 0.095964 | 0.097669 | 0.099404 | 0.10117 | 0.10297
F6_Commercial_College (WA)_Existing_Water Heating_Natural Gas_Water Heater_E4 | F6 | Commercial | College (WA) | Existing | Water Heating | Natural Gas | Water Heater | E4 | Utility - Value of Sales | 0.064288 | 0.065581 | 0.066992 | 0.068526 | 0.070195 | 0.072162 | 0.074106 | 0.075965 | 0.077681 | 0.079372 | 0.081137 | 0.082795 | 0.084553 | 0.08627 | 0.087815 | 0.08926 | 0.090559 | 0.091828 | 0.093156 | 0.094435 | 0.095726 | 0.097419 | 0.099133 | 0.10089 | 0.10269 | 0.10451 | 0.10637
F6_Commercial_College (WA)_Existing_Water Heating_Natural Gas_Water Heater_E5 | F6 | Commercial | College (WA) | Existing | Water Heating | Natural Gas | Water Heater | E5 | Utility - Value of Sales | 0.037801 | 0.038543 | 0.039404 | 0.040401 | 0.041539 | 0.042927 | 0.044304 | 0.045597 | 0.046758 | 0.047881 | 0.049038 | 0.050083 | 0.051203 | 0.052284 | 0.053222 | 0.054076 | 0.054809 | 0.055511 | 0.056256 | 0.056956 | 0.05766 | 0.058678 | 0.059707 | 0.060767 | 0.061847 | 0.062946 | 0.064064
F6_Commercial_College (WA)_Existing_Water Heating_Natural Gas_Water Heater_E6 | F6 | Commercial | College (WA) | Existing | Water Heating | Natural Gas | Water Heater | E6 | Utility - Value of Sales | 0 | 0 | 0 | 0 | 0 | 0 | 0 | 0 | 0 | 0 | 0 | 0 | 0 | 0 | 0 | 0 | 0 | 0 | 0 | 0 | 0 | 0 | 0 | 0 | 0 | 0 | 0
F6_Commercial_College (WA)_Existing_Water Heating_Natural Gas_Water Heater_E7 | F6 | Commercial | College (WA) | Existing | Water Heating | Natural Gas | Water Heater | E7 | Utility - Value of Sales | 0 | 0 | 0 | 0 | 0 | 0 | 0 | 0 | 0 | 0 | 0 | 0 | 0 | 0 | 0 | 0 | 0 | 0 | 0 | 0 | 0 | 0 | 0 | 0 | 0 | 0 | 0
F6_Commercial_College (WA)_Existing_Water Heating_Natural Gas_Water Heater_E8 | F6 | Commercial | College (WA) | Existing | Water Heating | Natural Gas | Water Heater | E8 | Utility - Value of Sales | 0 | 0 | 0 | 0 | 0 | 0 | 0 | 0 | 0 | 0 | 0 | 0 | 0 | 0 | 0 | 0 | 0 | 0 | 0 | 0 | 0 | 0 | 0 | 0 | 0 | 0 | 0
F6_Commercial_College (WA)_Existing_Water Heating_Natural Gas_Water Heater_E9 | F6 | Commercial | College (WA) | Existing | Water Heating | Natural Gas | Water Heater | E9 | Utility - Value of Sales | 0 | 0 | 0 | 0 | 0 | 0 | 0 | 0 | 0 | 0 | 0 | 0 | 0 | 0 | 0 | 0 | 0 | 0 | 0 | 0 | 0 | 0 | 0 | 0 | 0 | 0 | 0
F6_Commercial_College (WA)_Existing_Water Heating_Natural Gas_Water Heater_E10 | F6 | Commercial | College (WA) | Existing | Water Heating | Natural Gas | Water Heater | E10 | Utility - Value of Sales | 0 | 0 | 0 | 0 | 0 | 0 | 0 | 0 | 0 | 0 | 0 | 0 | 0 | 0 | 0 | 0 | 0 | 0 | 0 | 0 | 0 | 0 | 0 | 0 | 0 | 0 | 0
F1_Commercial_College (WA)_Existing_Food Preparation_Natural Gas_Oven_E1 | F1 | Commercial | College (WA) | Existing | Food Preparation | Natural Gas | Oven | E1 | RVT - Cost of Equipment | 8.6574e-05 | 8.6574e-05 | 8.6574e-05 | 8.6574e-05 | 8.6574e-05 | 8.6574e-05 | 8.6574e-05 | 8.6574e-05 | 8.6574e-05 | 8.6574e-05 | 8.6574e-05 | 8.6574e-05 | 8.6574e-05 | 8.6574e-05 | 8.6574e-05 | 8.6574e-05 | 8.6574e-05 | 8.6574e-05 | 8.6574e-05 | 8.6574e-05 | 8.6574e-05 | 8.6574e-05 | 8.6574e-05 | 8.6574e-05 | 8.6574e-05 | 8.6574e-05 | 8.6574e-05
F1_Commercial_College (WA)_Existing_Food Preparation_Natural Gas_Oven_E2 | F1 | Commercial | College (WA) | Existing | Food Preparation | Natural Gas | Oven | E2 | RVT - Cost of Equipment | 0.00011797 | 0.00011797 | 0.00011797 | 0.00011797 | 0.00011797 | 0.00011797 | 0.00011797 | 0.00011797 | 0.00011797 | 0.00011797 | 0.00011797 | 0.00011797 | 0.00011797 | 0.00011797 | 0.00011797 | 0.00011797 | 0.00011797 | 0.00011797 | 0.00011797 | 0.00011797 | 0.00011797 | 0.00011797 | 0.00011797 | 0.00011797 | 0.00011797 | 0.00011797 | 0.00011797
F1_Commercial_College (WA)_Existing_Food Preparation_Natural Gas_Oven_E3 | F1 | Commercial | College (WA) | Existing | Food Preparation | Natural Gas | Oven | E3 | RVT - Cost of Equipment | 0 | 0 | 0 | 0 | 0 | 0 | 0 | 0 | 0 | 0 | 0 | 0 | 0 | 0 | 0 | 0 | 0 | 0 | 0 | 0 | 0 | 0 | 0 | 0 | 0 | 0 | 0
F1_Commercial_College (WA)_Existing_Food Preparation_Natural Gas_Oven_E4 | F1 | Commercial | College (WA) | Existing | Food Preparation | Natural Gas | Oven | E4 | RVT - Cost of Equipment | 0 | 0 | 0 | 0 | 0 | 0 | 0 | 0 | 0 | 0 | 0 | 0 | 0 | 0 | 0 | 0 | 0 | 0 | 0 | 0 | 0 | 0 | 0 | 0 | 0 | 0 | 0
F1_Commercial_College (WA)_Existing_Food Preparation_Natural Gas_Oven_E5 | F1 | Commercial | College (WA) | Existing | Food Preparation | Natural Gas | Oven | E5 | RVT - Cost of Equipment | 0 | 0 | 0 | 0 | 0 | 0 | 0 | 0 | 0 | 0 | 0 | 0 | 0 | 0 | 0 | 0 | 0 | 0 | 0 | 0 | 0 | 0 | 0 | 0 | 0 | 0 | 0
F1_Commercial_College (WA)_Existing_Food Preparation_Natural Gas_Oven_E6 | F1 | Commercial | College (WA) | Existing | Food Preparation | Natural Gas | Oven | E6 | RVT - Cost of Equipment | 0 | 0 | 0 | 0 | 0 | 0 | 0 | 0 | 0 | 0 | 0 | 0 | 0 | 0 | 0 | 0 | 0 | 0 | 0 | 0 | 0 | 0 | 0 | 0 | 0 | 0 | 0
F1_Commercial_College (WA)_Existing_Food Preparation_Natural Gas_Oven_E7 | F1 | Commercial | College (WA) | Existing | Food Preparation | Natural Gas | Oven | E7 | RVT - Cost of Equipment | 0 | 0 | 0 | 0 | 0 | 0 | 0 | 0 | 0 | 0 | 0 | 0 | 0 | 0 | 0 | 0 | 0 | 0 | 0 | 0 | 0 | 0 | 0 | 0 | 0 | 0 | 0
F1_Commercial_College (WA)_Existing_Food Preparation_Natural Gas_Oven_E8 | F1 | Commercial | College (WA) | Existing | Food Preparation | Natural Gas | Oven | E8 | RVT - Cost of Equipment | 0 | 0 | 0 | 0 | 0 | 0 | 0 | 0 | 0 | 0 | 0 | 0 | 0 | 0 | 0 | 0 | 0 | 0 | 0 | 0 | 0 | 0 | 0 | 0 | 0 | 0 | 0
F1_Commercial_College (WA)_Existing_Food Preparation_Natural Gas_Oven_E9 | F1 | Commercial | College (WA) | Existing | Food Preparation | Natural Gas | Oven | E9 | RVT - Cost of Equipment | 0 | 0 | 0 | 0 | 0 | 0 | 0 | 0 | 0 | 0 | 0 | 0 | 0 | 0 | 0 | 0 | 0 | 0 | 0 | 0 | 0 | 0 | 0 | 0 | 0 | 0 | 0
F1_Commercial_College (WA)_Existing_Food Preparation_Natural Gas_Oven_E10 | F1 | Commercial | College (WA) | Existing | Food Preparation | Natural Gas | Oven | E10 | RVT - Cost of Equipment | 0 | 0 | 0 | 0 | 0 | 0 | 0 | 0 | 0 | 0 | 0 | 0 | 0 | 0 | 0 | 0 | 0 | 0 | 0 | 0 | 0 | 0 | 0 | 0 | 0 | 0 | 0
F2_Commercial_College (WA)_Existing_Food Preparation_Natural Gas_Oven_E1 | F2 | Commercial | College (WA) | Existing | Food Preparation | Natural Gas | Oven | E1 | RVT - Cost of Operation | 0.0060925 | 0.0061939 | 0.0063175 | 0.0064677 | 0.0066464 | 0.0068826 | 0.0071249 | 0.0073592 | 0.007575 | 0.0077822 | 0.007995 | 0.0081851 | 0.0083835 | 0.0085667 | 0.0087211 | 0.0088579 | 0.0089701 | 0.0090758 | 0.0091893 | 0.0092934 | 0.0093975 | 0.0095631 | 0.0097304 | 0.0099033 | 0.010079 | 0.010258 | 0.010441
F2_Commercial_College (WA)_Existing_Food Preparation_Natural Gas_Oven_E2 | F2 | Commercial | College (WA) | Existing | Food Preparation | Natural Gas | Oven | E2 | RVT - Cost of Operation | 0.0043262 | 0.0043982 | 0.004486 | 0.0045927 | 0.0047196 | 0.0048873 | 0.0050593 | 0.0052258 | 0.005379 | 0.0055261 | 0.0056772 | 0.0058122 | 0.0059531 | 0.0060832 | 0.0061928 | 0.00629 | 0.0063696 | 0.0064447 | 0.0065253 | 0.0065992 | 0.0066731 | 0.0067907 | 0.0069095 | 0.0070323 | 0.0071572 | 0.0072843 | 0.0074138
F2_Commercial_College (WA)_Existing_Food Preparation_Natural Gas_Oven_E3 | F2 | Commercial | College (WA) | Existing | Food Preparation | Natural Gas | Oven | E3 | RVT - Cost of Operation | 0 | 0 | 0 | 0 | 0 | 0 | 0 | 0 | 0 | 0 | 0 | 0 | 0 | 0 | 0 | 0 | 0 | 0 | 0 | 0 | 0 | 0 | 0 | 0 | 0 | 0 | 0
F2_Commercial_College (WA)_Existing_Food Preparation_Natural Gas_Oven_E4 | F2 | Commercial | College (WA) | Existing | Food Preparation | Natural Gas | Oven | E4 | RVT - Cost of Operation | 0 | 0 | 0 | 0 | 0 | 0 | 0 | 0 | 0 | 0 | 0 | 0 | 0 | 0 | 0 | 0 | 0 | 0 | 0 | 0 | 0 | 0 | 0 | 0 | 0 | 0 | 0
F2_Commercial_College (WA)_Existing_Food Preparation_Natural Gas_Oven_E5 | F2 | Commercial | College (WA) | Existing | Food Preparation | Natural Gas | Oven | E5 | RVT - Cost of Operation | 0 | 0 | 0 | 0 | 0 | 0 | 0 | 0 | 0 | 0 | 0 | 0 | 0 | 0 | 0 | 0 | 0 | 0 | 0 | 0 | 0 | 0 | 0 | 0 | 0 | 0 | 0
F2_Commercial_College (WA)_Existing_Food Preparation_Natural Gas_Oven_E6 | F2 | Commercial | College (WA) | Existing | Food Preparation | Natural Gas | Oven | E6 | RVT - Cost of Operation | 0 | 0 | 0 | 0 | 0 | 0 | 0 | 0 | 0 | 0 | 0 | 0 | 0 | 0 | 0 | 0 | 0 | 0 | 0 | 0 | 0 | 0 | 0 | 0 | 0 | 0 | 0
F2_Commercial_College (WA)_Existing_Food Preparation_Natural Gas_Oven_E7 | F2 | Commercial | College (WA) | Existing | Food Preparation | Natural Gas | Oven | E7 | RVT - Cost of Operation | 0 | 0 | 0 | 0 | 0 | 0 | 0 | 0 | 0 | 0 | 0 | 0 | 0 | 0 | 0 | 0 | 0 | 0 | 0 | 0 | 0 | 0 | 0 | 0 | 0 | 0 | 0
F2_Commercial_College (WA)_Existing_Food Preparation_Natural Gas_Oven_E8 | F2 | Commercial | College (WA) | Existing | Food Preparation | Natural Gas | Oven | E8 | RVT - Cost of Operation | 0 | 0 | 0 | 0 | 0 | 0 | 0 | 0 | 0 | 0 | 0 | 0 | 0 | 0 | 0 | 0 | 0 | 0 | 0 | 0 | 0 | 0 | 0 | 0 | 0 | 0 | 0
F2_Commercial_College (WA)_Existing_Food Preparation_Natural Gas_Oven_E9 | F2 | Commercial | College (WA) | Existing | Food Preparation | Natural Gas | Oven | E9 | RVT - Cost of Operation | 0 | 0 | 0 | 0 | 0 | 0 | 0 | 0 | 0 | 0 | 0 | 0 | 0 | 0 | 0 | 0 | 0 | 0 | 0 | 0 | 0 | 0 | 0 | 0 | 0 | 0 | 0
F2_Commercial_College (WA)_Existing_Food Preparation_Natural Gas_Oven_E10 | F2 | Commercial | College (WA) | Existing | Food Preparation | Natural Gas | Oven | E10 | RVT - Cost of Operation | 0 | 0 | 0 | 0 | 0 | 0 | 0 | 0 | 0 | 0 | 0 | 0 | 0 | 0 | 0 | 0 | 0 | 0 | 0 | 0 | 0 | 0 | 0 | 0 | 0 | 0 | 0
F3_Commercial_College (WA)_Existing_Food Preparation_Natural Gas_Oven_E1 | F3 | Commercial | College (WA) | Existing | Food Preparation | Natural Gas | Oven | E1 | System - kBTUs of Consumption | 1.4768 | 1.4768 | 1.4768 | 1.4768 | 1.4768 | 1.4768 | 1.4768 | 1.4768 | 1.4768 | 1.4768 | 1.4768 | 1.4768 | 1.4768 | 1.4768 | 1.4768 | 1.4768 | 1.4768 | 1.4768 | 1.4768 | 1.4768 | 1.4768 | 1.4768 | 1.4768 | 1.4768 | 1.4768 | 1.4768 | 1.4768
F3_Commercial_College (WA)_Existing_Food Preparation_Natural Gas_Oven_E2 | F3 | Commercial | College (WA) | Existing | Food Preparation | Natural Gas | Oven | E2 | System - kBTUs of Consumption | 1.0486 | 1.0486 | 1.0486 | 1.0486 | 1.0486 | 1.0486 | 1.0486 | 1.0486 | 1.0486 | 1.0486 | 1.0486 | 1.0486 | 1.0486 | 1.0486 | 1.0486 | 1.0486 | 1.0486 | 1.0486 | 1.0486 | 1.0486 | 1.0486 | 1.0486 | 1.0486 | 1.0486 | 1.0486 | 1.0486 | 1.0486
F3_Commercial_College (WA)_Existing_Food Preparation_Natural Gas_Oven_E3 | F3 | Commercial | College (WA) | Existing | Food Preparation | Natural Gas | Oven | E3 | System - kBTUs of Consumption | 0 | 0 | 0 | 0 | 0 | 0 | 0 | 0 | 0 | 0 | 0 | 0 | 0 | 0 | 0 | 0 | 0 | 0 | 0 | 0 | 0 | 0 | 0 | 0 | 0 | 0 | 0
F3_Commercial_College (WA)_Existing_Food Preparation_Natural Gas_Oven_E4 | F3 | Commercial | College (WA) | Existing | Food Preparation | Natural Gas | Oven | E4 | System - kBTUs of Consumption | 0 | 0 | 0 | 0 | 0 | 0 | 0 | 0 | 0 | 0 | 0 | 0 | 0 | 0 | 0 | 0 | 0 | 0 | 0 | 0 | 0 | 0 | 0 | 0 | 0 | 0 | 0
F3_Commercial_College (WA)_Existing_Food Preparation_Natural Gas_Oven_E5 | F3 | Commercial | College (WA) | Existing | Food Preparation | Natural Gas | Oven | E5 | System - kBTUs of Consumption | 0 | 0 | 0 | 0 | 0 | 0 | 0 | 0 | 0 | 0 | 0 | 0 | 0 | 0 | 0 | 0 | 0 | 0 | 0 | 0 | 0 | 0 | 0 | 0 | 0 | 0 | 0
F3_Commercial_College (WA)_Existing_Food Preparation_Natural Gas_Oven_E6 | F3 | Commercial | College (WA) | Existing | Food Preparation | Natural Gas | Oven | E6 | System - kBTUs of Consumption | 0 | 0 | 0 | 0 | 0 | 0 | 0 | 0 | 0 | 0 | 0 | 0 | 0 | 0 | 0 | 0 | 0 | 0 | 0 | 0 | 0 | 0 | 0 | 0 | 0 | 0 | 0
F3_Commercial_College (WA)_Existing_Food Preparation_Natural Gas_Oven_E7 | F3 | Commercial | College (WA) | Existing | Food Preparation | Natural Gas | Oven | E7 | System - kBTUs of Consumption | 0 | 0 | 0 | 0 | 0 | 0 | 0 | 0 | 0 | 0 | 0 | 0 | 0 | 0 | 0 | 0 | 0 | 0 | 0 | 0 | 0 | 0 | 0 | 0 | 0 | 0 | 0
F3_Commercial_College (WA)_Existing_Food Preparation_Natural Gas_Oven_E8 | F3 | Commercial | College (WA) | Existing | Food Preparation | Natural Gas | Oven | E8 | System - kBTUs of Consumption | 0 | 0 | 0 | 0 | 0 | 0 | 0 | 0 | 0 | 0 | 0 | 0 | 0 | 0 | 0 | 0 | 0 | 0 | 0 | 0 | 0 | 0 | 0 | 0 | 0 | 0 | 0
F3_Commercial_College (WA)_Existing_Food Preparation_Natural Gas_Oven_E9 | F3 | Commercial | College (WA) | Existing | Food Preparation | Natural Gas | Oven | E9 | System - kBTUs of Consumption | 0 | 0 | 0 | 0 | 0 | 0 | 0 | 0 | 0 | 0 | 0 | 0 | 0 | 0 | 0 | 0 | 0 | 0 | 0 | 0 | 0 | 0 | 0 | 0 | 0 | 0 | 0
F3_Commercial_College (WA)_Existing_Food Preparation_Natural Gas_Oven_E10 | F3 | Commercial | College (WA) | Existing | Food Preparation | Natural Gas | Oven | E10 | System - kBTUs of Consumption | 0 | 0 | 0 | 0 | 0 | 0 | 0 | 0 | 0 | 0 | 0 | 0 | 0 | 0 | 0 | 0 | 0 | 0 | 0 | 0 | 0 | 0 | 0 | 0 | 0 | 0 | 0
F4_Commercial_College (WA)_Existing_Food Preparation_Natural Gas_Oven_E1 | F4 | Commercial | College (WA) | Existing | Food Preparation | Natural Gas | Oven | E1 | Utility - Cost of Equipment | 8.6574e-05 | 8.6574e-05 | 8.6574e-05 | 8.6574e-05 | 8.6574e-05 | 8.6574e-05 | 8.6574e-05 | 8.6574e-05 | 8.6574e-05 | 8.6574e-05 | 8.6574e-05 | 8.6574e-05 | 8.6574e-05 | 8.6574e-05 | 8.6574e-05 | 8.6574e-05 | 8.6574e-05 | 8.6574e-05 | 8.6574e-05 | 8.6574e-05 | 8.6574e-05 | 8.6574e-05 | 8.6574e-05 | 8.6574e-05 | 8.6574e-05 | 8.6574e-05 | 8.6574e-05
F4_Commercial_College (WA)_Existing_Food Preparation_Natural Gas_Oven_E2 | F4 | Commercial | College (WA) | Existing | Food Preparation | Natural Gas | Oven | E2 | Utility - Cost of Equipment | 0.00011797 | 0.00011797 | 0.00011797 | 0.00011797 | 0.00011797 | 0.00011797 | 0.00011797 | 0.00011797 | 0.00011797 | 0.00011797 | 0.00011797 | 0.00011797 | 0.00011797 | 0.00011797 | 0.00011797 | 0.00011797 | 0.00011797 | 0.00011797 | 0.00011797 | 0.00011797 | 0.00011797 | 0.00011797 | 0.00011797 | 0.00011797 | 0.00011797 | 0.00011797 | 0.00011797
F4_Commercial_College (WA)_Existing_Food Preparation_Natural Gas_Oven_E3 | F4 | Commercial | College (WA) | Existing | Food Preparation | Natural Gas | Oven | E3 | Utility - Cost of Equipment | 0 | 0 | 0 | 0 | 0 | 0 | 0 | 0 | 0 | 0 | 0 | 0 | 0 | 0 | 0 | 0 | 0 | 0 | 0 | 0 | 0 | 0 | 0 | 0 | 0 | 0 | 0
F4_Commercial_College (WA)_Existing_Food Preparation_Natural Gas_Oven_E4 | F4 | Commercial | College (WA) | Existing | Food Preparation | Natural Gas | Oven | E4 | Utility - Cost of Equipment | 0 | 0 | 0 | 0 | 0 | 0 | 0 | 0 | 0 | 0 | 0 | 0 | 0 | 0 | 0 | 0 | 0 | 0 | 0 | 0 | 0 | 0 | 0 | 0 | 0 | 0 | 0
F4_Commercial_College (WA)_Existing_Food Preparation_Natural Gas_Oven_E5 | F4 | Commercial | College (WA) | Existing | Food Preparation | Natural Gas | Oven | E5 | Utility - Cost of Equipment | 0 | 0 | 0 | 0 | 0 | 0 | 0 | 0 | 0 | 0 | 0 | 0 | 0 | 0 | 0 | 0 | 0 | 0 | 0 | 0 | 0 | 0 | 0 | 0 | 0 | 0 | 0
F4_Commercial_College (WA)_Existing_Food Preparation_Natural Gas_Oven_E6 | F4 | Commercial | College (WA) | Existing | Food Preparation | Natural Gas | Oven | E6 | Utility - Cost of Equipment | 0 | 0 | 0 | 0 | 0 | 0 | 0 | 0 | 0 | 0 | 0 | 0 | 0 | 0 | 0 | 0 | 0 | 0 | 0 | 0 | 0 | 0 | 0 | 0 | 0 | 0 | 0
F4_Commercial_College (WA)_Existing_Food Preparation_Natural Gas_Oven_E7 | F4 | Commercial | College (WA) | Existing | Food Preparation | Natural Gas | Oven | E7 | Utility - Cost of Equipment | 0 | 0 | 0 | 0 | 0 | 0 | 0 | 0 | 0 | 0 | 0 | 0 | 0 | 0 | 0 | 0 | 0 | 0 | 0 | 0 | 0 | 0 | 0 | 0 | 0 | 0 | 0
F4_Commercial_College (WA)_Existing_Food Preparation_Natural Gas_Oven_E8 | F4 | Commercial | College (WA) | Existing | Food Preparation | Natural Gas | Oven | E8 | Utility - Cost of Equipment | 0 | 0 | 0 | 0 | 0 | 0 | 0 | 0 | 0 | 0 | 0 | 0 | 0 | 0 | 0 | 0 | 0 | 0 | 0 | 0 | 0 | 0 | 0 | 0 | 0 | 0 | 0
F4_Commercial_College (WA)_Existing_Food Preparation_Natural Gas_Oven_E9 | F4 | Commercial | College (WA) | Existing | Food Preparation | Natural Gas | Oven | E9 | Utility - Cost of Equipment | 0 | 0 | 0 | 0 | 0 | 0 | 0 | 0 | 0 | 0 | 0 | 0 | 0 | 0 | 0 | 0 | 0 | 0 | 0 | 0 | 0 | 0 | 0 | 0 | 0 | 0 | 0
F4_Commercial_College (WA)_Existing_Food Preparation_Natural Gas_Oven_E10 | F4 | Commercial | College (WA) | Existing | Food Preparation | Natural Gas | Oven | E10 | Utility - Cost of Equipment | 0 | 0 | 0 | 0 | 0 | 0 | 0 | 0 | 0 | 0 | 0 | 0 | 0 | 0 | 0 | 0 | 0 | 0 | 0 | 0 | 0 | 0 | 0 | 0 | 0 | 0 | 0
F5_Commercial_College (WA)_Existing_Food Preparation_Natural Gas_Oven_E1 | F5 | Commercial | College (WA) | Existing | Food Preparation | Natural Gas | Oven | E1 | Utility - Cost of Operation | 0.0051215 | 0.0052398 | 0.0053885 | 0.0055639 | 0.005768 | 0.0060253 | 0.0062933 | 0.0065605 | 0.0068183 | 0.0070796 | 0.0072835 | 0.0074732 | 0.0076777 | 0.007877 | 0.0080527 | 0.0082154 | 0.0083589 | 0.0084999 | 0.0086516 | 0.0087987 | 0.00895 | 0.0091077 | 0.009267 | 0.0094317 | 0.0095992 | 0.0097698 | 0.0099433
F5_Commercial_College (WA)_Existing_Food Preparation_Natural Gas_Oven_E2 | F5 | Commercial | College (WA) | Existing | Food Preparation | Natural Gas | Oven | E2 | Utility - Cost of Operation | 0.0036368 | 0.0037207 | 0.0038263 | 0.0039509 | 0.0040958 | 0.0042785 | 0.0044688 | 0.0046586 | 0.0048416 | 0.0050272 | 0.005172 | 0.0053067 | 0.0054519 | 0.0055934 | 0.0057182 | 0.0058337 | 0.0059356 | 0.0060357 | 0.0061434 | 0.0062479 | 0.0063553 | 0.0064674 | 0.0065805 | 0.0066974 | 0.0068164 | 0.0069375 | 0.0070607
F5_Commercial_College (WA)_Existing_Food Preparation_Natural Gas_Oven_E3 | F5 | Commercial | College (WA) | Existing | Food Preparation | Natural Gas | Oven | E3 | Utility - Cost of Operation | 0 | 0 | 0 | 0 | 0 | 0 | 0 | 0 | 0 | 0 | 0 | 0 | 0 | 0 | 0 | 0 | 0 | 0 | 0 | 0 | 0 | 0 | 0 | 0 | 0 | 0 | 0
F5_Commercial_College (WA)_Existing_Food Preparation_Natural Gas_Oven_E4 | F5 | Commercial | College (WA) | Existing | Food Preparation | Natural Gas | Oven | E4 | Utility - Cost of Operation | 0 | 0 | 0 | 0 | 0 | 0 | 0 | 0 | 0 | 0 | 0 | 0 | 0 | 0 | 0 | 0 | 0 | 0 | 0 | 0 | 0 | 0 | 0 | 0 | 0 | 0 | 0
F5_Commercial_College (WA)_Existing_Food Preparation_Natural Gas_Oven_E5 | F5 | Commercial | College (WA) | Existing | Food Preparation | Natural Gas | Oven | E5 | Utility - Cost of Operation | 0 | 0 | 0 | 0 | 0 | 0 | 0 | 0 | 0 | 0 | 0 | 0 | 0 | 0 | 0 | 0 | 0 | 0 | 0 | 0 | 0 | 0 | 0 | 0 | 0 | 0 | 0
F5_Commercial_College (WA)_Existing_Food Preparation_Natural Gas_Oven_E6 | F5 | Commercial | College (WA) | Existing | Food Preparation | Natural Gas | Oven | E6 | Utility - Cost of Operation | 0 | 0 | 0 | 0 | 0 | 0 | 0 | 0 | 0 | 0 | 0 | 0 | 0 | 0 | 0 | 0 | 0 | 0 | 0 | 0 | 0 | 0 | 0 | 0 | 0 | 0 | 0
F5_Commercial_College (WA)_Existing_Food Preparation_Natural Gas_Oven_E7 | F5 | Commercial | College (WA) | Existing | Food Preparation | Natural Gas | Oven | E7 | Utility - Cost of Operation | 0 | 0 | 0 | 0 | 0 | 0 | 0 | 0 | 0 | 0 | 0 | 0 | 0 | 0 | 0 | 0 | 0 | 0 | 0 | 0 | 0 | 0 | 0 | 0 | 0 | 0 | 0
F5_Commercial_College (WA)_Existing_Food Preparation_Natural Gas_Oven_E8 | F5 | Commercial | College (WA) | Existing | Food Preparation | Natural Gas | Oven | E8 | Utility - Cost of Operation | 0 | 0 | 0 | 0 | 0 | 0 | 0 | 0 | 0 | 0 | 0 | 0 | 0 | 0 | 0 | 0 | 0 | 0 | 0 | 0 | 0 | 0 | 0 | 0 | 0 | 0 | 0
F5_Commercial_College (WA)_Existing_Food Preparation_Natural Gas_Oven_E9 | F5 | Commercial | College (WA) | Existing | Food Preparation | Natural Gas | Oven | E9 | Utility - Cost of Operation | 0 | 0 | 0 | 0 | 0 | 0 | 0 | 0 | 0 | 0 | 0 | 0 | 0 | 0 | 0 | 0 | 0 | 0 | 0 | 0 | 0 | 0 | 0 | 0 | 0 | 0 | 0
F5_Commercial_College (WA)_Existing_Food Preparation_Natural Gas_Oven_E10 | F5 | Commercial | College (WA) | Existing | Food Preparation | Natural Gas | Oven | E10 | Utility - Cost of Operation | 0 | 0 | 0 | 0 | 0 | 0 | 0 | 0 | 0 | 0 | 0 | 0 | 0 | 0 | 0 | 0 | 0 | 0 | 0 | 0 | 0 | 0 | 0 | 0 | 0 | 0 | 0
F6_Commercial_College (WA)_Existing_Food Preparation_Natural Gas_Oven_E1 | F6 | Commercial | College (WA) | Existing | Food Preparation | Natural Gas | Oven | E1 | Utility - Value of Sales | 0.0060925 | 0.0061939 | 0.0063175 | 0.0064677 | 0.0066464 | 0.0068826 | 0.0071249 | 0.0073592 | 0.007575 | 0.0077822 | 0.007995 | 0.0081851 | 0.0083835 | 0.0085667 | 0.0087211 | 0.0088579 | 0.0089701 | 0.0090758 | 0.0091893 | 0.0092934 | 0.0093975 | 0.0095631 | 0.0097304 | 0.0099033 | 0.010079 | 0.010258 | 0.010441
F6_Commercial_College (WA)_Existing_Food Preparation_Natural Gas_Oven_E2 | F6 | Commercial | College (WA) | Existing | Food Preparation | Natural Gas | Oven | E2 | Utility - Value of Sales | 0.0043262 | 0.0043982 | 0.004486 | 0.0045927 | 0.0047196 | 0.0048873 | 0.0050593 | 0.0052258 | 0.005379 | 0.0055261 | 0.0056772 | 0.0058122 | 0.0059531 | 0.0060832 | 0.0061928 | 0.00629 | 0.0063696 | 0.0064447 | 0.0065253 | 0.0065992 | 0.0066731 | 0.0067907 | 0.0069095 | 0.0070323 | 0.0071572 | 0.0072843 | 0.0074138
F6_Commercial_College (WA)_Existing_Food Preparation_Natural Gas_Oven_E3 | F6 | Commercial | College (WA) | Existing | Food Preparation | Natural Gas | Oven | E3 | Utility - Value of Sales | 0 | 0 | 0 | 0 | 0 | 0 | 0 | 0 | 0 | 0 | 0 | 0 | 0 | 0 | 0 | 0 | 0 | 0 | 0 | 0 | 0 | 0 | 0 | 0 | 0 | 0 | 0
F6_Commercial_College (WA)_Existing_Food Preparation_Natural Gas_Oven_E4 | F6 | Commercial | College (WA) | Existing | Food Preparation | Natural Gas | Oven | E4 | Utility - Value of Sales | 0 | 0 | 0 | 0 | 0 | 0 | 0 | 0 | 0 | 0 | 0 | 0 | 0 | 0 | 0 | 0 | 0 | 0 | 0 | 0 | 0 | 0 | 0 | 0 | 0 | 0 | 0
F6_Commercial_College (WA)_Existing_Food Preparation_Natural Gas_Oven_E5 | F6 | Commercial | College (WA) | Existing | Food Preparation | Natural Gas | Oven | E5 | Utility - Value of Sales | 0 | 0 | 0 | 0 | 0 | 0 | 0 | 0 | 0 | 0 | 0 | 0 | 0 | 0 | 0 | 0 | 0 | 0 | 0 | 0 | 0 | 0 | 0 | 0 | 0 | 0 | 0
F6_Commercial_College (WA)_Existing_Food Preparation_Natural Gas_Oven_E6 | F6 | Commercial | College (WA) | Existing | Food Preparation | Natural Gas | Oven | E6 | Utility - Value of Sales | 0 | 0 | 0 | 0 | 0 | 0 | 0 | 0 | 0 | 0 | 0 | 0 | 0 | 0 | 0 | 0 | 0 | 0 | 0 | 0 | 0 | 0 | 0 | 0 | 0 | 0 | 0
F6_Commercial_College (WA)_Existing_Food Preparation_Natural Gas_Oven_E7 | F6 | Commercial | College (WA) | Existing | Food Preparation | Natural Gas | Oven | E7 | Utility - Value of Sales | 0 | 0 | 0 | 0 | 0 | 0 | 0 | 0 | 0 | 0 | 0 | 0 | 0 | 0 | 0 | 0 | 0 | 0 | 0 | 0 | 0 | 0 | 0 | 0 | 0 | 0 | 0
F6_Commercial_College (WA)_Existing_Food Preparation_Natural Gas_Oven_E8 | F6 | Commercial | College (WA) | Existing | Food Preparation | Natural Gas | Oven | E8 | Utility - Value of Sales | 0 | 0 | 0 | 0 | 0 | 0 | 0 | 0 | 0 | 0 | 0 | 0 | 0 | 0 | 0 | 0 | 0 | 0 | 0 | 0 | 0 | 0 | 0 | 0 | 0 | 0 | 0
F6_Commercial_College (WA)_Existing_Food Preparation_Natural Gas_Oven_E9 | F6 | Commercial | College (WA) | Existing | Food Preparation | Natural Gas | Oven | E9 | Utility - Value of Sales | 0 | 0 | 0 | 0 | 0 | 0 | 0 | 0 | 0 | 0 | 0 | 0 | 0 | 0 | 0 | 0 | 0 | 0 | 0 | 0 | 0 | 0 | 0 | 0 | 0 | 0 | 0
F6_Commercial_College (WA)_Existing_Food Preparation_Natural Gas_Oven_E10 | F6 | Commercial | College (WA) | Existing | Food Preparation | Natural Gas | Oven | E10 | Utility - Value of Sales | 0 | 0 | 0 | 0 | 0 | 0 | 0 | 0 | 0 | 0 | 0 | 0 | 0 | 0 | 0 | 0 | 0 | 0 | 0 | 0 | 0 | 0 | 0 | 0 | 0 | 0 | 0
F1_Commercial_College (WA)_Existing_Food Preparation_Natural Gas_Conveyor Oven_E1 | F1 | Commercial | College (WA) | Existing | Food Preparation | Natural Gas | Conveyor Oven | E1 | RVT - Cost of Equipment | 5.0151e-05 | 5.0151e-05 | 5.0151e-05 | 5.0151e-05 | 5.0151e-05 | 5.0151e-05 | 5.0151e-05 | 5.0151e-05 | 5.0151e-05 | 5.0151e-05 | 5.0151e-05 | 5.0151e-05 | 5.0151e-05 | 5.0151e-05 | 5.0151e-05 | 5.0151e-05 | 5.0151e-05 | 5.0151e-05 | 5.0151e-05 | 5.0151e-05 | 5.0151e-05 | 5.0151e-05 | 5.0151e-05 | 5.0151e-05 | 5.0151e-05 | 5.0151e-05 | 5.0151e-05
F1_Commercial_College (WA)_Existing_Food Preparation_Natural Gas_Conveyor Oven_E2 | F1 | Commercial | College (WA) | Existing | Food Preparation | Natural Gas | Conveyor Oven | E2 | RVT - Cost of Equipment | 0.00010625 | 0.00010625 | 0.00010625 | 0.00010625 | 0.00010625 | 0.00010625 | 0.00010625 | 0.00010625 | 0.00010625 | 0.00010625 | 0.00010625 | 0.00010625 | 0.00010625 | 0.00010625 | 0.00010625 | 0.00010625 | 0.00010625 | 0.00010625 | 0.00010625 | 0.00010625 | 0.00010625 | 0.00010625 | 0.00010625 | 0.00010625 | 0.00010625 | 0.00010625 | 0.00010625
F1_Commercial_College (WA)_Existing_Food Preparation_Natural Gas_Conveyor Oven_E3 | F1 | Commercial | College (WA) | Existing | Food Preparation | Natural Gas | Conveyor Oven | E3 | RVT - Cost of Equipment | 0 | 0 | 0 | 0 | 0 | 0 | 0 | 0 | 0 | 0 | 0 | 0 | 0 | 0 | 0 | 0 | 0 | 0 | 0 | 0 | 0 | 0 | 0 | 0 | 0 | 0 | 0
F1_Commercial_College (WA)_Existing_Food Preparation_Natural Gas_Conveyor Oven_E4 | F1 | Commercial | College (WA) | Existing | Food Preparation | Natural Gas | Conveyor Oven | E4 | RVT - Cost of Equipment | 0 | 0 | 0 | 0 | 0 | 0 | 0 | 0 | 0 | 0 | 0 | 0 | 0 | 0 | 0 | 0 | 0 | 0 | 0 | 0 | 0 | 0 | 0 | 0 | 0 | 0 | 0
F1_Commercial_College (WA)_Existing_Food Preparation_Natural Gas_Conveyor Oven_E5 | F1 | Commercial | College (WA) | Existing | Food Preparation | Natural Gas | Conveyor Oven | E5 | RVT - Cost of Equipment | 0 | 0 | 0 | 0 | 0 | 0 | 0 | 0 | 0 | 0 | 0 | 0 | 0 | 0 | 0 | 0 | 0 | 0 | 0 | 0 | 0 | 0 | 0 | 0 | 0 | 0 | 0
F1_Commercial_College (WA)_Existing_Food Preparation_Natural Gas_Conveyor Oven_E6 | F1 | Commercial | College (WA) | Existing | Food Preparation | Natural Gas | Conveyor Oven | E6 | RVT - Cost of Equipment | 0 | 0 | 0 | 0 | 0 | 0 | 0 | 0 | 0 | 0 | 0 | 0 | 0 | 0 | 0 | 0 | 0 | 0 | 0 | 0 | 0 | 0 | 0 | 0 | 0 | 0 | 0
F1_Commercial_College (WA)_Existing_Food Preparation_Natural Gas_Conveyor Oven_E7 | F1 | Commercial | College (WA) | Existing | Food Preparation | Natural Gas | Conveyor Oven | E7 | RVT - Cost of Equipment | 0 | 0 | 0 | 0 | 0 | 0 | 0 | 0 | 0 | 0 | 0 | 0 | 0 | 0 | 0 | 0 | 0 | 0 | 0 | 0 | 0 | 0 | 0 | 0 | 0 | 0 | 0
F1_Commercial_College (WA)_Existing_Food Preparation_Natural Gas_Conveyor Oven_E8 | F1 | Commercial | College (WA) | Existing | Food Preparation | Natural Gas | Conveyor Oven | E8 | RVT - Cost of Equipment | 0 | 0 | 0 | 0 | 0 | 0 | 0 | 0 | 0 | 0 | 0 | 0 | 0 | 0 | 0 | 0 | 0 | 0 | 0 | 0 | 0 | 0 | 0 | 0 | 0 | 0 | 0
F1_Commercial_College (WA)_Existing_Food Preparation_Natural Gas_Conveyor Oven_E9 | F1 | Commercial | College (WA) | Existing | Food Preparation | Natural Gas | Conveyor Oven | E9 | RVT - Cost of Equipment | 0 | 0 | 0 | 0 | 0 | 0 | 0 | 0 | 0 | 0 | 0 | 0 | 0 | 0 | 0 | 0 | 0 | 0 | 0 | 0 | 0 | 0 | 0 | 0 | 0 | 0 | 0
F1_Commercial_College (WA)_Existing_Food Preparation_Natural Gas_Conveyor Oven_E10 | F1 | Commercial | College (WA) | Existing | Food Preparation | Natural Gas | Conveyor Oven | E10 | RVT - Cost of Equipment | 0 | 0 | 0 | 0 | 0 | 0 | 0 | 0 | 0 | 0 | 0 | 0 | 0 | 0 | 0 | 0 | 0 | 0 | 0 | 0 | 0 | 0 | 0 | 0 | 0 | 0 | 0
F2_Commercial_College (WA)_Existing_Food Preparation_Natural Gas_Conveyor Oven_E1 | F2 | Commercial | College (WA) | Existing | Food Preparation | Natural Gas | Conveyor Oven | E1 | RVT - Cost of Operation | 0.010599 | 0.010826 | 0.011072 | 0.011339 | 0.011628 | 0.011969 | 0.012303 | 0.012621 | 0.012912 | 0.013198 | 0.013497 | 0.013777 | 0.014074 | 0.014363 | 0.014621 | 0.014859 | 0.015071 | 0.015277 | 0.015493 | 0.015699 | 0.015908 | 0.016189 | 0.016473 | 0.016766 | 0.017064 | 0.017367 | 0.017675
F2_Commercial_College (WA)_Existing_Food Preparation_Natural Gas_Conveyor Oven_E2 | F2 | Commercial | College (WA) | Existing | Food Preparation | Natural Gas | Conveyor Oven | E2 | RVT - Cost of Operation | 0.0084234 | 0.0086034 | 0.0087992 | 0.0090114 | 0.0092415 | 0.0095125 | 0.0097777 | 0.01003 | 0.010262 | 0.010489 | 0.010727 | 0.010949 | 0.011185 | 0.011415 | 0.01162 | 0.011809 | 0.011977 | 0.012141 | 0.012313 | 0.012477 | 0.012642 | 0.012866 | 0.013092 | 0.013324 | 0.013561 | 0.013802 | 0.014047
F2_Commercial_College (WA)_Existing_Food Preparation_Natural Gas_Conveyor Oven_E3 | F2 | Commercial | College (WA) | Existing | Food Preparation | Natural Gas | Conveyor Oven | E3 | RVT - Cost of Operation | 0 | 0 | 0 | 0 | 0 | 0 | 0 | 0 | 0 | 0 | 0 | 0 | 0 | 0 | 0 | 0 | 0 | 0 | 0 | 0 | 0 | 0 | 0 | 0 | 0 | 0 | 0
F2_Commercial_College (WA)_Existing_Food Preparation_Natural Gas_Conveyor Oven_E4 | F2 | Commercial | College (WA) | Existing | Food Preparation | Natural Gas | Conveyor Oven | E4 | RVT - Cost of Operation | 0 | 0 | 0 | 0 | 0 | 0 | 0 | 0 | 0 | 0 | 0 | 0 | 0 | 0 | 0 | 0 | 0 | 0 | 0 | 0 | 0 | 0 | 0 | 0 | 0 | 0 | 0
F2_Commercial_College (WA)_Existing_Food Preparation_Natural Gas_Conveyor Oven_E5 | F2 | Commercial | College (WA) | Existing | Food Preparation | Natural Gas | Conveyor Oven | E5 | RVT - Cost of Operation | 0 | 0 | 0 | 0 | 0 | 0 | 0 | 0 | 0 | 0 | 0 | 0 | 0 | 0 | 0 | 0 | 0 | 0 | 0 | 0 | 0 | 0 | 0 | 0 | 0 | 0 | 0
F2_Commercial_College (WA)_Existing_Food Preparation_Natural Gas_Conveyor Oven_E6 | F2 | Commercial | College (WA) | Existing | Food Preparation | Natural Gas | Conveyor Oven | E6 | RVT - Cost of Operation | 0 | 0 | 0 | 0 | 0 | 0 | 0 | 0 | 0 | 0 | 0 | 0 | 0 | 0 | 0 | 0 | 0 | 0 | 0 | 0 | 0 | 0 | 0 | 0 | 0 | 0 | 0
F2_Commercial_College (WA)_Existing_Food Preparation_Natural Gas_Conveyor Oven_E7 | F2 | Commercial | College (WA) | Existing | Food Preparation | Natural Gas | Conveyor Oven | E7 | RVT - Cost of Operation | 0 | 0 | 0 | 0 | 0 | 0 | 0 | 0 | 0 | 0 | 0 | 0 | 0 | 0 | 0 | 0 | 0 | 0 | 0 | 0 | 0 | 0 | 0 | 0 | 0 | 0 | 0
F2_Commercial_College (WA)_Existing_Food Preparation_Natural Gas_Conveyor Oven_E8 | F2 | Commercial | College (WA) | Existing | Food Preparation | Natural Gas | Conveyor Oven | E8 | RVT - Cost of Operation | 0 | 0 | 0 | 0 | 0 | 0 | 0 | 0 | 0 | 0 | 0 | 0 | 0 | 0 | 0 | 0 | 0 | 0 | 0 | 0 | 0 | 0 | 0 | 0 | 0 | 0 | 0
F2_Commercial_College (WA)_Existing_Food Preparation_Natural Gas_Conveyor Oven_E9 | F2 | Commercial | College (WA) | Existing | Food Preparation | Natural Gas | Conveyor Oven | E9 | RVT - Cost of Operation | 0 | 0 | 0 | 0 | 0 | 0 | 0 | 0 | 0 | 0 | 0 | 0 | 0 | 0 | 0 | 0 | 0 | 0 | 0 | 0 | 0 | 0 | 0 | 0 | 0 | 0 | 0
F2_Commercial_College (WA)_Existing_Food Preparation_Natural Gas_Conveyor Oven_E10 | F2 | Commercial | College (WA) | Existing | Food Preparation | Natural Gas | Conveyor Oven | E10 | RVT - Cost of Operation | 0 | 0 | 0 | 0 | 0 | 0 | 0 | 0 | 0 | 0 | 0 | 0 | 0 | 0 | 0 | 0 | 0 | 0 | 0 | 0 | 0 | 0 | 0 | 0 | 0 | 0 | 0
F3_Commercial_College (WA)_Existing_Food Preparation_Natural Gas_Conveyor Oven_E1 | F3 | Commercial | College (WA) | Existing | Food Preparation | Natural Gas | Conveyor Oven | E1 | System - kBTUs of Consumption | 2.3833 | 2.3833 | 2.3833 | 2.3833 | 2.3833 | 2.3833 | 2.3833 | 2.3833 | 2.3833 | 2.3833 | 2.3833 | 2.3833 | 2.3833 | 2.3833 | 2.3833 | 2.3833 | 2.3833 | 2.3833 | 2.3833 | 2.3833 | 2.3833 | 2.3833 | 2.3833 | 2.3833 | 2.3833 | 2.3833 | 2.3833
F3_Commercial_College (WA)_Existing_Food Preparation_Natural Gas_Conveyor Oven_E2 | F3 | Commercial | College (WA) | Existing | Food Preparation | Natural Gas | Conveyor Oven | E2 | System - kBTUs of Consumption | 1.8941 | 1.8941 | 1.8941 | 1.8941 | 1.8941 | 1.8941 | 1.8941 | 1.8941 | 1.8941 | 1.8941 | 1.8941 | 1.8941 | 1.8941 | 1.8941 | 1.8941 | 1.8941 | 1.8941 | 1.8941 | 1.8941 | 1.8941 | 1.8941 | 1.8941 | 1.8941 | 1.8941 | 1.8941 | 1.8941 | 1.8941
F3_Commercial_College (WA)_Existing_Food Preparation_Natural Gas_Conveyor Oven_E3 | F3 | Commercial | College (WA) | Existing | Food Preparation | Natural Gas | Conveyor Oven | E3 | System - kBTUs of Consumption | 0 | 0 | 0 | 0 | 0 | 0 | 0 | 0 | 0 | 0 | 0 | 0 | 0 | 0 | 0 | 0 | 0 | 0 | 0 | 0 | 0 | 0 | 0 | 0 | 0 | 0 | 0
F3_Commercial_College (WA)_Existing_Food Preparation_Natural Gas_Conveyor Oven_E4 | F3 | Commercial | College (WA) | Existing | Food Preparation | Natural Gas | Conveyor Oven | E4 | System - kBTUs of Consumption | 0 | 0 | 0 | 0 | 0 | 0 | 0 | 0 | 0 | 0 | 0 | 0 | 0 | 0 | 0 | 0 | 0 | 0 | 0 | 0 | 0 | 0 | 0 | 0 | 0 | 0 | 0
F3_Commercial_College (WA)_Existing_Food Preparation_Natural Gas_Conveyor Oven_E5 | F3 | Commercial | College (WA) | Existing | Food Preparation | Natural Gas | Conveyor Oven | E5 | System - kBTUs of Consumption | 0 | 0 | 0 | 0 | 0 | 0 | 0 | 0 | 0 | 0 | 0 | 0 | 0 | 0 | 0 | 0 | 0 | 0 | 0 | 0 | 0 | 0 | 0 | 0 | 0 | 0 | 0
F3_Commercial_College (WA)_Existing_Food Preparation_Natural Gas_Conveyor Oven_E6 | F3 | Commercial | College (WA) | Existing | Food Preparation | Natural Gas | Conveyor Oven | E6 | System - kBTUs of Consumption | 0 | 0 | 0 | 0 | 0 | 0 | 0 | 0 | 0 | 0 | 0 | 0 | 0 | 0 | 0 | 0 | 0 | 0 | 0 | 0 | 0 | 0 | 0 | 0 | 0 | 0 | 0
F3_Commercial_College (WA)_Existing_Food Preparation_Natural Gas_Conveyor Oven_E7 | F3 | Commercial | College (WA) | Existing | Food Preparation | Natural Gas | Conveyor Oven | E7 | System - kBTUs of Consumption | 0 | 0 | 0 | 0 | 0 | 0 | 0 | 0 | 0 | 0 | 0 | 0 | 0 | 0 | 0 | 0 | 0 | 0 | 0 | 0 | 0 | 0 | 0 | 0 | 0 | 0 | 0
F3_Commercial_College (WA)_Existing_Food Preparation_Natural Gas_Conveyor Oven_E8 | F3 | Commercial | College (WA) | Existing | Food Preparation | Natural Gas | Conveyor Oven | E8 | System - kBTUs of Consumption | 0 | 0 | 0 | 0 | 0 | 0 | 0 | 0 | 0 | 0 | 0 | 0 | 0 | 0 | 0 | 0 | 0 | 0 | 0 | 0 | 0 | 0 | 0 | 0 | 0 | 0 | 0
F3_Commercial_College (WA)_Existing_Food Preparation_Natural Gas_Conveyor Oven_E9 | F3 | Commercial | College (WA) | Existing | Food Preparation | Natural Gas | Conveyor Oven | E9 | System - kBTUs of Consumption | 0 | 0 | 0 | 0 | 0 | 0 | 0 | 0 | 0 | 0 | 0 | 0 | 0 | 0 | 0 | 0 | 0 | 0 | 0 | 0 | 0 | 0 | 0 | 0 | 0 | 0 | 0
F3_Commercial_College (WA)_Existing_Food Preparation_Natural Gas_Conveyor Oven_E10 | F3 | Commercial | College (WA) | Existing | Food Preparation | Natural Gas | Conveyor Oven | E10 | System - kBTUs of Consumption | 0 | 0 | 0 | 0 | 0 | 0 | 0 | 0 | 0 | 0 | 0 | 0 | 0 | 0 | 0 | 0 | 0 | 0 | 0 | 0 | 0 | 0 | 0 | 0 | 0 | 0 | 0
F4_Commercial_College (WA)_Existing_Food Preparation_Natural Gas_Conveyor Oven_E1 | F4 | Commercial | College (WA) | Existing | Food Preparation | Natural Gas | Conveyor Oven | E1 | Utility - Cost of Equipment | 5.0151e-05 | 5.0151e-05 | 5.0151e-05 | 5.0151e-05 | 5.0151e-05 | 5.0151e-05 | 5.0151e-05 | 5.0151e-05 | 5.0151e-05 | 5.0151e-05 | 5.0151e-05 | 5.0151e-05 | 5.0151e-05 | 5.0151e-05 | 5.0151e-05 | 5.0151e-05 | 5.0151e-05 | 5.0151e-05 | 5.0151e-05 | 5.0151e-05 | 5.0151e-05 | 5.0151e-05 | 5.0151e-05 | 5.0151e-05 | 5.0151e-05 | 5.0151e-05 | 5.0151e-05
F4_Commercial_College (WA)_Existing_Food Preparation_Natural Gas_Conveyor Oven_E2 | F4 | Commercial | College (WA) | Existing | Food Preparation | Natural Gas | Conveyor Oven | E2 | Utility - Cost of Equipment | 0.00010625 | 0.00010625 | 0.00010625 | 0.00010625 | 0.00010625 | 0.00010625 | 0.00010625 | 0.00010625 | 0.00010625 | 0.00010625 | 0.00010625 | 0.00010625 | 0.00010625 | 0.00010625 | 0.00010625 | 0.00010625 | 0.00010625 | 0.00010625 | 0.00010625 | 0.00010625 | 0.00010625 | 0.00010625 | 0.00010625 | 0.00010625 | 0.00010625 | 0.00010625 | 0.00010625
F4_Commercial_College (WA)_Existing_Food Preparation_Natural Gas_Conveyor Oven_E3 | F4 | Commercial | College (WA) | Existing | Food Preparation | Natural Gas | Conveyor Oven | E3 | Utility - Cost of Equipment | 0 | 0 | 0 | 0 | 0 | 0 | 0 | 0 | 0 | 0 | 0 | 0 | 0 | 0 | 0 | 0 | 0 | 0 | 0 | 0 | 0 | 0 | 0 | 0 | 0 | 0 | 0
F4_Commercial_College (WA)_Existing_Food Preparation_Natural Gas_Conveyor Oven_E4 | F4 | Commercial | College (WA) | Existing | Food Preparation | Natural Gas | Conveyor Oven | E4 | Utility - Cost of Equipment | 0 | 0 | 0 | 0 | 0 | 0 | 0 | 0 | 0 | 0 | 0 | 0 | 0 | 0 | 0 | 0 | 0 | 0 | 0 | 0 | 0 | 0 | 0 | 0 | 0 | 0 | 0
F4_Commercial_College (WA)_Existing_Food Preparation_Natural Gas_Conveyor Oven_E5 | F4 | Commercial | College (WA) | Existing | Food Preparation | Natural Gas | Conveyor Oven | E5 | Utility - Cost of Equipment | 0 | 0 | 0 | 0 | 0 | 0 | 0 | 0 | 0 | 0 | 0 | 0 | 0 | 0 | 0 | 0 | 0 | 0 | 0 | 0 | 0 | 0 | 0 | 0 | 0 | 0 | 0
F4_Commercial_College (WA)_Existing_Food Preparation_Natural Gas_Conveyor Oven_E6 | F4 | Commercial | College (WA) | Existing | Food Preparation | Natural Gas | Conveyor Oven | E6 | Utility - Cost of Equipment | 0 | 0 | 0 | 0 | 0 | 0 | 0 | 0 | 0 | 0 | 0 | 0 | 0 | 0 | 0 | 0 | 0 | 0 | 0 | 0 | 0 | 0 | 0 | 0 | 0 | 0 | 0
F4_Commercial_College (WA)_Existing_Food Preparation_Natural Gas_Conveyor Oven_E7 | F4 | Commercial | College (WA) | Existing | Food Preparation | Natural Gas | Conveyor Oven | E7 | Utility - Cost of Equipment | 0 | 0 | 0 | 0 | 0 | 0 | 0 | 0 | 0 | 0 | 0 | 0 | 0 | 0 | 0 | 0 | 0 | 0 | 0 | 0 | 0 | 0 | 0 | 0 | 0 | 0 | 0
F4_Commercial_College (WA)_Existing_Food Preparation_Natural Gas_Conveyor Oven_E8 | F4 | Commercial | College (WA) | Existing | Food Preparation | Natural Gas | Conveyor Oven | E8 | Utility - Cost of Equipment | 0 | 0 | 0 | 0 | 0 | 0 | 0 | 0 | 0 | 0 | 0 | 0 | 0 | 0 | 0 | 0 | 0 | 0 | 0 | 0 | 0 | 0 | 0 | 0 | 0 | 0 | 0
F4_Commercial_College (WA)_Existing_Food Preparation_Natural Gas_Conveyor Oven_E9 | F4 | Commercial | College (WA) | Existing | Food Preparation | Natural Gas | Conveyor Oven | E9 | Utility - Cost of Equipment | 0 | 0 | 0 | 0 | 0 | 0 | 0 | 0 | 0 | 0 | 0 | 0 | 0 | 0 | 0 | 0 | 0 | 0 | 0 | 0 | 0 | 0 | 0 | 0 | 0 | 0 | 0
F4_Commercial_College (WA)_Existing_Food Preparation_Natural Gas_Conveyor Oven_E10 | F4 | Commercial | College (WA) | Existing | Food Preparation | Natural Gas | Conveyor Oven | E10 | Utility - Cost of Equipment | 0 | 0 | 0 | 0 | 0 | 0 | 0 | 0 | 0 | 0 | 0 | 0 | 0 | 0 | 0 | 0 | 0 | 0 | 0 | 0 | 0 | 0 | 0 | 0 | 0 | 0 | 0
F5_Commercial_College (WA)_Existing_Food Preparation_Natural Gas_Conveyor Oven_E1 | F5 | Commercial | College (WA) | Existing | Food Preparation | Natural Gas | Conveyor Oven | E1 | Utility - Cost of Operation | 0.009143 | 0.0093884 | 0.009658 | 0.0099534 | 0.010277 | 0.010654 | 0.011036 | 0.011413 | 0.011777 | 0.012147 | 0.012451 | 0.01274 | 0.013049 | 0.013353 | 0.013631 | 0.013896 | 0.01414 | 0.014383 | 0.014639 | 0.014891 | 0.01515 | 0.015418 | 0.015689 | 0.015967 | 0.016251 | 0.01654 | 0.016834
F5_Commercial_College (WA)_Existing_Food Preparation_Natural Gas_Conveyor Oven_E2 | F5 | Commercial | College (WA) | Existing | Food Preparation | Natural Gas | Conveyor Oven | E2 | Utility - Cost of Operation | 0.0072663 | 0.0074613 | 0.0076755 | 0.0079103 | 0.0081675 | 0.008467 | 0.0087709 | 0.0090707 | 0.0093599 | 0.0096533 | 0.0098954 | 0.010125 | 0.01037 | 0.010612 | 0.010833 | 0.011044 | 0.011238 | 0.01143 | 0.011634 | 0.011835 | 0.01204 | 0.012253 | 0.012468 | 0.01269 | 0.012915 | 0.013145 | 0.013378
F5_Commercial_College (WA)_Existing_Food Preparation_Natural Gas_Conveyor Oven_E3 | F5 | Commercial | College (WA) | Existing | Food Preparation | Natural Gas | Conveyor Oven | E3 | Utility - Cost of Operation | 0 | 0 | 0 | 0 | 0 | 0 | 0 | 0 | 0 | 0 | 0 | 0 | 0 | 0 | 0 | 0 | 0 | 0 | 0 | 0 | 0 | 0 | 0 | 0 | 0 | 0 | 0
F5_Commercial_College (WA)_Existing_Food Preparation_Natural Gas_Conveyor Oven_E4 | F5 | Commercial | College (WA) | Existing | Food Preparation | Natural Gas | Conveyor Oven | E4 | Utility - Cost of Operation | 0 | 0 | 0 | 0 | 0 | 0 | 0 | 0 | 0 | 0 | 0 | 0 | 0 | 0 | 0 | 0 | 0 | 0 | 0 | 0 | 0 | 0 | 0 | 0 | 0 | 0 | 0
F5_Commercial_College (WA)_Existing_Food Preparation_Natural Gas_Conveyor Oven_E5 | F5 | Commercial | College (WA) | Existing | Food Preparation | Natural Gas | Conveyor Oven | E5 | Utility - Cost of Operation | 0 | 0 | 0 | 0 | 0 | 0 | 0 | 0 | 0 | 0 | 0 | 0 | 0 | 0 | 0 | 0 | 0 | 0 | 0 | 0 | 0 | 0 | 0 | 0 | 0 | 0 | 0
F5_Commercial_College (WA)_Existing_Food Preparation_Natural Gas_Conveyor Oven_E6 | F5 | Commercial | College (WA) | Existing | Food Preparation | Natural Gas | Conveyor Oven | E6 | Utility - Cost of Operation | 0 | 0 | 0 | 0 | 0 | 0 | 0 | 0 | 0 | 0 | 0 | 0 | 0 | 0 | 0 | 0 | 0 | 0 | 0 | 0 | 0 | 0 | 0 | 0 | 0 | 0 | 0
F5_Commercial_College (WA)_Existing_Food Preparation_Natural Gas_Conveyor Oven_E7 | F5 | Commercial | College (WA) | Existing | Food Preparation | Natural Gas | Conveyor Oven | E7 | Utility - Cost of Operation | 0 | 0 | 0 | 0 | 0 | 0 | 0 | 0 | 0 | 0 | 0 | 0 | 0 | 0 | 0 | 0 | 0 | 0 | 0 | 0 | 0 | 0 | 0 | 0 | 0 | 0 | 0
F5_Commercial_College (WA)_Existing_Food Preparation_Natural Gas_Conveyor Oven_E8 | F5 | Commercial | College (WA) | Existing | Food Preparation | Natural Gas | Conveyor Oven | E8 | Utility - Cost of Operation | 0 | 0 | 0 | 0 | 0 | 0 | 0 | 0 | 0 | 0 | 0 | 0 | 0 | 0 | 0 | 0 | 0 | 0 | 0 | 0 | 0 | 0 | 0 | 0 | 0 | 0 | 0
F5_Commercial_College (WA)_Existing_Food Preparation_Natural Gas_Conveyor Oven_E9 | F5 | Commercial | College (WA) | Existing | Food Preparation | Natural Gas | Conveyor Oven | E9 | Utility - Cost of Operation | 0 | 0 | 0 | 0 | 0 | 0 | 0 | 0 | 0 | 0 | 0 | 0 | 0 | 0 | 0 | 0 | 0 | 0 | 0 | 0 | 0 | 0 | 0 | 0 | 0 | 0 | 0
F5_Commercial_College (WA)_Existing_Food Preparation_Natural Gas_Conveyor Oven_E10 | F5 | Commercial | College (WA) | Existing | Food Preparation | Natural Gas | Conveyor Oven | E10 | Utility - Cost of Operation | 0 | 0 | 0 | 0 | 0 | 0 | 0 | 0 | 0 | 0 | 0 | 0 | 0 | 0 | 0 | 0 | 0 | 0 | 0 | 0 | 0 | 0 | 0 | 0 | 0 | 0 | 0
F6_Commercial_College (WA)_Existing_Food Preparation_Natural Gas_Conveyor Oven_E1 | F6 | Commercial | College (WA) | Existing | Food Preparation | Natural Gas | Conveyor Oven | E1 | Utility - Value of Sales | 0.010599 | 0.010826 | 0.011072 | 0.011339 | 0.011628 | 0.011969 | 0.012303 | 0.012621 | 0.012912 | 0.013198 | 0.013497 | 0.013777 | 0.014074 | 0.014363 | 0.014621 | 0.014859 | 0.015071 | 0.015277 | 0.015493 | 0.015699 | 0.015908 | 0.016189 | 0.016473 | 0.016766 | 0.017064 | 0.017367 | 0.017675
F6_Commercial_College (WA)_Existing_Food Preparation_Natural Gas_Conveyor Oven_E2 | F6 | Commercial | College (WA) | Existing | Food Preparation | Natural Gas | Conveyor Oven | E2 | Utility - Value of Sales | 0.0084234 | 0.0086034 | 0.0087992 | 0.0090114 | 0.0092415 | 0.0095125 | 0.0097777 | 0.01003 | 0.010262 | 0.010489 | 0.010727 | 0.010949 | 0.011185 | 0.011415 | 0.01162 | 0.011809 | 0.011977 | 0.012141 | 0.012313 | 0.012477 | 0.012642 | 0.012866 | 0.013092 | 0.013324 | 0.013561 | 0.013802 | 0.014047
F6_Commercial_College (WA)_Existing_Food Preparation_Natural Gas_Conveyor Oven_E3 | F6 | Commercial | College (WA) | Existing | Food Preparation | Natural Gas | Conveyor Oven | E3 | Utility - Value of Sales | 0 | 0 | 0 | 0 | 0 | 0 | 0 | 0 | 0 | 0 | 0 | 0 | 0 | 0 | 0 | 0 | 0 | 0 | 0 | 0 | 0 | 0 | 0 | 0 | 0 | 0 | 0
F6_Commercial_College (WA)_Existing_Food Preparation_Natural Gas_Conveyor Oven_E4 | F6 | Commercial | College (WA) | Existing | Food Preparation | Natural Gas | Conveyor Oven | E4 | Utility - Value of Sales | 0 | 0 | 0 | 0 | 0 | 0 | 0 | 0 | 0 | 0 | 0 | 0 | 0 | 0 | 0 | 0 | 0 | 0 | 0 | 0 | 0 | 0 | 0 | 0 | 0 | 0 | 0
F6_Commercial_College (WA)_Existing_Food Preparation_Natural Gas_Conveyor Oven_E5 | F6 | Commercial | College (WA) | Existing | Food Preparation | Natural Gas | Conveyor Oven | E5 | Utility - Value of Sales | 0 | 0 | 0 | 0 | 0 | 0 | 0 | 0 | 0 | 0 | 0 | 0 | 0 | 0 | 0 | 0 | 0 | 0 | 0 | 0 | 0 | 0 | 0 | 0 | 0 | 0 | 0
F6_Commercial_College (WA)_Existing_Food Preparation_Natural Gas_Conveyor Oven_E6 | F6 | Commercial | College (WA) | Existing | Food Preparation | Natural Gas | Conveyor Oven | E6 | Utility - Value of Sales | 0 | 0 | 0 | 0 | 0 | 0 | 0 | 0 | 0 | 0 | 0 | 0 | 0 | 0 | 0 | 0 | 0 | 0 | 0 | 0 | 0 | 0 | 0 | 0 | 0 | 0 | 0
F6_Commercial_College (WA)_Existing_Food Preparation_Natural Gas_Conveyor Oven_E7 | F6 | Commercial | College (WA) | Existing | Food Preparation | Natural Gas | Conveyor Oven | E7 | Utility - Value of Sales | 0 | 0 | 0 | 0 | 0 | 0 | 0 | 0 | 0 | 0 | 0 | 0 | 0 | 0 | 0 | 0 | 0 | 0 | 0 | 0 | 0 | 0 | 0 | 0 | 0 | 0 | 0
F6_Commercial_College (WA)_Existing_Food Preparation_Natural Gas_Conveyor Oven_E8 | F6 | Commercial | College (WA) | Existing | Food Preparation | Natural Gas | Conveyor Oven | E8 | Utility - Value of Sales | 0 | 0 | 0 | 0 | 0 | 0 | 0 | 0 | 0 | 0 | 0 | 0 | 0 | 0 | 0 | 0 | 0 | 0 | 0 | 0 | 0 | 0 | 0 | 0 | 0 | 0 | 0
F6_Commercial_College (WA)_Existing_Food Preparation_Natural Gas_Conveyor Oven_E9 | F6 | Commercial | College (WA) | Existing | Food Preparation | Natural Gas | Conveyor Oven | E9 | Utility - Value of Sales | 0 | 0 | 0 | 0 | 0 | 0 | 0 | 0 | 0 | 0 | 0 | 0 | 0 | 0 | 0 | 0 | 0 | 0 | 0 | 0 | 0 | 0 | 0 | 0 | 0 | 0 | 0
F6_Commercial_College (WA)_Existing_Food Preparation_Natural Gas_Conveyor Oven_E10 | F6 | Commercial | College (WA) | Existing | Food Preparation | Natural Gas | Conveyor Oven | E10 | Utility - Value of Sales | 0 | 0 | 0 | 0 | 0 | 0 | 0 | 0 | 0 | 0 | 0 | 0 | 0 | 0 | 0 | 0 | 0 | 0 | 0 | 0 | 0 | 0 | 0 | 0 | 0 | 0 | 0
F1_Commercial_College (WA)_Existing_Food Preparation_Natural Gas_Double Rack Oven_E1 | F1 | Commercial | College (WA) | Existing | Food Preparation | Natural Gas | Double Rack Oven | E1 | RVT - Cost of Equipment | 0.00010629 | 0.00010629 | 0.00010629 | 0.00010629 | 0.00010629 | 0.00010629 | 0.00010629 | 0.00010629 | 0.00010629 | 0.00010629 | 0.00010629 | 0.00010629 | 0.00010629 | 0.00010629 | 0.00010629 | 0.00010629 | 0.00010629 | 0.00010629 | 0.00010629 | 0.00010629 | 0.00010629 | 0.00010629 | 0.00010629 | 0.00010629 | 0.00010629 | 0.00010629 | 0.00010629
F1_Commercial_College (WA)_Existing_Food Preparation_Natural Gas_Double Rack Oven_E2 | F1 | Commercial | College (WA) | Existing | Food Preparation | Natural Gas | Double Rack Oven | E2 | RVT - Cost of Equipment | 0.0004822 | 0.0004822 | 0.0004822 | 0.0004822 | 0.0004822 | 0.0004822 | 0.0004822 | 0.0004822 | 0.0004822 | 0.0004822 | 0.0004822 | 0.0004822 | 0.0004822 | 0.0004822 | 0.0004822 | 0.0004822 | 0.0004822 | 0.0004822 | 0.0004822 | 0.0004822 | 0.0004822 | 0.0004822 | 0.0004822 | 0.0004822 | 0.0004822 | 0.0004822 | 0.0004822
F1_Commercial_College (WA)_Existing_Food Preparation_Natural Gas_Double Rack Oven_E3 | F1 | Commercial | College (WA) | Existing | Food Preparation | Natural Gas | Double Rack Oven | E3 | RVT - Cost of Equipment | 0 | 0 | 0 | 0 | 0 | 0 | 0 | 0 | 0 | 0 | 0 | 0 | 0 | 0 | 0 | 0 | 0 | 0 | 0 | 0 | 0 | 0 | 0 | 0 | 0 | 0 | 0
F1_Commercial_College (WA)_Existing_Food Preparation_Natural Gas_Double Rack Oven_E4 | F1 | Commercial | College (WA) | Existing | Food Preparation | Natural Gas | Double Rack Oven | E4 | RVT - Cost of Equipment | 0 | 0 | 0 | 0 | 0 | 0 | 0 | 0 | 0 | 0 | 0 | 0 | 0 | 0 | 0 | 0 | 0 | 0 | 0 | 0 | 0 | 0 | 0 | 0 | 0 | 0 | 0
F1_Commercial_College (WA)_Existing_Food Preparation_Natural Gas_Double Rack Oven_E5 | F1 | Commercial | College (WA) | Existing | Food Preparation | Natural Gas | Double Rack Oven | E5 | RVT - Cost of Equipment | 0 | 0 | 0 | 0 | 0 | 0 | 0 | 0 | 0 | 0 | 0 | 0 | 0 | 0 | 0 | 0 | 0 | 0 | 0 | 0 | 0 | 0 | 0 | 0 | 0 | 0 | 0
F1_Commercial_College (WA)_Existing_Food Preparation_Natural Gas_Double Rack Oven_E6 | F1 | Commercial | College (WA) | Existing | Food Preparation | Natural Gas | Double Rack Oven | E6 | RVT - Cost of Equipment | 0 | 0 | 0 | 0 | 0 | 0 | 0 | 0 | 0 | 0 | 0 | 0 | 0 | 0 | 0 | 0 | 0 | 0 | 0 | 0 | 0 | 0 | 0 | 0 | 0 | 0 | 0
F1_Commercial_College (WA)_Existing_Food Preparation_Natural Gas_Double Rack Oven_E7 | F1 | Commercial | College (WA) | Existing | Food Preparation | Natural Gas | Double Rack Oven | E7 | RVT - Cost of Equipment | 0 | 0 | 0 | 0 | 0 | 0 | 0 | 0 | 0 | 0 | 0 | 0 | 0 | 0 | 0 | 0 | 0 | 0 | 0 | 0 | 0 | 0 | 0 | 0 | 0 | 0 | 0
F1_Commercial_College (WA)_Existing_Food Preparation_Natural Gas_Double Rack Oven_E8 | F1 | Commercial | College (WA) | Existing | Food Preparation | Natural Gas | Double Rack Oven | E8 | RVT - Cost of Equipment | 0 | 0 | 0 | 0 | 0 | 0 | 0 | 0 | 0 | 0 | 0 | 0 | 0 | 0 | 0 | 0 | 0 | 0 | 0 | 0 | 0 | 0 | 0 | 0 | 0 | 0 | 0
F1_Commercial_College (WA)_Existing_Food Preparation_Natural Gas_Double Rack Oven_E9 | F1 | Commercial | College (WA) | Existing | Food Preparation | Natural Gas | Double Rack Oven | E9 | RVT - Cost of Equipment | 0 | 0 | 0 | 0 | 0 | 0 | 0 | 0 | 0 | 0 | 0 | 0 | 0 | 0 | 0 | 0 | 0 | 0 | 0 | 0 | 0 | 0 | 0 | 0 | 0 | 0 | 0
F1_Commercial_College (WA)_Existing_Food Preparation_Natural Gas_Double Rack Oven_E10 | F1 | Commercial | College (WA) | Existing | Food Preparation | Natural Gas | Double Rack Oven | E10 | RVT - Cost of Equipment | 0 | 0 | 0 | 0 | 0 | 0 | 0 | 0 | 0 | 0 | 0 | 0 | 0 | 0 | 0 | 0 | 0 | 0 | 0 | 0 | 0 | 0 | 0 | 0 | 0 | 0 | 0
F2_Commercial_College (WA)_Existing_Food Preparation_Natural Gas_Double Rack Oven_E1 | F2 | Commercial | College (WA) | Existing | Food Preparation | Natural Gas | Double Rack Oven | E1 | RVT - Cost of Operation | 0.0172 | 0.017525 | 0.017906 | 0.018351 | 0.01886 | 0.019496 | 0.020133 | 0.020738 | 0.021286 | 0.021817 | 0.022368 | 0.022868 | 0.023396 | 0.023895 | 0.024325 | 0.024712 | 0.02504 | 0.025353 | 0.025687 | 0.025998 | 0.02631 | 0.026774 | 0.027243 | 0.027727 | 0.02822 | 0.028721 | 0.029231
F2_Commercial_College (WA)_Existing_Food Preparation_Natural Gas_Double Rack Oven_E2 | F2 | Commercial | College (WA) | Existing | Food Preparation | Natural Gas | Double Rack Oven | E2 | RVT - Cost of Operation | 0.010656 | 0.010857 | 0.011093 | 0.011369 | 0.011684 | 0.012078 | 0.012473 | 0.012848 | 0.013188 | 0.013517 | 0.013858 | 0.014167 | 0.014494 | 0.014804 | 0.01507 | 0.01531 | 0.015513 | 0.015707 | 0.015914 | 0.016106 | 0.0163 | 0.016587 | 0.016878 | 0.017178 | 0.017483 | 0.017794 | 0.01811
F2_Commercial_College (WA)_Existing_Food Preparation_Natural Gas_Double Rack Oven_E3 | F2 | Commercial | College (WA) | Existing | Food Preparation | Natural Gas | Double Rack Oven | E3 | RVT - Cost of Operation | 0 | 0 | 0 | 0 | 0 | 0 | 0 | 0 | 0 | 0 | 0 | 0 | 0 | 0 | 0 | 0 | 0 | 0 | 0 | 0 | 0 | 0 | 0 | 0 | 0 | 0 | 0
F2_Commercial_College (WA)_Existing_Food Preparation_Natural Gas_Double Rack Oven_E4 | F2 | Commercial | College (WA) | Existing | Food Preparation | Natural Gas | Double Rack Oven | E4 | RVT - Cost of Operation | 0 | 0 | 0 | 0 | 0 | 0 | 0 | 0 | 0 | 0 | 0 | 0 | 0 | 0 | 0 | 0 | 0 | 0 | 0 | 0 | 0 | 0 | 0 | 0 | 0 | 0 | 0
F2_Commercial_College (WA)_Existing_Food Preparation_Natural Gas_Double Rack Oven_E5 | F2 | Commercial | College (WA) | Existing | Food Preparation | Natural Gas | Double Rack Oven | E5 | RVT - Cost of Operation | 0 | 0 | 0 | 0 | 0 | 0 | 0 | 0 | 0 | 0 | 0 | 0 | 0 | 0 | 0 | 0 | 0 | 0 | 0 | 0 | 0 | 0 | 0 | 0 | 0 | 0 | 0
F2_Commercial_College (WA)_Existing_Food Preparation_Natural Gas_Double Rack Oven_E6 | F2 | Commercial | College (WA) | Existing | Food Preparation | Natural Gas | Double Rack Oven | E6 | RVT - Cost of Operation | 0 | 0 | 0 | 0 | 0 | 0 | 0 | 0 | 0 | 0 | 0 | 0 | 0 | 0 | 0 | 0 | 0 | 0 | 0 | 0 | 0 | 0 | 0 | 0 | 0 | 0 | 0
F2_Commercial_College (WA)_Existing_Food Preparation_Natural Gas_Double Rack Oven_E7 | F2 | Commercial | College (WA) | Existing | Food Preparation | Natural Gas | Double Rack Oven | E7 | RVT - Cost of Operation | 0 | 0 | 0 | 0 | 0 | 0 | 0 | 0 | 0 | 0 | 0 | 0 | 0 | 0 | 0 | 0 | 0 | 0 | 0 | 0 | 0 | 0 | 0 | 0 | 0 | 0 | 0
F2_Commercial_College (WA)_Existing_Food Preparation_Natural Gas_Double Rack Oven_E8 | F2 | Commercial | College (WA) | Existing | Food Preparation | Natural Gas | Double Rack Oven | E8 | RVT - Cost of Operation | 0 | 0 | 0 | 0 | 0 | 0 | 0 | 0 | 0 | 0 | 0 | 0 | 0 | 0 | 0 | 0 | 0 | 0 | 0 | 0 | 0 | 0 | 0 | 0 | 0 | 0 | 0
F2_Commercial_College (WA)_Existing_Food Preparation_Natural Gas_Double Rack Oven_E9 | F2 | Commercial | College (WA) | Existing | Food Preparation | Natural Gas | Double Rack Oven | E9 | RVT - Cost of Operation | 0 | 0 | 0 | 0 | 0 | 0 | 0 | 0 | 0 | 0 | 0 | 0 | 0 | 0 | 0 | 0 | 0 | 0 | 0 | 0 | 0 | 0 | 0 | 0 | 0 | 0 | 0
F2_Commercial_College (WA)_Existing_Food Preparation_Natural Gas_Double Rack Oven_E10 | F2 | Commercial | College (WA) | Existing | Food Preparation | Natural Gas | Double Rack Oven | E10 | RVT - Cost of Operation | 0 | 0 | 0 | 0 | 0 | 0 | 0 | 0 | 0 | 0 | 0 | 0 | 0 | 0 | 0 | 0 | 0 | 0 | 0 | 0 | 0 | 0 | 0 | 0 | 0 | 0 | 0
F3_Commercial_College (WA)_Existing_Food Preparation_Natural Gas_Double Rack Oven_E1 | F3 | Commercial | College (WA) | Existing | Food Preparation | Natural Gas | Double Rack Oven | E1 | System - kBTUs of Consumption | 4.1032 | 4.1032 | 4.1032 | 4.1032 | 4.1032 | 4.1032 | 4.1032 | 4.1032 | 4.1032 | 4.1032 | 4.1032 | 4.1032 | 4.1032 | 4.1032 | 4.1032 | 4.1032 | 4.1032 | 4.1032 | 4.1032 | 4.1032 | 4.1032 | 4.1032 | 4.1032 | 4.1032 | 4.1032 | 4.1032 | 4.1032
F3_Commercial_College (WA)_Existing_Food Preparation_Natural Gas_Double Rack Oven_E2 | F3 | Commercial | College (WA) | Existing | Food Preparation | Natural Gas | Double Rack Oven | E2 | System - kBTUs of Consumption | 2.5421 | 2.5421 | 2.5421 | 2.5421 | 2.5421 | 2.5421 | 2.5421 | 2.5421 | 2.5421 | 2.5421 | 2.5421 | 2.5421 | 2.5421 | 2.5421 | 2.5421 | 2.5421 | 2.5421 | 2.5421 | 2.5421 | 2.5421 | 2.5421 | 2.5421 | 2.5421 | 2.5421 | 2.5421 | 2.5421 | 2.5421
F3_Commercial_College (WA)_Existing_Food Preparation_Natural Gas_Double Rack Oven_E3 | F3 | Commercial | College (WA) | Existing | Food Preparation | Natural Gas | Double Rack Oven | E3 | System - kBTUs of Consumption | 0 | 0 | 0 | 0 | 0 | 0 | 0 | 0 | 0 | 0 | 0 | 0 | 0 | 0 | 0 | 0 | 0 | 0 | 0 | 0 | 0 | 0 | 0 | 0 | 0 | 0 | 0
F3_Commercial_College (WA)_Existing_Food Preparation_Natural Gas_Double Rack Oven_E4 | F3 | Commercial | College (WA) | Existing | Food Preparation | Natural Gas | Double Rack Oven | E4 | System - kBTUs of Consumption | 0 | 0 | 0 | 0 | 0 | 0 | 0 | 0 | 0 | 0 | 0 | 0 | 0 | 0 | 0 | 0 | 0 | 0 | 0 | 0 | 0 | 0 | 0 | 0 | 0 | 0 | 0
F3_Commercial_College (WA)_Existing_Food Preparation_Natural Gas_Double Rack Oven_E5 | F3 | Commercial | College (WA) | Existing | Food Preparation | Natural Gas | Double Rack Oven | E5 | System - kBTUs of Consumption | 0 | 0 | 0 | 0 | 0 | 0 | 0 | 0 | 0 | 0 | 0 | 0 | 0 | 0 | 0 | 0 | 0 | 0 | 0 | 0 | 0 | 0 | 0 | 0 | 0 | 0 | 0
F3_Commercial_College (WA)_Existing_Food Preparation_Natural Gas_Double Rack Oven_E6 | F3 | Commercial | College (WA) | Existing | Food Preparation | Natural Gas | Double Rack Oven | E6 | System - kBTUs of Consumption | 0 | 0 | 0 | 0 | 0 | 0 | 0 | 0 | 0 | 0 | 0 | 0 | 0 | 0 | 0 | 0 | 0 | 0 | 0 | 0 | 0 | 0 | 0 | 0 | 0 | 0 | 0
F3_Commercial_College (WA)_Existing_Food Preparation_Natural Gas_Double Rack Oven_E7 | F3 | Commercial | College (WA) | Existing | Food Preparation | Natural Gas | Double Rack Oven | E7 | System - kBTUs of Consumption | 0 | 0 | 0 | 0 | 0 | 0 | 0 | 0 | 0 | 0 | 0 | 0 | 0 | 0 | 0 | 0 | 0 | 0 | 0 | 0 | 0 | 0 | 0 | 0 | 0 | 0 | 0
F3_Commercial_College (WA)_Existing_Food Preparation_Natural Gas_Double Rack Oven_E8 | F3 | Commercial | College (WA) | Existing | Food Preparation | Natural Gas | Double Rack Oven | E8 | System - kBTUs of Consumption | 0 | 0 | 0 | 0 | 0 | 0 | 0 | 0 | 0 | 0 | 0 | 0 | 0 | 0 | 0 | 0 | 0 | 0 | 0 | 0 | 0 | 0 | 0 | 0 | 0 | 0 | 0
F3_Commercial_College (WA)_Existing_Food Preparation_Natural Gas_Double Rack Oven_E9 | F3 | Commercial | College (WA) | Existing | Food Preparation | Natural Gas | Double Rack Oven | E9 | System - kBTUs of Consumption | 0 | 0 | 0 | 0 | 0 | 0 | 0 | 0 | 0 | 0 | 0 | 0 | 0 | 0 | 0 | 0 | 0 | 0 | 0 | 0 | 0 | 0 | 0 | 0 | 0 | 0 | 0
F3_Commercial_College (WA)_Existing_Food Preparation_Natural Gas_Double Rack Oven_E10 | F3 | Commercial | College (WA) | Existing | Food Preparation | Natural Gas | Double Rack Oven | E10 | System - kBTUs of Consumption | 0 | 0 | 0 | 0 | 0 | 0 | 0 | 0 | 0 | 0 | 0 | 0 | 0 | 0 | 0 | 0 | 0 | 0 | 0 | 0 | 0 | 0 | 0 | 0 | 0 | 0 | 0
F4_Commercial_College (WA)_Existing_Food Preparation_Natural Gas_Double Rack Oven_E1 | F4 | Commercial | College (WA) | Existing | Food Preparation | Natural Gas | Double Rack Oven | E1 | Utility - Cost of Equipment | 0.00010629 | 0.00010629 | 0.00010629 | 0.00010629 | 0.00010629 | 0.00010629 | 0.00010629 | 0.00010629 | 0.00010629 | 0.00010629 | 0.00010629 | 0.00010629 | 0.00010629 | 0.00010629 | 0.00010629 | 0.00010629 | 0.00010629 | 0.00010629 | 0.00010629 | 0.00010629 | 0.00010629 | 0.00010629 | 0.00010629 | 0.00010629 | 0.00010629 | 0.00010629 | 0.00010629
F4_Commercial_College (WA)_Existing_Food Preparation_Natural Gas_Double Rack Oven_E2 | F4 | Commercial | College (WA) | Existing | Food Preparation | Natural Gas | Double Rack Oven | E2 | Utility - Cost of Equipment | 0.0004822 | 0.0004822 | 0.0004822 | 0.0004822 | 0.0004822 | 0.0004822 | 0.0004822 | 0.0004822 | 0.0004822 | 0.0004822 | 0.0004822 | 0.0004822 | 0.0004822 | 0.0004822 | 0.0004822 | 0.0004822 | 0.0004822 | 0.0004822 | 0.0004822 | 0.0004822 | 0.0004822 | 0.0004822 | 0.0004822 | 0.0004822 | 0.0004822 | 0.0004822 | 0.0004822
F4_Commercial_College (WA)_Existing_Food Preparation_Natural Gas_Double Rack Oven_E3 | F4 | Commercial | College (WA) | Existing | Food Preparation | Natural Gas | Double Rack Oven | E3 | Utility - Cost of Equipment | 0 | 0 | 0 | 0 | 0 | 0 | 0 | 0 | 0 | 0 | 0 | 0 | 0 | 0 | 0 | 0 | 0 | 0 | 0 | 0 | 0 | 0 | 0 | 0 | 0 | 0 | 0
F4_Commercial_College (WA)_Existing_Food Preparation_Natural Gas_Double Rack Oven_E4 | F4 | Commercial | College (WA) | Existing | Food Preparation | Natural Gas | Double Rack Oven | E4 | Utility - Cost of Equipment | 0 | 0 | 0 | 0 | 0 | 0 | 0 | 0 | 0 | 0 | 0 | 0 | 0 | 0 | 0 | 0 | 0 | 0 | 0 | 0 | 0 | 0 | 0 | 0 | 0 | 0 | 0
F4_Commercial_College (WA)_Existing_Food Preparation_Natural Gas_Double Rack Oven_E5 | F4 | Commercial | College (WA) | Existing | Food Preparation | Natural Gas | Double Rack Oven | E5 | Utility - Cost of Equipment | 0 | 0 | 0 | 0 | 0 | 0 | 0 | 0 | 0 | 0 | 0 | 0 | 0 | 0 | 0 | 0 | 0 | 0 | 0 | 0 | 0 | 0 | 0 | 0 | 0 | 0 | 0
F4_Commercial_College (WA)_Existing_Food Preparation_Natural Gas_Double Rack Oven_E6 | F4 | Commercial | College (WA) | Existing | Food Preparation | Natural Gas | Double Rack Oven | E6 | Utility - Cost of Equipment | 0 | 0 | 0 | 0 | 0 | 0 | 0 | 0 | 0 | 0 | 0 | 0 | 0 | 0 | 0 | 0 | 0 | 0 | 0 | 0 | 0 | 0 | 0 | 0 | 0 | 0 | 0
F4_Commercial_College (WA)_Existing_Food Preparation_Natural Gas_Double Rack Oven_E7 | F4 | Commercial | College (WA) | Existing | Food Preparation | Natural Gas | Double Rack Oven | E7 | Utility - Cost of Equipment | 0 | 0 | 0 | 0 | 0 | 0 | 0 | 0 | 0 | 0 | 0 | 0 | 0 | 0 | 0 | 0 | 0 | 0 | 0 | 0 | 0 | 0 | 0 | 0 | 0 | 0 | 0
F4_Commercial_College (WA)_Existing_Food Preparation_Natural Gas_Double Rack Oven_E8 | F4 | Commercial | College (WA) | Existing | Food Preparation | Natural Gas | Double Rack Oven | E8 | Utility - Cost of Equipment | 0 | 0 | 0 | 0 | 0 | 0 | 0 | 0 | 0 | 0 | 0 | 0 | 0 | 0 | 0 | 0 | 0 | 0 | 0 | 0 | 0 | 0 | 0 | 0 | 0 | 0 | 0
F4_Commercial_College (WA)_Existing_Food Preparation_Natural Gas_Double Rack Oven_E9 | F4 | Commercial | College (WA) | Existing | Food Preparation | Natural Gas | Double Rack Oven | E9 | Utility - Cost of Equipment | 0 | 0 | 0 | 0 | 0 | 0 | 0 | 0 | 0 | 0 | 0 | 0 | 0 | 0 | 0 | 0 | 0 | 0 | 0 | 0 | 0 | 0 | 0 | 0 | 0 | 0 | 0
F4_Commercial_College (WA)_Existing_Food Preparation_Natural Gas_Double Rack Oven_E10 | F4 | Commercial | College (WA) | Existing | Food Preparation | Natural Gas | Double Rack Oven | E10 | Utility - Cost of Equipment | 0 | 0 | 0 | 0 | 0 | 0 | 0 | 0 | 0 | 0 | 0 | 0 | 0 | 0 | 0 | 0 | 0 | 0 | 0 | 0 | 0 | 0 | 0 | 0 | 0 | 0 | 0
F5_Commercial_College (WA)_Existing_Food Preparation_Natural Gas_Double Rack Oven_E1 | F5 | Commercial | College (WA) | Existing | Food Preparation | Natural Gas | Double Rack Oven | E1 | Utility - Cost of Operation | 0.014603 | 0.014971 | 0.015407 | 0.015907 | 0.016472 | 0.01716 | 0.017867 | 0.018568 | 0.019243 | 0.019927 | 0.020471 | 0.020981 | 0.021529 | 0.022065 | 0.022545 | 0.022993 | 0.023396 | 0.023793 | 0.024218 | 0.024631 | 0.025057 | 0.025499 | 0.025946 | 0.026407 | 0.026876 | 0.027353 | 0.027839
F5_Commercial_College (WA)_Existing_Food Preparation_Natural Gas_Double Rack Oven_E2 | F5 | Commercial | College (WA) | Existing | Food Preparation | Natural Gas | Double Rack Oven | E2 | Utility - Cost of Operation | 0.0090473 | 0.0092753 | 0.0095454 | 0.009855 | 0.010205 | 0.010631 | 0.011069 | 0.011504 | 0.011922 | 0.012345 | 0.012683 | 0.012999 | 0.013338 | 0.01367 | 0.013967 | 0.014245 | 0.014495 | 0.014741 | 0.015004 | 0.01526 | 0.015524 | 0.015798 | 0.016074 | 0.01636 | 0.016651 | 0.016946 | 0.017248
F5_Commercial_College (WA)_Existing_Food Preparation_Natural Gas_Double Rack Oven_E3 | F5 | Commercial | College (WA) | Existing | Food Preparation | Natural Gas | Double Rack Oven | E3 | Utility - Cost of Operation | 0 | 0 | 0 | 0 | 0 | 0 | 0 | 0 | 0 | 0 | 0 | 0 | 0 | 0 | 0 | 0 | 0 | 0 | 0 | 0 | 0 | 0 | 0 | 0 | 0 | 0 | 0
F5_Commercial_College (WA)_Existing_Food Preparation_Natural Gas_Double Rack Oven_E4 | F5 | Commercial | College (WA) | Existing | Food Preparation | Natural Gas | Double Rack Oven | E4 | Utility - Cost of Operation | 0 | 0 | 0 | 0 | 0 | 0 | 0 | 0 | 0 | 0 | 0 | 0 | 0 | 0 | 0 | 0 | 0 | 0 | 0 | 0 | 0 | 0 | 0 | 0 | 0 | 0 | 0
F5_Commercial_College (WA)_Existing_Food Preparation_Natural Gas_Double Rack Oven_E5 | F5 | Commercial | College (WA) | Existing | Food Preparation | Natural Gas | Double Rack Oven | E5 | Utility - Cost of Operation | 0 | 0 | 0 | 0 | 0 | 0 | 0 | 0 | 0 | 0 | 0 | 0 | 0 | 0 | 0 | 0 | 0 | 0 | 0 | 0 | 0 | 0 | 0 | 0 | 0 | 0 | 0
F5_Commercial_College (WA)_Existing_Food Preparation_Natural Gas_Double Rack Oven_E6 | F5 | Commercial | College (WA) | Existing | Food Preparation | Natural Gas | Double Rack Oven | E6 | Utility - Cost of Operation | 0 | 0 | 0 | 0 | 0 | 0 | 0 | 0 | 0 | 0 | 0 | 0 | 0 | 0 | 0 | 0 | 0 | 0 | 0 | 0 | 0 | 0 | 0 | 0 | 0 | 0 | 0
F5_Commercial_College (WA)_Existing_Food Preparation_Natural Gas_Double Rack Oven_E7 | F5 | Commercial | College (WA) | Existing | Food Preparation | Natural Gas | Double Rack Oven | E7 | Utility - Cost of Operation | 0 | 0 | 0 | 0 | 0 | 0 | 0 | 0 | 0 | 0 | 0 | 0 | 0 | 0 | 0 | 0 | 0 | 0 | 0 | 0 | 0 | 0 | 0 | 0 | 0 | 0 | 0
F5_Commercial_College (WA)_Existing_Food Preparation_Natural Gas_Double Rack Oven_E8 | F5 | Commercial | College (WA) | Existing | Food Preparation | Natural Gas | Double Rack Oven | E8 | Utility - Cost of Operation | 0 | 0 | 0 | 0 | 0 | 0 | 0 | 0 | 0 | 0 | 0 | 0 | 0 | 0 | 0 | 0 | 0 | 0 | 0 | 0 | 0 | 0 | 0 | 0 | 0 | 0 | 0
F5_Commercial_College (WA)_Existing_Food Preparation_Natural Gas_Double Rack Oven_E9 | F5 | Commercial | College (WA) | Existing | Food Preparation | Natural Gas | Double Rack Oven | E9 | Utility - Cost of Operation | 0 | 0 | 0 | 0 | 0 | 0 | 0 | 0 | 0 | 0 | 0 | 0 | 0 | 0 | 0 | 0 | 0 | 0 | 0 | 0 | 0 | 0 | 0 | 0 | 0 | 0 | 0
F5_Commercial_College (WA)_Existing_Food Preparation_Natural Gas_Double Rack Oven_E10 | F5 | Commercial | College (WA) | Existing | Food Preparation | Natural Gas | Double Rack Oven | E10 | Utility - Cost of Operation | 0 | 0 | 0 | 0 | 0 | 0 | 0 | 0 | 0 | 0 | 0 | 0 | 0 | 0 | 0 | 0 | 0 | 0 | 0 | 0 | 0 | 0 | 0 | 0 | 0 | 0 | 0
F6_Commercial_College (WA)_Existing_Food Preparation_Natural Gas_Double Rack Oven_E1 | F6 | Commercial | College (WA) | Existing | Food Preparation | Natural Gas | Double Rack Oven | E1 | Utility - Value of Sales | 0.0172 | 0.017525 | 0.017906 | 0.018351 | 0.01886 | 0.019496 | 0.020133 | 0.020738 | 0.021286 | 0.021817 | 0.022368 | 0.022868 | 0.023396 | 0.023895 | 0.024325 | 0.024712 | 0.02504 | 0.025353 | 0.025687 | 0.025998 | 0.02631 | 0.026774 | 0.027243 | 0.027727 | 0.02822 | 0.028721 | 0.029231
F6_Commercial_College (WA)_Existing_Food Preparation_Natural Gas_Double Rack Oven_E2 | F6 | Commercial | College (WA) | Existing | Food Preparation | Natural Gas | Double Rack Oven | E2 | Utility - Value of Sales | 0.010656 | 0.010857 | 0.011093 | 0.011369 | 0.011684 | 0.012078 | 0.012473 | 0.012848 | 0.013188 | 0.013517 | 0.013858 | 0.014167 | 0.014494 | 0.014804 | 0.01507 | 0.01531 | 0.015513 | 0.015707 | 0.015914 | 0.016106 | 0.0163 | 0.016587 | 0.016878 | 0.017178 | 0.017483 | 0.017794 | 0.01811
F6_Commercial_College (WA)_Existing_Food Preparation_Natural Gas_Double Rack Oven_E3 | F6 | Commercial | College (WA) | Existing | Food Preparation | Natural Gas | Double Rack Oven | E3 | Utility - Value of Sales | 0 | 0 | 0 | 0 | 0 | 0 | 0 | 0 | 0 | 0 | 0 | 0 | 0 | 0 | 0 | 0 | 0 | 0 | 0 | 0 | 0 | 0 | 0 | 0 | 0 | 0 | 0
F6_Commercial_College (WA)_Existing_Food Preparation_Natural Gas_Double Rack Oven_E4 | F6 | Commercial | College (WA) | Existing | Food Preparation | Natural Gas | Double Rack Oven | E4 | Utility - Value of Sales | 0 | 0 | 0 | 0 | 0 | 0 | 0 | 0 | 0 | 0 | 0 | 0 | 0 | 0 | 0 | 0 | 0 | 0 | 0 | 0 | 0 | 0 | 0 | 0 | 0 | 0 | 0
F6_Commercial_College (WA)_Existing_Food Preparation_Natural Gas_Double Rack Oven_E5 | F6 | Commercial | College (WA) | Existing | Food Preparation | Natural Gas | Double Rack Oven | E5 | Utility - Value of Sales | 0 | 0 | 0 | 0 | 0 | 0 | 0 | 0 | 0 | 0 | 0 | 0 | 0 | 0 | 0 | 0 | 0 | 0 | 0 | 0 | 0 | 0 | 0 | 0 | 0 | 0 | 0
F6_Commercial_College (WA)_Existing_Food Preparation_Natural Gas_Double Rack Oven_E6 | F6 | Commercial | College (WA) | Existing | Food Preparation | Natural Gas | Double Rack Oven | E6 | Utility - Value of Sales | 0 | 0 | 0 | 0 | 0 | 0 | 0 | 0 | 0 | 0 | 0 | 0 | 0 | 0 | 0 | 0 | 0 | 0 | 0 | 0 | 0 | 0 | 0 | 0 | 0 | 0 | 0
F6_Commercial_College (WA)_Existing_Food Preparation_Natural Gas_Double Rack Oven_E7 | F6 | Commercial | College (WA) | Existing | Food Preparation | Natural Gas | Double Rack Oven | E7 | Utility - Value of Sales | 0 | 0 | 0 | 0 | 0 | 0 | 0 | 0 | 0 | 0 | 0 | 0 | 0 | 0 | 0 | 0 | 0 | 0 | 0 | 0 | 0 | 0 | 0 | 0 | 0 | 0 | 0
F6_Commercial_College (WA)_Existing_Food Preparation_Natural Gas_Double Rack Oven_E8 | F6 | Commercial | College (WA) | Existing | Food Preparation | Natural Gas | Double Rack Oven | E8 | Utility - Value of Sales | 0 | 0 | 0 | 0 | 0 | 0 | 0 | 0 | 0 | 0 | 0 | 0 | 0 | 0 | 0 | 0 | 0 | 0 | 0 | 0 | 0 | 0 | 0 | 0 | 0 | 0 | 0
F6_Commercial_College (WA)_Existing_Food Preparation_Natural Gas_Double Rack Oven_E9 | F6 | Commercial | College (WA) | Existing | Food Preparation | Natural Gas | Double Rack Oven | E9 | Utility - Value of Sales | 0 | 0 | 0 | 0 | 0 | 0 | 0 | 0 | 0 | 0 | 0 | 0 | 0 | 0 | 0 | 0 | 0 | 0 | 0 | 0 | 0 | 0 | 0 | 0 | 0 | 0 | 0
F6_Commercial_College (WA)_Existing_Food Preparation_Natural Gas_Double Rack Oven_E10 | F6 | Commercial | College (WA) | Existing | Food Preparation | Natural Gas | Double Rack Oven | E10 | Utility - Value of Sales | 0 | 0 | 0 | 0 | 0 | 0 | 0 | 0 | 0 | 0 | 0 | 0 | 0 | 0 | 0 | 0 | 0 | 0 | 0 | 0 | 0 | 0 | 0 | 0 | 0 | 0 | 0
F1_Commercial_College (WA)_Existing_Food Preparation_Natural Gas_Fryer_E1 | F1 | Commercial | College (WA) | Existing | Food Preparation | Natural Gas | Fryer | E1 | RVT - Cost of Equipment | 0.0004191 | 0.0004191 | 0.0004191 | 0.0004191 | 0.0004191 | 0.0004191 | 0.0004191 | 0.0004191 | 0.0004191 | 0.0004191 | 0.0004191 | 0.0004191 | 0.0004191 | 0.0004191 | 0.0004191 | 0.0004191 | 0.0004191 | 0.0004191 | 0.0004191 | 0.0004191 | 0.0004191 | 0.0004191 | 0.0004191 | 0.0004191 | 0.0004191 | 0.0004191 | 0.0004191
F1_Commercial_College (WA)_Existing_Food Preparation_Natural Gas_Fryer_E2 | F1 | Commercial | College (WA) | Existing | Food Preparation | Natural Gas | Fryer | E2 | RVT - Cost of Equipment | 0.00062027 | 0.00062027 | 0.00062027 | 0.00062027 | 0.00062027 | 0.00062027 | 0.00062027 | 0.00062027 | 0.00062027 | 0.00062027 | 0.00062027 | 0.00062027 | 0.00062027 | 0.00062027 | 0.00062027 | 0.00062027 | 0.00062027 | 0.00062027 | 0.00062027 | 0.00062027 | 0.00062027 | 0.00062027 | 0.00062027 | 0.00062027 | 0.00062027 | 0.00062027 | 0.00062027
F1_Commercial_College (WA)_Existing_Food Preparation_Natural Gas_Fryer_E3 | F1 | Commercial | College (WA) | Existing | Food Preparation | Natural Gas | Fryer | E3 | RVT - Cost of Equipment | 0 | 0 | 0 | 0 | 0 | 0 | 0 | 0 | 0 | 0 | 0 | 0 | 0 | 0 | 0 | 0 | 0 | 0 | 0 | 0 | 0 | 0 | 0 | 0 | 0 | 0 | 0
F1_Commercial_College (WA)_Existing_Food Preparation_Natural Gas_Fryer_E4 | F1 | Commercial | College (WA) | Existing | Food Preparation | Natural Gas | Fryer | E4 | RVT - Cost of Equipment | 0 | 0 | 0 | 0 | 0 | 0 | 0 | 0 | 0 | 0 | 0 | 0 | 0 | 0 | 0 | 0 | 0 | 0 | 0 | 0 | 0 | 0 | 0 | 0 | 0 | 0 | 0
F1_Commercial_College (WA)_Existing_Food Preparation_Natural Gas_Fryer_E5 | F1 | Commercial | College (WA) | Existing | Food Preparation | Natural Gas | Fryer | E5 | RVT - Cost of Equipment | 0 | 0 | 0 | 0 | 0 | 0 | 0 | 0 | 0 | 0 | 0 | 0 | 0 | 0 | 0 | 0 | 0 | 0 | 0 | 0 | 0 | 0 | 0 | 0 | 0 | 0 | 0
F1_Commercial_College (WA)_Existing_Food Preparation_Natural Gas_Fryer_E6 | F1 | Commercial | College (WA) | Existing | Food Preparation | Natural Gas | Fryer | E6 | RVT - Cost of Equipment | 0 | 0 | 0 | 0 | 0 | 0 | 0 | 0 | 0 | 0 | 0 | 0 | 0 | 0 | 0 | 0 | 0 | 0 | 0 | 0 | 0 | 0 | 0 | 0 | 0 | 0 | 0
F1_Commercial_College (WA)_Existing_Food Preparation_Natural Gas_Fryer_E7 | F1 | Commercial | College (WA) | Existing | Food Preparation | Natural Gas | Fryer | E7 | RVT - Cost of Equipment | 0 | 0 | 0 | 0 | 0 | 0 | 0 | 0 | 0 | 0 | 0 | 0 | 0 | 0 | 0 | 0 | 0 | 0 | 0 | 0 | 0 | 0 | 0 | 0 | 0 | 0 | 0
F1_Commercial_College (WA)_Existing_Food Preparation_Natural Gas_Fryer_E8 | F1 | Commercial | College (WA) | Existing | Food Preparation | Natural Gas | Fryer | E8 | RVT - Cost of Equipment | 0 | 0 | 0 | 0 | 0 | 0 | 0 | 0 | 0 | 0 | 0 | 0 | 0 | 0 | 0 | 0 | 0 | 0 | 0 | 0 | 0 | 0 | 0 | 0 | 0 | 0 | 0
F1_Commercial_College (WA)_Existing_Food Preparation_Natural Gas_Fryer_E9 | F1 | Commercial | College (WA) | Existing | Food Preparation | Natural Gas | Fryer | E9 | RVT - Cost of Equipment | 0 | 0 | 0 | 0 | 0 | 0 | 0 | 0 | 0 | 0 | 0 | 0 | 0 | 0 | 0 | 0 | 0 | 0 | 0 | 0 | 0 | 0 | 0 | 0 | 0 | 0 | 0
F1_Commercial_College (WA)_Existing_Food Preparation_Natural Gas_Fryer_E10 | F1 | Commercial | College (WA) | Existing | Food Preparation | Natural Gas | Fryer | E10 | RVT - Cost of Equipment | 0 | 0 | 0 | 0 | 0 | 0 | 0 | 0 | 0 | 0 | 0 | 0 | 0 | 0 | 0 | 0 | 0 | 0 | 0 | 0 | 0 | 0 | 0 | 0 | 0 | 0 | 0
F2_Commercial_College (WA)_Existing_Food Preparation_Natural Gas_Fryer_E1 | F2 | Commercial | College (WA) | Existing | Food Preparation | Natural Gas | Fryer | E1 | RVT - Cost of Operation | 0.0089169 | 0.0090961 | 0.0092979 | 0.0095244 | 0.0097769 | 0.010082 | 0.010385 | 0.010672 | 0.010931 | 0.011184 | 0.011446 | 0.011687 | 0.011943 | 0.012192 | 0.01241 | 0.012611 | 0.012787 | 0.012956 | 0.013135 | 0.013305 | 0.013476 | 0.013714 | 0.013954 | 0.014202 | 0.014455 | 0.014711 | 0.014973
F2_Commercial_College (WA)_Existing_Food Preparation_Natural Gas_Fryer_E2 | F2 | Commercial | College (WA) | Existing | Food Preparation | Natural Gas | Fryer | E2 | RVT - Cost of Operation | 0.00615 | 0.0062736 | 0.0064128 | 0.006569 | 0.0067432 | 0.0069538 | 0.0071627 | 0.0073603 | 0.0075395 | 0.0077139 | 0.0078947 | 0.0080603 | 0.0082373 | 0.0084088 | 0.0085595 | 0.0086981 | 0.0088191 | 0.0089361 | 0.0090593 | 0.0091764 | 0.0092942 | 0.0094583 | 0.0096244 | 0.0097954 | 0.0099694 | 0.010147 | 0.010327
F2_Commercial_College (WA)_Existing_Food Preparation_Natural Gas_Fryer_E3 | F2 | Commercial | College (WA) | Existing | Food Preparation | Natural Gas | Fryer | E3 | RVT - Cost of Operation | 0 | 0 | 0 | 0 | 0 | 0 | 0 | 0 | 0 | 0 | 0 | 0 | 0 | 0 | 0 | 0 | 0 | 0 | 0 | 0 | 0 | 0 | 0 | 0 | 0 | 0 | 0
F2_Commercial_College (WA)_Existing_Food Preparation_Natural Gas_Fryer_E4 | F2 | Commercial | College (WA) | Existing | Food Preparation | Natural Gas | Fryer | E4 | RVT - Cost of Operation | 0 | 0 | 0 | 0 | 0 | 0 | 0 | 0 | 0 | 0 | 0 | 0 | 0 | 0 | 0 | 0 | 0 | 0 | 0 | 0 | 0 | 0 | 0 | 0 | 0 | 0 | 0
F2_Commercial_College (WA)_Existing_Food Preparation_Natural Gas_Fryer_E5 | F2 | Commercial | College (WA) | Existing | Food Preparation | Natural Gas | Fryer | E5 | RVT - Cost of Operation | 0 | 0 | 0 | 0 | 0 | 0 | 0 | 0 | 0 | 0 | 0 | 0 | 0 | 0 | 0 | 0 | 0 | 0 | 0 | 0 | 0 | 0 | 0 | 0 | 0 | 0 | 0
F2_Commercial_College (WA)_Existing_Food Preparation_Natural Gas_Fryer_E6 | F2 | Commercial | College (WA) | Existing | Food Preparation | Natural Gas | Fryer | E6 | RVT - Cost of Operation | 0 | 0 | 0 | 0 | 0 | 0 | 0 | 0 | 0 | 0 | 0 | 0 | 0 | 0 | 0 | 0 | 0 | 0 | 0 | 0 | 0 | 0 | 0 | 0 | 0 | 0 | 0
F2_Commercial_College (WA)_Existing_Food Preparation_Natural Gas_Fryer_E7 | F2 | Commercial | College (WA) | Existing | Food Preparation | Natural Gas | Fryer | E7 | RVT - Cost of Operation | 0 | 0 | 0 | 0 | 0 | 0 | 0 | 0 | 0 | 0 | 0 | 0 | 0 | 0 | 0 | 0 | 0 | 0 | 0 | 0 | 0 | 0 | 0 | 0 | 0 | 0 | 0
F2_Commercial_College (WA)_Existing_Food Preparation_Natural Gas_Fryer_E8 | F2 | Commercial | College (WA) | Existing | Food Preparation | Natural Gas | Fryer | E8 | RVT - Cost of Operation | 0 | 0 | 0 | 0 | 0 | 0 | 0 | 0 | 0 | 0 | 0 | 0 | 0 | 0 | 0 | 0 | 0 | 0 | 0 | 0 | 0 | 0 | 0 | 0 | 0 | 0 | 0
F2_Commercial_College (WA)_Existing_Food Preparation_Natural Gas_Fryer_E9 | F2 | Commercial | College (WA) | Existing | Food Preparation | Natural Gas | Fryer | E9 | RVT - Cost of Operation | 0 | 0 | 0 | 0 | 0 | 0 | 0 | 0 | 0 | 0 | 0 | 0 | 0 | 0 | 0 | 0 | 0 | 0 | 0 | 0 | 0 | 0 | 0 | 0 | 0 | 0 | 0
F2_Commercial_College (WA)_Existing_Food Preparation_Natural Gas_Fryer_E10 | F2 | Commercial | College (WA) | Existing | Food Preparation | Natural Gas | Fryer | E10 | RVT - Cost of Operation | 0 | 0 | 0 | 0 | 0 | 0 | 0 | 0 | 0 | 0 | 0 | 0 | 0 | 0 | 0 | 0 | 0 | 0 | 0 | 0 | 0 | 0 | 0 | 0 | 0 | 0 | 0
F3_Commercial_College (WA)_Existing_Food Preparation_Natural Gas_Fryer_E1 | F3 | Commercial | College (WA) | Existing | Food Preparation | Natural Gas | Fryer | E1 | System - kBTUs of Consumption | 2.063 | 2.063 | 2.063 | 2.063 | 2.063 | 2.063 | 2.063 | 2.063 | 2.063 | 2.063 | 2.063 | 2.063 | 2.063 | 2.063 | 2.063 | 2.063 | 2.063 | 2.063 | 2.063 | 2.063 | 2.063 | 2.063 | 2.063 | 2.063 | 2.063 | 2.063 | 2.063
F3_Commercial_College (WA)_Existing_Food Preparation_Natural Gas_Fryer_E2 | F3 | Commercial | College (WA) | Existing | Food Preparation | Natural Gas | Fryer | E2 | System - kBTUs of Consumption | 1.4229 | 1.4229 | 1.4229 | 1.4229 | 1.4229 | 1.4229 | 1.4229 | 1.4229 | 1.4229 | 1.4229 | 1.4229 | 1.4229 | 1.4229 | 1.4229 | 1.4229 | 1.4229 | 1.4229 | 1.4229 | 1.4229 | 1.4229 | 1.4229 | 1.4229 | 1.4229 | 1.4229 | 1.4229 | 1.4229 | 1.4229
F3_Commercial_College (WA)_Existing_Food Preparation_Natural Gas_Fryer_E3 | F3 | Commercial | College (WA) | Existing | Food Preparation | Natural Gas | Fryer | E3 | System - kBTUs of Consumption | 0 | 0 | 0 | 0 | 0 | 0 | 0 | 0 | 0 | 0 | 0 | 0 | 0 | 0 | 0 | 0 | 0 | 0 | 0 | 0 | 0 | 0 | 0 | 0 | 0 | 0 | 0
F3_Commercial_College (WA)_Existing_Food Preparation_Natural Gas_Fryer_E4 | F3 | Commercial | College (WA) | Existing | Food Preparation | Natural Gas | Fryer | E4 | System - kBTUs of Consumption | 0 | 0 | 0 | 0 | 0 | 0 | 0 | 0 | 0 | 0 | 0 | 0 | 0 | 0 | 0 | 0 | 0 | 0 | 0 | 0 | 0 | 0 | 0 | 0 | 0 | 0 | 0
F3_Commercial_College (WA)_Existing_Food Preparation_Natural Gas_Fryer_E5 | F3 | Commercial | College (WA) | Existing | Food Preparation | Natural Gas | Fryer | E5 | System - kBTUs of Consumption | 0 | 0 | 0 | 0 | 0 | 0 | 0 | 0 | 0 | 0 | 0 | 0 | 0 | 0 | 0 | 0 | 0 | 0 | 0 | 0 | 0 | 0 | 0 | 0 | 0 | 0 | 0
F3_Commercial_College (WA)_Existing_Food Preparation_Natural Gas_Fryer_E6 | F3 | Commercial | College (WA) | Existing | Food Preparation | Natural Gas | Fryer | E6 | System - kBTUs of Consumption | 0 | 0 | 0 | 0 | 0 | 0 | 0 | 0 | 0 | 0 | 0 | 0 | 0 | 0 | 0 | 0 | 0 | 0 | 0 | 0 | 0 | 0 | 0 | 0 | 0 | 0 | 0
F3_Commercial_College (WA)_Existing_Food Preparation_Natural Gas_Fryer_E7 | F3 | Commercial | College (WA) | Existing | Food Preparation | Natural Gas | Fryer | E7 | System - kBTUs of Consumption | 0 | 0 | 0 | 0 | 0 | 0 | 0 | 0 | 0 | 0 | 0 | 0 | 0 | 0 | 0 | 0 | 0 | 0 | 0 | 0 | 0 | 0 | 0 | 0 | 0 | 0 | 0
F3_Commercial_College (WA)_Existing_Food Preparation_Natural Gas_Fryer_E8 | F3 | Commercial | College (WA) | Existing | Food Preparation | Natural Gas | Fryer | E8 | System - kBTUs of Consumption | 0 | 0 | 0 | 0 | 0 | 0 | 0 | 0 | 0 | 0 | 0 | 0 | 0 | 0 | 0 | 0 | 0 | 0 | 0 | 0 | 0 | 0 | 0 | 0 | 0 | 0 | 0
F3_Commercial_College (WA)_Existing_Food Preparation_Natural Gas_Fryer_E9 | F3 | Commercial | College (WA) | Existing | Food Preparation | Natural Gas | Fryer | E9 | System - kBTUs of Consumption | 0 | 0 | 0 | 0 | 0 | 0 | 0 | 0 | 0 | 0 | 0 | 0 | 0 | 0 | 0 | 0 | 0 | 0 | 0 | 0 | 0 | 0 | 0 | 0 | 0 | 0 | 0
F3_Commercial_College (WA)_Existing_Food Preparation_Natural Gas_Fryer_E10 | F3 | Commercial | College (WA) | Existing | Food Preparation | Natural Gas | Fryer | E10 | System - kBTUs of Consumption | 0 | 0 | 0 | 0 | 0 | 0 | 0 | 0 | 0 | 0 | 0 | 0 | 0 | 0 | 0 | 0 | 0 | 0 | 0 | 0 | 0 | 0 | 0 | 0 | 0 | 0 | 0
F4_Commercial_College (WA)_Existing_Food Preparation_Natural Gas_Fryer_E1 | F4 | Commercial | College (WA) | Existing | Food Preparation | Natural Gas | Fryer | E1 | Utility - Cost of Equipment | 0.0004191 | 0.0004191 | 0.0004191 | 0.0004191 | 0.0004191 | 0.0004191 | 0.0004191 | 0.0004191 | 0.0004191 | 0.0004191 | 0.0004191 | 0.0004191 | 0.0004191 | 0.0004191 | 0.0004191 | 0.0004191 | 0.0004191 | 0.0004191 | 0.0004191 | 0.0004191 | 0.0004191 | 0.0004191 | 0.0004191 | 0.0004191 | 0.0004191 | 0.0004191 | 0.0004191
F4_Commercial_College (WA)_Existing_Food Preparation_Natural Gas_Fryer_E2 | F4 | Commercial | College (WA) | Existing | Food Preparation | Natural Gas | Fryer | E2 | Utility - Cost of Equipment | 0.00062027 | 0.00062027 | 0.00062027 | 0.00062027 | 0.00062027 | 0.00062027 | 0.00062027 | 0.00062027 | 0.00062027 | 0.00062027 | 0.00062027 | 0.00062027 | 0.00062027 | 0.00062027 | 0.00062027 | 0.00062027 | 0.00062027 | 0.00062027 | 0.00062027 | 0.00062027 | 0.00062027 | 0.00062027 | 0.00062027 | 0.00062027 | 0.00062027 | 0.00062027 | 0.00062027
F4_Commercial_College (WA)_Existing_Food Preparation_Natural Gas_Fryer_E3 | F4 | Commercial | College (WA) | Existing | Food Preparation | Natural Gas | Fryer | E3 | Utility - Cost of Equipment | 0 | 0 | 0 | 0 | 0 | 0 | 0 | 0 | 0 | 0 | 0 | 0 | 0 | 0 | 0 | 0 | 0 | 0 | 0 | 0 | 0 | 0 | 0 | 0 | 0 | 0 | 0
F4_Commercial_College (WA)_Existing_Food Preparation_Natural Gas_Fryer_E4 | F4 | Commercial | College (WA) | Existing | Food Preparation | Natural Gas | Fryer | E4 | Utility - Cost of Equipment | 0 | 0 | 0 | 0 | 0 | 0 | 0 | 0 | 0 | 0 | 0 | 0 | 0 | 0 | 0 | 0 | 0 | 0 | 0 | 0 | 0 | 0 | 0 | 0 | 0 | 0 | 0
F4_Commercial_College (WA)_Existing_Food Preparation_Natural Gas_Fryer_E5 | F4 | Commercial | College (WA) | Existing | Food Preparation | Natural Gas | Fryer | E5 | Utility - Cost of Equipment | 0 | 0 | 0 | 0 | 0 | 0 | 0 | 0 | 0 | 0 | 0 | 0 | 0 | 0 | 0 | 0 | 0 | 0 | 0 | 0 | 0 | 0 | 0 | 0 | 0 | 0 | 0
F4_Commercial_College (WA)_Existing_Food Preparation_Natural Gas_Fryer_E6 | F4 | Commercial | College (WA) | Existing | Food Preparation | Natural Gas | Fryer | E6 | Utility - Cost of Equipment | 0 | 0 | 0 | 0 | 0 | 0 | 0 | 0 | 0 | 0 | 0 | 0 | 0 | 0 | 0 | 0 | 0 | 0 | 0 | 0 | 0 | 0 | 0 | 0 | 0 | 0 | 0
F4_Commercial_College (WA)_Existing_Food Preparation_Natural Gas_Fryer_E7 | F4 | Commercial | College (WA) | Existing | Food Preparation | Natural Gas | Fryer | E7 | Utility - Cost of Equipment | 0 | 0 | 0 | 0 | 0 | 0 | 0 | 0 | 0 | 0 | 0 | 0 | 0 | 0 | 0 | 0 | 0 | 0 | 0 | 0 | 0 | 0 | 0 | 0 | 0 | 0 | 0
F4_Commercial_College (WA)_Existing_Food Preparation_Natural Gas_Fryer_E8 | F4 | Commercial | College (WA) | Existing | Food Preparation | Natural Gas | Fryer | E8 | Utility - Cost of Equipment | 0 | 0 | 0 | 0 | 0 | 0 | 0 | 0 | 0 | 0 | 0 | 0 | 0 | 0 | 0 | 0 | 0 | 0 | 0 | 0 | 0 | 0 | 0 | 0 | 0 | 0 | 0
F4_Commercial_College (WA)_Existing_Food Preparation_Natural Gas_Fryer_E9 | F4 | Commercial | College (WA) | Existing | Food Preparation | Natural Gas | Fryer | E9 | Utility - Cost of Equipment | 0 | 0 | 0 | 0 | 0 | 0 | 0 | 0 | 0 | 0 | 0 | 0 | 0 | 0 | 0 | 0 | 0 | 0 | 0 | 0 | 0 | 0 | 0 | 0 | 0 | 0 | 0
F4_Commercial_College (WA)_Existing_Food Preparation_Natural Gas_Fryer_E10 | F4 | Commercial | College (WA) | Existing | Food Preparation | Natural Gas | Fryer | E10 | Utility - Cost of Equipment | 0 | 0 | 0 | 0 | 0 | 0 | 0 | 0 | 0 | 0 | 0 | 0 | 0 | 0 | 0 | 0 | 0 | 0 | 0 | 0 | 0 | 0 | 0 | 0 | 0 | 0 | 0
F5_Commercial_College (WA)_Existing_Food Preparation_Natural Gas_Fryer_E1 | F5 | Commercial | College (WA) | Existing | Food Preparation | Natural Gas | Fryer | E1 | Utility - Cost of Operation | 0.0076491 | 0.00785 | 0.0080755 | 0.0083281 | 0.0086093 | 0.0089421 | 0.0092809 | 0.0096148 | 0.0099358 | 0.010262 | 0.010527 | 0.010777 | 0.011045 | 0.011308 | 0.011547 | 0.011773 | 0.01198 | 0.012185 | 0.012402 | 0.012615 | 0.012834 | 0.013061 | 0.01329 | 0.013526 | 0.013766 | 0.014011 | 0.01426
F5_Commercial_College (WA)_Existing_Food Preparation_Natural Gas_Fryer_E2 | F5 | Commercial | College (WA) | Existing | Food Preparation | Natural Gas | Fryer | E2 | Utility - Cost of Operation | 0.0052756 | 0.0054142 | 0.0055697 | 0.0057439 | 0.0059379 | 0.0061674 | 0.0064011 | 0.0066313 | 0.0068528 | 0.0070775 | 0.0072604 | 0.007433 | 0.0076176 | 0.0077992 | 0.0079641 | 0.0081202 | 0.0082626 | 0.0084039 | 0.0085537 | 0.0087007 | 0.0088516 | 0.0090079 | 0.0091661 | 0.0093289 | 0.0094947 | 0.0096634 | 0.009835
F5_Commercial_College (WA)_Existing_Food Preparation_Natural Gas_Fryer_E3 | F5 | Commercial | College (WA) | Existing | Food Preparation | Natural Gas | Fryer | E3 | Utility - Cost of Operation | 0 | 0 | 0 | 0 | 0 | 0 | 0 | 0 | 0 | 0 | 0 | 0 | 0 | 0 | 0 | 0 | 0 | 0 | 0 | 0 | 0 | 0 | 0 | 0 | 0 | 0 | 0
F5_Commercial_College (WA)_Existing_Food Preparation_Natural Gas_Fryer_E4 | F5 | Commercial | College (WA) | Existing | Food Preparation | Natural Gas | Fryer | E4 | Utility - Cost of Operation | 0 | 0 | 0 | 0 | 0 | 0 | 0 | 0 | 0 | 0 | 0 | 0 | 0 | 0 | 0 | 0 | 0 | 0 | 0 | 0 | 0 | 0 | 0 | 0 | 0 | 0 | 0
F5_Commercial_College (WA)_Existing_Food Preparation_Natural Gas_Fryer_E5 | F5 | Commercial | College (WA) | Existing | Food Preparation | Natural Gas | Fryer | E5 | Utility - Cost of Operation | 0 | 0 | 0 | 0 | 0 | 0 | 0 | 0 | 0 | 0 | 0 | 0 | 0 | 0 | 0 | 0 | 0 | 0 | 0 | 0 | 0 | 0 | 0 | 0 | 0 | 0 | 0
F5_Commercial_College (WA)_Existing_Food Preparation_Natural Gas_Fryer_E6 | F5 | Commercial | College (WA) | Existing | Food Preparation | Natural Gas | Fryer | E6 | Utility - Cost of Operation | 0 | 0 | 0 | 0 | 0 | 0 | 0 | 0 | 0 | 0 | 0 | 0 | 0 | 0 | 0 | 0 | 0 | 0 | 0 | 0 | 0 | 0 | 0 | 0 | 0 | 0 | 0
F5_Commercial_College (WA)_Existing_Food Preparation_Natural Gas_Fryer_E7 | F5 | Commercial | College (WA) | Existing | Food Preparation | Natural Gas | Fryer | E7 | Utility - Cost of Operation | 0 | 0 | 0 | 0 | 0 | 0 | 0 | 0 | 0 | 0 | 0 | 0 | 0 | 0 | 0 | 0 | 0 | 0 | 0 | 0 | 0 | 0 | 0 | 0 | 0 | 0 | 0
F5_Commercial_College (WA)_Existing_Food Preparation_Natural Gas_Fryer_E8 | F5 | Commercial | College (WA) | Existing | Food Preparation | Natural Gas | Fryer | E8 | Utility - Cost of Operation | 0 | 0 | 0 | 0 | 0 | 0 | 0 | 0 | 0 | 0 | 0 | 0 | 0 | 0 | 0 | 0 | 0 | 0 | 0 | 0 | 0 | 0 | 0 | 0 | 0 | 0 | 0
F5_Commercial_College (WA)_Existing_Food Preparation_Natural Gas_Fryer_E9 | F5 | Commercial | College (WA) | Existing | Food Preparation | Natural Gas | Fryer | E9 | Utility - Cost of Operation | 0 | 0 | 0 | 0 | 0 | 0 | 0 | 0 | 0 | 0 | 0 | 0 | 0 | 0 | 0 | 0 | 0 | 0 | 0 | 0 | 0 | 0 | 0 | 0 | 0 | 0 | 0
F5_Commercial_College (WA)_Existing_Food Preparation_Natural Gas_Fryer_E10 | F5 | Commercial | College (WA) | Existing | Food Preparation | Natural Gas | Fryer | E10 | Utility - Cost of Operation | 0 | 0 | 0 | 0 | 0 | 0 | 0 | 0 | 0 | 0 | 0 | 0 | 0 | 0 | 0 | 0 | 0 | 0 | 0 | 0 | 0 | 0 | 0 | 0 | 0 | 0 | 0
F6_Commercial_College (WA)_Existing_Food Preparation_Natural Gas_Fryer_E1 | F6 | Commercial | College (WA) | Existing | Food Preparation | Natural Gas | Fryer | E1 | Utility - Value of Sales | 0.0089169 | 0.0090961 | 0.0092979 | 0.0095244 | 0.0097769 | 0.010082 | 0.010385 | 0.010672 | 0.010931 | 0.011184 | 0.011446 | 0.011687 | 0.011943 | 0.012192 | 0.01241 | 0.012611 | 0.012787 | 0.012956 | 0.013135 | 0.013305 | 0.013476 | 0.013714 | 0.013954 | 0.014202 | 0.014455 | 0.014711 | 0.014973
F6_Commercial_College (WA)_Existing_Food Preparation_Natural Gas_Fryer_E2 | F6 | Commercial | College (WA) | Existing | Food Preparation | Natural Gas | Fryer | E2 | Utility - Value of Sales | 0.00615 | 0.0062736 | 0.0064128 | 0.006569 | 0.0067432 | 0.0069538 | 0.0071627 | 0.0073603 | 0.0075395 | 0.0077139 | 0.0078947 | 0.0080603 | 0.0082373 | 0.0084088 | 0.0085595 | 0.0086981 | 0.0088191 | 0.0089361 | 0.0090593 | 0.0091764 | 0.0092942 | 0.0094583 | 0.0096244 | 0.0097954 | 0.0099694 | 0.010147 | 0.010327
F6_Commercial_College (WA)_Existing_Food Preparation_Natural Gas_Fryer_E3 | F6 | Commercial | College (WA) | Existing | Food Preparation | Natural Gas | Fryer | E3 | Utility - Value of Sales | 0 | 0 | 0 | 0 | 0 | 0 | 0 | 0 | 0 | 0 | 0 | 0 | 0 | 0 | 0 | 0 | 0 | 0 | 0 | 0 | 0 | 0 | 0 | 0 | 0 | 0 | 0
F6_Commercial_College (WA)_Existing_Food Preparation_Natural Gas_Fryer_E4 | F6 | Commercial | College (WA) | Existing | Food Preparation | Natural Gas | Fryer | E4 | Utility - Value of Sales | 0 | 0 | 0 | 0 | 0 | 0 | 0 | 0 | 0 | 0 | 0 | 0 | 0 | 0 | 0 | 0 | 0 | 0 | 0 | 0 | 0 | 0 | 0 | 0 | 0 | 0 | 0
F6_Commercial_College (WA)_Existing_Food Preparation_Natural Gas_Fryer_E5 | F6 | Commercial | College (WA) | Existing | Food Preparation | Natural Gas | Fryer | E5 | Utility - Value of Sales | 0 | 0 | 0 | 0 | 0 | 0 | 0 | 0 | 0 | 0 | 0 | 0 | 0 | 0 | 0 | 0 | 0 | 0 | 0 | 0 | 0 | 0 | 0 | 0 | 0 | 0 | 0
F6_Commercial_College (WA)_Existing_Food Preparation_Natural Gas_Fryer_E6 | F6 | Commercial | College (WA) | Existing | Food Preparation | Natural Gas | Fryer | E6 | Utility - Value of Sales | 0 | 0 | 0 | 0 | 0 | 0 | 0 | 0 | 0 | 0 | 0 | 0 | 0 | 0 | 0 | 0 | 0 | 0 | 0 | 0 | 0 | 0 | 0 | 0 | 0 | 0 | 0
F6_Commercial_College (WA)_Existing_Food Preparation_Natural Gas_Fryer_E7 | F6 | Commercial | College (WA) | Existing | Food Preparation | Natural Gas | Fryer | E7 | Utility - Value of Sales | 0 | 0 | 0 | 0 | 0 | 0 | 0 | 0 | 0 | 0 | 0 | 0 | 0 | 0 | 0 | 0 | 0 | 0 | 0 | 0 | 0 | 0 | 0 | 0 | 0 | 0 | 0
F6_Commercial_College (WA)_Existing_Food Preparation_Natural Gas_Fryer_E8 | F6 | Commercial | College (WA) | Existing | Food Preparation | Natural Gas | Fryer | E8 | Utility - Value of Sales | 0 | 0 | 0 | 0 | 0 | 0 | 0 | 0 | 0 | 0 | 0 | 0 | 0 | 0 | 0 | 0 | 0 | 0 | 0 | 0 | 0 | 0 | 0 | 0 | 0 | 0 | 0
F6_Commercial_College (WA)_Existing_Food Preparation_Natural Gas_Fryer_E9 | F6 | Commercial | College (WA) | Existing | Food Preparation | Natural Gas | Fryer | E9 | Utility - Value of Sales | 0 | 0 | 0 | 0 | 0 | 0 | 0 | 0 | 0 | 0 | 0 | 0 | 0 | 0 | 0 | 0 | 0 | 0 | 0 | 0 | 0 | 0 | 0 | 0 | 0 | 0 | 0
F6_Commercial_College (WA)_Existing_Food Preparation_Natural Gas_Fryer_E10 | F6 | Commercial | College (WA) | Existing | Food Preparation | Natural Gas | Fryer | E10 | Utility - Value of Sales | 0 | 0 | 0 | 0 | 0 | 0 | 0 | 0 | 0 | 0 | 0 | 0 | 0 | 0 | 0 | 0 | 0 | 0 | 0 | 0 | 0 | 0 | 0 | 0 | 0 | 0 | 0
F1_Commercial_College (WA)_Existing_Food Preparation_Natural Gas_Broiler_E1 | F1 | Commercial | College (WA) | Existing | Food Preparation | Natural Gas | Broiler | E1 | RVT - Cost of Equipment | 0.00074548 | 0.00074548 | 0.00074548 | 0.00074548 | 0.00074548 | 0.00074548 | 0.00074548 | 0.00074548 | 0.00074548 | 0.00074548 | 0.00074548 | 0.00074548 | 0.00074548 | 0.00074548 | 0.00074548 | 0.00074548 | 0.00074548 | 0.00074548 | 0.00074548 | 0.00074548 | 0.00074548 | 0.00074548 | 0.00074548 | 0.00074548 | 0.00074548 | 0.00074548 | 0.00074548
F1_Commercial_College (WA)_Existing_Food Preparation_Natural Gas_Broiler_E2 | F1 | Commercial | College (WA) | Existing | Food Preparation | Natural Gas | Broiler | E2 | RVT - Cost of Equipment | 0.0010437 | 0.0010437 | 0.0010437 | 0.0010437 | 0.0010437 | 0.0010437 | 0.0010437 | 0.0010437 | 0.0010437 | 0.0010437 | 0.0010437 | 0.0010437 | 0.0010437 | 0.0010437 | 0.0010437 | 0.0010437 | 0.0010437 | 0.0010437 | 0.0010437 | 0.0010437 | 0.0010437 | 0.0010437 | 0.0010437 | 0.0010437 | 0.0010437 | 0.0010437 | 0.0010437
F1_Commercial_College (WA)_Existing_Food Preparation_Natural Gas_Broiler_E3 | F1 | Commercial | College (WA) | Existing | Food Preparation | Natural Gas | Broiler | E3 | RVT - Cost of Equipment | 0 | 0 | 0 | 0 | 0 | 0 | 0 | 0 | 0 | 0 | 0 | 0 | 0 | 0 | 0 | 0 | 0 | 0 | 0 | 0 | 0 | 0 | 0 | 0 | 0 | 0 | 0
F1_Commercial_College (WA)_Existing_Food Preparation_Natural Gas_Broiler_E4 | F1 | Commercial | College (WA) | Existing | Food Preparation | Natural Gas | Broiler | E4 | RVT - Cost of Equipment | 0 | 0 | 0 | 0 | 0 | 0 | 0 | 0 | 0 | 0 | 0 | 0 | 0 | 0 | 0 | 0 | 0 | 0 | 0 | 0 | 0 | 0 | 0 | 0 | 0 | 0 | 0
F1_Commercial_College (WA)_Existing_Food Preparation_Natural Gas_Broiler_E5 | F1 | Commercial | College (WA) | Existing | Food Preparation | Natural Gas | Broiler | E5 | RVT - Cost of Equipment | 0 | 0 | 0 | 0 | 0 | 0 | 0 | 0 | 0 | 0 | 0 | 0 | 0 | 0 | 0 | 0 | 0 | 0 | 0 | 0 | 0 | 0 | 0 | 0 | 0 | 0 | 0
F1_Commercial_College (WA)_Existing_Food Preparation_Natural Gas_Broiler_E6 | F1 | Commercial | College (WA) | Existing | Food Preparation | Natural Gas | Broiler | E6 | RVT - Cost of Equipment | 0 | 0 | 0 | 0 | 0 | 0 | 0 | 0 | 0 | 0 | 0 | 0 | 0 | 0 | 0 | 0 | 0 | 0 | 0 | 0 | 0 | 0 | 0 | 0 | 0 | 0 | 0
F1_Commercial_College (WA)_Existing_Food Preparation_Natural Gas_Broiler_E7 | F1 | Commercial | College (WA) | Existing | Food Preparation | Natural Gas | Broiler | E7 | RVT - Cost of Equipment | 0 | 0 | 0 | 0 | 0 | 0 | 0 | 0 | 0 | 0 | 0 | 0 | 0 | 0 | 0 | 0 | 0 | 0 | 0 | 0 | 0 | 0 | 0 | 0 | 0 | 0 | 0
F1_Commercial_College (WA)_Existing_Food Preparation_Natural Gas_Broiler_E8 | F1 | Commercial | College (WA) | Existing | Food Preparation | Natural Gas | Broiler | E8 | RVT - Cost of Equipment | 0 | 0 | 0 | 0 | 0 | 0 | 0 | 0 | 0 | 0 | 0 | 0 | 0 | 0 | 0 | 0 | 0 | 0 | 0 | 0 | 0 | 0 | 0 | 0 | 0 | 0 | 0
F1_Commercial_College (WA)_Existing_Food Preparation_Natural Gas_Broiler_E9 | F1 | Commercial | College (WA) | Existing | Food Preparation | Natural Gas | Broiler | E9 | RVT - Cost of Equipment | 0 | 0 | 0 | 0 | 0 | 0 | 0 | 0 | 0 | 0 | 0 | 0 | 0 | 0 | 0 | 0 | 0 | 0 | 0 | 0 | 0 | 0 | 0 | 0 | 0 | 0 | 0
F1_Commercial_College (WA)_Existing_Food Preparation_Natural Gas_Broiler_E10 | F1 | Commercial | College (WA) | Existing | Food Preparation | Natural Gas | Broiler | E10 | RVT - Cost of Equipment | 0 | 0 | 0 | 0 | 0 | 0 | 0 | 0 | 0 | 0 | 0 | 0 | 0 | 0 | 0 | 0 | 0 | 0 | 0 | 0 | 0 | 0 | 0 | 0 | 0 | 0 | 0
F2_Commercial_College (WA)_Existing_Food Preparation_Natural Gas_Broiler_E1 | F2 | Commercial | College (WA) | Existing | Food Preparation | Natural Gas | Broiler | E1 | RVT - Cost of Operation | 0.0088337 | 0.0090006 | 0.0091964 | 0.0094248 | 0.0096864 | 0.010013 | 0.01034 | 0.010651 | 0.010932 | 0.011205 | 0.011488 | 0.011745 | 0.012016 | 0.012272 | 0.012493 | 0.012692 | 0.012861 | 0.013021 | 0.013193 | 0.013352 | 0.013513 | 0.013751 | 0.013992 | 0.014241 | 0.014494 | 0.014751 | 0.015013
F2_Commercial_College (WA)_Existing_Food Preparation_Natural Gas_Broiler_E2 | F2 | Commercial | College (WA) | Existing | Food Preparation | Natural Gas | Broiler | E2 | RVT - Cost of Operation | 0.0075345 | 0.0076768 | 0.0078439 | 0.0080386 | 0.0082617 | 0.0085402 | 0.0088194 | 0.0090846 | 0.0093246 | 0.0095572 | 0.0097983 | 0.010017 | 0.010249 | 0.010467 | 0.010656 | 0.010825 | 0.010969 | 0.011106 | 0.011252 | 0.011388 | 0.011525 | 0.011729 | 0.011934 | 0.012146 | 0.012362 | 0.012581 | 0.012805
F2_Commercial_College (WA)_Existing_Food Preparation_Natural Gas_Broiler_E3 | F2 | Commercial | College (WA) | Existing | Food Preparation | Natural Gas | Broiler | E3 | RVT - Cost of Operation | 0 | 0 | 0 | 0 | 0 | 0 | 0 | 0 | 0 | 0 | 0 | 0 | 0 | 0 | 0 | 0 | 0 | 0 | 0 | 0 | 0 | 0 | 0 | 0 | 0 | 0 | 0
F2_Commercial_College (WA)_Existing_Food Preparation_Natural Gas_Broiler_E4 | F2 | Commercial | College (WA) | Existing | Food Preparation | Natural Gas | Broiler | E4 | RVT - Cost of Operation | 0 | 0 | 0 | 0 | 0 | 0 | 0 | 0 | 0 | 0 | 0 | 0 | 0 | 0 | 0 | 0 | 0 | 0 | 0 | 0 | 0 | 0 | 0 | 0 | 0 | 0 | 0
F2_Commercial_College (WA)_Existing_Food Preparation_Natural Gas_Broiler_E5 | F2 | Commercial | College (WA) | Existing | Food Preparation | Natural Gas | Broiler | E5 | RVT - Cost of Operation | 0 | 0 | 0 | 0 | 0 | 0 | 0 | 0 | 0 | 0 | 0 | 0 | 0 | 0 | 0 | 0 | 0 | 0 | 0 | 0 | 0 | 0 | 0 | 0 | 0 | 0 | 0
F2_Commercial_College (WA)_Existing_Food Preparation_Natural Gas_Broiler_E6 | F2 | Commercial | College (WA) | Existing | Food Preparation | Natural Gas | Broiler | E6 | RVT - Cost of Operation | 0 | 0 | 0 | 0 | 0 | 0 | 0 | 0 | 0 | 0 | 0 | 0 | 0 | 0 | 0 | 0 | 0 | 0 | 0 | 0 | 0 | 0 | 0 | 0 | 0 | 0 | 0
F2_Commercial_College (WA)_Existing_Food Preparation_Natural Gas_Broiler_E7 | F2 | Commercial | College (WA) | Existing | Food Preparation | Natural Gas | Broiler | E7 | RVT - Cost of Operation | 0 | 0 | 0 | 0 | 0 | 0 | 0 | 0 | 0 | 0 | 0 | 0 | 0 | 0 | 0 | 0 | 0 | 0 | 0 | 0 | 0 | 0 | 0 | 0 | 0 | 0 | 0
F2_Commercial_College (WA)_Existing_Food Preparation_Natural Gas_Broiler_E8 | F2 | Commercial | College (WA) | Existing | Food Preparation | Natural Gas | Broiler | E8 | RVT - Cost of Operation | 0 | 0 | 0 | 0 | 0 | 0 | 0 | 0 | 0 | 0 | 0 | 0 | 0 | 0 | 0 | 0 | 0 | 0 | 0 | 0 | 0 | 0 | 0 | 0 | 0 | 0 | 0
F2_Commercial_College (WA)_Existing_Food Preparation_Natural Gas_Broiler_E9 | F2 | Commercial | College (WA) | Existing | Food Preparation | Natural Gas | Broiler | E9 | RVT - Cost of Operation | 0 | 0 | 0 | 0 | 0 | 0 | 0 | 0 | 0 | 0 | 0 | 0 | 0 | 0 | 0 | 0 | 0 | 0 | 0 | 0 | 0 | 0 | 0 | 0 | 0 | 0 | 0
F2_Commercial_College (WA)_Existing_Food Preparation_Natural Gas_Broiler_E10 | F2 | Commercial | College (WA) | Existing | Food Preparation | Natural Gas | Broiler | E10 | RVT - Cost of Operation | 0 | 0 | 0 | 0 | 0 | 0 | 0 | 0 | 0 | 0 | 0 | 0 | 0 | 0 | 0 | 0 | 0 | 0 | 0 | 0 | 0 | 0 | 0 | 0 | 0 | 0 | 0
F3_Commercial_College (WA)_Existing_Food Preparation_Natural Gas_Broiler_E1 | F3 | Commercial | College (WA) | Existing | Food Preparation | Natural Gas | Broiler | E1 | System - kBTUs of Consumption | 2.1074 | 2.1074 | 2.1074 | 2.1074 | 2.1074 | 2.1074 | 2.1074 | 2.1074 | 2.1074 | 2.1074 | 2.1074 | 2.1074 | 2.1074 | 2.1074 | 2.1074 | 2.1074 | 2.1074 | 2.1074 | 2.1074 | 2.1074 | 2.1074 | 2.1074 | 2.1074 | 2.1074 | 2.1074 | 2.1074 | 2.1074
F3_Commercial_College (WA)_Existing_Food Preparation_Natural Gas_Broiler_E2 | F3 | Commercial | College (WA) | Existing | Food Preparation | Natural Gas | Broiler | E2 | System - kBTUs of Consumption | 1.7974 | 1.7974 | 1.7974 | 1.7974 | 1.7974 | 1.7974 | 1.7974 | 1.7974 | 1.7974 | 1.7974 | 1.7974 | 1.7974 | 1.7974 | 1.7974 | 1.7974 | 1.7974 | 1.7974 | 1.7974 | 1.7974 | 1.7974 | 1.7974 | 1.7974 | 1.7974 | 1.7974 | 1.7974 | 1.7974 | 1.7974
F3_Commercial_College (WA)_Existing_Food Preparation_Natural Gas_Broiler_E3 | F3 | Commercial | College (WA) | Existing | Food Preparation | Natural Gas | Broiler | E3 | System - kBTUs of Consumption | 0 | 0 | 0 | 0 | 0 | 0 | 0 | 0 | 0 | 0 | 0 | 0 | 0 | 0 | 0 | 0 | 0 | 0 | 0 | 0 | 0 | 0 | 0 | 0 | 0 | 0 | 0
F3_Commercial_College (WA)_Existing_Food Preparation_Natural Gas_Broiler_E4 | F3 | Commercial | College (WA) | Existing | Food Preparation | Natural Gas | Broiler | E4 | System - kBTUs of Consumption | 0 | 0 | 0 | 0 | 0 | 0 | 0 | 0 | 0 | 0 | 0 | 0 | 0 | 0 | 0 | 0 | 0 | 0 | 0 | 0 | 0 | 0 | 0 | 0 | 0 | 0 | 0
F3_Commercial_College (WA)_Existing_Food Preparation_Natural Gas_Broiler_E5 | F3 | Commercial | College (WA) | Existing | Food Preparation | Natural Gas | Broiler | E5 | System - kBTUs of Consumption | 0 | 0 | 0 | 0 | 0 | 0 | 0 | 0 | 0 | 0 | 0 | 0 | 0 | 0 | 0 | 0 | 0 | 0 | 0 | 0 | 0 | 0 | 0 | 0 | 0 | 0 | 0
F3_Commercial_College (WA)_Existing_Food Preparation_Natural Gas_Broiler_E6 | F3 | Commercial | College (WA) | Existing | Food Preparation | Natural Gas | Broiler | E6 | System - kBTUs of Consumption | 0 | 0 | 0 | 0 | 0 | 0 | 0 | 0 | 0 | 0 | 0 | 0 | 0 | 0 | 0 | 0 | 0 | 0 | 0 | 0 | 0 | 0 | 0 | 0 | 0 | 0 | 0
F3_Commercial_College (WA)_Existing_Food Preparation_Natural Gas_Broiler_E7 | F3 | Commercial | College (WA) | Existing | Food Preparation | Natural Gas | Broiler | E7 | System - kBTUs of Consumption | 0 | 0 | 0 | 0 | 0 | 0 | 0 | 0 | 0 | 0 | 0 | 0 | 0 | 0 | 0 | 0 | 0 | 0 | 0 | 0 | 0 | 0 | 0 | 0 | 0 | 0 | 0
F3_Commercial_College (WA)_Existing_Food Preparation_Natural Gas_Broiler_E8 | F3 | Commercial | College (WA) | Existing | Food Preparation | Natural Gas | Broiler | E8 | System - kBTUs of Consumption | 0 | 0 | 0 | 0 | 0 | 0 | 0 | 0 | 0 | 0 | 0 | 0 | 0 | 0 | 0 | 0 | 0 | 0 | 0 | 0 | 0 | 0 | 0 | 0 | 0 | 0 | 0
F3_Commercial_College (WA)_Existing_Food Preparation_Natural Gas_Broiler_E9 | F3 | Commercial | College (WA) | Existing | Food Preparation | Natural Gas | Broiler | E9 | System - kBTUs of Consumption | 0 | 0 | 0 | 0 | 0 | 0 | 0 | 0 | 0 | 0 | 0 | 0 | 0 | 0 | 0 | 0 | 0 | 0 | 0 | 0 | 0 | 0 | 0 | 0 | 0 | 0 | 0
F3_Commercial_College (WA)_Existing_Food Preparation_Natural Gas_Broiler_E10 | F3 | Commercial | College (WA) | Existing | Food Preparation | Natural Gas | Broiler | E10 | System - kBTUs of Consumption | 0 | 0 | 0 | 0 | 0 | 0 | 0 | 0 | 0 | 0 | 0 | 0 | 0 | 0 | 0 | 0 | 0 | 0 | 0 | 0 | 0 | 0 | 0 | 0 | 0 | 0 | 0
F4_Commercial_College (WA)_Existing_Food Preparation_Natural Gas_Broiler_E1 | F4 | Commercial | College (WA) | Existing | Food Preparation | Natural Gas | Broiler | E1 | Utility - Cost of Equipment | 0.00074548 | 0.00074548 | 0.00074548 | 0.00074548 | 0.00074548 | 0.00074548 | 0.00074548 | 0.00074548 | 0.00074548 | 0.00074548 | 0.00074548 | 0.00074548 | 0.00074548 | 0.00074548 | 0.00074548 | 0.00074548 | 0.00074548 | 0.00074548 | 0.00074548 | 0.00074548 | 0.00074548 | 0.00074548 | 0.00074548 | 0.00074548 | 0.00074548 | 0.00074548 | 0.00074548
F4_Commercial_College (WA)_Existing_Food Preparation_Natural Gas_Broiler_E2 | F4 | Commercial | College (WA) | Existing | Food Preparation | Natural Gas | Broiler | E2 | Utility - Cost of Equipment | 0.0010437 | 0.0010437 | 0.0010437 | 0.0010437 | 0.0010437 | 0.0010437 | 0.0010437 | 0.0010437 | 0.0010437 | 0.0010437 | 0.0010437 | 0.0010437 | 0.0010437 | 0.0010437 | 0.0010437 | 0.0010437 | 0.0010437 | 0.0010437 | 0.0010437 | 0.0010437 | 0.0010437 | 0.0010437 | 0.0010437 | 0.0010437 | 0.0010437 | 0.0010437 | 0.0010437
F4_Commercial_College (WA)_Existing_Food Preparation_Natural Gas_Broiler_E3 | F4 | Commercial | College (WA) | Existing | Food Preparation | Natural Gas | Broiler | E3 | Utility - Cost of Equipment | 0 | 0 | 0 | 0 | 0 | 0 | 0 | 0 | 0 | 0 | 0 | 0 | 0 | 0 | 0 | 0 | 0 | 0 | 0 | 0 | 0 | 0 | 0 | 0 | 0 | 0 | 0
F4_Commercial_College (WA)_Existing_Food Preparation_Natural Gas_Broiler_E4 | F4 | Commercial | College (WA) | Existing | Food Preparation | Natural Gas | Broiler | E4 | Utility - Cost of Equipment | 0 | 0 | 0 | 0 | 0 | 0 | 0 | 0 | 0 | 0 | 0 | 0 | 0 | 0 | 0 | 0 | 0 | 0 | 0 | 0 | 0 | 0 | 0 | 0 | 0 | 0 | 0
F4_Commercial_College (WA)_Existing_Food Preparation_Natural Gas_Broiler_E5 | F4 | Commercial | College (WA) | Existing | Food Preparation | Natural Gas | Broiler | E5 | Utility - Cost of Equipment | 0 | 0 | 0 | 0 | 0 | 0 | 0 | 0 | 0 | 0 | 0 | 0 | 0 | 0 | 0 | 0 | 0 | 0 | 0 | 0 | 0 | 0 | 0 | 0 | 0 | 0 | 0
F4_Commercial_College (WA)_Existing_Food Preparation_Natural Gas_Broiler_E6 | F4 | Commercial | College (WA) | Existing | Food Preparation | Natural Gas | Broiler | E6 | Utility - Cost of Equipment | 0 | 0 | 0 | 0 | 0 | 0 | 0 | 0 | 0 | 0 | 0 | 0 | 0 | 0 | 0 | 0 | 0 | 0 | 0 | 0 | 0 | 0 | 0 | 0 | 0 | 0 | 0
F4_Commercial_College (WA)_Existing_Food Preparation_Natural Gas_Broiler_E7 | F4 | Commercial | College (WA) | Existing | Food Preparation | Natural Gas | Broiler | E7 | Utility - Cost of Equipment | 0 | 0 | 0 | 0 | 0 | 0 | 0 | 0 | 0 | 0 | 0 | 0 | 0 | 0 | 0 | 0 | 0 | 0 | 0 | 0 | 0 | 0 | 0 | 0 | 0 | 0 | 0
F4_Commercial_College (WA)_Existing_Food Preparation_Natural Gas_Broiler_E8 | F4 | Commercial | College (WA) | Existing | Food Preparation | Natural Gas | Broiler | E8 | Utility - Cost of Equipment | 0 | 0 | 0 | 0 | 0 | 0 | 0 | 0 | 0 | 0 | 0 | 0 | 0 | 0 | 0 | 0 | 0 | 0 | 0 | 0 | 0 | 0 | 0 | 0 | 0 | 0 | 0
F4_Commercial_College (WA)_Existing_Food Preparation_Natural Gas_Broiler_E9 | F4 | Commercial | College (WA) | Existing | Food Preparation | Natural Gas | Broiler | E9 | Utility - Cost of Equipment | 0 | 0 | 0 | 0 | 0 | 0 | 0 | 0 | 0 | 0 | 0 | 0 | 0 | 0 | 0 | 0 | 0 | 0 | 0 | 0 | 0 | 0 | 0 | 0 | 0 | 0 | 0
F4_Commercial_College (WA)_Existing_Food Preparation_Natural Gas_Broiler_E10 | F4 | Commercial | College (WA) | Existing | Food Preparation | Natural Gas | Broiler | E10 | Utility - Cost of Equipment | 0 | 0 | 0 | 0 | 0 | 0 | 0 | 0 | 0 | 0 | 0 | 0 | 0 | 0 | 0 | 0 | 0 | 0 | 0 | 0 | 0 | 0 | 0 | 0 | 0 | 0 | 0
F5_Commercial_College (WA)_Existing_Food Preparation_Natural Gas_Broiler_E1 | F5 | Commercial | College (WA) | Existing | Food Preparation | Natural Gas | Broiler | E1 | Utility - Cost of Operation | 0.0075002 | 0.0076892 | 0.0079131 | 0.0081698 | 0.00846 | 0.0088131 | 0.0091766 | 0.0095365 | 0.009883 | 0.010234 | 0.010514 | 0.010776 | 0.011057 | 0.011333 | 0.011579 | 0.011809 | 0.012016 | 0.01222 | 0.012438 | 0.012651 | 0.012869 | 0.013096 | 0.013326 | 0.013562 | 0.013803 | 0.014049 | 0.014298
F5_Commercial_College (WA)_Existing_Food Preparation_Natural Gas_Broiler_E2 | F5 | Commercial | College (WA) | Existing | Food Preparation | Natural Gas | Broiler | E2 | Utility - Cost of Operation | 0.0063971 | 0.0065583 | 0.0067493 | 0.0069682 | 0.0072157 | 0.0075169 | 0.0078269 | 0.0081339 | 0.0084294 | 0.0087291 | 0.0089675 | 0.0091909 | 0.0094309 | 0.0096658 | 0.0098759 | 0.010072 | 0.010249 | 0.010423 | 0.010609 | 0.01079 | 0.010976 | 0.01117 | 0.011366 | 0.011568 | 0.011773 | 0.011982 | 0.012195
F5_Commercial_College (WA)_Existing_Food Preparation_Natural Gas_Broiler_E3 | F5 | Commercial | College (WA) | Existing | Food Preparation | Natural Gas | Broiler | E3 | Utility - Cost of Operation | 0 | 0 | 0 | 0 | 0 | 0 | 0 | 0 | 0 | 0 | 0 | 0 | 0 | 0 | 0 | 0 | 0 | 0 | 0 | 0 | 0 | 0 | 0 | 0 | 0 | 0 | 0
F5_Commercial_College (WA)_Existing_Food Preparation_Natural Gas_Broiler_E4 | F5 | Commercial | College (WA) | Existing | Food Preparation | Natural Gas | Broiler | E4 | Utility - Cost of Operation | 0 | 0 | 0 | 0 | 0 | 0 | 0 | 0 | 0 | 0 | 0 | 0 | 0 | 0 | 0 | 0 | 0 | 0 | 0 | 0 | 0 | 0 | 0 | 0 | 0 | 0 | 0
F5_Commercial_College (WA)_Existing_Food Preparation_Natural Gas_Broiler_E5 | F5 | Commercial | College (WA) | Existing | Food Preparation | Natural Gas | Broiler | E5 | Utility - Cost of Operation | 0 | 0 | 0 | 0 | 0 | 0 | 0 | 0 | 0 | 0 | 0 | 0 | 0 | 0 | 0 | 0 | 0 | 0 | 0 | 0 | 0 | 0 | 0 | 0 | 0 | 0 | 0
F5_Commercial_College (WA)_Existing_Food Preparation_Natural Gas_Broiler_E6 | F5 | Commercial | College (WA) | Existing | Food Preparation | Natural Gas | Broiler | E6 | Utility - Cost of Operation | 0 | 0 | 0 | 0 | 0 | 0 | 0 | 0 | 0 | 0 | 0 | 0 | 0 | 0 | 0 | 0 | 0 | 0 | 0 | 0 | 0 | 0 | 0 | 0 | 0 | 0 | 0
F5_Commercial_College (WA)_Existing_Food Preparation_Natural Gas_Broiler_E7 | F5 | Commercial | College (WA) | Existing | Food Preparation | Natural Gas | Broiler | E7 | Utility - Cost of Operation | 0 | 0 | 0 | 0 | 0 | 0 | 0 | 0 | 0 | 0 | 0 | 0 | 0 | 0 | 0 | 0 | 0 | 0 | 0 | 0 | 0 | 0 | 0 | 0 | 0 | 0 | 0
F5_Commercial_College (WA)_Existing_Food Preparation_Natural Gas_Broiler_E8 | F5 | Commercial | College (WA) | Existing | Food Preparation | Natural Gas | Broiler | E8 | Utility - Cost of Operation | 0 | 0 | 0 | 0 | 0 | 0 | 0 | 0 | 0 | 0 | 0 | 0 | 0 | 0 | 0 | 0 | 0 | 0 | 0 | 0 | 0 | 0 | 0 | 0 | 0 | 0 | 0
F5_Commercial_College (WA)_Existing_Food Preparation_Natural Gas_Broiler_E9 | F5 | Commercial | College (WA) | Existing | Food Preparation | Natural Gas | Broiler | E9 | Utility - Cost of Operation | 0 | 0 | 0 | 0 | 0 | 0 | 0 | 0 | 0 | 0 | 0 | 0 | 0 | 0 | 0 | 0 | 0 | 0 | 0 | 0 | 0 | 0 | 0 | 0 | 0 | 0 | 0
F5_Commercial_College (WA)_Existing_Food Preparation_Natural Gas_Broiler_E10 | F5 | Commercial | College (WA) | Existing | Food Preparation | Natural Gas | Broiler | E10 | Utility - Cost of Operation | 0 | 0 | 0 | 0 | 0 | 0 | 0 | 0 | 0 | 0 | 0 | 0 | 0 | 0 | 0 | 0 | 0 | 0 | 0 | 0 | 0 | 0 | 0 | 0 | 0 | 0 | 0
F6_Commercial_College (WA)_Existing_Food Preparation_Natural Gas_Broiler_E1 | F6 | Commercial | College (WA) | Existing | Food Preparation | Natural Gas | Broiler | E1 | Utility - Value of Sales | 0.0088337 | 0.0090006 | 0.0091964 | 0.0094248 | 0.0096864 | 0.010013 | 0.01034 | 0.010651 | 0.010932 | 0.011205 | 0.011488 | 0.011745 | 0.012016 | 0.012272 | 0.012493 | 0.012692 | 0.012861 | 0.013021 | 0.013193 | 0.013352 | 0.013513 | 0.013751 | 0.013992 | 0.014241 | 0.014494 | 0.014751 | 0.015013
F6_Commercial_College (WA)_Existing_Food Preparation_Natural Gas_Broiler_E2 | F6 | Commercial | College (WA) | Existing | Food Preparation | Natural Gas | Broiler | E2 | Utility - Value of Sales | 0.0075345 | 0.0076768 | 0.0078439 | 0.0080386 | 0.0082617 | 0.0085402 | 0.0088194 | 0.0090846 | 0.0093246 | 0.0095572 | 0.0097983 | 0.010017 | 0.010249 | 0.010467 | 0.010656 | 0.010825 | 0.010969 | 0.011106 | 0.011252 | 0.011388 | 0.011525 | 0.011729 | 0.011934 | 0.012146 | 0.012362 | 0.012581 | 0.012805
F6_Commercial_College (WA)_Existing_Food Preparation_Natural Gas_Broiler_E3 | F6 | Commercial | College (WA) | Existing | Food Preparation | Natural Gas | Broiler | E3 | Utility - Value of Sales | 0 | 0 | 0 | 0 | 0 | 0 | 0 | 0 | 0 | 0 | 0 | 0 | 0 | 0 | 0 | 0 | 0 | 0 | 0 | 0 | 0 | 0 | 0 | 0 | 0 | 0 | 0
F6_Commercial_College (WA)_Existing_Food Preparation_Natural Gas_Broiler_E4 | F6 | Commercial | College (WA) | Existing | Food Preparation | Natural Gas | Broiler | E4 | Utility - Value of Sales | 0 | 0 | 0 | 0 | 0 | 0 | 0 | 0 | 0 | 0 | 0 | 0 | 0 | 0 | 0 | 0 | 0 | 0 | 0 | 0 | 0 | 0 | 0 | 0 | 0 | 0 | 0
F6_Commercial_College (WA)_Existing_Food Preparation_Natural Gas_Broiler_E5 | F6 | Commercial | College (WA) | Existing | Food Preparation | Natural Gas | Broiler | E5 | Utility - Value of Sales | 0 | 0 | 0 | 0 | 0 | 0 | 0 | 0 | 0 | 0 | 0 | 0 | 0 | 0 | 0 | 0 | 0 | 0 | 0 | 0 | 0 | 0 | 0 | 0 | 0 | 0 | 0
F6_Commercial_College (WA)_Existing_Food Preparation_Natural Gas_Broiler_E6 | F6 | Commercial | College (WA) | Existing | Food Preparation | Natural Gas | Broiler | E6 | Utility - Value of Sales | 0 | 0 | 0 | 0 | 0 | 0 | 0 | 0 | 0 | 0 | 0 | 0 | 0 | 0 | 0 | 0 | 0 | 0 | 0 | 0 | 0 | 0 | 0 | 0 | 0 | 0 | 0
F6_Commercial_College (WA)_Existing_Food Preparation_Natural Gas_Broiler_E7 | F6 | Commercial | College (WA) | Existing | Food Preparation | Natural Gas | Broiler | E7 | Utility - Value of Sales | 0 | 0 | 0 | 0 | 0 | 0 | 0 | 0 | 0 | 0 | 0 | 0 | 0 | 0 | 0 | 0 | 0 | 0 | 0 | 0 | 0 | 0 | 0 | 0 | 0 | 0 | 0
F6_Commercial_College (WA)_Existing_Food Preparation_Natural Gas_Broiler_E8 | F6 | Commercial | College (WA) | Existing | Food Preparation | Natural Gas | Broiler | E8 | Utility - Value of Sales | 0 | 0 | 0 | 0 | 0 | 0 | 0 | 0 | 0 | 0 | 0 | 0 | 0 | 0 | 0 | 0 | 0 | 0 | 0 | 0 | 0 | 0 | 0 | 0 | 0 | 0 | 0
F6_Commercial_College (WA)_Existing_Food Preparation_Natural Gas_Broiler_E9 | F6 | Commercial | College (WA) | Existing | Food Preparation | Natural Gas | Broiler | E9 | Utility - Value of Sales | 0 | 0 | 0 | 0 | 0 | 0 | 0 | 0 | 0 | 0 | 0 | 0 | 0 | 0 | 0 | 0 | 0 | 0 | 0 | 0 | 0 | 0 | 0 | 0 | 0 | 0 | 0
F6_Commercial_College (WA)_Existing_Food Preparation_Natural Gas_Broiler_E10 | F6 | Commercial | College (WA) | Existing | Food Preparation | Natural Gas | Broiler | E10 | Utility - Value of Sales | 0 | 0 | 0 | 0 | 0 | 0 | 0 | 0 | 0 | 0 | 0 | 0 | 0 | 0 | 0 | 0 | 0 | 0 | 0 | 0 | 0 | 0 | 0 | 0 | 0 | 0 | 0
F1_Commercial_College (WA)_Existing_Food Preparation_Natural Gas_Griddle_E1 | F1 | Commercial | College (WA) | Existing | Food Preparation | Natural Gas | Griddle | E1 | RVT - Cost of Equipment | 0.0019495 | 0.0019495 | 0.0019495 | 0.0019495 | 0.0019495 | 0.0019495 | 0.0019495 | 0.0019495 | 0.0019495 | 0.0019495 | 0.0019495 | 0.0019495 | 0.0019495 | 0.0019495 | 0.0019495 | 0.0019495 | 0.0019495 | 0.0019495 | 0.0019495 | 0.0019495 | 0.0019495 | 0.0019495 | 0.0019495 | 0.0019495 | 0.0019495 | 0.0019495 | 0.0019495
F1_Commercial_College (WA)_Existing_Food Preparation_Natural Gas_Griddle_E2 | F1 | Commercial | College (WA) | Existing | Food Preparation | Natural Gas | Griddle | E2 | RVT - Cost of Equipment | 0.0020858 | 0.0020858 | 0.0020858 | 0.0020858 | 0.0020858 | 0.0020858 | 0.0020858 | 0.0020858 | 0.0020858 | 0.0020858 | 0.0020858 | 0.0020858 | 0.0020858 | 0.0020858 | 0.0020858 | 0.0020858 | 0.0020858 | 0.0020858 | 0.0020858 | 0.0020858 | 0.0020858 | 0.0020858 | 0.0020858 | 0.0020858 | 0.0020858 | 0.0020858 | 0.0020858
F1_Commercial_College (WA)_Existing_Food Preparation_Natural Gas_Griddle_E3 | F1 | Commercial | College (WA) | Existing | Food Preparation | Natural Gas | Griddle | E3 | RVT - Cost of Equipment | 0 | 0 | 0 | 0 | 0 | 0 | 0 | 0 | 0 | 0 | 0 | 0 | 0 | 0 | 0 | 0 | 0 | 0 | 0 | 0 | 0 | 0 | 0 | 0 | 0 | 0 | 0
F1_Commercial_College (WA)_Existing_Food Preparation_Natural Gas_Griddle_E4 | F1 | Commercial | College (WA) | Existing | Food Preparation | Natural Gas | Griddle | E4 | RVT - Cost of Equipment | 0 | 0 | 0 | 0 | 0 | 0 | 0 | 0 | 0 | 0 | 0 | 0 | 0 | 0 | 0 | 0 | 0 | 0 | 0 | 0 | 0 | 0 | 0 | 0 | 0 | 0 | 0
F1_Commercial_College (WA)_Existing_Food Preparation_Natural Gas_Griddle_E5 | F1 | Commercial | College (WA) | Existing | Food Preparation | Natural Gas | Griddle | E5 | RVT - Cost of Equipment | 0 | 0 | 0 | 0 | 0 | 0 | 0 | 0 | 0 | 0 | 0 | 0 | 0 | 0 | 0 | 0 | 0 | 0 | 0 | 0 | 0 | 0 | 0 | 0 | 0 | 0 | 0
F1_Commercial_College (WA)_Existing_Food Preparation_Natural Gas_Griddle_E6 | F1 | Commercial | College (WA) | Existing | Food Preparation | Natural Gas | Griddle | E6 | RVT - Cost of Equipment | 0 | 0 | 0 | 0 | 0 | 0 | 0 | 0 | 0 | 0 | 0 | 0 | 0 | 0 | 0 | 0 | 0 | 0 | 0 | 0 | 0 | 0 | 0 | 0 | 0 | 0 | 0
F1_Commercial_College (WA)_Existing_Food Preparation_Natural Gas_Griddle_E7 | F1 | Commercial | College (WA) | Existing | Food Preparation | Natural Gas | Griddle | E7 | RVT - Cost of Equipment | 0 | 0 | 0 | 0 | 0 | 0 | 0 | 0 | 0 | 0 | 0 | 0 | 0 | 0 | 0 | 0 | 0 | 0 | 0 | 0 | 0 | 0 | 0 | 0 | 0 | 0 | 0
F1_Commercial_College (WA)_Existing_Food Preparation_Natural Gas_Griddle_E8 | F1 | Commercial | College (WA) | Existing | Food Preparation | Natural Gas | Griddle | E8 | RVT - Cost of Equipment | 0 | 0 | 0 | 0 | 0 | 0 | 0 | 0 | 0 | 0 | 0 | 0 | 0 | 0 | 0 | 0 | 0 | 0 | 0 | 0 | 0 | 0 | 0 | 0 | 0 | 0 | 0
F1_Commercial_College (WA)_Existing_Food Preparation_Natural Gas_Griddle_E9 | F1 | Commercial | College (WA) | Existing | Food Preparation | Natural Gas | Griddle | E9 | RVT - Cost of Equipment | 0 | 0 | 0 | 0 | 0 | 0 | 0 | 0 | 0 | 0 | 0 | 0 | 0 | 0 | 0 | 0 | 0 | 0 | 0 | 0 | 0 | 0 | 0 | 0 | 0 | 0 | 0
F1_Commercial_College (WA)_Existing_Food Preparation_Natural Gas_Griddle_E10 | F1 | Commercial | College (WA) | Existing | Food Preparation | Natural Gas | Griddle | E10 | RVT - Cost of Equipment | 0 | 0 | 0 | 0 | 0 | 0 | 0 | 0 | 0 | 0 | 0 | 0 | 0 | 0 | 0 | 0 | 0 | 0 | 0 | 0 | 0 | 0 | 0 | 0 | 0 | 0 | 0
F2_Commercial_College (WA)_Existing_Food Preparation_Natural Gas_Griddle_E1 | F2 | Commercial | College (WA) | Existing | Food Preparation | Natural Gas | Griddle | E1 | RVT - Cost of Operation | 0.0061391 | 0.0062551 | 0.0063912 | 0.0065499 | 0.0067317 | 0.0069586 | 0.0071861 | 0.0074021 | 0.0075977 | 0.0077873 | 0.0079837 | 0.0081622 | 0.0083506 | 0.0085289 | 0.0086822 | 0.0088206 | 0.0089377 | 0.0090495 | 0.0091683 | 0.0092794 | 0.0093908 | 0.0095565 | 0.0097239 | 0.0098967 | 0.010073 | 0.010251 | 0.010434
F2_Commercial_College (WA)_Existing_Food Preparation_Natural Gas_Griddle_E2 | F2 | Commercial | College (WA) | Existing | Food Preparation | Natural Gas | Griddle | E2 | RVT - Cost of Operation | 0.0053883 | 0.0054901 | 0.0056096 | 0.0057489 | 0.0059084 | 0.0061076 | 0.0063073 | 0.0064969 | 0.0066686 | 0.0068349 | 0.0070073 | 0.007164 | 0.0073294 | 0.0074859 | 0.0076204 | 0.0077419 | 0.0078447 | 0.0079428 | 0.0080471 | 0.0081446 | 0.0082423 | 0.0083878 | 0.0085348 | 0.0086864 | 0.0088407 | 0.0089978 | 0.0091576
F2_Commercial_College (WA)_Existing_Food Preparation_Natural Gas_Griddle_E3 | F2 | Commercial | College (WA) | Existing | Food Preparation | Natural Gas | Griddle | E3 | RVT - Cost of Operation | 0 | 0 | 0 | 0 | 0 | 0 | 0 | 0 | 0 | 0 | 0 | 0 | 0 | 0 | 0 | 0 | 0 | 0 | 0 | 0 | 0 | 0 | 0 | 0 | 0 | 0 | 0
F2_Commercial_College (WA)_Existing_Food Preparation_Natural Gas_Griddle_E4 | F2 | Commercial | College (WA) | Existing | Food Preparation | Natural Gas | Griddle | E4 | RVT - Cost of Operation | 0 | 0 | 0 | 0 | 0 | 0 | 0 | 0 | 0 | 0 | 0 | 0 | 0 | 0 | 0 | 0 | 0 | 0 | 0 | 0 | 0 | 0 | 0 | 0 | 0 | 0 | 0
F2_Commercial_College (WA)_Existing_Food Preparation_Natural Gas_Griddle_E5 | F2 | Commercial | College (WA) | Existing | Food Preparation | Natural Gas | Griddle | E5 | RVT - Cost of Operation | 0 | 0 | 0 | 0 | 0 | 0 | 0 | 0 | 0 | 0 | 0 | 0 | 0 | 0 | 0 | 0 | 0 | 0 | 0 | 0 | 0 | 0 | 0 | 0 | 0 | 0 | 0
F2_Commercial_College (WA)_Existing_Food Preparation_Natural Gas_Griddle_E6 | F2 | Commercial | College (WA) | Existing | Food Preparation | Natural Gas | Griddle | E6 | RVT - Cost of Operation | 0 | 0 | 0 | 0 | 0 | 0 | 0 | 0 | 0 | 0 | 0 | 0 | 0 | 0 | 0 | 0 | 0 | 0 | 0 | 0 | 0 | 0 | 0 | 0 | 0 | 0 | 0
F2_Commercial_College (WA)_Existing_Food Preparation_Natural Gas_Griddle_E7 | F2 | Commercial | College (WA) | Existing | Food Preparation | Natural Gas | Griddle | E7 | RVT - Cost of Operation | 0 | 0 | 0 | 0 | 0 | 0 | 0 | 0 | 0 | 0 | 0 | 0 | 0 | 0 | 0 | 0 | 0 | 0 | 0 | 0 | 0 | 0 | 0 | 0 | 0 | 0 | 0
F2_Commercial_College (WA)_Existing_Food Preparation_Natural Gas_Griddle_E8 | F2 | Commercial | College (WA) | Existing | Food Preparation | Natural Gas | Griddle | E8 | RVT - Cost of Operation | 0 | 0 | 0 | 0 | 0 | 0 | 0 | 0 | 0 | 0 | 0 | 0 | 0 | 0 | 0 | 0 | 0 | 0 | 0 | 0 | 0 | 0 | 0 | 0 | 0 | 0 | 0
F2_Commercial_College (WA)_Existing_Food Preparation_Natural Gas_Griddle_E9 | F2 | Commercial | College (WA) | Existing | Food Preparation | Natural Gas | Griddle | E9 | RVT - Cost of Operation | 0 | 0 | 0 | 0 | 0 | 0 | 0 | 0 | 0 | 0 | 0 | 0 | 0 | 0 | 0 | 0 | 0 | 0 | 0 | 0 | 0 | 0 | 0 | 0 | 0 | 0 | 0
F2_Commercial_College (WA)_Existing_Food Preparation_Natural Gas_Griddle_E10 | F2 | Commercial | College (WA) | Existing | Food Preparation | Natural Gas | Griddle | E10 | RVT - Cost of Operation | 0 | 0 | 0 | 0 | 0 | 0 | 0 | 0 | 0 | 0 | 0 | 0 | 0 | 0 | 0 | 0 | 0 | 0 | 0 | 0 | 0 | 0 | 0 | 0 | 0 | 0 | 0
F3_Commercial_College (WA)_Existing_Food Preparation_Natural Gas_Griddle_E1 | F3 | Commercial | College (WA) | Existing | Food Preparation | Natural Gas | Griddle | E1 | System - kBTUs of Consumption | 1.4646 | 1.4646 | 1.4646 | 1.4646 | 1.4646 | 1.4646 | 1.4646 | 1.4646 | 1.4646 | 1.4646 | 1.4646 | 1.4646 | 1.4646 | 1.4646 | 1.4646 | 1.4646 | 1.4646 | 1.4646 | 1.4646 | 1.4646 | 1.4646 | 1.4646 | 1.4646 | 1.4646 | 1.4646 | 1.4646 | 1.4646
F3_Commercial_College (WA)_Existing_Food Preparation_Natural Gas_Griddle_E2 | F3 | Commercial | College (WA) | Existing | Food Preparation | Natural Gas | Griddle | E2 | System - kBTUs of Consumption | 1.2855 | 1.2855 | 1.2855 | 1.2855 | 1.2855 | 1.2855 | 1.2855 | 1.2855 | 1.2855 | 1.2855 | 1.2855 | 1.2855 | 1.2855 | 1.2855 | 1.2855 | 1.2855 | 1.2855 | 1.2855 | 1.2855 | 1.2855 | 1.2855 | 1.2855 | 1.2855 | 1.2855 | 1.2855 | 1.2855 | 1.2855
F3_Commercial_College (WA)_Existing_Food Preparation_Natural Gas_Griddle_E3 | F3 | Commercial | College (WA) | Existing | Food Preparation | Natural Gas | Griddle | E3 | System - kBTUs of Consumption | 0 | 0 | 0 | 0 | 0 | 0 | 0 | 0 | 0 | 0 | 0 | 0 | 0 | 0 | 0 | 0 | 0 | 0 | 0 | 0 | 0 | 0 | 0 | 0 | 0 | 0 | 0
F3_Commercial_College (WA)_Existing_Food Preparation_Natural Gas_Griddle_E4 | F3 | Commercial | College (WA) | Existing | Food Preparation | Natural Gas | Griddle | E4 | System - kBTUs of Consumption | 0 | 0 | 0 | 0 | 0 | 0 | 0 | 0 | 0 | 0 | 0 | 0 | 0 | 0 | 0 | 0 | 0 | 0 | 0 | 0 | 0 | 0 | 0 | 0 | 0 | 0 | 0
F3_Commercial_College (WA)_Existing_Food Preparation_Natural Gas_Griddle_E5 | F3 | Commercial | College (WA) | Existing | Food Preparation | Natural Gas | Griddle | E5 | System - kBTUs of Consumption | 0 | 0 | 0 | 0 | 0 | 0 | 0 | 0 | 0 | 0 | 0 | 0 | 0 | 0 | 0 | 0 | 0 | 0 | 0 | 0 | 0 | 0 | 0 | 0 | 0 | 0 | 0
F3_Commercial_College (WA)_Existing_Food Preparation_Natural Gas_Griddle_E6 | F3 | Commercial | College (WA) | Existing | Food Preparation | Natural Gas | Griddle | E6 | System - kBTUs of Consumption | 0 | 0 | 0 | 0 | 0 | 0 | 0 | 0 | 0 | 0 | 0 | 0 | 0 | 0 | 0 | 0 | 0 | 0 | 0 | 0 | 0 | 0 | 0 | 0 | 0 | 0 | 0
F3_Commercial_College (WA)_Existing_Food Preparation_Natural Gas_Griddle_E7 | F3 | Commercial | College (WA) | Existing | Food Preparation | Natural Gas | Griddle | E7 | System - kBTUs of Consumption | 0 | 0 | 0 | 0 | 0 | 0 | 0 | 0 | 0 | 0 | 0 | 0 | 0 | 0 | 0 | 0 | 0 | 0 | 0 | 0 | 0 | 0 | 0 | 0 | 0 | 0 | 0
F3_Commercial_College (WA)_Existing_Food Preparation_Natural Gas_Griddle_E8 | F3 | Commercial | College (WA) | Existing | Food Preparation | Natural Gas | Griddle | E8 | System - kBTUs of Consumption | 0 | 0 | 0 | 0 | 0 | 0 | 0 | 0 | 0 | 0 | 0 | 0 | 0 | 0 | 0 | 0 | 0 | 0 | 0 | 0 | 0 | 0 | 0 | 0 | 0 | 0 | 0
F3_Commercial_College (WA)_Existing_Food Preparation_Natural Gas_Griddle_E9 | F3 | Commercial | College (WA) | Existing | Food Preparation | Natural Gas | Griddle | E9 | System - kBTUs of Consumption | 0 | 0 | 0 | 0 | 0 | 0 | 0 | 0 | 0 | 0 | 0 | 0 | 0 | 0 | 0 | 0 | 0 | 0 | 0 | 0 | 0 | 0 | 0 | 0 | 0 | 0 | 0
F3_Commercial_College (WA)_Existing_Food Preparation_Natural Gas_Griddle_E10 | F3 | Commercial | College (WA) | Existing | Food Preparation | Natural Gas | Griddle | E10 | System - kBTUs of Consumption | 0 | 0 | 0 | 0 | 0 | 0 | 0 | 0 | 0 | 0 | 0 | 0 | 0 | 0 | 0 | 0 | 0 | 0 | 0 | 0 | 0 | 0 | 0 | 0 | 0 | 0 | 0
F4_Commercial_College (WA)_Existing_Food Preparation_Natural Gas_Griddle_E1 | F4 | Commercial | College (WA) | Existing | Food Preparation | Natural Gas | Griddle | E1 | Utility - Cost of Equipment | 0.0019495 | 0.0019495 | 0.0019495 | 0.0019495 | 0.0019495 | 0.0019495 | 0.0019495 | 0.0019495 | 0.0019495 | 0.0019495 | 0.0019495 | 0.0019495 | 0.0019495 | 0.0019495 | 0.0019495 | 0.0019495 | 0.0019495 | 0.0019495 | 0.0019495 | 0.0019495 | 0.0019495 | 0.0019495 | 0.0019495 | 0.0019495 | 0.0019495 | 0.0019495 | 0.0019495
F4_Commercial_College (WA)_Existing_Food Preparation_Natural Gas_Griddle_E2 | F4 | Commercial | College (WA) | Existing | Food Preparation | Natural Gas | Griddle | E2 | Utility - Cost of Equipment | 0.0020858 | 0.0020858 | 0.0020858 | 0.0020858 | 0.0020858 | 0.0020858 | 0.0020858 | 0.0020858 | 0.0020858 | 0.0020858 | 0.0020858 | 0.0020858 | 0.0020858 | 0.0020858 | 0.0020858 | 0.0020858 | 0.0020858 | 0.0020858 | 0.0020858 | 0.0020858 | 0.0020858 | 0.0020858 | 0.0020858 | 0.0020858 | 0.0020858 | 0.0020858 | 0.0020858
F4_Commercial_College (WA)_Existing_Food Preparation_Natural Gas_Griddle_E3 | F4 | Commercial | College (WA) | Existing | Food Preparation | Natural Gas | Griddle | E3 | Utility - Cost of Equipment | 0 | 0 | 0 | 0 | 0 | 0 | 0 | 0 | 0 | 0 | 0 | 0 | 0 | 0 | 0 | 0 | 0 | 0 | 0 | 0 | 0 | 0 | 0 | 0 | 0 | 0 | 0
F4_Commercial_College (WA)_Existing_Food Preparation_Natural Gas_Griddle_E4 | F4 | Commercial | College (WA) | Existing | Food Preparation | Natural Gas | Griddle | E4 | Utility - Cost of Equipment | 0 | 0 | 0 | 0 | 0 | 0 | 0 | 0 | 0 | 0 | 0 | 0 | 0 | 0 | 0 | 0 | 0 | 0 | 0 | 0 | 0 | 0 | 0 | 0 | 0 | 0 | 0
F4_Commercial_College (WA)_Existing_Food Preparation_Natural Gas_Griddle_E5 | F4 | Commercial | College (WA) | Existing | Food Preparation | Natural Gas | Griddle | E5 | Utility - Cost of Equipment | 0 | 0 | 0 | 0 | 0 | 0 | 0 | 0 | 0 | 0 | 0 | 0 | 0 | 0 | 0 | 0 | 0 | 0 | 0 | 0 | 0 | 0 | 0 | 0 | 0 | 0 | 0
F4_Commercial_College (WA)_Existing_Food Preparation_Natural Gas_Griddle_E6 | F4 | Commercial | College (WA) | Existing | Food Preparation | Natural Gas | Griddle | E6 | Utility - Cost of Equipment | 0 | 0 | 0 | 0 | 0 | 0 | 0 | 0 | 0 | 0 | 0 | 0 | 0 | 0 | 0 | 0 | 0 | 0 | 0 | 0 | 0 | 0 | 0 | 0 | 0 | 0 | 0
F4_Commercial_College (WA)_Existing_Food Preparation_Natural Gas_Griddle_E7 | F4 | Commercial | College (WA) | Existing | Food Preparation | Natural Gas | Griddle | E7 | Utility - Cost of Equipment | 0 | 0 | 0 | 0 | 0 | 0 | 0 | 0 | 0 | 0 | 0 | 0 | 0 | 0 | 0 | 0 | 0 | 0 | 0 | 0 | 0 | 0 | 0 | 0 | 0 | 0 | 0
F4_Commercial_College (WA)_Existing_Food Preparation_Natural Gas_Griddle_E8 | F4 | Commercial | College (WA) | Existing | Food Preparation | Natural Gas | Griddle | E8 | Utility - Cost of Equipment | 0 | 0 | 0 | 0 | 0 | 0 | 0 | 0 | 0 | 0 | 0 | 0 | 0 | 0 | 0 | 0 | 0 | 0 | 0 | 0 | 0 | 0 | 0 | 0 | 0 | 0 | 0
F4_Commercial_College (WA)_Existing_Food Preparation_Natural Gas_Griddle_E9 | F4 | Commercial | College (WA) | Existing | Food Preparation | Natural Gas | Griddle | E9 | Utility - Cost of Equipment | 0 | 0 | 0 | 0 | 0 | 0 | 0 | 0 | 0 | 0 | 0 | 0 | 0 | 0 | 0 | 0 | 0 | 0 | 0 | 0 | 0 | 0 | 0 | 0 | 0 | 0 | 0
F4_Commercial_College (WA)_Existing_Food Preparation_Natural Gas_Griddle_E10 | F4 | Commercial | College (WA) | Existing | Food Preparation | Natural Gas | Griddle | E10 | Utility - Cost of Equipment | 0 | 0 | 0 | 0 | 0 | 0 | 0 | 0 | 0 | 0 | 0 | 0 | 0 | 0 | 0 | 0 | 0 | 0 | 0 | 0 | 0 | 0 | 0 | 0 | 0 | 0 | 0
F5_Commercial_College (WA)_Existing_Food Preparation_Natural Gas_Griddle_E1 | F5 | Commercial | College (WA) | Existing | Food Preparation | Natural Gas | Griddle | E1 | Utility - Cost of Operation | 0.0052124 | 0.0053437 | 0.0054994 | 0.0056777 | 0.0058794 | 0.0061248 | 0.0063774 | 0.0066275 | 0.0068683 | 0.0071125 | 0.0073068 | 0.0074888 | 0.0076843 | 0.0078758 | 0.0080469 | 0.0082071 | 0.0083507 | 0.0084925 | 0.008644 | 0.0087918 | 0.0089436 | 0.0091014 | 0.0092609 | 0.0094254 | 0.0095929 | 0.0097633 | 0.0099367
F5_Commercial_College (WA)_Existing_Food Preparation_Natural Gas_Griddle_E2 | F5 | Commercial | College (WA) | Existing | Food Preparation | Natural Gas | Griddle | E2 | Utility - Cost of Operation | 0.0045749 | 0.0046902 | 0.0048268 | 0.0049834 | 0.0051604 | 0.0053758 | 0.0055975 | 0.005817 | 0.0060284 | 0.0062427 | 0.0064132 | 0.006573 | 0.0067446 | 0.0069126 | 0.0070628 | 0.0072034 | 0.0073295 | 0.007454 | 0.0075869 | 0.0077166 | 0.0078498 | 0.0079884 | 0.0081283 | 0.0082728 | 0.0084197 | 0.0085693 | 0.0087216
F5_Commercial_College (WA)_Existing_Food Preparation_Natural Gas_Griddle_E3 | F5 | Commercial | College (WA) | Existing | Food Preparation | Natural Gas | Griddle | E3 | Utility - Cost of Operation | 0 | 0 | 0 | 0 | 0 | 0 | 0 | 0 | 0 | 0 | 0 | 0 | 0 | 0 | 0 | 0 | 0 | 0 | 0 | 0 | 0 | 0 | 0 | 0 | 0 | 0 | 0
F5_Commercial_College (WA)_Existing_Food Preparation_Natural Gas_Griddle_E4 | F5 | Commercial | College (WA) | Existing | Food Preparation | Natural Gas | Griddle | E4 | Utility - Cost of Operation | 0 | 0 | 0 | 0 | 0 | 0 | 0 | 0 | 0 | 0 | 0 | 0 | 0 | 0 | 0 | 0 | 0 | 0 | 0 | 0 | 0 | 0 | 0 | 0 | 0 | 0 | 0
F5_Commercial_College (WA)_Existing_Food Preparation_Natural Gas_Griddle_E5 | F5 | Commercial | College (WA) | Existing | Food Preparation | Natural Gas | Griddle | E5 | Utility - Cost of Operation | 0 | 0 | 0 | 0 | 0 | 0 | 0 | 0 | 0 | 0 | 0 | 0 | 0 | 0 | 0 | 0 | 0 | 0 | 0 | 0 | 0 | 0 | 0 | 0 | 0 | 0 | 0
F5_Commercial_College (WA)_Existing_Food Preparation_Natural Gas_Griddle_E6 | F5 | Commercial | College (WA) | Existing | Food Preparation | Natural Gas | Griddle | E6 | Utility - Cost of Operation | 0 | 0 | 0 | 0 | 0 | 0 | 0 | 0 | 0 | 0 | 0 | 0 | 0 | 0 | 0 | 0 | 0 | 0 | 0 | 0 | 0 | 0 | 0 | 0 | 0 | 0 | 0
F5_Commercial_College (WA)_Existing_Food Preparation_Natural Gas_Griddle_E7 | F5 | Commercial | College (WA) | Existing | Food Preparation | Natural Gas | Griddle | E7 | Utility - Cost of Operation | 0 | 0 | 0 | 0 | 0 | 0 | 0 | 0 | 0 | 0 | 0 | 0 | 0 | 0 | 0 | 0 | 0 | 0 | 0 | 0 | 0 | 0 | 0 | 0 | 0 | 0 | 0
F5_Commercial_College (WA)_Existing_Food Preparation_Natural Gas_Griddle_E8 | F5 | Commercial | College (WA) | Existing | Food Preparation | Natural Gas | Griddle | E8 | Utility - Cost of Operation | 0 | 0 | 0 | 0 | 0 | 0 | 0 | 0 | 0 | 0 | 0 | 0 | 0 | 0 | 0 | 0 | 0 | 0 | 0 | 0 | 0 | 0 | 0 | 0 | 0 | 0 | 0
F5_Commercial_College (WA)_Existing_Food Preparation_Natural Gas_Griddle_E9 | F5 | Commercial | College (WA) | Existing | Food Preparation | Natural Gas | Griddle | E9 | Utility - Cost of Operation | 0 | 0 | 0 | 0 | 0 | 0 | 0 | 0 | 0 | 0 | 0 | 0 | 0 | 0 | 0 | 0 | 0 | 0 | 0 | 0 | 0 | 0 | 0 | 0 | 0 | 0 | 0
F5_Commercial_College (WA)_Existing_Food Preparation_Natural Gas_Griddle_E10 | F5 | Commercial | College (WA) | Existing | Food Preparation | Natural Gas | Griddle | E10 | Utility - Cost of Operation | 0 | 0 | 0 | 0 | 0 | 0 | 0 | 0 | 0 | 0 | 0 | 0 | 0 | 0 | 0 | 0 | 0 | 0 | 0 | 0 | 0 | 0 | 0 | 0 | 0 | 0 | 0
F6_Commercial_College (WA)_Existing_Food Preparation_Natural Gas_Griddle_E1 | F6 | Commercial | College (WA) | Existing | Food Preparation | Natural Gas | Griddle | E1 | Utility - Value of Sales | 0.0061391 | 0.0062551 | 0.0063912 | 0.0065499 | 0.0067317 | 0.0069586 | 0.0071861 | 0.0074021 | 0.0075977 | 0.0077873 | 0.0079837 | 0.0081622 | 0.0083506 | 0.0085289 | 0.0086822 | 0.0088206 | 0.0089377 | 0.0090495 | 0.0091683 | 0.0092794 | 0.0093908 | 0.0095565 | 0.0097239 | 0.0098967 | 0.010073 | 0.010251 | 0.010434
F6_Commercial_College (WA)_Existing_Food Preparation_Natural Gas_Griddle_E2 | F6 | Commercial | College (WA) | Existing | Food Preparation | Natural Gas | Griddle | E2 | Utility - Value of Sales | 0.0053883 | 0.0054901 | 0.0056096 | 0.0057489 | 0.0059084 | 0.0061076 | 0.0063073 | 0.0064969 | 0.0066686 | 0.0068349 | 0.0070073 | 0.007164 | 0.0073294 | 0.0074859 | 0.0076204 | 0.0077419 | 0.0078447 | 0.0079428 | 0.0080471 | 0.0081446 | 0.0082423 | 0.0083878 | 0.0085348 | 0.0086864 | 0.0088407 | 0.0089978 | 0.0091576
F6_Commercial_College (WA)_Existing_Food Preparation_Natural Gas_Griddle_E3 | F6 | Commercial | College (WA) | Existing | Food Preparation | Natural Gas | Griddle | E3 | Utility - Value of Sales | 0 | 0 | 0 | 0 | 0 | 0 | 0 | 0 | 0 | 0 | 0 | 0 | 0 | 0 | 0 | 0 | 0 | 0 | 0 | 0 | 0 | 0 | 0 | 0 | 0 | 0 | 0
F6_Commercial_College (WA)_Existing_Food Preparation_Natural Gas_Griddle_E4 | F6 | Commercial | College (WA) | Existing | Food Preparation | Natural Gas | Griddle | E4 | Utility - Value of Sales | 0 | 0 | 0 | 0 | 0 | 0 | 0 | 0 | 0 | 0 | 0 | 0 | 0 | 0 | 0 | 0 | 0 | 0 | 0 | 0 | 0 | 0 | 0 | 0 | 0 | 0 | 0
F6_Commercial_College (WA)_Existing_Food Preparation_Natural Gas_Griddle_E5 | F6 | Commercial | College (WA) | Existing | Food Preparation | Natural Gas | Griddle | E5 | Utility - Value of Sales | 0 | 0 | 0 | 0 | 0 | 0 | 0 | 0 | 0 | 0 | 0 | 0 | 0 | 0 | 0 | 0 | 0 | 0 | 0 | 0 | 0 | 0 | 0 | 0 | 0 | 0 | 0
F6_Commercial_College (WA)_Existing_Food Preparation_Natural Gas_Griddle_E6 | F6 | Commercial | College (WA) | Existing | Food Preparation | Natural Gas | Griddle | E6 | Utility - Value of Sales | 0 | 0 | 0 | 0 | 0 | 0 | 0 | 0 | 0 | 0 | 0 | 0 | 0 | 0 | 0 | 0 | 0 | 0 | 0 | 0 | 0 | 0 | 0 | 0 | 0 | 0 | 0
F6_Commercial_College (WA)_Existing_Food Preparation_Natural Gas_Griddle_E7 | F6 | Commercial | College (WA) | Existing | Food Preparation | Natural Gas | Griddle | E7 | Utility - Value of Sales | 0 | 0 | 0 | 0 | 0 | 0 | 0 | 0 | 0 | 0 | 0 | 0 | 0 | 0 | 0 | 0 | 0 | 0 | 0 | 0 | 0 | 0 | 0 | 0 | 0 | 0 | 0
F6_Commercial_College (WA)_Existing_Food Preparation_Natural Gas_Griddle_E8 | F6 | Commercial | College (WA) | Existing | Food Preparation | Natural Gas | Griddle | E8 | Utility - Value of Sales | 0 | 0 | 0 | 0 | 0 | 0 | 0 | 0 | 0 | 0 | 0 | 0 | 0 | 0 | 0 | 0 | 0 | 0 | 0 | 0 | 0 | 0 | 0 | 0 | 0 | 0 | 0
F6_Commercial_College (WA)_Existing_Food Preparation_Natural Gas_Griddle_E9 | F6 | Commercial | College (WA) | Existing | Food Preparation | Natural Gas | Griddle | E9 | Utility - Value of Sales | 0 | 0 | 0 | 0 | 0 | 0 | 0 | 0 | 0 | 0 | 0 | 0 | 0 | 0 | 0 | 0 | 0 | 0 | 0 | 0 | 0 | 0 | 0 | 0 | 0 | 0 | 0
F6_Commercial_College (WA)_Existing_Food Preparation_Natural Gas_Griddle_E10 | F6 | Commercial | College (WA) | Existing | Food Preparation | Natural Gas | Griddle | E10 | Utility - Value of Sales | 0 | 0 | 0 | 0 | 0 | 0 | 0 | 0 | 0 | 0 | 0 | 0 | 0 | 0 | 0 | 0 | 0 | 0 | 0 | 0 | 0 | 0 | 0 | 0 | 0 | 0 | 0
F1_Commercial_College (WA)_Existing_Food Preparation_Natural Gas_Range_E1 | F1 | Commercial | College (WA) | Existing | Food Preparation | Natural Gas | Range | E1 | RVT - Cost of Equipment | 0.0028083 | 0.0028083 | 0.0028083 | 0.0028083 | 0.0028083 | 0.0028083 | 0.0028083 | 0.0028083 | 0.0028083 | 0.0028083 | 0.0028083 | 0.0028083 | 0.0028083 | 0.0028083 | 0.0028083 | 0.0028083 | 0.0028083 | 0.0028083 | 0.0028083 | 0.0028083 | 0.0028083 | 0.0028083 | 0.0028083 | 0.0028083 | 0.0028083 | 0.0028083 | 0.0028083
F1_Commercial_College (WA)_Existing_Food Preparation_Natural Gas_Range_E2 | F1 | Commercial | College (WA) | Existing | Food Preparation | Natural Gas | Range | E2 | RVT - Cost of Equipment | 0.0030579 | 0.0030579 | 0.0030579 | 0.0030579 | 0.0030579 | 0.0030579 | 0.0030579 | 0.0030579 | 0.0030579 | 0.0030579 | 0.0030579 | 0.0030579 | 0.0030579 | 0.0030579 | 0.0030579 | 0.0030579 | 0.0030579 | 0.0030579 | 0.0030579 | 0.0030579 | 0.0030579 | 0.0030579 | 0.0030579 | 0.0030579 | 0.0030579 | 0.0030579 | 0.0030579
F1_Commercial_College (WA)_Existing_Food Preparation_Natural Gas_Range_E3 | F1 | Commercial | College (WA) | Existing | Food Preparation | Natural Gas | Range | E3 | RVT - Cost of Equipment | 0 | 0 | 0 | 0 | 0 | 0 | 0 | 0 | 0 | 0 | 0 | 0 | 0 | 0 | 0 | 0 | 0 | 0 | 0 | 0 | 0 | 0 | 0 | 0 | 0 | 0 | 0
F1_Commercial_College (WA)_Existing_Food Preparation_Natural Gas_Range_E4 | F1 | Commercial | College (WA) | Existing | Food Preparation | Natural Gas | Range | E4 | RVT - Cost of Equipment | 0 | 0 | 0 | 0 | 0 | 0 | 0 | 0 | 0 | 0 | 0 | 0 | 0 | 0 | 0 | 0 | 0 | 0 | 0 | 0 | 0 | 0 | 0 | 0 | 0 | 0 | 0
F1_Commercial_College (WA)_Existing_Food Preparation_Natural Gas_Range_E5 | F1 | Commercial | College (WA) | Existing | Food Preparation | Natural Gas | Range | E5 | RVT - Cost of Equipment | 0 | 0 | 0 | 0 | 0 | 0 | 0 | 0 | 0 | 0 | 0 | 0 | 0 | 0 | 0 | 0 | 0 | 0 | 0 | 0 | 0 | 0 | 0 | 0 | 0 | 0 | 0
F1_Commercial_College (WA)_Existing_Food Preparation_Natural Gas_Range_E6 | F1 | Commercial | College (WA) | Existing | Food Preparation | Natural Gas | Range | E6 | RVT - Cost of Equipment | 0 | 0 | 0 | 0 | 0 | 0 | 0 | 0 | 0 | 0 | 0 | 0 | 0 | 0 | 0 | 0 | 0 | 0 | 0 | 0 | 0 | 0 | 0 | 0 | 0 | 0 | 0
F1_Commercial_College (WA)_Existing_Food Preparation_Natural Gas_Range_E7 | F1 | Commercial | College (WA) | Existing | Food Preparation | Natural Gas | Range | E7 | RVT - Cost of Equipment | 0 | 0 | 0 | 0 | 0 | 0 | 0 | 0 | 0 | 0 | 0 | 0 | 0 | 0 | 0 | 0 | 0 | 0 | 0 | 0 | 0 | 0 | 0 | 0 | 0 | 0 | 0
F1_Commercial_College (WA)_Existing_Food Preparation_Natural Gas_Range_E8 | F1 | Commercial | College (WA) | Existing | Food Preparation | Natural Gas | Range | E8 | RVT - Cost of Equipment | 0 | 0 | 0 | 0 | 0 | 0 | 0 | 0 | 0 | 0 | 0 | 0 | 0 | 0 | 0 | 0 | 0 | 0 | 0 | 0 | 0 | 0 | 0 | 0 | 0 | 0 | 0
F1_Commercial_College (WA)_Existing_Food Preparation_Natural Gas_Range_E9 | F1 | Commercial | College (WA) | Existing | Food Preparation | Natural Gas | Range | E9 | RVT - Cost of Equipment | 0 | 0 | 0 | 0 | 0 | 0 | 0 | 0 | 0 | 0 | 0 | 0 | 0 | 0 | 0 | 0 | 0 | 0 | 0 | 0 | 0 | 0 | 0 | 0 | 0 | 0 | 0
F1_Commercial_College (WA)_Existing_Food Preparation_Natural Gas_Range_E10 | F1 | Commercial | College (WA) | Existing | Food Preparation | Natural Gas | Range | E10 | RVT - Cost of Equipment | 0 | 0 | 0 | 0 | 0 | 0 | 0 | 0 | 0 | 0 | 0 | 0 | 0 | 0 | 0 | 0 | 0 | 0 | 0 | 0 | 0 | 0 | 0 | 0 | 0 | 0 | 0
F2_Commercial_College (WA)_Existing_Food Preparation_Natural Gas_Range_E1 | F2 | Commercial | College (WA) | Existing | Food Preparation | Natural Gas | Range | E1 | RVT - Cost of Operation | 0.0081666 | 0.0083025 | 0.0084682 | 0.0086695 | 0.0089091 | 0.0092257 | 0.0095505 | 0.0098646 | 0.010154 | 0.010432 | 0.010717 | 0.010972 | 0.011238 | 0.011483 | 0.01169 | 0.011874 | 0.012024 | 0.012166 | 0.012318 | 0.012457 | 0.012597 | 0.012819 | 0.013043 | 0.013275 | 0.013511 | 0.013751 | 0.013995
F2_Commercial_College (WA)_Existing_Food Preparation_Natural Gas_Range_E2 | F2 | Commercial | College (WA) | Existing | Food Preparation | Natural Gas | Range | E2 | RVT - Cost of Operation | 0.0040833 | 0.0041513 | 0.0042341 | 0.0043348 | 0.0044545 | 0.0046128 | 0.0047752 | 0.0049323 | 0.0050769 | 0.0052158 | 0.0053584 | 0.0054859 | 0.0056188 | 0.0057416 | 0.0058451 | 0.0059368 | 0.0060119 | 0.0060828 | 0.0061588 | 0.0062286 | 0.0062984 | 0.0064094 | 0.0065215 | 0.0066374 | 0.0067553 | 0.0068753 | 0.0069975
F2_Commercial_College (WA)_Existing_Food Preparation_Natural Gas_Range_E3 | F2 | Commercial | College (WA) | Existing | Food Preparation | Natural Gas | Range | E3 | RVT - Cost of Operation | 0 | 0 | 0 | 0 | 0 | 0 | 0 | 0 | 0 | 0 | 0 | 0 | 0 | 0 | 0 | 0 | 0 | 0 | 0 | 0 | 0 | 0 | 0 | 0 | 0 | 0 | 0
F2_Commercial_College (WA)_Existing_Food Preparation_Natural Gas_Range_E4 | F2 | Commercial | College (WA) | Existing | Food Preparation | Natural Gas | Range | E4 | RVT - Cost of Operation | 0 | 0 | 0 | 0 | 0 | 0 | 0 | 0 | 0 | 0 | 0 | 0 | 0 | 0 | 0 | 0 | 0 | 0 | 0 | 0 | 0 | 0 | 0 | 0 | 0 | 0 | 0
F2_Commercial_College (WA)_Existing_Food Preparation_Natural Gas_Range_E5 | F2 | Commercial | College (WA) | Existing | Food Preparation | Natural Gas | Range | E5 | RVT - Cost of Operation | 0 | 0 | 0 | 0 | 0 | 0 | 0 | 0 | 0 | 0 | 0 | 0 | 0 | 0 | 0 | 0 | 0 | 0 | 0 | 0 | 0 | 0 | 0 | 0 | 0 | 0 | 0
F2_Commercial_College (WA)_Existing_Food Preparation_Natural Gas_Range_E6 | F2 | Commercial | College (WA) | Existing | Food Preparation | Natural Gas | Range | E6 | RVT - Cost of Operation | 0 | 0 | 0 | 0 | 0 | 0 | 0 | 0 | 0 | 0 | 0 | 0 | 0 | 0 | 0 | 0 | 0 | 0 | 0 | 0 | 0 | 0 | 0 | 0 | 0 | 0 | 0
F2_Commercial_College (WA)_Existing_Food Preparation_Natural Gas_Range_E7 | F2 | Commercial | College (WA) | Existing | Food Preparation | Natural Gas | Range | E7 | RVT - Cost of Operation | 0 | 0 | 0 | 0 | 0 | 0 | 0 | 0 | 0 | 0 | 0 | 0 | 0 | 0 | 0 | 0 | 0 | 0 | 0 | 0 | 0 | 0 | 0 | 0 | 0 | 0 | 0
F2_Commercial_College (WA)_Existing_Food Preparation_Natural Gas_Range_E8 | F2 | Commercial | College (WA) | Existing | Food Preparation | Natural Gas | Range | E8 | RVT - Cost of Operation | 0 | 0 | 0 | 0 | 0 | 0 | 0 | 0 | 0 | 0 | 0 | 0 | 0 | 0 | 0 | 0 | 0 | 0 | 0 | 0 | 0 | 0 | 0 | 0 | 0 | 0 | 0
F2_Commercial_College (WA)_Existing_Food Preparation_Natural Gas_Range_E9 | F2 | Commercial | College (WA) | Existing | Food Preparation | Natural Gas | Range | E9 | RVT - Cost of Operation | 0 | 0 | 0 | 0 | 0 | 0 | 0 | 0 | 0 | 0 | 0 | 0 | 0 | 0 | 0 | 0 | 0 | 0 | 0 | 0 | 0 | 0 | 0 | 0 | 0 | 0 | 0
F2_Commercial_College (WA)_Existing_Food Preparation_Natural Gas_Range_E10 | F2 | Commercial | College (WA) | Existing | Food Preparation | Natural Gas | Range | E10 | RVT - Cost of Operation | 0 | 0 | 0 | 0 | 0 | 0 | 0 | 0 | 0 | 0 | 0 | 0 | 0 | 0 | 0 | 0 | 0 | 0 | 0 | 0 | 0 | 0 | 0 | 0 | 0 | 0 | 0
F3_Commercial_College (WA)_Existing_Food Preparation_Natural Gas_Range_E1 | F3 | Commercial | College (WA) | Existing | Food Preparation | Natural Gas | Range | E1 | System - kBTUs of Consumption | 1.9795 | 1.9795 | 1.9795 | 1.9795 | 1.9795 | 1.9795 | 1.9795 | 1.9795 | 1.9795 | 1.9795 | 1.9795 | 1.9795 | 1.9795 | 1.9795 | 1.9795 | 1.9795 | 1.9795 | 1.9795 | 1.9795 | 1.9795 | 1.9795 | 1.9795 | 1.9795 | 1.9795 | 1.9795 | 1.9795 | 1.9795
F3_Commercial_College (WA)_Existing_Food Preparation_Natural Gas_Range_E2 | F3 | Commercial | College (WA) | Existing | Food Preparation | Natural Gas | Range | E2 | System - kBTUs of Consumption | 0.98975 | 0.98975 | 0.98975 | 0.98975 | 0.98975 | 0.98975 | 0.98975 | 0.98975 | 0.98975 | 0.98975 | 0.98975 | 0.98975 | 0.98975 | 0.98975 | 0.98975 | 0.98975 | 0.98975 | 0.98975 | 0.98975 | 0.98975 | 0.98975 | 0.98975 | 0.98975 | 0.98975 | 0.98975 | 0.98975 | 0.98975
F3_Commercial_College (WA)_Existing_Food Preparation_Natural Gas_Range_E3 | F3 | Commercial | College (WA) | Existing | Food Preparation | Natural Gas | Range | E3 | System - kBTUs of Consumption | 0 | 0 | 0 | 0 | 0 | 0 | 0 | 0 | 0 | 0 | 0 | 0 | 0 | 0 | 0 | 0 | 0 | 0 | 0 | 0 | 0 | 0 | 0 | 0 | 0 | 0 | 0
F3_Commercial_College (WA)_Existing_Food Preparation_Natural Gas_Range_E4 | F3 | Commercial | College (WA) | Existing | Food Preparation | Natural Gas | Range | E4 | System - kBTUs of Consumption | 0 | 0 | 0 | 0 | 0 | 0 | 0 | 0 | 0 | 0 | 0 | 0 | 0 | 0 | 0 | 0 | 0 | 0 | 0 | 0 | 0 | 0 | 0 | 0 | 0 | 0 | 0
F3_Commercial_College (WA)_Existing_Food Preparation_Natural Gas_Range_E5 | F3 | Commercial | College (WA) | Existing | Food Preparation | Natural Gas | Range | E5 | System - kBTUs of Consumption | 0 | 0 | 0 | 0 | 0 | 0 | 0 | 0 | 0 | 0 | 0 | 0 | 0 | 0 | 0 | 0 | 0 | 0 | 0 | 0 | 0 | 0 | 0 | 0 | 0 | 0 | 0
F3_Commercial_College (WA)_Existing_Food Preparation_Natural Gas_Range_E6 | F3 | Commercial | College (WA) | Existing | Food Preparation | Natural Gas | Range | E6 | System - kBTUs of Consumption | 0 | 0 | 0 | 0 | 0 | 0 | 0 | 0 | 0 | 0 | 0 | 0 | 0 | 0 | 0 | 0 | 0 | 0 | 0 | 0 | 0 | 0 | 0 | 0 | 0 | 0 | 0
F3_Commercial_College (WA)_Existing_Food Preparation_Natural Gas_Range_E7 | F3 | Commercial | College (WA) | Existing | Food Preparation | Natural Gas | Range | E7 | System - kBTUs of Consumption | 0 | 0 | 0 | 0 | 0 | 0 | 0 | 0 | 0 | 0 | 0 | 0 | 0 | 0 | 0 | 0 | 0 | 0 | 0 | 0 | 0 | 0 | 0 | 0 | 0 | 0 | 0
F3_Commercial_College (WA)_Existing_Food Preparation_Natural Gas_Range_E8 | F3 | Commercial | College (WA) | Existing | Food Preparation | Natural Gas | Range | E8 | System - kBTUs of Consumption | 0 | 0 | 0 | 0 | 0 | 0 | 0 | 0 | 0 | 0 | 0 | 0 | 0 | 0 | 0 | 0 | 0 | 0 | 0 | 0 | 0 | 0 | 0 | 0 | 0 | 0 | 0
F3_Commercial_College (WA)_Existing_Food Preparation_Natural Gas_Range_E9 | F3 | Commercial | College (WA) | Existing | Food Preparation | Natural Gas | Range | E9 | System - kBTUs of Consumption | 0 | 0 | 0 | 0 | 0 | 0 | 0 | 0 | 0 | 0 | 0 | 0 | 0 | 0 | 0 | 0 | 0 | 0 | 0 | 0 | 0 | 0 | 0 | 0 | 0 | 0 | 0
F3_Commercial_College (WA)_Existing_Food Preparation_Natural Gas_Range_E10 | F3 | Commercial | College (WA) | Existing | Food Preparation | Natural Gas | Range | E10 | System - kBTUs of Consumption | 0 | 0 | 0 | 0 | 0 | 0 | 0 | 0 | 0 | 0 | 0 | 0 | 0 | 0 | 0 | 0 | 0 | 0 | 0 | 0 | 0 | 0 | 0 | 0 | 0 | 0 | 0
F4_Commercial_College (WA)_Existing_Food Preparation_Natural Gas_Range_E1 | F4 | Commercial | College (WA) | Existing | Food Preparation | Natural Gas | Range | E1 | Utility - Cost of Equipment | 0.0028083 | 0.0028083 | 0.0028083 | 0.0028083 | 0.0028083 | 0.0028083 | 0.0028083 | 0.0028083 | 0.0028083 | 0.0028083 | 0.0028083 | 0.0028083 | 0.0028083 | 0.0028083 | 0.0028083 | 0.0028083 | 0.0028083 | 0.0028083 | 0.0028083 | 0.0028083 | 0.0028083 | 0.0028083 | 0.0028083 | 0.0028083 | 0.0028083 | 0.0028083 | 0.0028083
F4_Commercial_College (WA)_Existing_Food Preparation_Natural Gas_Range_E2 | F4 | Commercial | College (WA) | Existing | Food Preparation | Natural Gas | Range | E2 | Utility - Cost of Equipment | 0.0030579 | 0.0030579 | 0.0030579 | 0.0030579 | 0.0030579 | 0.0030579 | 0.0030579 | 0.0030579 | 0.0030579 | 0.0030579 | 0.0030579 | 0.0030579 | 0.0030579 | 0.0030579 | 0.0030579 | 0.0030579 | 0.0030579 | 0.0030579 | 0.0030579 | 0.0030579 | 0.0030579 | 0.0030579 | 0.0030579 | 0.0030579 | 0.0030579 | 0.0030579 | 0.0030579
F4_Commercial_College (WA)_Existing_Food Preparation_Natural Gas_Range_E3 | F4 | Commercial | College (WA) | Existing | Food Preparation | Natural Gas | Range | E3 | Utility - Cost of Equipment | 0 | 0 | 0 | 0 | 0 | 0 | 0 | 0 | 0 | 0 | 0 | 0 | 0 | 0 | 0 | 0 | 0 | 0 | 0 | 0 | 0 | 0 | 0 | 0 | 0 | 0 | 0
F4_Commercial_College (WA)_Existing_Food Preparation_Natural Gas_Range_E4 | F4 | Commercial | College (WA) | Existing | Food Preparation | Natural Gas | Range | E4 | Utility - Cost of Equipment | 0 | 0 | 0 | 0 | 0 | 0 | 0 | 0 | 0 | 0 | 0 | 0 | 0 | 0 | 0 | 0 | 0 | 0 | 0 | 0 | 0 | 0 | 0 | 0 | 0 | 0 | 0
F4_Commercial_College (WA)_Existing_Food Preparation_Natural Gas_Range_E5 | F4 | Commercial | College (WA) | Existing | Food Preparation | Natural Gas | Range | E5 | Utility - Cost of Equipment | 0 | 0 | 0 | 0 | 0 | 0 | 0 | 0 | 0 | 0 | 0 | 0 | 0 | 0 | 0 | 0 | 0 | 0 | 0 | 0 | 0 | 0 | 0 | 0 | 0 | 0 | 0
F4_Commercial_College (WA)_Existing_Food Preparation_Natural Gas_Range_E6 | F4 | Commercial | College (WA) | Existing | Food Preparation | Natural Gas | Range | E6 | Utility - Cost of Equipment | 0 | 0 | 0 | 0 | 0 | 0 | 0 | 0 | 0 | 0 | 0 | 0 | 0 | 0 | 0 | 0 | 0 | 0 | 0 | 0 | 0 | 0 | 0 | 0 | 0 | 0 | 0
F4_Commercial_College (WA)_Existing_Food Preparation_Natural Gas_Range_E7 | F4 | Commercial | College (WA) | Existing | Food Preparation | Natural Gas | Range | E7 | Utility - Cost of Equipment | 0 | 0 | 0 | 0 | 0 | 0 | 0 | 0 | 0 | 0 | 0 | 0 | 0 | 0 | 0 | 0 | 0 | 0 | 0 | 0 | 0 | 0 | 0 | 0 | 0 | 0 | 0
F4_Commercial_College (WA)_Existing_Food Preparation_Natural Gas_Range_E8 | F4 | Commercial | College (WA) | Existing | Food Preparation | Natural Gas | Range | E8 | Utility - Cost of Equipment | 0 | 0 | 0 | 0 | 0 | 0 | 0 | 0 | 0 | 0 | 0 | 0 | 0 | 0 | 0 | 0 | 0 | 0 | 0 | 0 | 0 | 0 | 0 | 0 | 0 | 0 | 0
F4_Commercial_College (WA)_Existing_Food Preparation_Natural Gas_Range_E9 | F4 | Commercial | College (WA) | Existing | Food Preparation | Natural Gas | Range | E9 | Utility - Cost of Equipment | 0 | 0 | 0 | 0 | 0 | 0 | 0 | 0 | 0 | 0 | 0 | 0 | 0 | 0 | 0 | 0 | 0 | 0 | 0 | 0 | 0 | 0 | 0 | 0 | 0 | 0 | 0
F4_Commercial_College (WA)_Existing_Food Preparation_Natural Gas_Range_E10 | F4 | Commercial | College (WA) | Existing | Food Preparation | Natural Gas | Range | E10 | Utility - Cost of Equipment | 0 | 0 | 0 | 0 | 0 | 0 | 0 | 0 | 0 | 0 | 0 | 0 | 0 | 0 | 0 | 0 | 0 | 0 | 0 | 0 | 0 | 0 | 0 | 0 | 0 | 0 | 0
F5_Commercial_College (WA)_Existing_Food Preparation_Natural Gas_Range_E1 | F5 | Commercial | College (WA) | Existing | Food Preparation | Natural Gas | Range | E1 | Utility - Cost of Operation | 0.0068651 | 0.0070236 | 0.007223 | 0.0074581 | 0.0077316 | 0.0080765 | 0.0084358 | 0.008794 | 0.0091395 | 0.0094897 | 0.0097631 | 0.010017 | 0.010292 | 0.010559 | 0.010794 | 0.011012 | 0.011205 | 0.011394 | 0.011597 | 0.011794 | 0.011997 | 0.012208 | 0.012422 | 0.012643 | 0.012867 | 0.013096 | 0.013328
F5_Commercial_College (WA)_Existing_Food Preparation_Natural Gas_Range_E2 | F5 | Commercial | College (WA) | Existing | Food Preparation | Natural Gas | Range | E2 | Utility - Cost of Operation | 0.0034326 | 0.0035118 | 0.0036115 | 0.0037291 | 0.0038658 | 0.0040383 | 0.0042179 | 0.004397 | 0.0045697 | 0.0047449 | 0.0048816 | 0.0050087 | 0.0051458 | 0.0052793 | 0.0053971 | 0.0055061 | 0.0056023 | 0.0056968 | 0.0057985 | 0.005897 | 0.0059984 | 0.0061042 | 0.006211 | 0.0063213 | 0.0064336 | 0.0065479 | 0.0066642
F5_Commercial_College (WA)_Existing_Food Preparation_Natural Gas_Range_E3 | F5 | Commercial | College (WA) | Existing | Food Preparation | Natural Gas | Range | E3 | Utility - Cost of Operation | 0 | 0 | 0 | 0 | 0 | 0 | 0 | 0 | 0 | 0 | 0 | 0 | 0 | 0 | 0 | 0 | 0 | 0 | 0 | 0 | 0 | 0 | 0 | 0 | 0 | 0 | 0
F5_Commercial_College (WA)_Existing_Food Preparation_Natural Gas_Range_E4 | F5 | Commercial | College (WA) | Existing | Food Preparation | Natural Gas | Range | E4 | Utility - Cost of Operation | 0 | 0 | 0 | 0 | 0 | 0 | 0 | 0 | 0 | 0 | 0 | 0 | 0 | 0 | 0 | 0 | 0 | 0 | 0 | 0 | 0 | 0 | 0 | 0 | 0 | 0 | 0
F5_Commercial_College (WA)_Existing_Food Preparation_Natural Gas_Range_E5 | F5 | Commercial | College (WA) | Existing | Food Preparation | Natural Gas | Range | E5 | Utility - Cost of Operation | 0 | 0 | 0 | 0 | 0 | 0 | 0 | 0 | 0 | 0 | 0 | 0 | 0 | 0 | 0 | 0 | 0 | 0 | 0 | 0 | 0 | 0 | 0 | 0 | 0 | 0 | 0
F5_Commercial_College (WA)_Existing_Food Preparation_Natural Gas_Range_E6 | F5 | Commercial | College (WA) | Existing | Food Preparation | Natural Gas | Range | E6 | Utility - Cost of Operation | 0 | 0 | 0 | 0 | 0 | 0 | 0 | 0 | 0 | 0 | 0 | 0 | 0 | 0 | 0 | 0 | 0 | 0 | 0 | 0 | 0 | 0 | 0 | 0 | 0 | 0 | 0
F5_Commercial_College (WA)_Existing_Food Preparation_Natural Gas_Range_E7 | F5 | Commercial | College (WA) | Existing | Food Preparation | Natural Gas | Range | E7 | Utility - Cost of Operation | 0 | 0 | 0 | 0 | 0 | 0 | 0 | 0 | 0 | 0 | 0 | 0 | 0 | 0 | 0 | 0 | 0 | 0 | 0 | 0 | 0 | 0 | 0 | 0 | 0 | 0 | 0
F5_Commercial_College (WA)_Existing_Food Preparation_Natural Gas_Range_E8 | F5 | Commercial | College (WA) | Existing | Food Preparation | Natural Gas | Range | E8 | Utility - Cost of Operation | 0 | 0 | 0 | 0 | 0 | 0 | 0 | 0 | 0 | 0 | 0 | 0 | 0 | 0 | 0 | 0 | 0 | 0 | 0 | 0 | 0 | 0 | 0 | 0 | 0 | 0 | 0
F5_Commercial_College (WA)_Existing_Food Preparation_Natural Gas_Range_E9 | F5 | Commercial | College (WA) | Existing | Food Preparation | Natural Gas | Range | E9 | Utility - Cost of Operation | 0 | 0 | 0 | 0 | 0 | 0 | 0 | 0 | 0 | 0 | 0 | 0 | 0 | 0 | 0 | 0 | 0 | 0 | 0 | 0 | 0 | 0 | 0 | 0 | 0 | 0 | 0
F5_Commercial_College (WA)_Existing_Food Preparation_Natural Gas_Range_E10 | F5 | Commercial | College (WA) | Existing | Food Preparation | Natural Gas | Range | E10 | Utility - Cost of Operation | 0 | 0 | 0 | 0 | 0 | 0 | 0 | 0 | 0 | 0 | 0 | 0 | 0 | 0 | 0 | 0 | 0 | 0 | 0 | 0 | 0 | 0 | 0 | 0 | 0 | 0 | 0
F6_Commercial_College (WA)_Existing_Food Preparation_Natural Gas_Range_E1 | F6 | Commercial | College (WA) | Existing | Food Preparation | Natural Gas | Range | E1 | Utility - Value of Sales | 0.0081666 | 0.0083025 | 0.0084682 | 0.0086695 | 0.0089091 | 0.0092257 | 0.0095505 | 0.0098646 | 0.010154 | 0.010432 | 0.010717 | 0.010972 | 0.011238 | 0.011483 | 0.01169 | 0.011874 | 0.012024 | 0.012166 | 0.012318 | 0.012457 | 0.012597 | 0.012819 | 0.013043 | 0.013275 | 0.013511 | 0.013751 | 0.013995
F6_Commercial_College (WA)_Existing_Food Preparation_Natural Gas_Range_E2 | F6 | Commercial | College (WA) | Existing | Food Preparation | Natural Gas | Range | E2 | Utility - Value of Sales | 0.0040833 | 0.0041513 | 0.0042341 | 0.0043348 | 0.0044545 | 0.0046128 | 0.0047752 | 0.0049323 | 0.0050769 | 0.0052158 | 0.0053584 | 0.0054859 | 0.0056188 | 0.0057416 | 0.0058451 | 0.0059368 | 0.0060119 | 0.0060828 | 0.0061588 | 0.0062286 | 0.0062984 | 0.0064094 | 0.0065215 | 0.0066374 | 0.0067553 | 0.0068753 | 0.0069975
F6_Commercial_College (WA)_Existing_Food Preparation_Natural Gas_Range_E3 | F6 | Commercial | College (WA) | Existing | Food Preparation | Natural Gas | Range | E3 | Utility - Value of Sales | 0 | 0 | 0 | 0 | 0 | 0 | 0 | 0 | 0 | 0 | 0 | 0 | 0 | 0 | 0 | 0 | 0 | 0 | 0 | 0 | 0 | 0 | 0 | 0 | 0 | 0 | 0
F6_Commercial_College (WA)_Existing_Food Preparation_Natural Gas_Range_E4 | F6 | Commercial | College (WA) | Existing | Food Preparation | Natural Gas | Range | E4 | Utility - Value of Sales | 0 | 0 | 0 | 0 | 0 | 0 | 0 | 0 | 0 | 0 | 0 | 0 | 0 | 0 | 0 | 0 | 0 | 0 | 0 | 0 | 0 | 0 | 0 | 0 | 0 | 0 | 0
F6_Commercial_College (WA)_Existing_Food Preparation_Natural Gas_Range_E5 | F6 | Commercial | College (WA) | Existing | Food Preparation | Natural Gas | Range | E5 | Utility - Value of Sales | 0 | 0 | 0 | 0 | 0 | 0 | 0 | 0 | 0 | 0 | 0 | 0 | 0 | 0 | 0 | 0 | 0 | 0 | 0 | 0 | 0 | 0 | 0 | 0 | 0 | 0 | 0
F6_Commercial_College (WA)_Existing_Food Preparation_Natural Gas_Range_E6 | F6 | Commercial | College (WA) | Existing | Food Preparation | Natural Gas | Range | E6 | Utility - Value of Sales | 0 | 0 | 0 | 0 | 0 | 0 | 0 | 0 | 0 | 0 | 0 | 0 | 0 | 0 | 0 | 0 | 0 | 0 | 0 | 0 | 0 | 0 | 0 | 0 | 0 | 0 | 0
F6_Commercial_College (WA)_Existing_Food Preparation_Natural Gas_Range_E7 | F6 | Commercial | College (WA) | Existing | Food Preparation | Natural Gas | Range | E7 | Utility - Value of Sales | 0 | 0 | 0 | 0 | 0 | 0 | 0 | 0 | 0 | 0 | 0 | 0 | 0 | 0 | 0 | 0 | 0 | 0 | 0 | 0 | 0 | 0 | 0 | 0 | 0 | 0 | 0
F6_Commercial_College (WA)_Existing_Food Preparation_Natural Gas_Range_E8 | F6 | Commercial | College (WA) | Existing | Food Preparation | Natural Gas | Range | E8 | Utility - Value of Sales | 0 | 0 | 0 | 0 | 0 | 0 | 0 | 0 | 0 | 0 | 0 | 0 | 0 | 0 | 0 | 0 | 0 | 0 | 0 | 0 | 0 | 0 | 0 | 0 | 0 | 0 | 0
F6_Commercial_College (WA)_Existing_Food Preparation_Natural Gas_Range_E9 | F6 | Commercial | College (WA) | Existing | Food Preparation | Natural Gas | Range | E9 | Utility - Value of Sales | 0 | 0 | 0 | 0 | 0 | 0 | 0 | 0 | 0 | 0 | 0 | 0 | 0 | 0 | 0 | 0 | 0 | 0 | 0 | 0 | 0 | 0 | 0 | 0 | 0 | 0 | 0
F6_Commercial_College (WA)_Existing_Food Preparation_Natural Gas_Range_E10 | F6 | Commercial | College (WA) | Existing | Food Preparation | Natural Gas | Range | E10 | Utility - Value of Sales | 0 | 0 | 0 | 0 | 0 | 0 | 0 | 0 | 0 | 0 | 0 | 0 | 0 | 0 | 0 | 0 | 0 | 0 | 0 | 0 | 0 | 0 | 0 | 0 | 0 | 0 | 0
F1_Commercial_College (WA)_Existing_Food Preparation_Natural Gas_Steamer_E1 | F1 | Commercial | College (WA) | Existing | Food Preparation | Natural Gas | Steamer | E1 | RVT - Cost of Equipment | 0.0040559 | 0.0040559 | 0.0040559 | 0.0040559 | 0.0040559 | 0.0040559 | 0.0040559 | 0.0040559 | 0.0040559 | 0.0040559 | 0.0040559 | 0.0040559 | 0.0040559 | 0.0040559 | 0.0040559 | 0.0040559 | 0.0040559 | 0.0040559 | 0.0040559 | 0.0040559 | 0.0040559 | 0.0040559 | 0.0040559 | 0.0040559 | 0.0040559 | 0.0040559 | 0.0040559
F1_Commercial_College (WA)_Existing_Food Preparation_Natural Gas_Steamer_E2 | F1 | Commercial | College (WA) | Existing | Food Preparation | Natural Gas | Steamer | E2 | RVT - Cost of Equipment | 0.0043581 | 0.0043581 | 0.0043581 | 0.0043581 | 0.0043581 | 0.0043581 | 0.0043581 | 0.0043581 | 0.0043581 | 0.0043581 | 0.0043581 | 0.0043581 | 0.0043581 | 0.0043581 | 0.0043581 | 0.0043581 | 0.0043581 | 0.0043581 | 0.0043581 | 0.0043581 | 0.0043581 | 0.0043581 | 0.0043581 | 0.0043581 | 0.0043581 | 0.0043581 | 0.0043581
F1_Commercial_College (WA)_Existing_Food Preparation_Natural Gas_Steamer_E3 | F1 | Commercial | College (WA) | Existing | Food Preparation | Natural Gas | Steamer | E3 | RVT - Cost of Equipment | 0 | 0 | 0 | 0 | 0 | 0 | 0 | 0 | 0 | 0 | 0 | 0 | 0 | 0 | 0 | 0 | 0 | 0 | 0 | 0 | 0 | 0 | 0 | 0 | 0 | 0 | 0
F1_Commercial_College (WA)_Existing_Food Preparation_Natural Gas_Steamer_E4 | F1 | Commercial | College (WA) | Existing | Food Preparation | Natural Gas | Steamer | E4 | RVT - Cost of Equipment | 0 | 0 | 0 | 0 | 0 | 0 | 0 | 0 | 0 | 0 | 0 | 0 | 0 | 0 | 0 | 0 | 0 | 0 | 0 | 0 | 0 | 0 | 0 | 0 | 0 | 0 | 0
F1_Commercial_College (WA)_Existing_Food Preparation_Natural Gas_Steamer_E5 | F1 | Commercial | College (WA) | Existing | Food Preparation | Natural Gas | Steamer | E5 | RVT - Cost of Equipment | 0 | 0 | 0 | 0 | 0 | 0 | 0 | 0 | 0 | 0 | 0 | 0 | 0 | 0 | 0 | 0 | 0 | 0 | 0 | 0 | 0 | 0 | 0 | 0 | 0 | 0 | 0
F1_Commercial_College (WA)_Existing_Food Preparation_Natural Gas_Steamer_E6 | F1 | Commercial | College (WA) | Existing | Food Preparation | Natural Gas | Steamer | E6 | RVT - Cost of Equipment | 0 | 0 | 0 | 0 | 0 | 0 | 0 | 0 | 0 | 0 | 0 | 0 | 0 | 0 | 0 | 0 | 0 | 0 | 0 | 0 | 0 | 0 | 0 | 0 | 0 | 0 | 0
F1_Commercial_College (WA)_Existing_Food Preparation_Natural Gas_Steamer_E7 | F1 | Commercial | College (WA) | Existing | Food Preparation | Natural Gas | Steamer | E7 | RVT - Cost of Equipment | 0 | 0 | 0 | 0 | 0 | 0 | 0 | 0 | 0 | 0 | 0 | 0 | 0 | 0 | 0 | 0 | 0 | 0 | 0 | 0 | 0 | 0 | 0 | 0 | 0 | 0 | 0
F1_Commercial_College (WA)_Existing_Food Preparation_Natural Gas_Steamer_E8 | F1 | Commercial | College (WA) | Existing | Food Preparation | Natural Gas | Steamer | E8 | RVT - Cost of Equipment | 0 | 0 | 0 | 0 | 0 | 0 | 0 | 0 | 0 | 0 | 0 | 0 | 0 | 0 | 0 | 0 | 0 | 0 | 0 | 0 | 0 | 0 | 0 | 0 | 0 | 0 | 0
F1_Commercial_College (WA)_Existing_Food Preparation_Natural Gas_Steamer_E9 | F1 | Commercial | College (WA) | Existing | Food Preparation | Natural Gas | Steamer | E9 | RVT - Cost of Equipment | 0 | 0 | 0 | 0 | 0 | 0 | 0 | 0 | 0 | 0 | 0 | 0 | 0 | 0 | 0 | 0 | 0 | 0 | 0 | 0 | 0 | 0 | 0 | 0 | 0 | 0 | 0
F1_Commercial_College (WA)_Existing_Food Preparation_Natural Gas_Steamer_E10 | F1 | Commercial | College (WA) | Existing | Food Preparation | Natural Gas | Steamer | E10 | RVT - Cost of Equipment | 0 | 0 | 0 | 0 | 0 | 0 | 0 | 0 | 0 | 0 | 0 | 0 | 0 | 0 | 0 | 0 | 0 | 0 | 0 | 0 | 0 | 0 | 0 | 0 | 0 | 0 | 0
F2_Commercial_College (WA)_Existing_Food Preparation_Natural Gas_Steamer_E1 | F2 | Commercial | College (WA) | Existing | Food Preparation | Natural Gas | Steamer | E1 | RVT - Cost of Operation | 0.011374 | 0.011589 | 0.011841 | 0.012135 | 0.012472 | 0.012892 | 0.013314 | 0.013714 | 0.014077 | 0.014428 | 0.014792 | 0.015122 | 0.015472 | 0.015802 | 0.016086 | 0.016342 | 0.016559 | 0.016766 | 0.016987 | 0.017192 | 0.017399 | 0.017706 | 0.018016 | 0.018336 | 0.018662 | 0.018993 | 0.019331
F2_Commercial_College (WA)_Existing_Food Preparation_Natural Gas_Steamer_E2 | F2 | Commercial | College (WA) | Existing | Food Preparation | Natural Gas | Steamer | E2 | RVT - Cost of Operation | 0.002146 | 0.0021866 | 0.0022341 | 0.0022896 | 0.0023532 | 0.0024325 | 0.002512 | 0.0025875 | 0.0026559 | 0.0027221 | 0.0027908 | 0.0028532 | 0.0029191 | 0.0029814 | 0.003035 | 0.0030834 | 0.0031243 | 0.0031634 | 0.0032049 | 0.0032437 | 0.0032827 | 0.0033406 | 0.0033991 | 0.0034595 | 0.003521 | 0.0035835 | 0.0036472
F2_Commercial_College (WA)_Existing_Food Preparation_Natural Gas_Steamer_E3 | F2 | Commercial | College (WA) | Existing | Food Preparation | Natural Gas | Steamer | E3 | RVT - Cost of Operation | 0 | 0 | 0 | 0 | 0 | 0 | 0 | 0 | 0 | 0 | 0 | 0 | 0 | 0 | 0 | 0 | 0 | 0 | 0 | 0 | 0 | 0 | 0 | 0 | 0 | 0 | 0
F2_Commercial_College (WA)_Existing_Food Preparation_Natural Gas_Steamer_E4 | F2 | Commercial | College (WA) | Existing | Food Preparation | Natural Gas | Steamer | E4 | RVT - Cost of Operation | 0 | 0 | 0 | 0 | 0 | 0 | 0 | 0 | 0 | 0 | 0 | 0 | 0 | 0 | 0 | 0 | 0 | 0 | 0 | 0 | 0 | 0 | 0 | 0 | 0 | 0 | 0
F2_Commercial_College (WA)_Existing_Food Preparation_Natural Gas_Steamer_E5 | F2 | Commercial | College (WA) | Existing | Food Preparation | Natural Gas | Steamer | E5 | RVT - Cost of Operation | 0 | 0 | 0 | 0 | 0 | 0 | 0 | 0 | 0 | 0 | 0 | 0 | 0 | 0 | 0 | 0 | 0 | 0 | 0 | 0 | 0 | 0 | 0 | 0 | 0 | 0 | 0
F2_Commercial_College (WA)_Existing_Food Preparation_Natural Gas_Steamer_E6 | F2 | Commercial | College (WA) | Existing | Food Preparation | Natural Gas | Steamer | E6 | RVT - Cost of Operation | 0 | 0 | 0 | 0 | 0 | 0 | 0 | 0 | 0 | 0 | 0 | 0 | 0 | 0 | 0 | 0 | 0 | 0 | 0 | 0 | 0 | 0 | 0 | 0 | 0 | 0 | 0
F2_Commercial_College (WA)_Existing_Food Preparation_Natural Gas_Steamer_E7 | F2 | Commercial | College (WA) | Existing | Food Preparation | Natural Gas | Steamer | E7 | RVT - Cost of Operation | 0 | 0 | 0 | 0 | 0 | 0 | 0 | 0 | 0 | 0 | 0 | 0 | 0 | 0 | 0 | 0 | 0 | 0 | 0 | 0 | 0 | 0 | 0 | 0 | 0 | 0 | 0
F2_Commercial_College (WA)_Existing_Food Preparation_Natural Gas_Steamer_E8 | F2 | Commercial | College (WA) | Existing | Food Preparation | Natural Gas | Steamer | E8 | RVT - Cost of Operation | 0 | 0 | 0 | 0 | 0 | 0 | 0 | 0 | 0 | 0 | 0 | 0 | 0 | 0 | 0 | 0 | 0 | 0 | 0 | 0 | 0 | 0 | 0 | 0 | 0 | 0 | 0
F2_Commercial_College (WA)_Existing_Food Preparation_Natural Gas_Steamer_E9 | F2 | Commercial | College (WA) | Existing | Food Preparation | Natural Gas | Steamer | E9 | RVT - Cost of Operation | 0 | 0 | 0 | 0 | 0 | 0 | 0 | 0 | 0 | 0 | 0 | 0 | 0 | 0 | 0 | 0 | 0 | 0 | 0 | 0 | 0 | 0 | 0 | 0 | 0 | 0 | 0
F2_Commercial_College (WA)_Existing_Food Preparation_Natural Gas_Steamer_E10 | F2 | Commercial | College (WA) | Existing | Food Preparation | Natural Gas | Steamer | E10 | RVT - Cost of Operation | 0 | 0 | 0 | 0 | 0 | 0 | 0 | 0 | 0 | 0 | 0 | 0 | 0 | 0 | 0 | 0 | 0 | 0 | 0 | 0 | 0 | 0 | 0 | 0 | 0 | 0 | 0
F3_Commercial_College (WA)_Existing_Food Preparation_Natural Gas_Steamer_E1 | F3 | Commercial | College (WA) | Existing | Food Preparation | Natural Gas | Steamer | E1 | System - kBTUs of Consumption | 2.7134 | 2.7134 | 2.7134 | 2.7134 | 2.7134 | 2.7134 | 2.7134 | 2.7134 | 2.7134 | 2.7134 | 2.7134 | 2.7134 | 2.7134 | 2.7134 | 2.7134 | 2.7134 | 2.7134 | 2.7134 | 2.7134 | 2.7134 | 2.7134 | 2.7134 | 2.7134 | 2.7134 | 2.7134 | 2.7134 | 2.7134
F3_Commercial_College (WA)_Existing_Food Preparation_Natural Gas_Steamer_E2 | F3 | Commercial | College (WA) | Existing | Food Preparation | Natural Gas | Steamer | E2 | System - kBTUs of Consumption | 0.51196 | 0.51196 | 0.51196 | 0.51196 | 0.51196 | 0.51196 | 0.51196 | 0.51196 | 0.51196 | 0.51196 | 0.51196 | 0.51196 | 0.51196 | 0.51196 | 0.51196 | 0.51196 | 0.51196 | 0.51196 | 0.51196 | 0.51196 | 0.51196 | 0.51196 | 0.51196 | 0.51196 | 0.51196 | 0.51196 | 0.51196
F3_Commercial_College (WA)_Existing_Food Preparation_Natural Gas_Steamer_E3 | F3 | Commercial | College (WA) | Existing | Food Preparation | Natural Gas | Steamer | E3 | System - kBTUs of Consumption | 0 | 0 | 0 | 0 | 0 | 0 | 0 | 0 | 0 | 0 | 0 | 0 | 0 | 0 | 0 | 0 | 0 | 0 | 0 | 0 | 0 | 0 | 0 | 0 | 0 | 0 | 0
F3_Commercial_College (WA)_Existing_Food Preparation_Natural Gas_Steamer_E4 | F3 | Commercial | College (WA) | Existing | Food Preparation | Natural Gas | Steamer | E4 | System - kBTUs of Consumption | 0 | 0 | 0 | 0 | 0 | 0 | 0 | 0 | 0 | 0 | 0 | 0 | 0 | 0 | 0 | 0 | 0 | 0 | 0 | 0 | 0 | 0 | 0 | 0 | 0 | 0 | 0
F3_Commercial_College (WA)_Existing_Food Preparation_Natural Gas_Steamer_E5 | F3 | Commercial | College (WA) | Existing | Food Preparation | Natural Gas | Steamer | E5 | System - kBTUs of Consumption | 0 | 0 | 0 | 0 | 0 | 0 | 0 | 0 | 0 | 0 | 0 | 0 | 0 | 0 | 0 | 0 | 0 | 0 | 0 | 0 | 0 | 0 | 0 | 0 | 0 | 0 | 0
F3_Commercial_College (WA)_Existing_Food Preparation_Natural Gas_Steamer_E6 | F3 | Commercial | College (WA) | Existing | Food Preparation | Natural Gas | Steamer | E6 | System - kBTUs of Consumption | 0 | 0 | 0 | 0 | 0 | 0 | 0 | 0 | 0 | 0 | 0 | 0 | 0 | 0 | 0 | 0 | 0 | 0 | 0 | 0 | 0 | 0 | 0 | 0 | 0 | 0 | 0
F3_Commercial_College (WA)_Existing_Food Preparation_Natural Gas_Steamer_E7 | F3 | Commercial | College (WA) | Existing | Food Preparation | Natural Gas | Steamer | E7 | System - kBTUs of Consumption | 0 | 0 | 0 | 0 | 0 | 0 | 0 | 0 | 0 | 0 | 0 | 0 | 0 | 0 | 0 | 0 | 0 | 0 | 0 | 0 | 0 | 0 | 0 | 0 | 0 | 0 | 0
F3_Commercial_College (WA)_Existing_Food Preparation_Natural Gas_Steamer_E8 | F3 | Commercial | College (WA) | Existing | Food Preparation | Natural Gas | Steamer | E8 | System - kBTUs of Consumption | 0 | 0 | 0 | 0 | 0 | 0 | 0 | 0 | 0 | 0 | 0 | 0 | 0 | 0 | 0 | 0 | 0 | 0 | 0 | 0 | 0 | 0 | 0 | 0 | 0 | 0 | 0
F3_Commercial_College (WA)_Existing_Food Preparation_Natural Gas_Steamer_E9 | F3 | Commercial | College (WA) | Existing | Food Preparation | Natural Gas | Steamer | E9 | System - kBTUs of Consumption | 0 | 0 | 0 | 0 | 0 | 0 | 0 | 0 | 0 | 0 | 0 | 0 | 0 | 0 | 0 | 0 | 0 | 0 | 0 | 0 | 0 | 0 | 0 | 0 | 0 | 0 | 0
F3_Commercial_College (WA)_Existing_Food Preparation_Natural Gas_Steamer_E10 | F3 | Commercial | College (WA) | Existing | Food Preparation | Natural Gas | Steamer | E10 | System - kBTUs of Consumption | 0 | 0 | 0 | 0 | 0 | 0 | 0 | 0 | 0 | 0 | 0 | 0 | 0 | 0 | 0 | 0 | 0 | 0 | 0 | 0 | 0 | 0 | 0 | 0 | 0 | 0 | 0
F4_Commercial_College (WA)_Existing_Food Preparation_Natural Gas_Steamer_E1 | F4 | Commercial | College (WA) | Existing | Food Preparation | Natural Gas | Steamer | E1 | Utility - Cost of Equipment | 0.0040559 | 0.0040559 | 0.0040559 | 0.0040559 | 0.0040559 | 0.0040559 | 0.0040559 | 0.0040559 | 0.0040559 | 0.0040559 | 0.0040559 | 0.0040559 | 0.0040559 | 0.0040559 | 0.0040559 | 0.0040559 | 0.0040559 | 0.0040559 | 0.0040559 | 0.0040559 | 0.0040559 | 0.0040559 | 0.0040559 | 0.0040559 | 0.0040559 | 0.0040559 | 0.0040559
F4_Commercial_College (WA)_Existing_Food Preparation_Natural Gas_Steamer_E2 | F4 | Commercial | College (WA) | Existing | Food Preparation | Natural Gas | Steamer | E2 | Utility - Cost of Equipment | 0.0043581 | 0.0043581 | 0.0043581 | 0.0043581 | 0.0043581 | 0.0043581 | 0.0043581 | 0.0043581 | 0.0043581 | 0.0043581 | 0.0043581 | 0.0043581 | 0.0043581 | 0.0043581 | 0.0043581 | 0.0043581 | 0.0043581 | 0.0043581 | 0.0043581 | 0.0043581 | 0.0043581 | 0.0043581 | 0.0043581 | 0.0043581 | 0.0043581 | 0.0043581 | 0.0043581
F4_Commercial_College (WA)_Existing_Food Preparation_Natural Gas_Steamer_E3 | F4 | Commercial | College (WA) | Existing | Food Preparation | Natural Gas | Steamer | E3 | Utility - Cost of Equipment | 0 | 0 | 0 | 0 | 0 | 0 | 0 | 0 | 0 | 0 | 0 | 0 | 0 | 0 | 0 | 0 | 0 | 0 | 0 | 0 | 0 | 0 | 0 | 0 | 0 | 0 | 0
F4_Commercial_College (WA)_Existing_Food Preparation_Natural Gas_Steamer_E4 | F4 | Commercial | College (WA) | Existing | Food Preparation | Natural Gas | Steamer | E4 | Utility - Cost of Equipment | 0 | 0 | 0 | 0 | 0 | 0 | 0 | 0 | 0 | 0 | 0 | 0 | 0 | 0 | 0 | 0 | 0 | 0 | 0 | 0 | 0 | 0 | 0 | 0 | 0 | 0 | 0
F4_Commercial_College (WA)_Existing_Food Preparation_Natural Gas_Steamer_E5 | F4 | Commercial | College (WA) | Existing | Food Preparation | Natural Gas | Steamer | E5 | Utility - Cost of Equipment | 0 | 0 | 0 | 0 | 0 | 0 | 0 | 0 | 0 | 0 | 0 | 0 | 0 | 0 | 0 | 0 | 0 | 0 | 0 | 0 | 0 | 0 | 0 | 0 | 0 | 0 | 0
F4_Commercial_College (WA)_Existing_Food Preparation_Natural Gas_Steamer_E6 | F4 | Commercial | College (WA) | Existing | Food Preparation | Natural Gas | Steamer | E6 | Utility - Cost of Equipment | 0 | 0 | 0 | 0 | 0 | 0 | 0 | 0 | 0 | 0 | 0 | 0 | 0 | 0 | 0 | 0 | 0 | 0 | 0 | 0 | 0 | 0 | 0 | 0 | 0 | 0 | 0
F4_Commercial_College (WA)_Existing_Food Preparation_Natural Gas_Steamer_E7 | F4 | Commercial | College (WA) | Existing | Food Preparation | Natural Gas | Steamer | E7 | Utility - Cost of Equipment | 0 | 0 | 0 | 0 | 0 | 0 | 0 | 0 | 0 | 0 | 0 | 0 | 0 | 0 | 0 | 0 | 0 | 0 | 0 | 0 | 0 | 0 | 0 | 0 | 0 | 0 | 0
F4_Commercial_College (WA)_Existing_Food Preparation_Natural Gas_Steamer_E8 | F4 | Commercial | College (WA) | Existing | Food Preparation | Natural Gas | Steamer | E8 | Utility - Cost of Equipment | 0 | 0 | 0 | 0 | 0 | 0 | 0 | 0 | 0 | 0 | 0 | 0 | 0 | 0 | 0 | 0 | 0 | 0 | 0 | 0 | 0 | 0 | 0 | 0 | 0 | 0 | 0
F4_Commercial_College (WA)_Existing_Food Preparation_Natural Gas_Steamer_E9 | F4 | Commercial | College (WA) | Existing | Food Preparation | Natural Gas | Steamer | E9 | Utility - Cost of Equipment | 0 | 0 | 0 | 0 | 0 | 0 | 0 | 0 | 0 | 0 | 0 | 0 | 0 | 0 | 0 | 0 | 0 | 0 | 0 | 0 | 0 | 0 | 0 | 0 | 0 | 0 | 0
F4_Commercial_College (WA)_Existing_Food Preparation_Natural Gas_Steamer_E10 | F4 | Commercial | College (WA) | Existing | Food Preparation | Natural Gas | Steamer | E10 | Utility - Cost of Equipment | 0 | 0 | 0 | 0 | 0 | 0 | 0 | 0 | 0 | 0 | 0 | 0 | 0 | 0 | 0 | 0 | 0 | 0 | 0 | 0 | 0 | 0 | 0 | 0 | 0 | 0 | 0
F5_Commercial_College (WA)_Existing_Food Preparation_Natural Gas_Steamer_E1 | F5 | Commercial | College (WA) | Existing | Food Preparation | Natural Gas | Steamer | E1 | Utility - Cost of Operation | 0.0096572 | 0.0099005 | 0.010189 | 0.010519 | 0.010893 | 0.011348 | 0.011816 | 0.012279 | 0.012725 | 0.013178 | 0.013538 | 0.013875 | 0.014237 | 0.014592 | 0.014909 | 0.015206 | 0.015472 | 0.015734 | 0.016015 | 0.016289 | 0.01657 | 0.016863 | 0.017158 | 0.017463 | 0.017773 | 0.018089 | 0.01841
F5_Commercial_College (WA)_Existing_Food Preparation_Natural Gas_Steamer_E2 | F5 | Commercial | College (WA) | Existing | Food Preparation | Natural Gas | Steamer | E2 | Utility - Cost of Operation | 0.0018221 | 0.001868 | 0.0019224 | 0.0019847 | 0.0020552 | 0.002141 | 0.0022293 | 0.0023167 | 0.0024009 | 0.0024863 | 0.0025542 | 0.0026178 | 0.0026862 | 0.0027531 | 0.0028129 | 0.0028689 | 0.0029191 | 0.0029687 | 0.0030216 | 0.0030733 | 0.0031263 | 0.0031815 | 0.0032373 | 0.0032948 | 0.0033533 | 0.0034129 | 0.0034735
F5_Commercial_College (WA)_Existing_Food Preparation_Natural Gas_Steamer_E3 | F5 | Commercial | College (WA) | Existing | Food Preparation | Natural Gas | Steamer | E3 | Utility - Cost of Operation | 0 | 0 | 0 | 0 | 0 | 0 | 0 | 0 | 0 | 0 | 0 | 0 | 0 | 0 | 0 | 0 | 0 | 0 | 0 | 0 | 0 | 0 | 0 | 0 | 0 | 0 | 0
F5_Commercial_College (WA)_Existing_Food Preparation_Natural Gas_Steamer_E4 | F5 | Commercial | College (WA) | Existing | Food Preparation | Natural Gas | Steamer | E4 | Utility - Cost of Operation | 0 | 0 | 0 | 0 | 0 | 0 | 0 | 0 | 0 | 0 | 0 | 0 | 0 | 0 | 0 | 0 | 0 | 0 | 0 | 0 | 0 | 0 | 0 | 0 | 0 | 0 | 0
F5_Commercial_College (WA)_Existing_Food Preparation_Natural Gas_Steamer_E5 | F5 | Commercial | College (WA) | Existing | Food Preparation | Natural Gas | Steamer | E5 | Utility - Cost of Operation | 0 | 0 | 0 | 0 | 0 | 0 | 0 | 0 | 0 | 0 | 0 | 0 | 0 | 0 | 0 | 0 | 0 | 0 | 0 | 0 | 0 | 0 | 0 | 0 | 0 | 0 | 0
F5_Commercial_College (WA)_Existing_Food Preparation_Natural Gas_Steamer_E6 | F5 | Commercial | College (WA) | Existing | Food Preparation | Natural Gas | Steamer | E6 | Utility - Cost of Operation | 0 | 0 | 0 | 0 | 0 | 0 | 0 | 0 | 0 | 0 | 0 | 0 | 0 | 0 | 0 | 0 | 0 | 0 | 0 | 0 | 0 | 0 | 0 | 0 | 0 | 0 | 0
F5_Commercial_College (WA)_Existing_Food Preparation_Natural Gas_Steamer_E7 | F5 | Commercial | College (WA) | Existing | Food Preparation | Natural Gas | Steamer | E7 | Utility - Cost of Operation | 0 | 0 | 0 | 0 | 0 | 0 | 0 | 0 | 0 | 0 | 0 | 0 | 0 | 0 | 0 | 0 | 0 | 0 | 0 | 0 | 0 | 0 | 0 | 0 | 0 | 0 | 0
F5_Commercial_College (WA)_Existing_Food Preparation_Natural Gas_Steamer_E8 | F5 | Commercial | College (WA) | Existing | Food Preparation | Natural Gas | Steamer | E8 | Utility - Cost of Operation | 0 | 0 | 0 | 0 | 0 | 0 | 0 | 0 | 0 | 0 | 0 | 0 | 0 | 0 | 0 | 0 | 0 | 0 | 0 | 0 | 0 | 0 | 0 | 0 | 0 | 0 | 0
F5_Commercial_College (WA)_Existing_Food Preparation_Natural Gas_Steamer_E9 | F5 | Commercial | College (WA) | Existing | Food Preparation | Natural Gas | Steamer | E9 | Utility - Cost of Operation | 0 | 0 | 0 | 0 | 0 | 0 | 0 | 0 | 0 | 0 | 0 | 0 | 0 | 0 | 0 | 0 | 0 | 0 | 0 | 0 | 0 | 0 | 0 | 0 | 0 | 0 | 0
F5_Commercial_College (WA)_Existing_Food Preparation_Natural Gas_Steamer_E10 | F5 | Commercial | College (WA) | Existing | Food Preparation | Natural Gas | Steamer | E10 | Utility - Cost of Operation | 0 | 0 | 0 | 0 | 0 | 0 | 0 | 0 | 0 | 0 | 0 | 0 | 0 | 0 | 0 | 0 | 0 | 0 | 0 | 0 | 0 | 0 | 0 | 0 | 0 | 0 | 0
F6_Commercial_College (WA)_Existing_Food Preparation_Natural Gas_Steamer_E1 | F6 | Commercial | College (WA) | Existing | Food Preparation | Natural Gas | Steamer | E1 | Utility - Value of Sales | 0.011374 | 0.011589 | 0.011841 | 0.012135 | 0.012472 | 0.012892 | 0.013314 | 0.013714 | 0.014077 | 0.014428 | 0.014792 | 0.015122 | 0.015472 | 0.015802 | 0.016086 | 0.016342 | 0.016559 | 0.016766 | 0.016987 | 0.017192 | 0.017399 | 0.017706 | 0.018016 | 0.018336 | 0.018662 | 0.018993 | 0.019331
F6_Commercial_College (WA)_Existing_Food Preparation_Natural Gas_Steamer_E2 | F6 | Commercial | College (WA) | Existing | Food Preparation | Natural Gas | Steamer | E2 | Utility - Value of Sales | 0.002146 | 0.0021866 | 0.0022341 | 0.0022896 | 0.0023532 | 0.0024325 | 0.002512 | 0.0025875 | 0.0026559 | 0.0027221 | 0.0027908 | 0.0028532 | 0.0029191 | 0.0029814 | 0.003035 | 0.0030834 | 0.0031243 | 0.0031634 | 0.0032049 | 0.0032437 | 0.0032827 | 0.0033406 | 0.0033991 | 0.0034595 | 0.003521 | 0.0035835 | 0.0036472
F6_Commercial_College (WA)_Existing_Food Preparation_Natural Gas_Steamer_E3 | F6 | Commercial | College (WA) | Existing | Food Preparation | Natural Gas | Steamer | E3 | Utility - Value of Sales | 0 | 0 | 0 | 0 | 0 | 0 | 0 | 0 | 0 | 0 | 0 | 0 | 0 | 0 | 0 | 0 | 0 | 0 | 0 | 0 | 0 | 0 | 0 | 0 | 0 | 0 | 0
F6_Commercial_College (WA)_Existing_Food Preparation_Natural Gas_Steamer_E4 | F6 | Commercial | College (WA) | Existing | Food Preparation | Natural Gas | Steamer | E4 | Utility - Value of Sales | 0 | 0 | 0 | 0 | 0 | 0 | 0 | 0 | 0 | 0 | 0 | 0 | 0 | 0 | 0 | 0 | 0 | 0 | 0 | 0 | 0 | 0 | 0 | 0 | 0 | 0 | 0
F6_Commercial_College (WA)_Existing_Food Preparation_Natural Gas_Steamer_E5 | F6 | Commercial | College (WA) | Existing | Food Preparation | Natural Gas | Steamer | E5 | Utility - Value of Sales | 0 | 0 | 0 | 0 | 0 | 0 | 0 | 0 | 0 | 0 | 0 | 0 | 0 | 0 | 0 | 0 | 0 | 0 | 0 | 0 | 0 | 0 | 0 | 0 | 0 | 0 | 0
F6_Commercial_College (WA)_Existing_Food Preparation_Natural Gas_Steamer_E6 | F6 | Commercial | College (WA) | Existing | Food Preparation | Natural Gas | Steamer | E6 | Utility - Value of Sales | 0 | 0 | 0 | 0 | 0 | 0 | 0 | 0 | 0 | 0 | 0 | 0 | 0 | 0 | 0 | 0 | 0 | 0 | 0 | 0 | 0 | 0 | 0 | 0 | 0 | 0 | 0
F6_Commercial_College (WA)_Existing_Food Preparation_Natural Gas_Steamer_E7 | F6 | Commercial | College (WA) | Existing | Food Preparation | Natural Gas | Steamer | E7 | Utility - Value of Sales | 0 | 0 | 0 | 0 | 0 | 0 | 0 | 0 | 0 | 0 | 0 | 0 | 0 | 0 | 0 | 0 | 0 | 0 | 0 | 0 | 0 | 0 | 0 | 0 | 0 | 0 | 0
F6_Commercial_College (WA)_Existing_Food Preparation_Natural Gas_Steamer_E8 | F6 | Commercial | College (WA) | Existing | Food Preparation | Natural Gas | Steamer | E8 | Utility - Value of Sales | 0 | 0 | 0 | 0 | 0 | 0 | 0 | 0 | 0 | 0 | 0 | 0 | 0 | 0 | 0 | 0 | 0 | 0 | 0 | 0 | 0 | 0 | 0 | 0 | 0 | 0 | 0
F6_Commercial_College (WA)_Existing_Food Preparation_Natural Gas_Steamer_E9 | F6 | Commercial | College (WA) | Existing | Food Preparation | Natural Gas | Steamer | E9 | Utility - Value of Sales | 0 | 0 | 0 | 0 | 0 | 0 | 0 | 0 | 0 | 0 | 0 | 0 | 0 | 0 | 0 | 0 | 0 | 0 | 0 | 0 | 0 | 0 | 0 | 0 | 0 | 0 | 0
F6_Commercial_College (WA)_Existing_Food Preparation_Natural Gas_Steamer_E10 | F6 | Commercial | College (WA) | Existing | Food Preparation | Natural Gas | Steamer | E10 | Utility - Value of Sales | 0 | 0 | 0 | 0 | 0 | 0 | 0 | 0 | 0 | 0 | 0 | 0 | 0 | 0 | 0 | 0 | 0 | 0 | 0 | 0 | 0 | 0 | 0 | 0 | 0 | 0 | 0
F1_Commercial_College (WA)_Existing_Food Preparation_Natural Gas_Food Prep Other_E1 | F1 | Commercial | College (WA) | Existing | Food Preparation | Natural Gas | Food Prep Other | E1 | RVT - Cost of Equipment | 8.5237e-06 | 8.5237e-06 | 8.5237e-06 | 8.5237e-06 | 8.5237e-06 | 8.5237e-06 | 8.5237e-06 | 8.5237e-06 | 8.5237e-06 | 8.5237e-06 | 8.5237e-06 | 8.5237e-06 | 8.5237e-06 | 8.5237e-06 | 8.5237e-06 | 8.5237e-06 | 8.5237e-06 | 8.5237e-06 | 8.5237e-06 | 8.5237e-06 | 8.5237e-06 | 8.5237e-06 | 8.5237e-06 | 8.5237e-06 | 8.5237e-06 | 8.5237e-06 | 8.5237e-06
F1_Commercial_College (WA)_Existing_Food Preparation_Natural Gas_Food Prep Other_E2 | F1 | Commercial | College (WA) | Existing | Food Preparation | Natural Gas | Food Prep Other | E2 | RVT - Cost of Equipment | 8.5323e-06 | 8.5323e-06 | 8.5323e-06 | 8.5323e-06 | 8.5323e-06 | 8.5323e-06 | 8.5323e-06 | 8.5323e-06 | 8.5323e-06 | 8.5323e-06 | 8.5323e-06 | 8.5323e-06 | 8.5323e-06 | 8.5323e-06 | 8.5323e-06 | 8.5323e-06 | 8.5323e-06 | 8.5323e-06 | 8.5323e-06 | 8.5323e-06 | 8.5323e-06 | 8.5323e-06 | 8.5323e-06 | 8.5323e-06 | 8.5323e-06 | 8.5323e-06 | 8.5323e-06
F1_Commercial_College (WA)_Existing_Food Preparation_Natural Gas_Food Prep Other_E3 | F1 | Commercial | College (WA) | Existing | Food Preparation | Natural Gas | Food Prep Other | E3 | RVT - Cost of Equipment | 0 | 0 | 0 | 0 | 0 | 0 | 0 | 0 | 0 | 0 | 0 | 0 | 0 | 0 | 0 | 0 | 0 | 0 | 0 | 0 | 0 | 0 | 0 | 0 | 0 | 0 | 0
F1_Commercial_College (WA)_Existing_Food Preparation_Natural Gas_Food Prep Other_E4 | F1 | Commercial | College (WA) | Existing | Food Preparation | Natural Gas | Food Prep Other | E4 | RVT - Cost of Equipment | 0 | 0 | 0 | 0 | 0 | 0 | 0 | 0 | 0 | 0 | 0 | 0 | 0 | 0 | 0 | 0 | 0 | 0 | 0 | 0 | 0 | 0 | 0 | 0 | 0 | 0 | 0
F1_Commercial_College (WA)_Existing_Food Preparation_Natural Gas_Food Prep Other_E5 | F1 | Commercial | College (WA) | Existing | Food Preparation | Natural Gas | Food Prep Other | E5 | RVT - Cost of Equipment | 0 | 0 | 0 | 0 | 0 | 0 | 0 | 0 | 0 | 0 | 0 | 0 | 0 | 0 | 0 | 0 | 0 | 0 | 0 | 0 | 0 | 0 | 0 | 0 | 0 | 0 | 0
F1_Commercial_College (WA)_Existing_Food Preparation_Natural Gas_Food Prep Other_E6 | F1 | Commercial | College (WA) | Existing | Food Preparation | Natural Gas | Food Prep Other | E6 | RVT - Cost of Equipment | 0 | 0 | 0 | 0 | 0 | 0 | 0 | 0 | 0 | 0 | 0 | 0 | 0 | 0 | 0 | 0 | 0 | 0 | 0 | 0 | 0 | 0 | 0 | 0 | 0 | 0 | 0
F1_Commercial_College (WA)_Existing_Food Preparation_Natural Gas_Food Prep Other_E7 | F1 | Commercial | College (WA) | Existing | Food Preparation | Natural Gas | Food Prep Other | E7 | RVT - Cost of Equipment | 0 | 0 | 0 | 0 | 0 | 0 | 0 | 0 | 0 | 0 | 0 | 0 | 0 | 0 | 0 | 0 | 0 | 0 | 0 | 0 | 0 | 0 | 0 | 0 | 0 | 0 | 0
F1_Commercial_College (WA)_Existing_Food Preparation_Natural Gas_Food Prep Other_E8 | F1 | Commercial | College (WA) | Existing | Food Preparation | Natural Gas | Food Prep Other | E8 | RVT - Cost of Equipment | 0 | 0 | 0 | 0 | 0 | 0 | 0 | 0 | 0 | 0 | 0 | 0 | 0 | 0 | 0 | 0 | 0 | 0 | 0 | 0 | 0 | 0 | 0 | 0 | 0 | 0 | 0
F1_Commercial_College (WA)_Existing_Food Preparation_Natural Gas_Food Prep Other_E9 | F1 | Commercial | College (WA) | Existing | Food Preparation | Natural Gas | Food Prep Other | E9 | RVT - Cost of Equipment | 0 | 0 | 0 | 0 | 0 | 0 | 0 | 0 | 0 | 0 | 0 | 0 | 0 | 0 | 0 | 0 | 0 | 0 | 0 | 0 | 0 | 0 | 0 | 0 | 0 | 0 | 0
F1_Commercial_College (WA)_Existing_Food Preparation_Natural Gas_Food Prep Other_E10 | F1 | Commercial | College (WA) | Existing | Food Preparation | Natural Gas | Food Prep Other | E10 | RVT - Cost of Equipment | 0 | 0 | 0 | 0 | 0 | 0 | 0 | 0 | 0 | 0 | 0 | 0 | 0 | 0 | 0 | 0 | 0 | 0 | 0 | 0 | 0 | 0 | 0 | 0 | 0 | 0 | 0
F2_Commercial_College (WA)_Existing_Food Preparation_Natural Gas_Food Prep Other_E1 | F2 | Commercial | College (WA) | Existing | Food Preparation | Natural Gas | Food Prep Other | E1 | RVT - Cost of Operation | 0.0024028 | 0.0024428 | 0.0024915 | 0.0025508 | 0.0026212 | 0.0027144 | 0.0028099 | 0.0029024 | 0.0029875 | 0.0030692 | 0.0031531 | 0.0032281 | 0.0033063 | 0.0033786 | 0.0034395 | 0.0034934 | 0.0035377 | 0.0035794 | 0.0036241 | 0.0036652 | 0.0037062 | 0.0037716 | 0.0038375 | 0.0039057 | 0.0039751 | 0.0040457 | 0.0041176
F2_Commercial_College (WA)_Existing_Food Preparation_Natural Gas_Food Prep Other_E2 | F2 | Commercial | College (WA) | Existing | Food Preparation | Natural Gas | Food Prep Other | E2 | RVT - Cost of Operation | 0.0024028 | 0.0024428 | 0.0024915 | 0.0025507 | 0.0026212 | 0.0027144 | 0.0028099 | 0.0029024 | 0.0029875 | 0.0030692 | 0.0031531 | 0.0032281 | 0.0033063 | 0.0033786 | 0.0034395 | 0.0034934 | 0.0035377 | 0.0035794 | 0.0036241 | 0.0036651 | 0.0037062 | 0.0037715 | 0.0038375 | 0.0039057 | 0.0039751 | 0.0040457 | 0.0041176
F2_Commercial_College (WA)_Existing_Food Preparation_Natural Gas_Food Prep Other_E3 | F2 | Commercial | College (WA) | Existing | Food Preparation | Natural Gas | Food Prep Other | E3 | RVT - Cost of Operation | 0 | 0 | 0 | 0 | 0 | 0 | 0 | 0 | 0 | 0 | 0 | 0 | 0 | 0 | 0 | 0 | 0 | 0 | 0 | 0 | 0 | 0 | 0 | 0 | 0 | 0 | 0
F2_Commercial_College (WA)_Existing_Food Preparation_Natural Gas_Food Prep Other_E4 | F2 | Commercial | College (WA) | Existing | Food Preparation | Natural Gas | Food Prep Other | E4 | RVT - Cost of Operation | 0 | 0 | 0 | 0 | 0 | 0 | 0 | 0 | 0 | 0 | 0 | 0 | 0 | 0 | 0 | 0 | 0 | 0 | 0 | 0 | 0 | 0 | 0 | 0 | 0 | 0 | 0
F2_Commercial_College (WA)_Existing_Food Preparation_Natural Gas_Food Prep Other_E5 | F2 | Commercial | College (WA) | Existing | Food Preparation | Natural Gas | Food Prep Other | E5 | RVT - Cost of Operation | 0 | 0 | 0 | 0 | 0 | 0 | 0 | 0 | 0 | 0 | 0 | 0 | 0 | 0 | 0 | 0 | 0 | 0 | 0 | 0 | 0 | 0 | 0 | 0 | 0 | 0 | 0
F2_Commercial_College (WA)_Existing_Food Preparation_Natural Gas_Food Prep Other_E6 | F2 | Commercial | College (WA) | Existing | Food Preparation | Natural Gas | Food Prep Other | E6 | RVT - Cost of Operation | 0 | 0 | 0 | 0 | 0 | 0 | 0 | 0 | 0 | 0 | 0 | 0 | 0 | 0 | 0 | 0 | 0 | 0 | 0 | 0 | 0 | 0 | 0 | 0 | 0 | 0 | 0
F2_Commercial_College (WA)_Existing_Food Preparation_Natural Gas_Food Prep Other_E7 | F2 | Commercial | College (WA) | Existing | Food Preparation | Natural Gas | Food Prep Other | E7 | RVT - Cost of Operation | 0 | 0 | 0 | 0 | 0 | 0 | 0 | 0 | 0 | 0 | 0 | 0 | 0 | 0 | 0 | 0 | 0 | 0 | 0 | 0 | 0 | 0 | 0 | 0 | 0 | 0 | 0
F2_Commercial_College (WA)_Existing_Food Preparation_Natural Gas_Food Prep Other_E8 | F2 | Commercial | College (WA) | Existing | Food Preparation | Natural Gas | Food Prep Other | E8 | RVT - Cost of Operation | 0 | 0 | 0 | 0 | 0 | 0 | 0 | 0 | 0 | 0 | 0 | 0 | 0 | 0 | 0 | 0 | 0 | 0 | 0 | 0 | 0 | 0 | 0 | 0 | 0 | 0 | 0
F2_Commercial_College (WA)_Existing_Food Preparation_Natural Gas_Food Prep Other_E9 | F2 | Commercial | College (WA) | Existing | Food Preparation | Natural Gas | Food Prep Other | E9 | RVT - Cost of Operation | 0 | 0 | 0 | 0 | 0 | 0 | 0 | 0 | 0 | 0 | 0 | 0 | 0 | 0 | 0 | 0 | 0 | 0 | 0 | 0 | 0 | 0 | 0 | 0 | 0 | 0 | 0
F2_Commercial_College (WA)_Existing_Food Preparation_Natural Gas_Food Prep Other_E10 | F2 | Commercial | College (WA) | Existing | Food Preparation | Natural Gas | Food Prep Other | E10 | RVT - Cost of Operation | 0 | 0 | 0 | 0 | 0 | 0 | 0 | 0 | 0 | 0 | 0 | 0 | 0 | 0 | 0 | 0 | 0 | 0 | 0 | 0 | 0 | 0 | 0 | 0 | 0 | 0 | 0
F3_Commercial_College (WA)_Existing_Food Preparation_Natural Gas_Food Prep Other_E1 | F3 | Commercial | College (WA) | Existing | Food Preparation | Natural Gas | Food Prep Other | E1 | System - kBTUs of Consumption | 0.58241 | 0.58241 | 0.58241 | 0.58241 | 0.58241 | 0.58241 | 0.58241 | 0.58241 | 0.58241 | 0.58241 | 0.58241 | 0.58241 | 0.58241 | 0.58241 | 0.58241 | 0.58241 | 0.58241 | 0.58241 | 0.58241 | 0.58241 | 0.58241 | 0.58241 | 0.58241 | 0.58241 | 0.58241 | 0.58241 | 0.58241
F3_Commercial_College (WA)_Existing_Food Preparation_Natural Gas_Food Prep Other_E2 | F3 | Commercial | College (WA) | Existing | Food Preparation | Natural Gas | Food Prep Other | E2 | System - kBTUs of Consumption | 0.58241 | 0.58241 | 0.58241 | 0.58241 | 0.58241 | 0.58241 | 0.58241 | 0.58241 | 0.58241 | 0.58241 | 0.58241 | 0.58241 | 0.58241 | 0.58241 | 0.58241 | 0.58241 | 0.58241 | 0.58241 | 0.58241 | 0.58241 | 0.58241 | 0.58241 | 0.58241 | 0.58241 | 0.58241 | 0.58241 | 0.58241
F3_Commercial_College (WA)_Existing_Food Preparation_Natural Gas_Food Prep Other_E3 | F3 | Commercial | College (WA) | Existing | Food Preparation | Natural Gas | Food Prep Other | E3 | System - kBTUs of Consumption | 0 | 0 | 0 | 0 | 0 | 0 | 0 | 0 | 0 | 0 | 0 | 0 | 0 | 0 | 0 | 0 | 0 | 0 | 0 | 0 | 0 | 0 | 0 | 0 | 0 | 0 | 0
F3_Commercial_College (WA)_Existing_Food Preparation_Natural Gas_Food Prep Other_E4 | F3 | Commercial | College (WA) | Existing | Food Preparation | Natural Gas | Food Prep Other | E4 | System - kBTUs of Consumption | 0 | 0 | 0 | 0 | 0 | 0 | 0 | 0 | 0 | 0 | 0 | 0 | 0 | 0 | 0 | 0 | 0 | 0 | 0 | 0 | 0 | 0 | 0 | 0 | 0 | 0 | 0
F3_Commercial_College (WA)_Existing_Food Preparation_Natural Gas_Food Prep Other_E5 | F3 | Commercial | College (WA) | Existing | Food Preparation | Natural Gas | Food Prep Other | E5 | System - kBTUs of Consumption | 0 | 0 | 0 | 0 | 0 | 0 | 0 | 0 | 0 | 0 | 0 | 0 | 0 | 0 | 0 | 0 | 0 | 0 | 0 | 0 | 0 | 0 | 0 | 0 | 0 | 0 | 0
F3_Commercial_College (WA)_Existing_Food Preparation_Natural Gas_Food Prep Other_E6 | F3 | Commercial | College (WA) | Existing | Food Preparation | Natural Gas | Food Prep Other | E6 | System - kBTUs of Consumption | 0 | 0 | 0 | 0 | 0 | 0 | 0 | 0 | 0 | 0 | 0 | 0 | 0 | 0 | 0 | 0 | 0 | 0 | 0 | 0 | 0 | 0 | 0 | 0 | 0 | 0 | 0
F3_Commercial_College (WA)_Existing_Food Preparation_Natural Gas_Food Prep Other_E7 | F3 | Commercial | College (WA) | Existing | Food Preparation | Natural Gas | Food Prep Other | E7 | System - kBTUs of Consumption | 0 | 0 | 0 | 0 | 0 | 0 | 0 | 0 | 0 | 0 | 0 | 0 | 0 | 0 | 0 | 0 | 0 | 0 | 0 | 0 | 0 | 0 | 0 | 0 | 0 | 0 | 0
F3_Commercial_College (WA)_Existing_Food Preparation_Natural Gas_Food Prep Other_E8 | F3 | Commercial | College (WA) | Existing | Food Preparation | Natural Gas | Food Prep Other | E8 | System - kBTUs of Consumption | 0 | 0 | 0 | 0 | 0 | 0 | 0 | 0 | 0 | 0 | 0 | 0 | 0 | 0 | 0 | 0 | 0 | 0 | 0 | 0 | 0 | 0 | 0 | 0 | 0 | 0 | 0
F3_Commercial_College (WA)_Existing_Food Preparation_Natural Gas_Food Prep Other_E9 | F3 | Commercial | College (WA) | Existing | Food Preparation | Natural Gas | Food Prep Other | E9 | System - kBTUs of Consumption | 0 | 0 | 0 | 0 | 0 | 0 | 0 | 0 | 0 | 0 | 0 | 0 | 0 | 0 | 0 | 0 | 0 | 0 | 0 | 0 | 0 | 0 | 0 | 0 | 0 | 0 | 0
F3_Commercial_College (WA)_Existing_Food Preparation_Natural Gas_Food Prep Other_E10 | F3 | Commercial | College (WA) | Existing | Food Preparation | Natural Gas | Food Prep Other | E10 | System - kBTUs of Consumption | 0 | 0 | 0 | 0 | 0 | 0 | 0 | 0 | 0 | 0 | 0 | 0 | 0 | 0 | 0 | 0 | 0 | 0 | 0 | 0 | 0 | 0 | 0 | 0 | 0 | 0 | 0
F4_Commercial_College (WA)_Existing_Food Preparation_Natural Gas_Food Prep Other_E1 | F4 | Commercial | College (WA) | Existing | Food Preparation | Natural Gas | Food Prep Other | E1 | Utility - Cost of Equipment | 8.5237e-06 | 8.5237e-06 | 8.5237e-06 | 8.5237e-06 | 8.5237e-06 | 8.5237e-06 | 8.5237e-06 | 8.5237e-06 | 8.5237e-06 | 8.5237e-06 | 8.5237e-06 | 8.5237e-06 | 8.5237e-06 | 8.5237e-06 | 8.5237e-06 | 8.5237e-06 | 8.5237e-06 | 8.5237e-06 | 8.5237e-06 | 8.5237e-06 | 8.5237e-06 | 8.5237e-06 | 8.5237e-06 | 8.5237e-06 | 8.5237e-06 | 8.5237e-06 | 8.5237e-06
F4_Commercial_College (WA)_Existing_Food Preparation_Natural Gas_Food Prep Other_E2 | F4 | Commercial | College (WA) | Existing | Food Preparation | Natural Gas | Food Prep Other | E2 | Utility - Cost of Equipment | 8.5323e-06 | 8.5323e-06 | 8.5323e-06 | 8.5323e-06 | 8.5323e-06 | 8.5323e-06 | 8.5323e-06 | 8.5323e-06 | 8.5323e-06 | 8.5323e-06 | 8.5323e-06 | 8.5323e-06 | 8.5323e-06 | 8.5323e-06 | 8.5323e-06 | 8.5323e-06 | 8.5323e-06 | 8.5323e-06 | 8.5323e-06 | 8.5323e-06 | 8.5323e-06 | 8.5323e-06 | 8.5323e-06 | 8.5323e-06 | 8.5323e-06 | 8.5323e-06 | 8.5323e-06
F4_Commercial_College (WA)_Existing_Food Preparation_Natural Gas_Food Prep Other_E3 | F4 | Commercial | College (WA) | Existing | Food Preparation | Natural Gas | Food Prep Other | E3 | Utility - Cost of Equipment | 0 | 0 | 0 | 0 | 0 | 0 | 0 | 0 | 0 | 0 | 0 | 0 | 0 | 0 | 0 | 0 | 0 | 0 | 0 | 0 | 0 | 0 | 0 | 0 | 0 | 0 | 0
F4_Commercial_College (WA)_Existing_Food Preparation_Natural Gas_Food Prep Other_E4 | F4 | Commercial | College (WA) | Existing | Food Preparation | Natural Gas | Food Prep Other | E4 | Utility - Cost of Equipment | 0 | 0 | 0 | 0 | 0 | 0 | 0 | 0 | 0 | 0 | 0 | 0 | 0 | 0 | 0 | 0 | 0 | 0 | 0 | 0 | 0 | 0 | 0 | 0 | 0 | 0 | 0
F4_Commercial_College (WA)_Existing_Food Preparation_Natural Gas_Food Prep Other_E5 | F4 | Commercial | College (WA) | Existing | Food Preparation | Natural Gas | Food Prep Other | E5 | Utility - Cost of Equipment | 0 | 0 | 0 | 0 | 0 | 0 | 0 | 0 | 0 | 0 | 0 | 0 | 0 | 0 | 0 | 0 | 0 | 0 | 0 | 0 | 0 | 0 | 0 | 0 | 0 | 0 | 0
F4_Commercial_College (WA)_Existing_Food Preparation_Natural Gas_Food Prep Other_E6 | F4 | Commercial | College (WA) | Existing | Food Preparation | Natural Gas | Food Prep Other | E6 | Utility - Cost of Equipment | 0 | 0 | 0 | 0 | 0 | 0 | 0 | 0 | 0 | 0 | 0 | 0 | 0 | 0 | 0 | 0 | 0 | 0 | 0 | 0 | 0 | 0 | 0 | 0 | 0 | 0 | 0
F4_Commercial_College (WA)_Existing_Food Preparation_Natural Gas_Food Prep Other_E7 | F4 | Commercial | College (WA) | Existing | Food Preparation | Natural Gas | Food Prep Other | E7 | Utility - Cost of Equipment | 0 | 0 | 0 | 0 | 0 | 0 | 0 | 0 | 0 | 0 | 0 | 0 | 0 | 0 | 0 | 0 | 0 | 0 | 0 | 0 | 0 | 0 | 0 | 0 | 0 | 0 | 0
F4_Commercial_College (WA)_Existing_Food Preparation_Natural Gas_Food Prep Other_E8 | F4 | Commercial | College (WA) | Existing | Food Preparation | Natural Gas | Food Prep Other | E8 | Utility - Cost of Equipment | 0 | 0 | 0 | 0 | 0 | 0 | 0 | 0 | 0 | 0 | 0 | 0 | 0 | 0 | 0 | 0 | 0 | 0 | 0 | 0 | 0 | 0 | 0 | 0 | 0 | 0 | 0
F4_Commercial_College (WA)_Existing_Food Preparation_Natural Gas_Food Prep Other_E9 | F4 | Commercial | College (WA) | Existing | Food Preparation | Natural Gas | Food Prep Other | E9 | Utility - Cost of Equipment | 0 | 0 | 0 | 0 | 0 | 0 | 0 | 0 | 0 | 0 | 0 | 0 | 0 | 0 | 0 | 0 | 0 | 0 | 0 | 0 | 0 | 0 | 0 | 0 | 0 | 0 | 0
F4_Commercial_College (WA)_Existing_Food Preparation_Natural Gas_Food Prep Other_E10 | F4 | Commercial | College (WA) | Existing | Food Preparation | Natural Gas | Food Prep Other | E10 | Utility - Cost of Equipment | 0 | 0 | 0 | 0 | 0 | 0 | 0 | 0 | 0 | 0 | 0 | 0 | 0 | 0 | 0 | 0 | 0 | 0 | 0 | 0 | 0 | 0 | 0 | 0 | 0 | 0 | 0
F5_Commercial_College (WA)_Existing_Food Preparation_Natural Gas_Food Prep Other_E1 | F5 | Commercial | College (WA) | Existing | Food Preparation | Natural Gas | Food Prep Other | E1 | Utility - Cost of Operation | 0.0020199 | 0.0020665 | 0.0021251 | 0.0021943 | 0.0022748 | 0.0023763 | 0.002482 | 0.0025874 | 0.002689 | 0.0027921 | 0.0028725 | 0.0029473 | 0.003028 | 0.0031066 | 0.0031759 | 0.00324 | 0.0032966 | 0.0033522 | 0.0034121 | 0.0034701 | 0.0035297 | 0.003592 | 0.0036548 | 0.0037197 | 0.0037858 | 0.0038531 | 0.0039215
F5_Commercial_College (WA)_Existing_Food Preparation_Natural Gas_Food Prep Other_E2 | F5 | Commercial | College (WA) | Existing | Food Preparation | Natural Gas | Food Prep Other | E2 | Utility - Cost of Operation | 0.0020198 | 0.0020665 | 0.0021251 | 0.0021943 | 0.0022748 | 0.0023763 | 0.002482 | 0.0025874 | 0.002689 | 0.0027921 | 0.0028725 | 0.0029473 | 0.003028 | 0.0031065 | 0.0031758 | 0.00324 | 0.0032966 | 0.0033522 | 0.003412 | 0.00347 | 0.0035297 | 0.0035919 | 0.0036548 | 0.0037197 | 0.0037858 | 0.003853 | 0.0039215
F5_Commercial_College (WA)_Existing_Food Preparation_Natural Gas_Food Prep Other_E3 | F5 | Commercial | College (WA) | Existing | Food Preparation | Natural Gas | Food Prep Other | E3 | Utility - Cost of Operation | 0 | 0 | 0 | 0 | 0 | 0 | 0 | 0 | 0 | 0 | 0 | 0 | 0 | 0 | 0 | 0 | 0 | 0 | 0 | 0 | 0 | 0 | 0 | 0 | 0 | 0 | 0
F5_Commercial_College (WA)_Existing_Food Preparation_Natural Gas_Food Prep Other_E4 | F5 | Commercial | College (WA) | Existing | Food Preparation | Natural Gas | Food Prep Other | E4 | Utility - Cost of Operation | 0 | 0 | 0 | 0 | 0 | 0 | 0 | 0 | 0 | 0 | 0 | 0 | 0 | 0 | 0 | 0 | 0 | 0 | 0 | 0 | 0 | 0 | 0 | 0 | 0 | 0 | 0
F5_Commercial_College (WA)_Existing_Food Preparation_Natural Gas_Food Prep Other_E5 | F5 | Commercial | College (WA) | Existing | Food Preparation | Natural Gas | Food Prep Other | E5 | Utility - Cost of Operation | 0 | 0 | 0 | 0 | 0 | 0 | 0 | 0 | 0 | 0 | 0 | 0 | 0 | 0 | 0 | 0 | 0 | 0 | 0 | 0 | 0 | 0 | 0 | 0 | 0 | 0 | 0
F5_Commercial_College (WA)_Existing_Food Preparation_Natural Gas_Food Prep Other_E6 | F5 | Commercial | College (WA) | Existing | Food Preparation | Natural Gas | Food Prep Other | E6 | Utility - Cost of Operation | 0 | 0 | 0 | 0 | 0 | 0 | 0 | 0 | 0 | 0 | 0 | 0 | 0 | 0 | 0 | 0 | 0 | 0 | 0 | 0 | 0 | 0 | 0 | 0 | 0 | 0 | 0
F5_Commercial_College (WA)_Existing_Food Preparation_Natural Gas_Food Prep Other_E7 | F5 | Commercial | College (WA) | Existing | Food Preparation | Natural Gas | Food Prep Other | E7 | Utility - Cost of Operation | 0 | 0 | 0 | 0 | 0 | 0 | 0 | 0 | 0 | 0 | 0 | 0 | 0 | 0 | 0 | 0 | 0 | 0 | 0 | 0 | 0 | 0 | 0 | 0 | 0 | 0 | 0
F5_Commercial_College (WA)_Existing_Food Preparation_Natural Gas_Food Prep Other_E8 | F5 | Commercial | College (WA) | Existing | Food Preparation | Natural Gas | Food Prep Other | E8 | Utility - Cost of Operation | 0 | 0 | 0 | 0 | 0 | 0 | 0 | 0 | 0 | 0 | 0 | 0 | 0 | 0 | 0 | 0 | 0 | 0 | 0 | 0 | 0 | 0 | 0 | 0 | 0 | 0 | 0
F5_Commercial_College (WA)_Existing_Food Preparation_Natural Gas_Food Prep Other_E9 | F5 | Commercial | College (WA) | Existing | Food Preparation | Natural Gas | Food Prep Other | E9 | Utility - Cost of Operation | 0 | 0 | 0 | 0 | 0 | 0 | 0 | 0 | 0 | 0 | 0 | 0 | 0 | 0 | 0 | 0 | 0 | 0 | 0 | 0 | 0 | 0 | 0 | 0 | 0 | 0 | 0
F5_Commercial_College (WA)_Existing_Food Preparation_Natural Gas_Food Prep Other_E10 | F5 | Commercial | College (WA) | Existing | Food Preparation | Natural Gas | Food Prep Other | E10 | Utility - Cost of Operation | 0 | 0 | 0 | 0 | 0 | 0 | 0 | 0 | 0 | 0 | 0 | 0 | 0 | 0 | 0 | 0 | 0 | 0 | 0 | 0 | 0 | 0 | 0 | 0 | 0 | 0 | 0
F6_Commercial_College (WA)_Existing_Food Preparation_Natural Gas_Food Prep Other_E1 | F6 | Commercial | College (WA) | Existing | Food Preparation | Natural Gas | Food Prep Other | E1 | Utility - Value of Sales | 0.0024028 | 0.0024428 | 0.0024915 | 0.0025508 | 0.0026212 | 0.0027144 | 0.0028099 | 0.0029024 | 0.0029875 | 0.0030692 | 0.0031531 | 0.0032281 | 0.0033063 | 0.0033786 | 0.0034395 | 0.0034934 | 0.0035377 | 0.0035794 | 0.0036241 | 0.0036652 | 0.0037062 | 0.0037716 | 0.0038375 | 0.0039057 | 0.0039751 | 0.0040457 | 0.0041176
F6_Commercial_College (WA)_Existing_Food Preparation_Natural Gas_Food Prep Other_E2 | F6 | Commercial | College (WA) | Existing | Food Preparation | Natural Gas | Food Prep Other | E2 | Utility - Value of Sales | 0.0024028 | 0.0024428 | 0.0024915 | 0.0025507 | 0.0026212 | 0.0027144 | 0.0028099 | 0.0029024 | 0.0029875 | 0.0030692 | 0.0031531 | 0.0032281 | 0.0033063 | 0.0033786 | 0.0034395 | 0.0034934 | 0.0035377 | 0.0035794 | 0.0036241 | 0.0036651 | 0.0037062 | 0.0037715 | 0.0038375 | 0.0039057 | 0.0039751 | 0.0040457 | 0.0041176
F6_Commercial_College (WA)_Existing_Food Preparation_Natural Gas_Food Prep Other_E3 | F6 | Commercial | College (WA) | Existing | Food Preparation | Natural Gas | Food Prep Other | E3 | Utility - Value of Sales | 0 | 0 | 0 | 0 | 0 | 0 | 0 | 0 | 0 | 0 | 0 | 0 | 0 | 0 | 0 | 0 | 0 | 0 | 0 | 0 | 0 | 0 | 0 | 0 | 0 | 0 | 0
F6_Commercial_College (WA)_Existing_Food Preparation_Natural Gas_Food Prep Other_E4 | F6 | Commercial | College (WA) | Existing | Food Preparation | Natural Gas | Food Prep Other | E4 | Utility - Value of Sales | 0 | 0 | 0 | 0 | 0 | 0 | 0 | 0 | 0 | 0 | 0 | 0 | 0 | 0 | 0 | 0 | 0 | 0 | 0 | 0 | 0 | 0 | 0 | 0 | 0 | 0 | 0
F6_Commercial_College (WA)_Existing_Food Preparation_Natural Gas_Food Prep Other_E5 | F6 | Commercial | College (WA) | Existing | Food Preparation | Natural Gas | Food Prep Other | E5 | Utility - Value of Sales | 0 | 0 | 0 | 0 | 0 | 0 | 0 | 0 | 0 | 0 | 0 | 0 | 0 | 0 | 0 | 0 | 0 | 0 | 0 | 0 | 0 | 0 | 0 | 0 | 0 | 0 | 0
F6_Commercial_College (WA)_Existing_Food Preparation_Natural Gas_Food Prep Other_E6 | F6 | Commercial | College (WA) | Existing | Food Preparation | Natural Gas | Food Prep Other | E6 | Utility - Value of Sales | 0 | 0 | 0 | 0 | 0 | 0 | 0 | 0 | 0 | 0 | 0 | 0 | 0 | 0 | 0 | 0 | 0 | 0 | 0 | 0 | 0 | 0 | 0 | 0 | 0 | 0 | 0
F6_Commercial_College (WA)_Existing_Food Preparation_Natural Gas_Food Prep Other_E7 | F6 | Commercial | College (WA) | Existing | Food Preparation | Natural Gas | Food Prep Other | E7 | Utility - Value of Sales | 0 | 0 | 0 | 0 | 0 | 0 | 0 | 0 | 0 | 0 | 0 | 0 | 0 | 0 | 0 | 0 | 0 | 0 | 0 | 0 | 0 | 0 | 0 | 0 | 0 | 0 | 0
F6_Commercial_College (WA)_Existing_Food Preparation_Natural Gas_Food Prep Other_E8 | F6 | Commercial | College (WA) | Existing | Food Preparation | Natural Gas | Food Prep Other | E8 | Utility - Value of Sales | 0 | 0 | 0 | 0 | 0 | 0 | 0 | 0 | 0 | 0 | 0 | 0 | 0 | 0 | 0 | 0 | 0 | 0 | 0 | 0 | 0 | 0 | 0 | 0 | 0 | 0 | 0
F6_Commercial_College (WA)_Existing_Food Preparation_Natural Gas_Food Prep Other_E9 | F6 | Commercial | College (WA) | Existing | Food Preparation | Natural Gas | Food Prep Other | E9 | Utility - Value of Sales | 0 | 0 | 0 | 0 | 0 | 0 | 0 | 0 | 0 | 0 | 0 | 0 | 0 | 0 | 0 | 0 | 0 | 0 | 0 | 0 | 0 | 0 | 0 | 0 | 0 | 0 | 0
F6_Commercial_College (WA)_Existing_Food Preparation_Natural Gas_Food Prep Other_E10 | F6 | Commercial | College (WA) | Existing | Food Preparation | Natural Gas | Food Prep Other | E10 | Utility - Value of Sales | 0 | 0 | 0 | 0 | 0 | 0 | 0 | 0 | 0 | 0 | 0 | 0 | 0 | 0 | 0 | 0 | 0 | 0 | 0 | 0 | 0 | 0 | 0 | 0 | 0 | 0 | 0
F1_Commercial_College (WA)_Existing_Miscellaneous_Natural Gas_Pool Heater_E1 | F1 | Commercial | College (WA) | Existing | Miscellaneous | Natural Gas | Pool Heater | E1 | RVT - Cost of Equipment | 2.2941e-05 | 2.2941e-05 | 2.2941e-05 | 2.2941e-05 | 2.2941e-05 | 2.2941e-05 | 2.2941e-05 | 2.2941e-05 | 2.2941e-05 | 2.2941e-05 | 2.2941e-05 | 2.2941e-05 | 2.2941e-05 | 2.2941e-05 | 2.2941e-05 | 2.2941e-05 | 2.2941e-05 | 2.2941e-05 | 2.2941e-05 | 2.2941e-05 | 2.2941e-05 | 2.2941e-05 | 2.2941e-05 | 2.2941e-05 | 2.2941e-05 | 2.2941e-05 | 2.2941e-05
F1_Commercial_College (WA)_Existing_Miscellaneous_Natural Gas_Pool Heater_E2 | F1 | Commercial | College (WA) | Existing | Miscellaneous | Natural Gas | Pool Heater | E2 | RVT - Cost of Equipment | 3.7563e-05 | 3.7563e-05 | 3.7563e-05 | 3.7563e-05 | 3.7563e-05 | 3.7563e-05 | 3.7563e-05 | 3.7563e-05 | 3.7563e-05 | 3.7563e-05 | 3.7563e-05 | 3.7563e-05 | 3.7563e-05 | 3.7563e-05 | 3.7563e-05 | 3.7563e-05 | 3.7563e-05 | 3.7563e-05 | 3.7563e-05 | 3.7563e-05 | 3.7563e-05 | 3.7563e-05 | 3.7563e-05 | 3.7563e-05 | 3.7563e-05 | 3.7563e-05 | 3.7563e-05
F1_Commercial_College (WA)_Existing_Miscellaneous_Natural Gas_Pool Heater_E3 | F1 | Commercial | College (WA) | Existing | Miscellaneous | Natural Gas | Pool Heater | E3 | RVT - Cost of Equipment | 0 | 0 | 0 | 0 | 0 | 0 | 0 | 0 | 0 | 0 | 0 | 0 | 0 | 0 | 0 | 0 | 0 | 0 | 0 | 0 | 0 | 0 | 0 | 0 | 0 | 0 | 0
F1_Commercial_College (WA)_Existing_Miscellaneous_Natural Gas_Pool Heater_E4 | F1 | Commercial | College (WA) | Existing | Miscellaneous | Natural Gas | Pool Heater | E4 | RVT - Cost of Equipment | 0 | 0 | 0 | 0 | 0 | 0 | 0 | 0 | 0 | 0 | 0 | 0 | 0 | 0 | 0 | 0 | 0 | 0 | 0 | 0 | 0 | 0 | 0 | 0 | 0 | 0 | 0
F1_Commercial_College (WA)_Existing_Miscellaneous_Natural Gas_Pool Heater_E5 | F1 | Commercial | College (WA) | Existing | Miscellaneous | Natural Gas | Pool Heater | E5 | RVT - Cost of Equipment | 0 | 0 | 0 | 0 | 0 | 0 | 0 | 0 | 0 | 0 | 0 | 0 | 0 | 0 | 0 | 0 | 0 | 0 | 0 | 0 | 0 | 0 | 0 | 0 | 0 | 0 | 0
F1_Commercial_College (WA)_Existing_Miscellaneous_Natural Gas_Pool Heater_E6 | F1 | Commercial | College (WA) | Existing | Miscellaneous | Natural Gas | Pool Heater | E6 | RVT - Cost of Equipment | 0 | 0 | 0 | 0 | 0 | 0 | 0 | 0 | 0 | 0 | 0 | 0 | 0 | 0 | 0 | 0 | 0 | 0 | 0 | 0 | 0 | 0 | 0 | 0 | 0 | 0 | 0
F1_Commercial_College (WA)_Existing_Miscellaneous_Natural Gas_Pool Heater_E7 | F1 | Commercial | College (WA) | Existing | Miscellaneous | Natural Gas | Pool Heater | E7 | RVT - Cost of Equipment | 0 | 0 | 0 | 0 | 0 | 0 | 0 | 0 | 0 | 0 | 0 | 0 | 0 | 0 | 0 | 0 | 0 | 0 | 0 | 0 | 0 | 0 | 0 | 0 | 0 | 0 | 0
F1_Commercial_College (WA)_Existing_Miscellaneous_Natural Gas_Pool Heater_E8 | F1 | Commercial | College (WA) | Existing | Miscellaneous | Natural Gas | Pool Heater | E8 | RVT - Cost of Equipment | 0 | 0 | 0 | 0 | 0 | 0 | 0 | 0 | 0 | 0 | 0 | 0 | 0 | 0 | 0 | 0 | 0 | 0 | 0 | 0 | 0 | 0 | 0 | 0 | 0 | 0 | 0
F1_Commercial_College (WA)_Existing_Miscellaneous_Natural Gas_Pool Heater_E9 | F1 | Commercial | College (WA) | Existing | Miscellaneous | Natural Gas | Pool Heater | E9 | RVT - Cost of Equipment | 0 | 0 | 0 | 0 | 0 | 0 | 0 | 0 | 0 | 0 | 0 | 0 | 0 | 0 | 0 | 0 | 0 | 0 | 0 | 0 | 0 | 0 | 0 | 0 | 0 | 0 | 0
F1_Commercial_College (WA)_Existing_Miscellaneous_Natural Gas_Pool Heater_E10 | F1 | Commercial | College (WA) | Existing | Miscellaneous | Natural Gas | Pool Heater | E10 | RVT - Cost of Equipment | 0 | 0 | 0 | 0 | 0 | 0 | 0 | 0 | 0 | 0 | 0 | 0 | 0 | 0 | 0 | 0 | 0 | 0 | 0 | 0 | 0 | 0 | 0 | 0 | 0 | 0 | 0
F2_Commercial_College (WA)_Existing_Miscellaneous_Natural Gas_Pool Heater_E1 | F2 | Commercial | College (WA) | Existing | Miscellaneous | Natural Gas | Pool Heater | E1 | RVT - Cost of Operation | 0.0028375 | 0.002859 | 0.0028979 | 0.0029565 | 0.0030335 | 0.0031457 | 0.0032588 | 0.0033674 | 0.0034653 | 0.0035682 | 0.0036863 | 0.0037971 | 0.0039223 | 0.0040381 | 0.0041287 | 0.0042021 | 0.0042516 | 0.0042892 | 0.0043316 | 0.0043663 | 0.0044003 | 0.0044776 | 0.0045552 | 0.0046362 | 0.0047185 | 0.0048024 | 0.0048877
F2_Commercial_College (WA)_Existing_Miscellaneous_Natural Gas_Pool Heater_E2 | F2 | Commercial | College (WA) | Existing | Miscellaneous | Natural Gas | Pool Heater | E2 | RVT - Cost of Operation | 0.0024118 | 0.0024301 | 0.0024632 | 0.002513 | 0.0025785 | 0.0026738 | 0.00277 | 0.0028623 | 0.0029455 | 0.003033 | 0.0031333 | 0.0032275 | 0.0033339 | 0.0034324 | 0.0035094 | 0.0035718 | 0.0036138 | 0.0036458 | 0.0036819 | 0.0037113 | 0.0037403 | 0.0038059 | 0.0038719 | 0.0039407 | 0.0040107 | 0.004082 | 0.0041545
F2_Commercial_College (WA)_Existing_Miscellaneous_Natural Gas_Pool Heater_E3 | F2 | Commercial | College (WA) | Existing | Miscellaneous | Natural Gas | Pool Heater | E3 | RVT - Cost of Operation | 0 | 0 | 0 | 0 | 0 | 0 | 0 | 0 | 0 | 0 | 0 | 0 | 0 | 0 | 0 | 0 | 0 | 0 | 0 | 0 | 0 | 0 | 0 | 0 | 0 | 0 | 0
F2_Commercial_College (WA)_Existing_Miscellaneous_Natural Gas_Pool Heater_E4 | F2 | Commercial | College (WA) | Existing | Miscellaneous | Natural Gas | Pool Heater | E4 | RVT - Cost of Operation | 0 | 0 | 0 | 0 | 0 | 0 | 0 | 0 | 0 | 0 | 0 | 0 | 0 | 0 | 0 | 0 | 0 | 0 | 0 | 0 | 0 | 0 | 0 | 0 | 0 | 0 | 0
F2_Commercial_College (WA)_Existing_Miscellaneous_Natural Gas_Pool Heater_E5 | F2 | Commercial | College (WA) | Existing | Miscellaneous | Natural Gas | Pool Heater | E5 | RVT - Cost of Operation | 0 | 0 | 0 | 0 | 0 | 0 | 0 | 0 | 0 | 0 | 0 | 0 | 0 | 0 | 0 | 0 | 0 | 0 | 0 | 0 | 0 | 0 | 0 | 0 | 0 | 0 | 0
F2_Commercial_College (WA)_Existing_Miscellaneous_Natural Gas_Pool Heater_E6 | F2 | Commercial | College (WA) | Existing | Miscellaneous | Natural Gas | Pool Heater | E6 | RVT - Cost of Operation | 0 | 0 | 0 | 0 | 0 | 0 | 0 | 0 | 0 | 0 | 0 | 0 | 0 | 0 | 0 | 0 | 0 | 0 | 0 | 0 | 0 | 0 | 0 | 0 | 0 | 0 | 0
F2_Commercial_College (WA)_Existing_Miscellaneous_Natural Gas_Pool Heater_E7 | F2 | Commercial | College (WA) | Existing | Miscellaneous | Natural Gas | Pool Heater | E7 | RVT - Cost of Operation | 0 | 0 | 0 | 0 | 0 | 0 | 0 | 0 | 0 | 0 | 0 | 0 | 0 | 0 | 0 | 0 | 0 | 0 | 0 | 0 | 0 | 0 | 0 | 0 | 0 | 0 | 0
F2_Commercial_College (WA)_Existing_Miscellaneous_Natural Gas_Pool Heater_E8 | F2 | Commercial | College (WA) | Existing | Miscellaneous | Natural Gas | Pool Heater | E8 | RVT - Cost of Operation | 0 | 0 | 0 | 0 | 0 | 0 | 0 | 0 | 0 | 0 | 0 | 0 | 0 | 0 | 0 | 0 | 0 | 0 | 0 | 0 | 0 | 0 | 0 | 0 | 0 | 0 | 0
F2_Commercial_College (WA)_Existing_Miscellaneous_Natural Gas_Pool Heater_E9 | F2 | Commercial | College (WA) | Existing | Miscellaneous | Natural Gas | Pool Heater | E9 | RVT - Cost of Operation | 0 | 0 | 0 | 0 | 0 | 0 | 0 | 0 | 0 | 0 | 0 | 0 | 0 | 0 | 0 | 0 | 0 | 0 | 0 | 0 | 0 | 0 | 0 | 0 | 0 | 0 | 0
F2_Commercial_College (WA)_Existing_Miscellaneous_Natural Gas_Pool Heater_E10 | F2 | Commercial | College (WA) | Existing | Miscellaneous | Natural Gas | Pool Heater | E10 | RVT - Cost of Operation | 0 | 0 | 0 | 0 | 0 | 0 | 0 | 0 | 0 | 0 | 0 | 0 | 0 | 0 | 0 | 0 | 0 | 0 | 0 | 0 | 0 | 0 | 0 | 0 | 0 | 0 | 0
F3_Commercial_College (WA)_Existing_Miscellaneous_Natural Gas_Pool Heater_E1 | F3 | Commercial | College (WA) | Existing | Miscellaneous | Natural Gas | Pool Heater | E1 | System - kBTUs of Consumption | 0.71458 | 0.71458 | 0.71458 | 0.71458 | 0.71458 | 0.71458 | 0.71458 | 0.71458 | 0.71458 | 0.71458 | 0.71458 | 0.71458 | 0.71458 | 0.71458 | 0.71458 | 0.71458 | 0.71458 | 0.71458 | 0.71458 | 0.71458 | 0.71458 | 0.71458 | 0.71458 | 0.71458 | 0.71458 | 0.71458 | 0.71458
F3_Commercial_College (WA)_Existing_Miscellaneous_Natural Gas_Pool Heater_E2 | F3 | Commercial | College (WA) | Existing | Miscellaneous | Natural Gas | Pool Heater | E2 | System - kBTUs of Consumption | 0.6074 | 0.6074 | 0.6074 | 0.6074 | 0.6074 | 0.6074 | 0.6074 | 0.6074 | 0.6074 | 0.6074 | 0.6074 | 0.6074 | 0.6074 | 0.6074 | 0.6074 | 0.6074 | 0.6074 | 0.6074 | 0.6074 | 0.6074 | 0.6074 | 0.6074 | 0.6074 | 0.6074 | 0.6074 | 0.6074 | 0.6074
F3_Commercial_College (WA)_Existing_Miscellaneous_Natural Gas_Pool Heater_E3 | F3 | Commercial | College (WA) | Existing | Miscellaneous | Natural Gas | Pool Heater | E3 | System - kBTUs of Consumption | 0 | 0 | 0 | 0 | 0 | 0 | 0 | 0 | 0 | 0 | 0 | 0 | 0 | 0 | 0 | 0 | 0 | 0 | 0 | 0 | 0 | 0 | 0 | 0 | 0 | 0 | 0
F3_Commercial_College (WA)_Existing_Miscellaneous_Natural Gas_Pool Heater_E4 | F3 | Commercial | College (WA) | Existing | Miscellaneous | Natural Gas | Pool Heater | E4 | System - kBTUs of Consumption | 0 | 0 | 0 | 0 | 0 | 0 | 0 | 0 | 0 | 0 | 0 | 0 | 0 | 0 | 0 | 0 | 0 | 0 | 0 | 0 | 0 | 0 | 0 | 0 | 0 | 0 | 0
F3_Commercial_College (WA)_Existing_Miscellaneous_Natural Gas_Pool Heater_E5 | F3 | Commercial | College (WA) | Existing | Miscellaneous | Natural Gas | Pool Heater | E5 | System - kBTUs of Consumption | 0 | 0 | 0 | 0 | 0 | 0 | 0 | 0 | 0 | 0 | 0 | 0 | 0 | 0 | 0 | 0 | 0 | 0 | 0 | 0 | 0 | 0 | 0 | 0 | 0 | 0 | 0
F3_Commercial_College (WA)_Existing_Miscellaneous_Natural Gas_Pool Heater_E6 | F3 | Commercial | College (WA) | Existing | Miscellaneous | Natural Gas | Pool Heater | E6 | System - kBTUs of Consumption | 0 | 0 | 0 | 0 | 0 | 0 | 0 | 0 | 0 | 0 | 0 | 0 | 0 | 0 | 0 | 0 | 0 | 0 | 0 | 0 | 0 | 0 | 0 | 0 | 0 | 0 | 0
F3_Commercial_College (WA)_Existing_Miscellaneous_Natural Gas_Pool Heater_E7 | F3 | Commercial | College (WA) | Existing | Miscellaneous | Natural Gas | Pool Heater | E7 | System - kBTUs of Consumption | 0 | 0 | 0 | 0 | 0 | 0 | 0 | 0 | 0 | 0 | 0 | 0 | 0 | 0 | 0 | 0 | 0 | 0 | 0 | 0 | 0 | 0 | 0 | 0 | 0 | 0 | 0
F3_Commercial_College (WA)_Existing_Miscellaneous_Natural Gas_Pool Heater_E8 | F3 | Commercial | College (WA) | Existing | Miscellaneous | Natural Gas | Pool Heater | E8 | System - kBTUs of Consumption | 0 | 0 | 0 | 0 | 0 | 0 | 0 | 0 | 0 | 0 | 0 | 0 | 0 | 0 | 0 | 0 | 0 | 0 | 0 | 0 | 0 | 0 | 0 | 0 | 0 | 0 | 0
F3_Commercial_College (WA)_Existing_Miscellaneous_Natural Gas_Pool Heater_E9 | F3 | Commercial | College (WA) | Existing | Miscellaneous | Natural Gas | Pool Heater | E9 | System - kBTUs of Consumption | 0 | 0 | 0 | 0 | 0 | 0 | 0 | 0 | 0 | 0 | 0 | 0 | 0 | 0 | 0 | 0 | 0 | 0 | 0 | 0 | 0 | 0 | 0 | 0 | 0 | 0 | 0
F3_Commercial_College (WA)_Existing_Miscellaneous_Natural Gas_Pool Heater_E10 | F3 | Commercial | College (WA) | Existing | Miscellaneous | Natural Gas | Pool Heater | E10 | System - kBTUs of Consumption | 0 | 0 | 0 | 0 | 0 | 0 | 0 | 0 | 0 | 0 | 0 | 0 | 0 | 0 | 0 | 0 | 0 | 0 | 0 | 0 | 0 | 0 | 0 | 0 | 0 | 0 | 0
F4_Commercial_College (WA)_Existing_Miscellaneous_Natural Gas_Pool Heater_E1 | F4 | Commercial | College (WA) | Existing | Miscellaneous | Natural Gas | Pool Heater | E1 | Utility - Cost of Equipment | 2.2941e-05 | 2.2941e-05 | 2.2941e-05 | 2.2941e-05 | 2.2941e-05 | 2.2941e-05 | 2.2941e-05 | 2.2941e-05 | 2.2941e-05 | 2.2941e-05 | 2.2941e-05 | 2.2941e-05 | 2.2941e-05 | 2.2941e-05 | 2.2941e-05 | 2.2941e-05 | 2.2941e-05 | 2.2941e-05 | 2.2941e-05 | 2.2941e-05 | 2.2941e-05 | 2.2941e-05 | 2.2941e-05 | 2.2941e-05 | 2.2941e-05 | 2.2941e-05 | 2.2941e-05
F4_Commercial_College (WA)_Existing_Miscellaneous_Natural Gas_Pool Heater_E2 | F4 | Commercial | College (WA) | Existing | Miscellaneous | Natural Gas | Pool Heater | E2 | Utility - Cost of Equipment | 3.7563e-05 | 3.7563e-05 | 3.7563e-05 | 3.7563e-05 | 3.7563e-05 | 3.7563e-05 | 3.7563e-05 | 3.7563e-05 | 3.7563e-05 | 3.7563e-05 | 3.7563e-05 | 3.7563e-05 | 3.7563e-05 | 3.7563e-05 | 3.7563e-05 | 3.7563e-05 | 3.7563e-05 | 3.7563e-05 | 3.7563e-05 | 3.7563e-05 | 3.7563e-05 | 3.7563e-05 | 3.7563e-05 | 3.7563e-05 | 3.7563e-05 | 3.7563e-05 | 3.7563e-05
F4_Commercial_College (WA)_Existing_Miscellaneous_Natural Gas_Pool Heater_E3 | F4 | Commercial | College (WA) | Existing | Miscellaneous | Natural Gas | Pool Heater | E3 | Utility - Cost of Equipment | 0 | 0 | 0 | 0 | 0 | 0 | 0 | 0 | 0 | 0 | 0 | 0 | 0 | 0 | 0 | 0 | 0 | 0 | 0 | 0 | 0 | 0 | 0 | 0 | 0 | 0 | 0
F4_Commercial_College (WA)_Existing_Miscellaneous_Natural Gas_Pool Heater_E4 | F4 | Commercial | College (WA) | Existing | Miscellaneous | Natural Gas | Pool Heater | E4 | Utility - Cost of Equipment | 0 | 0 | 0 | 0 | 0 | 0 | 0 | 0 | 0 | 0 | 0 | 0 | 0 | 0 | 0 | 0 | 0 | 0 | 0 | 0 | 0 | 0 | 0 | 0 | 0 | 0 | 0
F4_Commercial_College (WA)_Existing_Miscellaneous_Natural Gas_Pool Heater_E5 | F4 | Commercial | College (WA) | Existing | Miscellaneous | Natural Gas | Pool Heater | E5 | Utility - Cost of Equipment | 0 | 0 | 0 | 0 | 0 | 0 | 0 | 0 | 0 | 0 | 0 | 0 | 0 | 0 | 0 | 0 | 0 | 0 | 0 | 0 | 0 | 0 | 0 | 0 | 0 | 0 | 0
F4_Commercial_College (WA)_Existing_Miscellaneous_Natural Gas_Pool Heater_E6 | F4 | Commercial | College (WA) | Existing | Miscellaneous | Natural Gas | Pool Heater | E6 | Utility - Cost of Equipment | 0 | 0 | 0 | 0 | 0 | 0 | 0 | 0 | 0 | 0 | 0 | 0 | 0 | 0 | 0 | 0 | 0 | 0 | 0 | 0 | 0 | 0 | 0 | 0 | 0 | 0 | 0
F4_Commercial_College (WA)_Existing_Miscellaneous_Natural Gas_Pool Heater_E7 | F4 | Commercial | College (WA) | Existing | Miscellaneous | Natural Gas | Pool Heater | E7 | Utility - Cost of Equipment | 0 | 0 | 0 | 0 | 0 | 0 | 0 | 0 | 0 | 0 | 0 | 0 | 0 | 0 | 0 | 0 | 0 | 0 | 0 | 0 | 0 | 0 | 0 | 0 | 0 | 0 | 0
F4_Commercial_College (WA)_Existing_Miscellaneous_Natural Gas_Pool Heater_E8 | F4 | Commercial | College (WA) | Existing | Miscellaneous | Natural Gas | Pool Heater | E8 | Utility - Cost of Equipment | 0 | 0 | 0 | 0 | 0 | 0 | 0 | 0 | 0 | 0 | 0 | 0 | 0 | 0 | 0 | 0 | 0 | 0 | 0 | 0 | 0 | 0 | 0 | 0 | 0 | 0 | 0
F4_Commercial_College (WA)_Existing_Miscellaneous_Natural Gas_Pool Heater_E9 | F4 | Commercial | College (WA) | Existing | Miscellaneous | Natural Gas | Pool Heater | E9 | Utility - Cost of Equipment | 0 | 0 | 0 | 0 | 0 | 0 | 0 | 0 | 0 | 0 | 0 | 0 | 0 | 0 | 0 | 0 | 0 | 0 | 0 | 0 | 0 | 0 | 0 | 0 | 0 | 0 | 0
F4_Commercial_College (WA)_Existing_Miscellaneous_Natural Gas_Pool Heater_E10 | F4 | Commercial | College (WA) | Existing | Miscellaneous | Natural Gas | Pool Heater | E10 | Utility - Cost of Equipment | 0 | 0 | 0 | 0 | 0 | 0 | 0 | 0 | 0 | 0 | 0 | 0 | 0 | 0 | 0 | 0 | 0 | 0 | 0 | 0 | 0 | 0 | 0 | 0 | 0 | 0 | 0
F5_Commercial_College (WA)_Existing_Miscellaneous_Natural Gas_Pool Heater_E1 | F5 | Commercial | College (WA) | Existing | Miscellaneous | Natural Gas | Pool Heater | E1 | Utility - Cost of Operation | 0.0023646 | 0.0023825 | 0.0024211 | 0.0024834 | 0.0025694 | 0.0026943 | 0.0028313 | 0.0029686 | 0.0031016 | 0.0032438 | 0.0033512 | 0.0034519 | 0.0035657 | 0.0036756 | 0.0037676 | 0.0038501 | 0.0039177 | 0.0039823 | 0.0040538 | 0.0041211 | 0.0041908 | 0.0042643 | 0.0043383 | 0.0044154 | 0.0044938 | 0.0045737 | 0.0046549
F5_Commercial_College (WA)_Existing_Miscellaneous_Natural Gas_Pool Heater_E2 | F5 | Commercial | College (WA) | Existing | Miscellaneous | Natural Gas | Pool Heater | E2 | Utility - Cost of Operation | 0.0020099 | 0.0020251 | 0.0020579 | 0.0021109 | 0.002184 | 0.0022902 | 0.0024066 | 0.0025234 | 0.0026364 | 0.0027573 | 0.0028485 | 0.0029341 | 0.0030309 | 0.0031242 | 0.0032025 | 0.0032726 | 0.00333 | 0.003385 | 0.0034458 | 0.003503 | 0.0035622 | 0.0036247 | 0.0036876 | 0.0037531 | 0.0038198 | 0.0038876 | 0.0039567
F5_Commercial_College (WA)_Existing_Miscellaneous_Natural Gas_Pool Heater_E3 | F5 | Commercial | College (WA) | Existing | Miscellaneous | Natural Gas | Pool Heater | E3 | Utility - Cost of Operation | 0 | 0 | 0 | 0 | 0 | 0 | 0 | 0 | 0 | 0 | 0 | 0 | 0 | 0 | 0 | 0 | 0 | 0 | 0 | 0 | 0 | 0 | 0 | 0 | 0 | 0 | 0
F5_Commercial_College (WA)_Existing_Miscellaneous_Natural Gas_Pool Heater_E4 | F5 | Commercial | College (WA) | Existing | Miscellaneous | Natural Gas | Pool Heater | E4 | Utility - Cost of Operation | 0 | 0 | 0 | 0 | 0 | 0 | 0 | 0 | 0 | 0 | 0 | 0 | 0 | 0 | 0 | 0 | 0 | 0 | 0 | 0 | 0 | 0 | 0 | 0 | 0 | 0 | 0
F5_Commercial_College (WA)_Existing_Miscellaneous_Natural Gas_Pool Heater_E5 | F5 | Commercial | College (WA) | Existing | Miscellaneous | Natural Gas | Pool Heater | E5 | Utility - Cost of Operation | 0 | 0 | 0 | 0 | 0 | 0 | 0 | 0 | 0 | 0 | 0 | 0 | 0 | 0 | 0 | 0 | 0 | 0 | 0 | 0 | 0 | 0 | 0 | 0 | 0 | 0 | 0
F5_Commercial_College (WA)_Existing_Miscellaneous_Natural Gas_Pool Heater_E6 | F5 | Commercial | College (WA) | Existing | Miscellaneous | Natural Gas | Pool Heater | E6 | Utility - Cost of Operation | 0 | 0 | 0 | 0 | 0 | 0 | 0 | 0 | 0 | 0 | 0 | 0 | 0 | 0 | 0 | 0 | 0 | 0 | 0 | 0 | 0 | 0 | 0 | 0 | 0 | 0 | 0
F5_Commercial_College (WA)_Existing_Miscellaneous_Natural Gas_Pool Heater_E7 | F5 | Commercial | College (WA) | Existing | Miscellaneous | Natural Gas | Pool Heater | E7 | Utility - Cost of Operation | 0 | 0 | 0 | 0 | 0 | 0 | 0 | 0 | 0 | 0 | 0 | 0 | 0 | 0 | 0 | 0 | 0 | 0 | 0 | 0 | 0 | 0 | 0 | 0 | 0 | 0 | 0
F5_Commercial_College (WA)_Existing_Miscellaneous_Natural Gas_Pool Heater_E8 | F5 | Commercial | College (WA) | Existing | Miscellaneous | Natural Gas | Pool Heater | E8 | Utility - Cost of Operation | 0 | 0 | 0 | 0 | 0 | 0 | 0 | 0 | 0 | 0 | 0 | 0 | 0 | 0 | 0 | 0 | 0 | 0 | 0 | 0 | 0 | 0 | 0 | 0 | 0 | 0 | 0
F5_Commercial_College (WA)_Existing_Miscellaneous_Natural Gas_Pool Heater_E9 | F5 | Commercial | College (WA) | Existing | Miscellaneous | Natural Gas | Pool Heater | E9 | Utility - Cost of Operation | 0 | 0 | 0 | 0 | 0 | 0 | 0 | 0 | 0 | 0 | 0 | 0 | 0 | 0 | 0 | 0 | 0 | 0 | 0 | 0 | 0 | 0 | 0 | 0 | 0 | 0 | 0
F5_Commercial_College (WA)_Existing_Miscellaneous_Natural Gas_Pool Heater_E10 | F5 | Commercial | College (WA) | Existing | Miscellaneous | Natural Gas | Pool Heater | E10 | Utility - Cost of Operation | 0 | 0 | 0 | 0 | 0 | 0 | 0 | 0 | 0 | 0 | 0 | 0 | 0 | 0 | 0 | 0 | 0 | 0 | 0 | 0 | 0 | 0 | 0 | 0 | 0 | 0 | 0
F6_Commercial_College (WA)_Existing_Miscellaneous_Natural Gas_Pool Heater_E1 | F6 | Commercial | College (WA) | Existing | Miscellaneous | Natural Gas | Pool Heater | E1 | Utility - Value of Sales | 0.0028375 | 0.002859 | 0.0028979 | 0.0029565 | 0.0030335 | 0.0031457 | 0.0032588 | 0.0033674 | 0.0034653 | 0.0035682 | 0.0036863 | 0.0037971 | 0.0039223 | 0.0040381 | 0.0041287 | 0.0042021 | 0.0042516 | 0.0042892 | 0.0043316 | 0.0043663 | 0.0044003 | 0.0044776 | 0.0045552 | 0.0046362 | 0.0047185 | 0.0048024 | 0.0048877
F6_Commercial_College (WA)_Existing_Miscellaneous_Natural Gas_Pool Heater_E2 | F6 | Commercial | College (WA) | Existing | Miscellaneous | Natural Gas | Pool Heater | E2 | Utility - Value of Sales | 0.0024118 | 0.0024301 | 0.0024632 | 0.002513 | 0.0025785 | 0.0026738 | 0.00277 | 0.0028623 | 0.0029455 | 0.003033 | 0.0031333 | 0.0032275 | 0.0033339 | 0.0034324 | 0.0035094 | 0.0035718 | 0.0036138 | 0.0036458 | 0.0036819 | 0.0037113 | 0.0037403 | 0.0038059 | 0.0038719 | 0.0039407 | 0.0040107 | 0.004082 | 0.0041545
F6_Commercial_College (WA)_Existing_Miscellaneous_Natural Gas_Pool Heater_E3 | F6 | Commercial | College (WA) | Existing | Miscellaneous | Natural Gas | Pool Heater | E3 | Utility - Value of Sales | 0 | 0 | 0 | 0 | 0 | 0 | 0 | 0 | 0 | 0 | 0 | 0 | 0 | 0 | 0 | 0 | 0 | 0 | 0 | 0 | 0 | 0 | 0 | 0 | 0 | 0 | 0
F6_Commercial_College (WA)_Existing_Miscellaneous_Natural Gas_Pool Heater_E4 | F6 | Commercial | College (WA) | Existing | Miscellaneous | Natural Gas | Pool Heater | E4 | Utility - Value of Sales | 0 | 0 | 0 | 0 | 0 | 0 | 0 | 0 | 0 | 0 | 0 | 0 | 0 | 0 | 0 | 0 | 0 | 0 | 0 | 0 | 0 | 0 | 0 | 0 | 0 | 0 | 0
F6_Commercial_College (WA)_Existing_Miscellaneous_Natural Gas_Pool Heater_E5 | F6 | Commercial | College (WA) | Existing | Miscellaneous | Natural Gas | Pool Heater | E5 | Utility - Value of Sales | 0 | 0 | 0 | 0 | 0 | 0 | 0 | 0 | 0 | 0 | 0 | 0 | 0 | 0 | 0 | 0 | 0 | 0 | 0 | 0 | 0 | 0 | 0 | 0 | 0 | 0 | 0
F6_Commercial_College (WA)_Existing_Miscellaneous_Natural Gas_Pool Heater_E6 | F6 | Commercial | College (WA) | Existing | Miscellaneous | Natural Gas | Pool Heater | E6 | Utility - Value of Sales | 0 | 0 | 0 | 0 | 0 | 0 | 0 | 0 | 0 | 0 | 0 | 0 | 0 | 0 | 0 | 0 | 0 | 0 | 0 | 0 | 0 | 0 | 0 | 0 | 0 | 0 | 0
F6_Commercial_College (WA)_Existing_Miscellaneous_Natural Gas_Pool Heater_E7 | F6 | Commercial | College (WA) | Existing | Miscellaneous | Natural Gas | Pool Heater | E7 | Utility - Value of Sales | 0 | 0 | 0 | 0 | 0 | 0 | 0 | 0 | 0 | 0 | 0 | 0 | 0 | 0 | 0 | 0 | 0 | 0 | 0 | 0 | 0 | 0 | 0 | 0 | 0 | 0 | 0
F6_Commercial_College (WA)_Existing_Miscellaneous_Natural Gas_Pool Heater_E8 | F6 | Commercial | College (WA) | Existing | Miscellaneous | Natural Gas | Pool Heater | E8 | Utility - Value of Sales | 0 | 0 | 0 | 0 | 0 | 0 | 0 | 0 | 0 | 0 | 0 | 0 | 0 | 0 | 0 | 0 | 0 | 0 | 0 | 0 | 0 | 0 | 0 | 0 | 0 | 0 | 0
F6_Commercial_College (WA)_Existing_Miscellaneous_Natural Gas_Pool Heater_E9 | F6 | Commercial | College (WA) | Existing | Miscellaneous | Natural Gas | Pool Heater | E9 | Utility - Value of Sales | 0 | 0 | 0 | 0 | 0 | 0 | 0 | 0 | 0 | 0 | 0 | 0 | 0 | 0 | 0 | 0 | 0 | 0 | 0 | 0 | 0 | 0 | 0 | 0 | 0 | 0 | 0
F6_Commercial_College (WA)_Existing_Miscellaneous_Natural Gas_Pool Heater_E10 | F6 | Commercial | College (WA) | Existing | Miscellaneous | Natural Gas | Pool Heater | E10 | Utility - Value of Sales | 0 | 0 | 0 | 0 | 0 | 0 | 0 | 0 | 0 | 0 | 0 | 0 | 0 | 0 | 0 | 0 | 0 | 0 | 0 | 0 | 0 | 0 | 0 | 0 | 0 | 0 | 0
F1_Commercial_College (WA)_Existing_Miscellaneous_Natural Gas_Miscellaneous_E1 | F1 | Commercial | College (WA) | Existing | Miscellaneous | Natural Gas | Miscellaneous | E1 | RVT - Cost of Equipment | 0.0068418 | 0.0068418 | 0.0068418 | 0.0068418 | 0.0068418 | 0.0068418 | 0.0068418 | 0.0068418 | 0.0068418 | 0.0068418 | 0.0068418 | 0.0068418 | 0.0068418 | 0.0068418 | 0.0068418 | 0.0068418 | 0.0068418 | 0.0068418 | 0.0068418 | 0.0068418 | 0.0068418 | 0.0068418 | 0.0068418 | 0.0068418 | 0.0068418 | 0.0068418 | 0.0068418
F1_Commercial_College (WA)_Existing_Miscellaneous_Natural Gas_Miscellaneous_E2 | F1 | Commercial | College (WA) | Existing | Miscellaneous | Natural Gas | Miscellaneous | E2 | RVT - Cost of Equipment | 0 | 0 | 0 | 0 | 0 | 0 | 0 | 0 | 0 | 0 | 0 | 0 | 0 | 0 | 0 | 0 | 0 | 0 | 0 | 0 | 0 | 0 | 0 | 0 | 0 | 0 | 0
F1_Commercial_College (WA)_Existing_Miscellaneous_Natural Gas_Miscellaneous_E3 | F1 | Commercial | College (WA) | Existing | Miscellaneous | Natural Gas | Miscellaneous | E3 | RVT - Cost of Equipment | 0 | 0 | 0 | 0 | 0 | 0 | 0 | 0 | 0 | 0 | 0 | 0 | 0 | 0 | 0 | 0 | 0 | 0 | 0 | 0 | 0 | 0 | 0 | 0 | 0 | 0 | 0
F1_Commercial_College (WA)_Existing_Miscellaneous_Natural Gas_Miscellaneous_E4 | F1 | Commercial | College (WA) | Existing | Miscellaneous | Natural Gas | Miscellaneous | E4 | RVT - Cost of Equipment | 0 | 0 | 0 | 0 | 0 | 0 | 0 | 0 | 0 | 0 | 0 | 0 | 0 | 0 | 0 | 0 | 0 | 0 | 0 | 0 | 0 | 0 | 0 | 0 | 0 | 0 | 0
F1_Commercial_College (WA)_Existing_Miscellaneous_Natural Gas_Miscellaneous_E5 | F1 | Commercial | College (WA) | Existing | Miscellaneous | Natural Gas | Miscellaneous | E5 | RVT - Cost of Equipment | 0 | 0 | 0 | 0 | 0 | 0 | 0 | 0 | 0 | 0 | 0 | 0 | 0 | 0 | 0 | 0 | 0 | 0 | 0 | 0 | 0 | 0 | 0 | 0 | 0 | 0 | 0
F1_Commercial_College (WA)_Existing_Miscellaneous_Natural Gas_Miscellaneous_E6 | F1 | Commercial | College (WA) | Existing | Miscellaneous | Natural Gas | Miscellaneous | E6 | RVT - Cost of Equipment | 0 | 0 | 0 | 0 | 0 | 0 | 0 | 0 | 0 | 0 | 0 | 0 | 0 | 0 | 0 | 0 | 0 | 0 | 0 | 0 | 0 | 0 | 0 | 0 | 0 | 0 | 0
F1_Commercial_College (WA)_Existing_Miscellaneous_Natural Gas_Miscellaneous_E7 | F1 | Commercial | College (WA) | Existing | Miscellaneous | Natural Gas | Miscellaneous | E7 | RVT - Cost of Equipment | 0 | 0 | 0 | 0 | 0 | 0 | 0 | 0 | 0 | 0 | 0 | 0 | 0 | 0 | 0 | 0 | 0 | 0 | 0 | 0 | 0 | 0 | 0 | 0 | 0 | 0 | 0
F1_Commercial_College (WA)_Existing_Miscellaneous_Natural Gas_Miscellaneous_E8 | F1 | Commercial | College (WA) | Existing | Miscellaneous | Natural Gas | Miscellaneous | E8 | RVT - Cost of Equipment | 0 | 0 | 0 | 0 | 0 | 0 | 0 | 0 | 0 | 0 | 0 | 0 | 0 | 0 | 0 | 0 | 0 | 0 | 0 | 0 | 0 | 0 | 0 | 0 | 0 | 0 | 0
F1_Commercial_College (WA)_Existing_Miscellaneous_Natural Gas_Miscellaneous_E9 | F1 | Commercial | College (WA) | Existing | Miscellaneous | Natural Gas | Miscellaneous | E9 | RVT - Cost of Equipment | 0 | 0 | 0 | 0 | 0 | 0 | 0 | 0 | 0 | 0 | 0 | 0 | 0 | 0 | 0 | 0 | 0 | 0 | 0 | 0 | 0 | 0 | 0 | 0 | 0 | 0 | 0
F1_Commercial_College (WA)_Existing_Miscellaneous_Natural Gas_Miscellaneous_E10 | F1 | Commercial | College (WA) | Existing | Miscellaneous | Natural Gas | Miscellaneous | E10 | RVT - Cost of Equipment | 0 | 0 | 0 | 0 | 0 | 0 | 0 | 0 | 0 | 0 | 0 | 0 | 0 | 0 | 0 | 0 | 0 | 0 | 0 | 0 | 0 | 0 | 0 | 0 | 0 | 0 | 0
F2_Commercial_College (WA)_Existing_Miscellaneous_Natural Gas_Miscellaneous_E1 | F2 | Commercial | College (WA) | Existing | Miscellaneous | Natural Gas | Miscellaneous | E1 | RVT - Cost of Operation | 0.010821 | 0.010891 | 0.011006 | 0.011186 | 0.011451 | 0.011888 | 0.012337 | 0.012757 | 0.013124 | 0.013504 | 0.01394 | 0.01435 | 0.014838 | 0.015306 | 0.015678 | 0.01598 | 0.016182 | 0.016346 | 0.016509 | 0.016613 | 0.016713 | 0.017006 | 0.0173 | 0.017607 | 0.01792 | 0.018238 | 0.018563
F2_Commercial_College (WA)_Existing_Miscellaneous_Natural Gas_Miscellaneous_E2 | F2 | Commercial | College (WA) | Existing | Miscellaneous | Natural Gas | Miscellaneous | E2 | RVT - Cost of Operation | 0 | 0 | 0 | 0 | 0 | 0 | 0 | 0 | 0 | 0 | 0 | 0 | 0 | 0 | 0 | 0 | 0 | 0 | 0 | 0 | 0 | 0 | 0 | 0 | 0 | 0 | 0
F2_Commercial_College (WA)_Existing_Miscellaneous_Natural Gas_Miscellaneous_E3 | F2 | Commercial | College (WA) | Existing | Miscellaneous | Natural Gas | Miscellaneous | E3 | RVT - Cost of Operation | 0 | 0 | 0 | 0 | 0 | 0 | 0 | 0 | 0 | 0 | 0 | 0 | 0 | 0 | 0 | 0 | 0 | 0 | 0 | 0 | 0 | 0 | 0 | 0 | 0 | 0 | 0
F2_Commercial_College (WA)_Existing_Miscellaneous_Natural Gas_Miscellaneous_E4 | F2 | Commercial | College (WA) | Existing | Miscellaneous | Natural Gas | Miscellaneous | E4 | RVT - Cost of Operation | 0 | 0 | 0 | 0 | 0 | 0 | 0 | 0 | 0 | 0 | 0 | 0 | 0 | 0 | 0 | 0 | 0 | 0 | 0 | 0 | 0 | 0 | 0 | 0 | 0 | 0 | 0
F2_Commercial_College (WA)_Existing_Miscellaneous_Natural Gas_Miscellaneous_E5 | F2 | Commercial | College (WA) | Existing | Miscellaneous | Natural Gas | Miscellaneous | E5 | RVT - Cost of Operation | 0 | 0 | 0 | 0 | 0 | 0 | 0 | 0 | 0 | 0 | 0 | 0 | 0 | 0 | 0 | 0 | 0 | 0 | 0 | 0 | 0 | 0 | 0 | 0 | 0 | 0 | 0
F2_Commercial_College (WA)_Existing_Miscellaneous_Natural Gas_Miscellaneous_E6 | F2 | Commercial | College (WA) | Existing | Miscellaneous | Natural Gas | Miscellaneous | E6 | RVT - Cost of Operation | 0 | 0 | 0 | 0 | 0 | 0 | 0 | 0 | 0 | 0 | 0 | 0 | 0 | 0 | 0 | 0 | 0 | 0 | 0 | 0 | 0 | 0 | 0 | 0 | 0 | 0 | 0
F2_Commercial_College (WA)_Existing_Miscellaneous_Natural Gas_Miscellaneous_E7 | F2 | Commercial | College (WA) | Existing | Miscellaneous | Natural Gas | Miscellaneous | E7 | RVT - Cost of Operation | 0 | 0 | 0 | 0 | 0 | 0 | 0 | 0 | 0 | 0 | 0 | 0 | 0 | 0 | 0 | 0 | 0 | 0 | 0 | 0 | 0 | 0 | 0 | 0 | 0 | 0 | 0
F2_Commercial_College (WA)_Existing_Miscellaneous_Natural Gas_Miscellaneous_E8 | F2 | Commercial | College (WA) | Existing | Miscellaneous | Natural Gas | Miscellaneous | E8 | RVT - Cost of Operation | 0 | 0 | 0 | 0 | 0 | 0 | 0 | 0 | 0 | 0 | 0 | 0 | 0 | 0 | 0 | 0 | 0 | 0 | 0 | 0 | 0 | 0 | 0 | 0 | 0 | 0 | 0
F2_Commercial_College (WA)_Existing_Miscellaneous_Natural Gas_Miscellaneous_E9 | F2 | Commercial | College (WA) | Existing | Miscellaneous | Natural Gas | Miscellaneous | E9 | RVT - Cost of Operation | 0 | 0 | 0 | 0 | 0 | 0 | 0 | 0 | 0 | 0 | 0 | 0 | 0 | 0 | 0 | 0 | 0 | 0 | 0 | 0 | 0 | 0 | 0 | 0 | 0 | 0 | 0
F2_Commercial_College (WA)_Existing_Miscellaneous_Natural Gas_Miscellaneous_E10 | F2 | Commercial | College (WA) | Existing | Miscellaneous | Natural Gas | Miscellaneous | E10 | RVT - Cost of Operation | 0 | 0 | 0 | 0 | 0 | 0 | 0 | 0 | 0 | 0 | 0 | 0 | 0 | 0 | 0 | 0 | 0 | 0 | 0 | 0 | 0 | 0 | 0 | 0 | 0 | 0 | 0
F3_Commercial_College (WA)_Existing_Miscellaneous_Natural Gas_Miscellaneous_E1 | F3 | Commercial | College (WA) | Existing | Miscellaneous | Natural Gas | Miscellaneous | E1 | System - kBTUs of Consumption | 2.7641 | 2.7641 | 2.7641 | 2.7641 | 2.7641 | 2.7641 | 2.7641 | 2.7641 | 2.7641 | 2.7641 | 2.7641 | 2.7641 | 2.7641 | 2.7641 | 2.7641 | 2.7641 | 2.7641 | 2.7641 | 2.7641 | 2.7641 | 2.7641 | 2.7641 | 2.7641 | 2.7641 | 2.7641 | 2.7641 | 2.7641
F3_Commercial_College (WA)_Existing_Miscellaneous_Natural Gas_Miscellaneous_E2 | F3 | Commercial | College (WA) | Existing | Miscellaneous | Natural Gas | Miscellaneous | E2 | System - kBTUs of Consumption | 0 | 0 | 0 | 0 | 0 | 0 | 0 | 0 | 0 | 0 | 0 | 0 | 0 | 0 | 0 | 0 | 0 | 0 | 0 | 0 | 0 | 0 | 0 | 0 | 0 | 0 | 0
F3_Commercial_College (WA)_Existing_Miscellaneous_Natural Gas_Miscellaneous_E3 | F3 | Commercial | College (WA) | Existing | Miscellaneous | Natural Gas | Miscellaneous | E3 | System - kBTUs of Consumption | 0 | 0 | 0 | 0 | 0 | 0 | 0 | 0 | 0 | 0 | 0 | 0 | 0 | 0 | 0 | 0 | 0 | 0 | 0 | 0 | 0 | 0 | 0 | 0 | 0 | 0 | 0
F3_Commercial_College (WA)_Existing_Miscellaneous_Natural Gas_Miscellaneous_E4 | F3 | Commercial | College (WA) | Existing | Miscellaneous | Natural Gas | Miscellaneous | E4 | System - kBTUs of Consumption | 0 | 0 | 0 | 0 | 0 | 0 | 0 | 0 | 0 | 0 | 0 | 0 | 0 | 0 | 0 | 0 | 0 | 0 | 0 | 0 | 0 | 0 | 0 | 0 | 0 | 0 | 0
F3_Commercial_College (WA)_Existing_Miscellaneous_Natural Gas_Miscellaneous_E5 | F3 | Commercial | College (WA) | Existing | Miscellaneous | Natural Gas | Miscellaneous | E5 | System - kBTUs of Consumption | 0 | 0 | 0 | 0 | 0 | 0 | 0 | 0 | 0 | 0 | 0 | 0 | 0 | 0 | 0 | 0 | 0 | 0 | 0 | 0 | 0 | 0 | 0 | 0 | 0 | 0 | 0
F3_Commercial_College (WA)_Existing_Miscellaneous_Natural Gas_Miscellaneous_E6 | F3 | Commercial | College (WA) | Existing | Miscellaneous | Natural Gas | Miscellaneous | E6 | System - kBTUs of Consumption | 0 | 0 | 0 | 0 | 0 | 0 | 0 | 0 | 0 | 0 | 0 | 0 | 0 | 0 | 0 | 0 | 0 | 0 | 0 | 0 | 0 | 0 | 0 | 0 | 0 | 0 | 0
F3_Commercial_College (WA)_Existing_Miscellaneous_Natural Gas_Miscellaneous_E7 | F3 | Commercial | College (WA) | Existing | Miscellaneous | Natural Gas | Miscellaneous | E7 | System - kBTUs of Consumption | 0 | 0 | 0 | 0 | 0 | 0 | 0 | 0 | 0 | 0 | 0 | 0 | 0 | 0 | 0 | 0 | 0 | 0 | 0 | 0 | 0 | 0 | 0 | 0 | 0 | 0 | 0
F3_Commercial_College (WA)_Existing_Miscellaneous_Natural Gas_Miscellaneous_E8 | F3 | Commercial | College (WA) | Existing | Miscellaneous | Natural Gas | Miscellaneous | E8 | System - kBTUs of Consumption | 0 | 0 | 0 | 0 | 0 | 0 | 0 | 0 | 0 | 0 | 0 | 0 | 0 | 0 | 0 | 0 | 0 | 0 | 0 | 0 | 0 | 0 | 0 | 0 | 0 | 0 | 0
F3_Commercial_College (WA)_Existing_Miscellaneous_Natural Gas_Miscellaneous_E9 | F3 | Commercial | College (WA) | Existing | Miscellaneous | Natural Gas | Miscellaneous | E9 | System - kBTUs of Consumption | 0 | 0 | 0 | 0 | 0 | 0 | 0 | 0 | 0 | 0 | 0 | 0 | 0 | 0 | 0 | 0 | 0 | 0 | 0 | 0 | 0 | 0 | 0 | 0 | 0 | 0 | 0
F3_Commercial_College (WA)_Existing_Miscellaneous_Natural Gas_Miscellaneous_E10 | F3 | Commercial | College (WA) | Existing | Miscellaneous | Natural Gas | Miscellaneous | E10 | System - kBTUs of Consumption | 0 | 0 | 0 | 0 | 0 | 0 | 0 | 0 | 0 | 0 | 0 | 0 | 0 | 0 | 0 | 0 | 0 | 0 | 0 | 0 | 0 | 0 | 0 | 0 | 0 | 0 | 0
F4_Commercial_College (WA)_Existing_Miscellaneous_Natural Gas_Miscellaneous_E1 | F4 | Commercial | College (WA) | Existing | Miscellaneous | Natural Gas | Miscellaneous | E1 | Utility - Cost of Equipment | 0.0068418 | 0.0068418 | 0.0068418 | 0.0068418 | 0.0068418 | 0.0068418 | 0.0068418 | 0.0068418 | 0.0068418 | 0.0068418 | 0.0068418 | 0.0068418 | 0.0068418 | 0.0068418 | 0.0068418 | 0.0068418 | 0.0068418 | 0.0068418 | 0.0068418 | 0.0068418 | 0.0068418 | 0.0068418 | 0.0068418 | 0.0068418 | 0.0068418 | 0.0068418 | 0.0068418
F4_Commercial_College (WA)_Existing_Miscellaneous_Natural Gas_Miscellaneous_E2 | F4 | Commercial | College (WA) | Existing | Miscellaneous | Natural Gas | Miscellaneous | E2 | Utility - Cost of Equipment | 0 | 0 | 0 | 0 | 0 | 0 | 0 | 0 | 0 | 0 | 0 | 0 | 0 | 0 | 0 | 0 | 0 | 0 | 0 | 0 | 0 | 0 | 0 | 0 | 0 | 0 | 0
F4_Commercial_College (WA)_Existing_Miscellaneous_Natural Gas_Miscellaneous_E3 | F4 | Commercial | College (WA) | Existing | Miscellaneous | Natural Gas | Miscellaneous | E3 | Utility - Cost of Equipment | 0 | 0 | 0 | 0 | 0 | 0 | 0 | 0 | 0 | 0 | 0 | 0 | 0 | 0 | 0 | 0 | 0 | 0 | 0 | 0 | 0 | 0 | 0 | 0 | 0 | 0 | 0
F4_Commercial_College (WA)_Existing_Miscellaneous_Natural Gas_Miscellaneous_E4 | F4 | Commercial | College (WA) | Existing | Miscellaneous | Natural Gas | Miscellaneous | E4 | Utility - Cost of Equipment | 0 | 0 | 0 | 0 | 0 | 0 | 0 | 0 | 0 | 0 | 0 | 0 | 0 | 0 | 0 | 0 | 0 | 0 | 0 | 0 | 0 | 0 | 0 | 0 | 0 | 0 | 0
F4_Commercial_College (WA)_Existing_Miscellaneous_Natural Gas_Miscellaneous_E5 | F4 | Commercial | College (WA) | Existing | Miscellaneous | Natural Gas | Miscellaneous | E5 | Utility - Cost of Equipment | 0 | 0 | 0 | 0 | 0 | 0 | 0 | 0 | 0 | 0 | 0 | 0 | 0 | 0 | 0 | 0 | 0 | 0 | 0 | 0 | 0 | 0 | 0 | 0 | 0 | 0 | 0
F4_Commercial_College (WA)_Existing_Miscellaneous_Natural Gas_Miscellaneous_E6 | F4 | Commercial | College (WA) | Existing | Miscellaneous | Natural Gas | Miscellaneous | E6 | Utility - Cost of Equipment | 0 | 0 | 0 | 0 | 0 | 0 | 0 | 0 | 0 | 0 | 0 | 0 | 0 | 0 | 0 | 0 | 0 | 0 | 0 | 0 | 0 | 0 | 0 | 0 | 0 | 0 | 0
F4_Commercial_College (WA)_Existing_Miscellaneous_Natural Gas_Miscellaneous_E7 | F4 | Commercial | College (WA) | Existing | Miscellaneous | Natural Gas | Miscellaneous | E7 | Utility - Cost of Equipment | 0 | 0 | 0 | 0 | 0 | 0 | 0 | 0 | 0 | 0 | 0 | 0 | 0 | 0 | 0 | 0 | 0 | 0 | 0 | 0 | 0 | 0 | 0 | 0 | 0 | 0 | 0
F4_Commercial_College (WA)_Existing_Miscellaneous_Natural Gas_Miscellaneous_E8 | F4 | Commercial | College (WA) | Existing | Miscellaneous | Natural Gas | Miscellaneous | E8 | Utility - Cost of Equipment | 0 | 0 | 0 | 0 | 0 | 0 | 0 | 0 | 0 | 0 | 0 | 0 | 0 | 0 | 0 | 0 | 0 | 0 | 0 | 0 | 0 | 0 | 0 | 0 | 0 | 0 | 0
F4_Commercial_College (WA)_Existing_Miscellaneous_Natural Gas_Miscellaneous_E9 | F4 | Commercial | College (WA) | Existing | Miscellaneous | Natural Gas | Miscellaneous | E9 | Utility - Cost of Equipment | 0 | 0 | 0 | 0 | 0 | 0 | 0 | 0 | 0 | 0 | 0 | 0 | 0 | 0 | 0 | 0 | 0 | 0 | 0 | 0 | 0 | 0 | 0 | 0 | 0 | 0 | 0
F4_Commercial_College (WA)_Existing_Miscellaneous_Natural Gas_Miscellaneous_E10 | F4 | Commercial | College (WA) | Existing | Miscellaneous | Natural Gas | Miscellaneous | E10 | Utility - Cost of Equipment | 0 | 0 | 0 | 0 | 0 | 0 | 0 | 0 | 0 | 0 | 0 | 0 | 0 | 0 | 0 | 0 | 0 | 0 | 0 | 0 | 0 | 0 | 0 | 0 | 0 | 0 | 0
F5_Commercial_College (WA)_Existing_Miscellaneous_Natural Gas_Miscellaneous_E1 | F5 | Commercial | College (WA) | Existing | Miscellaneous | Natural Gas | Miscellaneous | E1 | Utility - Cost of Operation | 0.0090179 | 0.0090756 | 0.0091918 | 0.0093849 | 0.009676 | 0.010141 | 0.010652 | 0.011181 | 0.011712 | 0.012276 | 0.012673 | 0.013046 | 0.013489 | 0.013929 | 0.014298 | 0.014623 | 0.01488 | 0.015127 | 0.015401 | 0.015655 | 0.015918 | 0.016196 | 0.016476 | 0.016769 | 0.017067 | 0.01737 | 0.017679
F5_Commercial_College (WA)_Existing_Miscellaneous_Natural Gas_Miscellaneous_E2 | F5 | Commercial | College (WA) | Existing | Miscellaneous | Natural Gas | Miscellaneous | E2 | Utility - Cost of Operation | 0 | 0 | 0 | 0 | 0 | 0 | 0 | 0 | 0 | 0 | 0 | 0 | 0 | 0 | 0 | 0 | 0 | 0 | 0 | 0 | 0 | 0 | 0 | 0 | 0 | 0 | 0
F5_Commercial_College (WA)_Existing_Miscellaneous_Natural Gas_Miscellaneous_E3 | F5 | Commercial | College (WA) | Existing | Miscellaneous | Natural Gas | Miscellaneous | E3 | Utility - Cost of Operation | 0 | 0 | 0 | 0 | 0 | 0 | 0 | 0 | 0 | 0 | 0 | 0 | 0 | 0 | 0 | 0 | 0 | 0 | 0 | 0 | 0 | 0 | 0 | 0 | 0 | 0 | 0
F5_Commercial_College (WA)_Existing_Miscellaneous_Natural Gas_Miscellaneous_E4 | F5 | Commercial | College (WA) | Existing | Miscellaneous | Natural Gas | Miscellaneous | E4 | Utility - Cost of Operation | 0 | 0 | 0 | 0 | 0 | 0 | 0 | 0 | 0 | 0 | 0 | 0 | 0 | 0 | 0 | 0 | 0 | 0 | 0 | 0 | 0 | 0 | 0 | 0 | 0 | 0 | 0
F5_Commercial_College (WA)_Existing_Miscellaneous_Natural Gas_Miscellaneous_E5 | F5 | Commercial | College (WA) | Existing | Miscellaneous | Natural Gas | Miscellaneous | E5 | Utility - Cost of Operation | 0 | 0 | 0 | 0 | 0 | 0 | 0 | 0 | 0 | 0 | 0 | 0 | 0 | 0 | 0 | 0 | 0 | 0 | 0 | 0 | 0 | 0 | 0 | 0 | 0 | 0 | 0
F5_Commercial_College (WA)_Existing_Miscellaneous_Natural Gas_Miscellaneous_E6 | F5 | Commercial | College (WA) | Existing | Miscellaneous | Natural Gas | Miscellaneous | E6 | Utility - Cost of Operation | 0 | 0 | 0 | 0 | 0 | 0 | 0 | 0 | 0 | 0 | 0 | 0 | 0 | 0 | 0 | 0 | 0 | 0 | 0 | 0 | 0 | 0 | 0 | 0 | 0 | 0 | 0
F5_Commercial_College (WA)_Existing_Miscellaneous_Natural Gas_Miscellaneous_E7 | F5 | Commercial | College (WA) | Existing | Miscellaneous | Natural Gas | Miscellaneous | E7 | Utility - Cost of Operation | 0 | 0 | 0 | 0 | 0 | 0 | 0 | 0 | 0 | 0 | 0 | 0 | 0 | 0 | 0 | 0 | 0 | 0 | 0 | 0 | 0 | 0 | 0 | 0 | 0 | 0 | 0
F5_Commercial_College (WA)_Existing_Miscellaneous_Natural Gas_Miscellaneous_E8 | F5 | Commercial | College (WA) | Existing | Miscellaneous | Natural Gas | Miscellaneous | E8 | Utility - Cost of Operation | 0 | 0 | 0 | 0 | 0 | 0 | 0 | 0 | 0 | 0 | 0 | 0 | 0 | 0 | 0 | 0 | 0 | 0 | 0 | 0 | 0 | 0 | 0 | 0 | 0 | 0 | 0
F5_Commercial_College (WA)_Existing_Miscellaneous_Natural Gas_Miscellaneous_E9 | F5 | Commercial | College (WA) | Existing | Miscellaneous | Natural Gas | Miscellaneous | E9 | Utility - Cost of Operation | 0 | 0 | 0 | 0 | 0 | 0 | 0 | 0 | 0 | 0 | 0 | 0 | 0 | 0 | 0 | 0 | 0 | 0 | 0 | 0 | 0 | 0 | 0 | 0 | 0 | 0 | 0
F5_Commercial_College (WA)_Existing_Miscellaneous_Natural Gas_Miscellaneous_E10 | F5 | Commercial | College (WA) | Existing | Miscellaneous | Natural Gas | Miscellaneous | E10 | Utility - Cost of Operation | 0 | 0 | 0 | 0 | 0 | 0 | 0 | 0 | 0 | 0 | 0 | 0 | 0 | 0 | 0 | 0 | 0 | 0 | 0 | 0 | 0 | 0 | 0 | 0 | 0 | 0 | 0
F6_Commercial_College (WA)_Existing_Miscellaneous_Natural Gas_Miscellaneous_E1 | F6 | Commercial | College (WA) | Existing | Miscellaneous | Natural Gas | Miscellaneous | E1 | Utility - Value of Sales | 0.010821 | 0.010891 | 0.011006 | 0.011186 | 0.011451 | 0.011888 | 0.012337 | 0.012757 | 0.013124 | 0.013504 | 0.01394 | 0.01435 | 0.014838 | 0.015306 | 0.015678 | 0.01598 | 0.016182 | 0.016346 | 0.016509 | 0.016613 | 0.016713 | 0.017006 | 0.0173 | 0.017607 | 0.01792 | 0.018238 | 0.018563
F6_Commercial_College (WA)_Existing_Miscellaneous_Natural Gas_Miscellaneous_E2 | F6 | Commercial | College (WA) | Existing | Miscellaneous | Natural Gas | Miscellaneous | E2 | Utility - Value of Sales | 0 | 0 | 0 | 0 | 0 | 0 | 0 | 0 | 0 | 0 | 0 | 0 | 0 | 0 | 0 | 0 | 0 | 0 | 0 | 0 | 0 | 0 | 0 | 0 | 0 | 0 | 0
F6_Commercial_College (WA)_Existing_Miscellaneous_Natural Gas_Miscellaneous_E3 | F6 | Commercial | College (WA) | Existing | Miscellaneous | Natural Gas | Miscellaneous | E3 | Utility - Value of Sales | 0 | 0 | 0 | 0 | 0 | 0 | 0 | 0 | 0 | 0 | 0 | 0 | 0 | 0 | 0 | 0 | 0 | 0 | 0 | 0 | 0 | 0 | 0 | 0 | 0 | 0 | 0
F6_Commercial_College (WA)_Existing_Miscellaneous_Natural Gas_Miscellaneous_E4 | F6 | Commercial | College (WA) | Existing | Miscellaneous | Natural Gas | Miscellaneous | E4 | Utility - Value of Sales | 0 | 0 | 0 | 0 | 0 | 0 | 0 | 0 | 0 | 0 | 0 | 0 | 0 | 0 | 0 | 0 | 0 | 0 | 0 | 0 | 0 | 0 | 0 | 0 | 0 | 0 | 0
F6_Commercial_College (WA)_Existing_Miscellaneous_Natural Gas_Miscellaneous_E5 | F6 | Commercial | College (WA) | Existing | Miscellaneous | Natural Gas | Miscellaneous | E5 | Utility - Value of Sales | 0 | 0 | 0 | 0 | 0 | 0 | 0 | 0 | 0 | 0 | 0 | 0 | 0 | 0 | 0 | 0 | 0 | 0 | 0 | 0 | 0 | 0 | 0 | 0 | 0 | 0 | 0
F6_Commercial_College (WA)_Existing_Miscellaneous_Natural Gas_Miscellaneous_E6 | F6 | Commercial | College (WA) | Existing | Miscellaneous | Natural Gas | Miscellaneous | E6 | Utility - Value of Sales | 0 | 0 | 0 | 0 | 0 | 0 | 0 | 0 | 0 | 0 | 0 | 0 | 0 | 0 | 0 | 0 | 0 | 0 | 0 | 0 | 0 | 0 | 0 | 0 | 0 | 0 | 0
F6_Commercial_College (WA)_Existing_Miscellaneous_Natural Gas_Miscellaneous_E7 | F6 | Commercial | College (WA) | Existing | Miscellaneous | Natural Gas | Miscellaneous | E7 | Utility - Value of Sales | 0 | 0 | 0 | 0 | 0 | 0 | 0 | 0 | 0 | 0 | 0 | 0 | 0 | 0 | 0 | 0 | 0 | 0 | 0 | 0 | 0 | 0 | 0 | 0 | 0 | 0 | 0
F6_Commercial_College (WA)_Existing_Miscellaneous_Natural Gas_Miscellaneous_E8 | F6 | Commercial | College (WA) | Existing | Miscellaneous | Natural Gas | Miscellaneous | E8 | Utility - Value of Sales | 0 | 0 | 0 | 0 | 0 | 0 | 0 | 0 | 0 | 0 | 0 | 0 | 0 | 0 | 0 | 0 | 0 | 0 | 0 | 0 | 0 | 0 | 0 | 0 | 0 | 0 | 0
F6_Commercial_College (WA)_Existing_Miscellaneous_Natural Gas_Miscellaneous_E9 | F6 | Commercial | College (WA) | Existing | Miscellaneous | Natural Gas | Miscellaneous | E9 | Utility - Value of Sales | 0 | 0 | 0 | 0 | 0 | 0 | 0 | 0 | 0 | 0 | 0 | 0 | 0 | 0 | 0 | 0 | 0 | 0 | 0 | 0 | 0 | 0 | 0 | 0 | 0 | 0 | 0
F6_Commercial_College (WA)_Existing_Miscellaneous_Natural Gas_Miscellaneous_E10 | F6 | Commercial | College (WA) | Existing | Miscellaneous | Natural Gas | Miscellaneous | E10 | Utility - Value of Sales | 0 | 0 | 0 | 0 | 0 | 0 | 0 | 0 | 0 | 0 | 0 | 0 | 0 | 0 | 0 | 0 | 0 | 0 | 0 | 0 | 0 | 0 | 0 | 0 | 0 | 0 | 0
F1_Commercial_College (WA)_New_Space Heating_Natural Gas_Furnace_E1 | F1 | Commercial | College (WA) | New | Space Heating | Natural Gas | Furnace | E1 | RVT - Cost of Equipment | 0.090135 | 0.090135 | 0.090135 | 0.090135 | 0.090135 | 0.090135 | 0.090135 | 0.090135 | 0.090135 | 0.090135 | 0.090135 | 0.090135 | 0.090135 | 0.090135 | 0.090135 | 0.090135 | 0.090135 | 0.090135 | 0.090135 | 0.090135 | 0.090135 | 0.090135 | 0.090135 | 0.090135 | 0.090135 | 0.090135 | 0.090135
F1_Commercial_College (WA)_New_Space Heating_Natural Gas_Furnace_E2 | F1 | Commercial | College (WA) | New | Space Heating | Natural Gas | Furnace | E2 | RVT - Cost of Equipment | 0.18219 | 0.18219 | 0.18219 | 0.18219 | 0.18219 | 0.18219 | 0.18219 | 0.18219 | 0.18219 | 0.18219 | 0.18219 | 0.18219 | 0.18219 | 0.18219 | 0.18219 | 0.18219 | 0.18219 | 0.18219 | 0.18219 | 0.18219 | 0.18219 | 0.18219 | 0.18219 | 0.18219 | 0.18219 | 0.18219 | 0.18219
F1_Commercial_College (WA)_New_Space Heating_Natural Gas_Furnace_E3 | F1 | Commercial | College (WA) | New | Space Heating | Natural Gas | Furnace | E3 | RVT - Cost of Equipment | 0.11075 | 0.11075 | 0.11075 | 0.11075 | 0.11075 | 0.11075 | 0.11075 | 0.11075 | 0.11075 | 0.11075 | 0.11075 | 0.11075 | 0.11075 | 0.11075 | 0.11075 | 0.11075 | 0.11075 | 0.11075 | 0.11075 | 0.11075 | 0.11075 | 0.11075 | 0.11075 | 0.11075 | 0.11075 | 0.11075 | 0.11075
F1_Commercial_College (WA)_New_Space Heating_Natural Gas_Furnace_E4 | F1 | Commercial | College (WA) | New | Space Heating | Natural Gas | Furnace | E4 | RVT - Cost of Equipment | 0 | 0 | 0 | 0 | 0 | 0 | 0 | 0 | 0 | 0 | 0 | 0 | 0 | 0 | 0 | 0 | 0 | 0 | 0 | 0 | 0 | 0 | 0 | 0 | 0 | 0 | 0
F1_Commercial_College (WA)_New_Space Heating_Natural Gas_Furnace_E5 | F1 | Commercial | College (WA) | New | Space Heating | Natural Gas | Furnace | E5 | RVT - Cost of Equipment | 0 | 0 | 0 | 0 | 0 | 0 | 0 | 0 | 0 | 0 | 0 | 0 | 0 | 0 | 0 | 0 | 0 | 0 | 0 | 0 | 0 | 0 | 0 | 0 | 0 | 0 | 0
F1_Commercial_College (WA)_New_Space Heating_Natural Gas_Furnace_E6 | F1 | Commercial | College (WA) | New | Space Heating | Natural Gas | Furnace | E6 | RVT - Cost of Equipment | 0 | 0 | 0 | 0 | 0 | 0 | 0 | 0 | 0 | 0 | 0 | 0 | 0 | 0 | 0 | 0 | 0 | 0 | 0 | 0 | 0 | 0 | 0 | 0 | 0 | 0 | 0
F1_Commercial_College (WA)_New_Space Heating_Natural Gas_Furnace_E7 | F1 | Commercial | College (WA) | New | Space Heating | Natural Gas | Furnace | E7 | RVT - Cost of Equipment | 0 | 0 | 0 | 0 | 0 | 0 | 0 | 0 | 0 | 0 | 0 | 0 | 0 | 0 | 0 | 0 | 0 | 0 | 0 | 0 | 0 | 0 | 0 | 0 | 0 | 0 | 0
F1_Commercial_College (WA)_New_Space Heating_Natural Gas_Furnace_E8 | F1 | Commercial | College (WA) | New | Space Heating | Natural Gas | Furnace | E8 | RVT - Cost of Equipment | 0 | 0 | 0 | 0 | 0 | 0 | 0 | 0 | 0 | 0 | 0 | 0 | 0 | 0 | 0 | 0 | 0 | 0 | 0 | 0 | 0 | 0 | 0 | 0 | 0 | 0 | 0
F1_Commercial_College (WA)_New_Space Heating_Natural Gas_Furnace_E9 | F1 | Commercial | College (WA) | New | Space Heating | Natural Gas | Furnace | E9 | RVT - Cost of Equipment | 0 | 0 | 0 | 0 | 0 | 0 | 0 | 0 | 0 | 0 | 0 | 0 | 0 | 0 | 0 | 0 | 0 | 0 | 0 | 0 | 0 | 0 | 0 | 0 | 0 | 0 | 0
F1_Commercial_College (WA)_New_Space Heating_Natural Gas_Furnace_E10 | F1 | Commercial | College (WA) | New | Space Heating | Natural Gas | Furnace | E10 | RVT - Cost of Equipment | 0 | 0 | 0 | 0 | 0 | 0 | 0 | 0 | 0 | 0 | 0 | 0 | 0 | 0 | 0 | 0 | 0 | 0 | 0 | 0 | 0 | 0 | 0 | 0 | 0 | 0 | 0
F2_Commercial_College (WA)_New_Space Heating_Natural Gas_Furnace_E1 | F2 | Commercial | College (WA) | New | Space Heating | Natural Gas | Furnace | E1 | RVT - Cost of Operation | 0.090782 | 0.091536 | 0.092791 | 0.094242 | 0.095905 | 0.098612 | 0.1013 | 0.10411 | 0.10657 | 0.10897 | 0.11168 | 0.11404 | 0.11668 | 0.1194 | 0.12182 | 0.12414 | 0.12618 | 0.12827 | 0.13043 | 0.13262 | 0.13481 | 0.13775 | 0.14124 | 0.14424 | 0.1473 | 0.15042 | 0.15362
F2_Commercial_College (WA)_New_Space Heating_Natural Gas_Furnace_E2 | F2 | Commercial | College (WA) | New | Space Heating | Natural Gas | Furnace | E2 | RVT - Cost of Operation | 0.080695 | 0.081365 | 0.082481 | 0.083771 | 0.085249 | 0.087656 | 0.090043 | 0.09254 | 0.094732 | 0.096858 | 0.099268 | 0.10137 | 0.10372 | 0.10613 | 0.10828 | 0.11034 | 0.11216 | 0.11402 | 0.11594 | 0.11789 | 0.11983 | 0.12245 | 0.12555 | 0.12821 | 0.13093 | 0.13371 | 0.13655
F2_Commercial_College (WA)_New_Space Heating_Natural Gas_Furnace_E3 | F2 | Commercial | College (WA) | New | Space Heating | Natural Gas | Furnace | E3 | RVT - Cost of Operation | 0.075648 | 0.076277 | 0.077323 | 0.078532 | 0.079918 | 0.082174 | 0.084412 | 0.086753 | 0.088807 | 0.090801 | 0.09306 | 0.095033 | 0.097231 | 0.099494 | 0.10151 | 0.10344 | 0.10515 | 0.10689 | 0.10869 | 0.11051 | 0.11234 | 0.11479 | 0.11769 | 0.12019 | 0.12274 | 0.12535 | 0.12801
F2_Commercial_College (WA)_New_Space Heating_Natural Gas_Furnace_E4 | F2 | Commercial | College (WA) | New | Space Heating | Natural Gas | Furnace | E4 | RVT - Cost of Operation | 0 | 0 | 0 | 0 | 0 | 0 | 0 | 0 | 0 | 0 | 0 | 0 | 0 | 0 | 0 | 0 | 0 | 0 | 0 | 0 | 0 | 0 | 0 | 0 | 0 | 0 | 0
F2_Commercial_College (WA)_New_Space Heating_Natural Gas_Furnace_E5 | F2 | Commercial | College (WA) | New | Space Heating | Natural Gas | Furnace | E5 | RVT - Cost of Operation | 0 | 0 | 0 | 0 | 0 | 0 | 0 | 0 | 0 | 0 | 0 | 0 | 0 | 0 | 0 | 0 | 0 | 0 | 0 | 0 | 0 | 0 | 0 | 0 | 0 | 0 | 0
F2_Commercial_College (WA)_New_Space Heating_Natural Gas_Furnace_E6 | F2 | Commercial | College (WA) | New | Space Heating | Natural Gas | Furnace | E6 | RVT - Cost of Operation | 0 | 0 | 0 | 0 | 0 | 0 | 0 | 0 | 0 | 0 | 0 | 0 | 0 | 0 | 0 | 0 | 0 | 0 | 0 | 0 | 0 | 0 | 0 | 0 | 0 | 0 | 0
F2_Commercial_College (WA)_New_Space Heating_Natural Gas_Furnace_E7 | F2 | Commercial | College (WA) | New | Space Heating | Natural Gas | Furnace | E7 | RVT - Cost of Operation | 0 | 0 | 0 | 0 | 0 | 0 | 0 | 0 | 0 | 0 | 0 | 0 | 0 | 0 | 0 | 0 | 0 | 0 | 0 | 0 | 0 | 0 | 0 | 0 | 0 | 0 | 0
F2_Commercial_College (WA)_New_Space Heating_Natural Gas_Furnace_E8 | F2 | Commercial | College (WA) | New | Space Heating | Natural Gas | Furnace | E8 | RVT - Cost of Operation | 0 | 0 | 0 | 0 | 0 | 0 | 0 | 0 | 0 | 0 | 0 | 0 | 0 | 0 | 0 | 0 | 0 | 0 | 0 | 0 | 0 | 0 | 0 | 0 | 0 | 0 | 0
F2_Commercial_College (WA)_New_Space Heating_Natural Gas_Furnace_E9 | F2 | Commercial | College (WA) | New | Space Heating | Natural Gas | Furnace | E9 | RVT - Cost of Operation | 0 | 0 | 0 | 0 | 0 | 0 | 0 | 0 | 0 | 0 | 0 | 0 | 0 | 0 | 0 | 0 | 0 | 0 | 0 | 0 | 0 | 0 | 0 | 0 | 0 | 0 | 0
F2_Commercial_College (WA)_New_Space Heating_Natural Gas_Furnace_E10 | F2 | Commercial | College (WA) | New | Space Heating | Natural Gas | Furnace | E10 | RVT - Cost of Operation | 0 | 0 | 0 | 0 | 0 | 0 | 0 | 0 | 0 | 0 | 0 | 0 | 0 | 0 | 0 | 0 | 0 | 0 | 0 | 0 | 0 | 0 | 0 | 0 | 0 | 0 | 0
F3_Commercial_College (WA)_New_Space Heating_Natural Gas_Furnace_E1 | F3 | Commercial | College (WA) | New | Space Heating | Natural Gas | Furnace | E1 | System - kBTUs of Consumption | 19.9778 | 19.9276 | 19.9276 | 19.9276 | 19.9276 | 19.9276 | 19.9276 | 19.9276 | 19.9276 | 19.9276 | 19.9276 | 19.9276 | 19.9276 | 19.9276 | 19.9276 | 19.9276 | 19.9276 | 19.9276 | 19.9276 | 19.9276 | 19.9276 | 19.9276 | 19.9276 | 19.9276 | 19.9276 | 19.9276 | 19.9276
F3_Commercial_College (WA)_New_Space Heating_Natural Gas_Furnace_E2 | F3 | Commercial | College (WA) | New | Space Heating | Natural Gas | Furnace | E2 | System - kBTUs of Consumption | 17.758 | 17.7134 | 17.7134 | 17.7134 | 17.7134 | 17.7134 | 17.7134 | 17.7134 | 17.7134 | 17.7134 | 17.7134 | 17.7134 | 17.7134 | 17.7134 | 17.7134 | 17.7134 | 17.7134 | 17.7134 | 17.7134 | 17.7134 | 17.7134 | 17.7134 | 17.7134 | 17.7134 | 17.7134 | 17.7134 | 17.7134
F3_Commercial_College (WA)_New_Space Heating_Natural Gas_Furnace_E3 | F3 | Commercial | College (WA) | New | Space Heating | Natural Gas | Furnace | E3 | System - kBTUs of Consumption | 16.6475 | 16.6057 | 16.6057 | 16.6057 | 16.6057 | 16.6057 | 16.6057 | 16.6057 | 16.6057 | 16.6057 | 16.6057 | 16.6057 | 16.6057 | 16.6057 | 16.6057 | 16.6057 | 16.6057 | 16.6057 | 16.6057 | 16.6057 | 16.6057 | 16.6057 | 16.6057 | 16.6057 | 16.6057 | 16.6057 | 16.6057
F3_Commercial_College (WA)_New_Space Heating_Natural Gas_Furnace_E4 | F3 | Commercial | College (WA) | New | Space Heating | Natural Gas | Furnace | E4 | System - kBTUs of Consumption | 0 | 0 | 0 | 0 | 0 | 0 | 0 | 0 | 0 | 0 | 0 | 0 | 0 | 0 | 0 | 0 | 0 | 0 | 0 | 0 | 0 | 0 | 0 | 0 | 0 | 0 | 0
F3_Commercial_College (WA)_New_Space Heating_Natural Gas_Furnace_E5 | F3 | Commercial | College (WA) | New | Space Heating | Natural Gas | Furnace | E5 | System - kBTUs of Consumption | 0 | 0 | 0 | 0 | 0 | 0 | 0 | 0 | 0 | 0 | 0 | 0 | 0 | 0 | 0 | 0 | 0 | 0 | 0 | 0 | 0 | 0 | 0 | 0 | 0 | 0 | 0
F3_Commercial_College (WA)_New_Space Heating_Natural Gas_Furnace_E6 | F3 | Commercial | College (WA) | New | Space Heating | Natural Gas | Furnace | E6 | System - kBTUs of Consumption | 0 | 0 | 0 | 0 | 0 | 0 | 0 | 0 | 0 | 0 | 0 | 0 | 0 | 0 | 0 | 0 | 0 | 0 | 0 | 0 | 0 | 0 | 0 | 0 | 0 | 0 | 0
F3_Commercial_College (WA)_New_Space Heating_Natural Gas_Furnace_E7 | F3 | Commercial | College (WA) | New | Space Heating | Natural Gas | Furnace | E7 | System - kBTUs of Consumption | 0 | 0 | 0 | 0 | 0 | 0 | 0 | 0 | 0 | 0 | 0 | 0 | 0 | 0 | 0 | 0 | 0 | 0 | 0 | 0 | 0 | 0 | 0 | 0 | 0 | 0 | 0
F3_Commercial_College (WA)_New_Space Heating_Natural Gas_Furnace_E8 | F3 | Commercial | College (WA) | New | Space Heating | Natural Gas | Furnace | E8 | System - kBTUs of Consumption | 0 | 0 | 0 | 0 | 0 | 0 | 0 | 0 | 0 | 0 | 0 | 0 | 0 | 0 | 0 | 0 | 0 | 0 | 0 | 0 | 0 | 0 | 0 | 0 | 0 | 0 | 0
F3_Commercial_College (WA)_New_Space Heating_Natural Gas_Furnace_E9 | F3 | Commercial | College (WA) | New | Space Heating | Natural Gas | Furnace | E9 | System - kBTUs of Consumption | 0 | 0 | 0 | 0 | 0 | 0 | 0 | 0 | 0 | 0 | 0 | 0 | 0 | 0 | 0 | 0 | 0 | 0 | 0 | 0 | 0 | 0 | 0 | 0 | 0 | 0 | 0
F3_Commercial_College (WA)_New_Space Heating_Natural Gas_Furnace_E10 | F3 | Commercial | College (WA) | New | Space Heating | Natural Gas | Furnace | E10 | System - kBTUs of Consumption | 0 | 0 | 0 | 0 | 0 | 0 | 0 | 0 | 0 | 0 | 0 | 0 | 0 | 0 | 0 | 0 | 0 | 0 | 0 | 0 | 0 | 0 | 0 | 0 | 0 | 0 | 0
F4_Commercial_College (WA)_New_Space Heating_Natural Gas_Furnace_E1 | F4 | Commercial | College (WA) | New | Space Heating | Natural Gas | Furnace | E1 | Utility - Cost of Equipment | 0.090135 | 0.090135 | 0.090135 | 0.090135 | 0.090135 | 0.090135 | 0.090135 | 0.090135 | 0.090135 | 0.090135 | 0.090135 | 0.090135 | 0.090135 | 0.090135 | 0.090135 | 0.090135 | 0.090135 | 0.090135 | 0.090135 | 0.090135 | 0.090135 | 0.090135 | 0.090135 | 0.090135 | 0.090135 | 0.090135 | 0.090135
F4_Commercial_College (WA)_New_Space Heating_Natural Gas_Furnace_E2 | F4 | Commercial | College (WA) | New | Space Heating | Natural Gas | Furnace | E2 | Utility - Cost of Equipment | 0.18219 | 0.18219 | 0.18219 | 0.18219 | 0.18219 | 0.18219 | 0.18219 | 0.18219 | 0.18219 | 0.18219 | 0.18219 | 0.18219 | 0.18219 | 0.18219 | 0.18219 | 0.18219 | 0.18219 | 0.18219 | 0.18219 | 0.18219 | 0.18219 | 0.18219 | 0.18219 | 0.18219 | 0.18219 | 0.18219 | 0.18219
F4_Commercial_College (WA)_New_Space Heating_Natural Gas_Furnace_E3 | F4 | Commercial | College (WA) | New | Space Heating | Natural Gas | Furnace | E3 | Utility - Cost of Equipment | 0.11075 | 0.11075 | 0.11075 | 0.11075 | 0.11075 | 0.11075 | 0.11075 | 0.11075 | 0.11075 | 0.11075 | 0.11075 | 0.11075 | 0.11075 | 0.11075 | 0.11075 | 0.11075 | 0.11075 | 0.11075 | 0.11075 | 0.11075 | 0.11075 | 0.11075 | 0.11075 | 0.11075 | 0.11075 | 0.11075 | 0.11075
F4_Commercial_College (WA)_New_Space Heating_Natural Gas_Furnace_E4 | F4 | Commercial | College (WA) | New | Space Heating | Natural Gas | Furnace | E4 | Utility - Cost of Equipment | 0 | 0 | 0 | 0 | 0 | 0 | 0 | 0 | 0 | 0 | 0 | 0 | 0 | 0 | 0 | 0 | 0 | 0 | 0 | 0 | 0 | 0 | 0 | 0 | 0 | 0 | 0
F4_Commercial_College (WA)_New_Space Heating_Natural Gas_Furnace_E5 | F4 | Commercial | College (WA) | New | Space Heating | Natural Gas | Furnace | E5 | Utility - Cost of Equipment | 0 | 0 | 0 | 0 | 0 | 0 | 0 | 0 | 0 | 0 | 0 | 0 | 0 | 0 | 0 | 0 | 0 | 0 | 0 | 0 | 0 | 0 | 0 | 0 | 0 | 0 | 0
F4_Commercial_College (WA)_New_Space Heating_Natural Gas_Furnace_E6 | F4 | Commercial | College (WA) | New | Space Heating | Natural Gas | Furnace | E6 | Utility - Cost of Equipment | 0 | 0 | 0 | 0 | 0 | 0 | 0 | 0 | 0 | 0 | 0 | 0 | 0 | 0 | 0 | 0 | 0 | 0 | 0 | 0 | 0 | 0 | 0 | 0 | 0 | 0 | 0
F4_Commercial_College (WA)_New_Space Heating_Natural Gas_Furnace_E7 | F4 | Commercial | College (WA) | New | Space Heating | Natural Gas | Furnace | E7 | Utility - Cost of Equipment | 0 | 0 | 0 | 0 | 0 | 0 | 0 | 0 | 0 | 0 | 0 | 0 | 0 | 0 | 0 | 0 | 0 | 0 | 0 | 0 | 0 | 0 | 0 | 0 | 0 | 0 | 0
F4_Commercial_College (WA)_New_Space Heating_Natural Gas_Furnace_E8 | F4 | Commercial | College (WA) | New | Space Heating | Natural Gas | Furnace | E8 | Utility - Cost of Equipment | 0 | 0 | 0 | 0 | 0 | 0 | 0 | 0 | 0 | 0 | 0 | 0 | 0 | 0 | 0 | 0 | 0 | 0 | 0 | 0 | 0 | 0 | 0 | 0 | 0 | 0 | 0
F4_Commercial_College (WA)_New_Space Heating_Natural Gas_Furnace_E9 | F4 | Commercial | College (WA) | New | Space Heating | Natural Gas | Furnace | E9 | Utility - Cost of Equipment | 0 | 0 | 0 | 0 | 0 | 0 | 0 | 0 | 0 | 0 | 0 | 0 | 0 | 0 | 0 | 0 | 0 | 0 | 0 | 0 | 0 | 0 | 0 | 0 | 0 | 0 | 0
F4_Commercial_College (WA)_New_Space Heating_Natural Gas_Furnace_E10 | F4 | Commercial | College (WA) | New | Space Heating | Natural Gas | Furnace | E10 | Utility - Cost of Equipment | 0 | 0 | 0 | 0 | 0 | 0 | 0 | 0 | 0 | 0 | 0 | 0 | 0 | 0 | 0 | 0 | 0 | 0 | 0 | 0 | 0 | 0 | 0 | 0 | 0 | 0 | 0
F5_Commercial_College (WA)_New_Space Heating_Natural Gas_Furnace_E1 | F5 | Commercial | College (WA) | New | Space Heating | Natural Gas | Furnace | E1 | Utility - Cost of Operation | 0.077774 | 0.078904 | 0.080507 | 0.082336 | 0.084411 | 0.08743 | 0.090511 | 0.093782 | 0.09686 | 0.099981 | 0.10271 | 0.10518 | 0.10792 | 0.11076 | 0.11337 | 0.11591 | 0.11824 | 0.12065 | 0.12317 | 0.12576 | 0.12839 | 0.13119 | 0.13451 | 0.13737 | 0.14028 | 0.14326 | 0.1463
F5_Commercial_College (WA)_New_Space Heating_Natural Gas_Furnace_E2 | F5 | Commercial | College (WA) | New | Space Heating | Natural Gas | Furnace | E2 | Utility - Cost of Operation | 0.069132 | 0.070137 | 0.071562 | 0.073188 | 0.075032 | 0.077715 | 0.080455 | 0.083362 | 0.086098 | 0.088872 | 0.091301 | 0.093495 | 0.095931 | 0.098457 | 0.10077 | 0.10303 | 0.10511 | 0.10725 | 0.10949 | 0.11178 | 0.11413 | 0.11662 | 0.11957 | 0.1221 | 0.1247 | 0.12734 | 0.13005
F5_Commercial_College (WA)_New_Space Heating_Natural Gas_Furnace_E3 | F5 | Commercial | College (WA) | New | Space Heating | Natural Gas | Furnace | E3 | Utility - Cost of Operation | 0.064809 | 0.065751 | 0.067087 | 0.068611 | 0.07034 | 0.072855 | 0.075423 | 0.078149 | 0.080714 | 0.083314 | 0.085591 | 0.087648 | 0.089931 | 0.0923 | 0.094468 | 0.09659 | 0.098533 | 0.10054 | 0.10264 | 0.10479 | 0.10699 | 0.10932 | 0.11209 | 0.11447 | 0.1169 | 0.11938 | 0.12191
F5_Commercial_College (WA)_New_Space Heating_Natural Gas_Furnace_E4 | F5 | Commercial | College (WA) | New | Space Heating | Natural Gas | Furnace | E4 | Utility - Cost of Operation | 0 | 0 | 0 | 0 | 0 | 0 | 0 | 0 | 0 | 0 | 0 | 0 | 0 | 0 | 0 | 0 | 0 | 0 | 0 | 0 | 0 | 0 | 0 | 0 | 0 | 0 | 0
F5_Commercial_College (WA)_New_Space Heating_Natural Gas_Furnace_E5 | F5 | Commercial | College (WA) | New | Space Heating | Natural Gas | Furnace | E5 | Utility - Cost of Operation | 0 | 0 | 0 | 0 | 0 | 0 | 0 | 0 | 0 | 0 | 0 | 0 | 0 | 0 | 0 | 0 | 0 | 0 | 0 | 0 | 0 | 0 | 0 | 0 | 0 | 0 | 0
F5_Commercial_College (WA)_New_Space Heating_Natural Gas_Furnace_E6 | F5 | Commercial | College (WA) | New | Space Heating | Natural Gas | Furnace | E6 | Utility - Cost of Operation | 0 | 0 | 0 | 0 | 0 | 0 | 0 | 0 | 0 | 0 | 0 | 0 | 0 | 0 | 0 | 0 | 0 | 0 | 0 | 0 | 0 | 0 | 0 | 0 | 0 | 0 | 0
F5_Commercial_College (WA)_New_Space Heating_Natural Gas_Furnace_E7 | F5 | Commercial | College (WA) | New | Space Heating | Natural Gas | Furnace | E7 | Utility - Cost of Operation | 0 | 0 | 0 | 0 | 0 | 0 | 0 | 0 | 0 | 0 | 0 | 0 | 0 | 0 | 0 | 0 | 0 | 0 | 0 | 0 | 0 | 0 | 0 | 0 | 0 | 0 | 0
F5_Commercial_College (WA)_New_Space Heating_Natural Gas_Furnace_E8 | F5 | Commercial | College (WA) | New | Space Heating | Natural Gas | Furnace | E8 | Utility - Cost of Operation | 0 | 0 | 0 | 0 | 0 | 0 | 0 | 0 | 0 | 0 | 0 | 0 | 0 | 0 | 0 | 0 | 0 | 0 | 0 | 0 | 0 | 0 | 0 | 0 | 0 | 0 | 0
F5_Commercial_College (WA)_New_Space Heating_Natural Gas_Furnace_E9 | F5 | Commercial | College (WA) | New | Space Heating | Natural Gas | Furnace | E9 | Utility - Cost of Operation | 0 | 0 | 0 | 0 | 0 | 0 | 0 | 0 | 0 | 0 | 0 | 0 | 0 | 0 | 0 | 0 | 0 | 0 | 0 | 0 | 0 | 0 | 0 | 0 | 0 | 0 | 0
F5_Commercial_College (WA)_New_Space Heating_Natural Gas_Furnace_E10 | F5 | Commercial | College (WA) | New | Space Heating | Natural Gas | Furnace | E10 | Utility - Cost of Operation | 0 | 0 | 0 | 0 | 0 | 0 | 0 | 0 | 0 | 0 | 0 | 0 | 0 | 0 | 0 | 0 | 0 | 0 | 0 | 0 | 0 | 0 | 0 | 0 | 0 | 0 | 0
F6_Commercial_College (WA)_New_Space Heating_Natural Gas_Furnace_E1 | F6 | Commercial | College (WA) | New | Space Heating | Natural Gas | Furnace | E1 | Utility - Value of Sales | 0.090782 | 0.091536 | 0.092791 | 0.094242 | 0.095905 | 0.098612 | 0.1013 | 0.10411 | 0.10657 | 0.10897 | 0.11168 | 0.11404 | 0.11668 | 0.1194 | 0.12182 | 0.12414 | 0.12618 | 0.12827 | 0.13043 | 0.13262 | 0.13481 | 0.13775 | 0.14124 | 0.14424 | 0.1473 | 0.15042 | 0.15362
F6_Commercial_College (WA)_New_Space Heating_Natural Gas_Furnace_E2 | F6 | Commercial | College (WA) | New | Space Heating | Natural Gas | Furnace | E2 | Utility - Value of Sales | 0.080695 | 0.081365 | 0.082481 | 0.083771 | 0.085249 | 0.087656 | 0.090043 | 0.09254 | 0.094732 | 0.096858 | 0.099268 | 0.10137 | 0.10372 | 0.10613 | 0.10828 | 0.11034 | 0.11216 | 0.11402 | 0.11594 | 0.11789 | 0.11983 | 0.12245 | 0.12555 | 0.12821 | 0.13093 | 0.13371 | 0.13655
F6_Commercial_College (WA)_New_Space Heating_Natural Gas_Furnace_E3 | F6 | Commercial | College (WA) | New | Space Heating | Natural Gas | Furnace | E3 | Utility - Value of Sales | 0.075648 | 0.076277 | 0.077323 | 0.078532 | 0.079918 | 0.082174 | 0.084412 | 0.086753 | 0.088807 | 0.090801 | 0.09306 | 0.095033 | 0.097231 | 0.099494 | 0.10151 | 0.10344 | 0.10515 | 0.10689 | 0.10869 | 0.11051 | 0.11234 | 0.11479 | 0.11769 | 0.12019 | 0.12274 | 0.12535 | 0.12801
F6_Commercial_College (WA)_New_Space Heating_Natural Gas_Furnace_E4 | F6 | Commercial | College (WA) | New | Space Heating | Natural Gas | Furnace | E4 | Utility - Value of Sales | 0 | 0 | 0 | 0 | 0 | 0 | 0 | 0 | 0 | 0 | 0 | 0 | 0 | 0 | 0 | 0 | 0 | 0 | 0 | 0 | 0 | 0 | 0 | 0 | 0 | 0 | 0
F6_Commercial_College (WA)_New_Space Heating_Natural Gas_Furnace_E5 | F6 | Commercial | College (WA) | New | Space Heating | Natural Gas | Furnace | E5 | Utility - Value of Sales | 0 | 0 | 0 | 0 | 0 | 0 | 0 | 0 | 0 | 0 | 0 | 0 | 0 | 0 | 0 | 0 | 0 | 0 | 0 | 0 | 0 | 0 | 0 | 0 | 0 | 0 | 0
F6_Commercial_College (WA)_New_Space Heating_Natural Gas_Furnace_E6 | F6 | Commercial | College (WA) | New | Space Heating | Natural Gas | Furnace | E6 | Utility - Value of Sales | 0 | 0 | 0 | 0 | 0 | 0 | 0 | 0 | 0 | 0 | 0 | 0 | 0 | 0 | 0 | 0 | 0 | 0 | 0 | 0 | 0 | 0 | 0 | 0 | 0 | 0 | 0
F6_Commercial_College (WA)_New_Space Heating_Natural Gas_Furnace_E7 | F6 | Commercial | College (WA) | New | Space Heating | Natural Gas | Furnace | E7 | Utility - Value of Sales | 0 | 0 | 0 | 0 | 0 | 0 | 0 | 0 | 0 | 0 | 0 | 0 | 0 | 0 | 0 | 0 | 0 | 0 | 0 | 0 | 0 | 0 | 0 | 0 | 0 | 0 | 0
F6_Commercial_College (WA)_New_Space Heating_Natural Gas_Furnace_E8 | F6 | Commercial | College (WA) | New | Space Heating | Natural Gas | Furnace | E8 | Utility - Value of Sales | 0 | 0 | 0 | 0 | 0 | 0 | 0 | 0 | 0 | 0 | 0 | 0 | 0 | 0 | 0 | 0 | 0 | 0 | 0 | 0 | 0 | 0 | 0 | 0 | 0 | 0 | 0
F6_Commercial_College (WA)_New_Space Heating_Natural Gas_Furnace_E9 | F6 | Commercial | College (WA) | New | Space Heating | Natural Gas | Furnace | E9 | Utility - Value of Sales | 0 | 0 | 0 | 0 | 0 | 0 | 0 | 0 | 0 | 0 | 0 | 0 | 0 | 0 | 0 | 0 | 0 | 0 | 0 | 0 | 0 | 0 | 0 | 0 | 0 | 0 | 0
F6_Commercial_College (WA)_New_Space Heating_Natural Gas_Furnace_E10 | F6 | Commercial | College (WA) | New | Space Heating | Natural Gas | Furnace | E10 | Utility - Value of Sales | 0 | 0 | 0 | 0 | 0 | 0 | 0 | 0 | 0 | 0 | 0 | 0 | 0 | 0 | 0 | 0 | 0 | 0 | 0 | 0 | 0 | 0 | 0 | 0 | 0 | 0 | 0
F1_Commercial_College (WA)_New_Space Heating_Natural Gas_Boiler_E1 | F1 | Commercial | College (WA) | New | Space Heating | Natural Gas | Boiler | E1 | RVT - Cost of Equipment | 0.16911 | 0.16911 | 0.16911 | 0.16911 | 0.16911 | 0.16911 | 0.16911 | 0.16911 | 0.16911 | 0.16911 | 0.16911 | 0.16911 | 0.16911 | 0.16911 | 0.16911 | 0.16911 | 0.16911 | 0.16911 | 0.16911 | 0.16911 | 0.16911 | 0.16911 | 0.16911 | 0.16911 | 0.16911 | 0.16911 | 0.16911
F1_Commercial_College (WA)_New_Space Heating_Natural Gas_Boiler_E2 | F1 | Commercial | College (WA) | New | Space Heating | Natural Gas | Boiler | E2 | RVT - Cost of Equipment | 0.1762 | 0.1762 | 0.1762 | 0.1762 | 0.1762 | 0.1762 | 0.1762 | 0.1762 | 0.1762 | 0.1762 | 0.1762 | 0.1762 | 0.1762 | 0.1762 | 0.1762 | 0.1762 | 0.1762 | 0.1762 | 0.1762 | 0.1762 | 0.1762 | 0.1762 | 0.1762 | 0.1762 | 0.1762 | 0.1762 | 0.1762
F1_Commercial_College (WA)_New_Space Heating_Natural Gas_Boiler_E3 | F1 | Commercial | College (WA) | New | Space Heating | Natural Gas | Boiler | E3 | RVT - Cost of Equipment | 0.16449 | 0.16449 | 0.16449 | 0.16449 | 0.16449 | 0.16449 | 0.16449 | 0.16449 | 0.16449 | 0.16449 | 0.16449 | 0.16449 | 0.16449 | 0.16449 | 0.16449 | 0.16449 | 0.16449 | 0.16449 | 0.16449 | 0.16449 | 0.16449 | 0.16449 | 0.16449 | 0.16449 | 0.16449 | 0.16449 | 0.16449
F1_Commercial_College (WA)_New_Space Heating_Natural Gas_Boiler_E4 | F1 | Commercial | College (WA) | New | Space Heating | Natural Gas | Boiler | E4 | RVT - Cost of Equipment | 1.3565 | 1.3565 | 1.3565 | 1.3565 | 1.3565 | 1.3565 | 1.3565 | 1.3565 | 1.3565 | 1.3565 | 1.3565 | 1.3565 | 1.3565 | 1.3565 | 1.3565 | 1.3565 | 1.3565 | 1.3565 | 1.3565 | 1.3565 | 1.3565 | 1.3565 | 1.3565 | 1.3565 | 1.3565 | 1.3565 | 1.3565
F1_Commercial_College (WA)_New_Space Heating_Natural Gas_Boiler_E5 | F1 | Commercial | College (WA) | New | Space Heating | Natural Gas | Boiler | E5 | RVT - Cost of Equipment | 0 | 0 | 0 | 0 | 0 | 0 | 0 | 0 | 0 | 0 | 0 | 0 | 0 | 0 | 0 | 0 | 0 | 0 | 0 | 0 | 0 | 0 | 0 | 0 | 0 | 0 | 0
F1_Commercial_College (WA)_New_Space Heating_Natural Gas_Boiler_E6 | F1 | Commercial | College (WA) | New | Space Heating | Natural Gas | Boiler | E6 | RVT - Cost of Equipment | 0 | 0 | 0 | 0 | 0 | 0 | 0 | 0 | 0 | 0 | 0 | 0 | 0 | 0 | 0 | 0 | 0 | 0 | 0 | 0 | 0 | 0 | 0 | 0 | 0 | 0 | 0
F1_Commercial_College (WA)_New_Space Heating_Natural Gas_Boiler_E7 | F1 | Commercial | College (WA) | New | Space Heating | Natural Gas | Boiler | E7 | RVT - Cost of Equipment | 0 | 0 | 0 | 0 | 0 | 0 | 0 | 0 | 0 | 0 | 0 | 0 | 0 | 0 | 0 | 0 | 0 | 0 | 0 | 0 | 0 | 0 | 0 | 0 | 0 | 0 | 0
F1_Commercial_College (WA)_New_Space Heating_Natural Gas_Boiler_E8 | F1 | Commercial | College (WA) | New | Space Heating | Natural Gas | Boiler | E8 | RVT - Cost of Equipment | 0 | 0 | 0 | 0 | 0 | 0 | 0 | 0 | 0 | 0 | 0 | 0 | 0 | 0 | 0 | 0 | 0 | 0 | 0 | 0 | 0 | 0 | 0 | 0 | 0 | 0 | 0
F1_Commercial_College (WA)_New_Space Heating_Natural Gas_Boiler_E9 | F1 | Commercial | College (WA) | New | Space Heating | Natural Gas | Boiler | E9 | RVT - Cost of Equipment | 0 | 0 | 0 | 0 | 0 | 0 | 0 | 0 | 0 | 0 | 0 | 0 | 0 | 0 | 0 | 0 | 0 | 0 | 0 | 0 | 0 | 0 | 0 | 0 | 0 | 0 | 0
F1_Commercial_College (WA)_New_Space Heating_Natural Gas_Boiler_E10 | F1 | Commercial | College (WA) | New | Space Heating | Natural Gas | Boiler | E10 | RVT - Cost of Equipment | 0 | 0 | 0 | 0 | 0 | 0 | 0 | 0 | 0 | 0 | 0 | 0 | 0 | 0 | 0 | 0 | 0 | 0 | 0 | 0 | 0 | 0 | 0 | 0 | 0 | 0 | 0
F2_Commercial_College (WA)_New_Space Heating_Natural Gas_Boiler_E1 | F2 | Commercial | College (WA) | New | Space Heating | Natural Gas | Boiler | E1 | RVT - Cost of Operation | 0.22775 | 0.23049 | 0.23412 | 0.23808 | 0.24239 | 0.24848 | 0.25458 | 0.26096 | 0.26683 | 0.27266 | 0.27911 | 0.28508 | 0.29154 | 0.29813 | 0.30426 | 0.31027 | 0.31587 | 0.32159 | 0.32748 | 0.33346 | 0.33949 | 0.34679 | 0.355 | 0.36238 | 0.36984 | 0.37553 | 0.38066
F2_Commercial_College (WA)_New_Space Heating_Natural Gas_Boiler_E2 | F2 | Commercial | College (WA) | New | Space Heating | Natural Gas | Boiler | E2 | RVT - Cost of Operation | 0.21436 | 0.21694 | 0.22035 | 0.22408 | 0.22814 | 0.23387 | 0.23961 | 0.24561 | 0.25114 | 0.25663 | 0.2627 | 0.26832 | 0.27439 | 0.2806 | 0.28637 | 0.29203 | 0.2973 | 0.30268 | 0.30822 | 0.31385 | 0.31953 | 0.3264 | 0.33413 | 0.34107 | 0.34809 | 0.35345 | 0.35828
F2_Commercial_College (WA)_New_Space Heating_Natural Gas_Boiler_E3 | F2 | Commercial | College (WA) | New | Space Heating | Natural Gas | Boiler | E3 | RVT - Cost of Operation | 0.18783 | 0.1901 | 0.19309 | 0.19635 | 0.19991 | 0.20493 | 0.20996 | 0.21522 | 0.22007 | 0.22488 | 0.2302 | 0.23512 | 0.24044 | 0.24588 | 0.25093 | 0.25589 | 0.26051 | 0.26523 | 0.27008 | 0.27502 | 0.27999 | 0.28601 | 0.29279 | 0.29887 | 0.30502 | 0.30972 | 0.31395
F2_Commercial_College (WA)_New_Space Heating_Natural Gas_Boiler_E4 | F2 | Commercial | College (WA) | New | Space Heating | Natural Gas | Boiler | E4 | RVT - Cost of Operation | 0.11867 | 0.11965 | 0.1213 | 0.12319 | 0.12537 | 0.12891 | 0.13242 | 0.13609 | 0.13931 | 0.14244 | 0.14598 | 0.14908 | 0.15252 | 0.15608 | 0.15924 | 0.16227 | 0.16494 | 0.16767 | 0.1705 | 0.17336 | 0.17623 | 0.18007 | 0.18462 | 0.18854 | 0.19255 | 0.19663 | 0.20081
F2_Commercial_College (WA)_New_Space Heating_Natural Gas_Boiler_E5 | F2 | Commercial | College (WA) | New | Space Heating | Natural Gas | Boiler | E5 | RVT - Cost of Operation | 0 | 0 | 0 | 0 | 0 | 0 | 0 | 0 | 0 | 0 | 0 | 0 | 0 | 0 | 0 | 0 | 0 | 0 | 0 | 0 | 0 | 0 | 0 | 0 | 0 | 0 | 0
F2_Commercial_College (WA)_New_Space Heating_Natural Gas_Boiler_E6 | F2 | Commercial | College (WA) | New | Space Heating | Natural Gas | Boiler | E6 | RVT - Cost of Operation | 0 | 0 | 0 | 0 | 0 | 0 | 0 | 0 | 0 | 0 | 0 | 0 | 0 | 0 | 0 | 0 | 0 | 0 | 0 | 0 | 0 | 0 | 0 | 0 | 0 | 0 | 0
F2_Commercial_College (WA)_New_Space Heating_Natural Gas_Boiler_E7 | F2 | Commercial | College (WA) | New | Space Heating | Natural Gas | Boiler | E7 | RVT - Cost of Operation | 0 | 0 | 0 | 0 | 0 | 0 | 0 | 0 | 0 | 0 | 0 | 0 | 0 | 0 | 0 | 0 | 0 | 0 | 0 | 0 | 0 | 0 | 0 | 0 | 0 | 0 | 0
F2_Commercial_College (WA)_New_Space Heating_Natural Gas_Boiler_E8 | F2 | Commercial | College (WA) | New | Space Heating | Natural Gas | Boiler | E8 | RVT - Cost of Operation | 0 | 0 | 0 | 0 | 0 | 0 | 0 | 0 | 0 | 0 | 0 | 0 | 0 | 0 | 0 | 0 | 0 | 0 | 0 | 0 | 0 | 0 | 0 | 0 | 0 | 0 | 0
F2_Commercial_College (WA)_New_Space Heating_Natural Gas_Boiler_E9 | F2 | Commercial | College (WA) | New | Space Heating | Natural Gas | Boiler | E9 | RVT - Cost of Operation | 0 | 0 | 0 | 0 | 0 | 0 | 0 | 0 | 0 | 0 | 0 | 0 | 0 | 0 | 0 | 0 | 0 | 0 | 0 | 0 | 0 | 0 | 0 | 0 | 0 | 0 | 0
F2_Commercial_College (WA)_New_Space Heating_Natural Gas_Boiler_E10 | F2 | Commercial | College (WA) | New | Space Heating | Natural Gas | Boiler | E10 | RVT - Cost of Operation | 0 | 0 | 0 | 0 | 0 | 0 | 0 | 0 | 0 | 0 | 0 | 0 | 0 | 0 | 0 | 0 | 0 | 0 | 0 | 0 | 0 | 0 | 0 | 0 | 0 | 0 | 0
F3_Commercial_College (WA)_New_Space Heating_Natural Gas_Boiler_E1 | F3 | Commercial | College (WA) | New | Space Heating | Natural Gas | Boiler | E1 | System - kBTUs of Consumption | 44.8145 | 44.7571 | 44.7571 | 44.7571 | 44.7571 | 44.7571 | 44.7571 | 44.7571 | 44.7571 | 44.7571 | 44.7571 | 44.7571 | 44.7571 | 44.7571 | 44.7571 | 44.7571 | 44.7571 | 44.7571 | 44.7571 | 44.7571 | 44.7571 | 44.7571 | 44.7571 | 44.7571 | 44.7571 | 44.2046 | 43.5139
F3_Commercial_College (WA)_New_Space Heating_Natural Gas_Boiler_E2 | F3 | Commercial | College (WA) | New | Space Heating | Natural Gas | Boiler | E2 | System - kBTUs of Consumption | 42.1792 | 42.1252 | 42.1252 | 42.1252 | 42.1252 | 42.1252 | 42.1252 | 42.1252 | 42.1252 | 42.1252 | 42.1252 | 42.1252 | 42.1252 | 42.1252 | 42.1252 | 42.1252 | 42.1252 | 42.1252 | 42.1252 | 42.1252 | 42.1252 | 42.1252 | 42.1252 | 42.1252 | 42.1252 | 41.6051 | 40.955
F3_Commercial_College (WA)_New_Space Heating_Natural Gas_Boiler_E3 | F3 | Commercial | College (WA) | New | Space Heating | Natural Gas | Boiler | E3 | System - kBTUs of Consumption | 36.9602 | 36.9129 | 36.9129 | 36.9129 | 36.9129 | 36.9129 | 36.9129 | 36.9129 | 36.9129 | 36.9129 | 36.9129 | 36.9129 | 36.9129 | 36.9129 | 36.9129 | 36.9129 | 36.9129 | 36.9129 | 36.9129 | 36.9129 | 36.9129 | 36.9129 | 36.9129 | 36.9129 | 36.9129 | 36.4572 | 35.8876
F3_Commercial_College (WA)_New_Space Heating_Natural Gas_Boiler_E4 | F3 | Commercial | College (WA) | New | Space Heating | Natural Gas | Boiler | E4 | System - kBTUs of Consumption | 26.1147 | 26.0491 | 26.0491 | 26.0491 | 26.0491 | 26.0491 | 26.0491 | 26.0491 | 26.0491 | 26.0491 | 26.0491 | 26.0491 | 26.0491 | 26.0491 | 26.0491 | 26.0491 | 26.0491 | 26.0491 | 26.0491 | 26.0491 | 26.0491 | 26.0491 | 26.0491 | 26.0491 | 26.0491 | 26.0491 | 26.0491
F3_Commercial_College (WA)_New_Space Heating_Natural Gas_Boiler_E5 | F3 | Commercial | College (WA) | New | Space Heating | Natural Gas | Boiler | E5 | System - kBTUs of Consumption | 0 | 0 | 0 | 0 | 0 | 0 | 0 | 0 | 0 | 0 | 0 | 0 | 0 | 0 | 0 | 0 | 0 | 0 | 0 | 0 | 0 | 0 | 0 | 0 | 0 | 0 | 0
F3_Commercial_College (WA)_New_Space Heating_Natural Gas_Boiler_E6 | F3 | Commercial | College (WA) | New | Space Heating | Natural Gas | Boiler | E6 | System - kBTUs of Consumption | 0 | 0 | 0 | 0 | 0 | 0 | 0 | 0 | 0 | 0 | 0 | 0 | 0 | 0 | 0 | 0 | 0 | 0 | 0 | 0 | 0 | 0 | 0 | 0 | 0 | 0 | 0
F3_Commercial_College (WA)_New_Space Heating_Natural Gas_Boiler_E7 | F3 | Commercial | College (WA) | New | Space Heating | Natural Gas | Boiler | E7 | System - kBTUs of Consumption | 0 | 0 | 0 | 0 | 0 | 0 | 0 | 0 | 0 | 0 | 0 | 0 | 0 | 0 | 0 | 0 | 0 | 0 | 0 | 0 | 0 | 0 | 0 | 0 | 0 | 0 | 0
F3_Commercial_College (WA)_New_Space Heating_Natural Gas_Boiler_E8 | F3 | Commercial | College (WA) | New | Space Heating | Natural Gas | Boiler | E8 | System - kBTUs of Consumption | 0 | 0 | 0 | 0 | 0 | 0 | 0 | 0 | 0 | 0 | 0 | 0 | 0 | 0 | 0 | 0 | 0 | 0 | 0 | 0 | 0 | 0 | 0 | 0 | 0 | 0 | 0
F3_Commercial_College (WA)_New_Space Heating_Natural Gas_Boiler_E9 | F3 | Commercial | College (WA) | New | Space Heating | Natural Gas | Boiler | E9 | System - kBTUs of Consumption | 0 | 0 | 0 | 0 | 0 | 0 | 0 | 0 | 0 | 0 | 0 | 0 | 0 | 0 | 0 | 0 | 0 | 0 | 0 | 0 | 0 | 0 | 0 | 0 | 0 | 0 | 0
F3_Commercial_College (WA)_New_Space Heating_Natural Gas_Boiler_E10 | F3 | Commercial | College (WA) | New | Space Heating | Natural Gas | Boiler | E10 | System - kBTUs of Consumption | 0 | 0 | 0 | 0 | 0 | 0 | 0 | 0 | 0 | 0 | 0 | 0 | 0 | 0 | 0 | 0 | 0 | 0 | 0 | 0 | 0 | 0 | 0 | 0 | 0 | 0 | 0
F4_Commercial_College (WA)_New_Space Heating_Natural Gas_Boiler_E1 | F4 | Commercial | College (WA) | New | Space Heating | Natural Gas | Boiler | E1 | Utility - Cost of Equipment | 0.16911 | 0.16911 | 0.16911 | 0.16911 | 0.16911 | 0.16911 | 0.16911 | 0.16911 | 0.16911 | 0.16911 | 0.16911 | 0.16911 | 0.16911 | 0.16911 | 0.16911 | 0.16911 | 0.16911 | 0.16911 | 0.16911 | 0.16911 | 0.16911 | 0.16911 | 0.16911 | 0.16911 | 0.16911 | 0.16911 | 0.16911
F4_Commercial_College (WA)_New_Space Heating_Natural Gas_Boiler_E2 | F4 | Commercial | College (WA) | New | Space Heating | Natural Gas | Boiler | E2 | Utility - Cost of Equipment | 0.1762 | 0.1762 | 0.1762 | 0.1762 | 0.1762 | 0.1762 | 0.1762 | 0.1762 | 0.1762 | 0.1762 | 0.1762 | 0.1762 | 0.1762 | 0.1762 | 0.1762 | 0.1762 | 0.1762 | 0.1762 | 0.1762 | 0.1762 | 0.1762 | 0.1762 | 0.1762 | 0.1762 | 0.1762 | 0.1762 | 0.1762
F4_Commercial_College (WA)_New_Space Heating_Natural Gas_Boiler_E3 | F4 | Commercial | College (WA) | New | Space Heating | Natural Gas | Boiler | E3 | Utility - Cost of Equipment | 0.16449 | 0.16449 | 0.16449 | 0.16449 | 0.16449 | 0.16449 | 0.16449 | 0.16449 | 0.16449 | 0.16449 | 0.16449 | 0.16449 | 0.16449 | 0.16449 | 0.16449 | 0.16449 | 0.16449 | 0.16449 | 0.16449 | 0.16449 | 0.16449 | 0.16449 | 0.16449 | 0.16449 | 0.16449 | 0.16449 | 0.16449
F4_Commercial_College (WA)_New_Space Heating_Natural Gas_Boiler_E4 | F4 | Commercial | College (WA) | New | Space Heating | Natural Gas | Boiler | E4 | Utility - Cost of Equipment | 1.3565 | 1.3565 | 1.3565 | 1.3565 | 1.3565 | 1.3565 | 1.3565 | 1.3565 | 1.3565 | 1.3565 | 1.3565 | 1.3565 | 1.3565 | 1.3565 | 1.3565 | 1.3565 | 1.3565 | 1.3565 | 1.3565 | 1.3565 | 1.3565 | 1.3565 | 1.3565 | 1.3565 | 1.3565 | 1.3565 | 1.3565
F4_Commercial_College (WA)_New_Space Heating_Natural Gas_Boiler_E5 | F4 | Commercial | College (WA) | New | Space Heating | Natural Gas | Boiler | E5 | Utility - Cost of Equipment | 0 | 0 | 0 | 0 | 0 | 0 | 0 | 0 | 0 | 0 | 0 | 0 | 0 | 0 | 0 | 0 | 0 | 0 | 0 | 0 | 0 | 0 | 0 | 0 | 0 | 0 | 0
F4_Commercial_College (WA)_New_Space Heating_Natural Gas_Boiler_E6 | F4 | Commercial | College (WA) | New | Space Heating | Natural Gas | Boiler | E6 | Utility - Cost of Equipment | 0 | 0 | 0 | 0 | 0 | 0 | 0 | 0 | 0 | 0 | 0 | 0 | 0 | 0 | 0 | 0 | 0 | 0 | 0 | 0 | 0 | 0 | 0 | 0 | 0 | 0 | 0
F4_Commercial_College (WA)_New_Space Heating_Natural Gas_Boiler_E7 | F4 | Commercial | College (WA) | New | Space Heating | Natural Gas | Boiler | E7 | Utility - Cost of Equipment | 0 | 0 | 0 | 0 | 0 | 0 | 0 | 0 | 0 | 0 | 0 | 0 | 0 | 0 | 0 | 0 | 0 | 0 | 0 | 0 | 0 | 0 | 0 | 0 | 0 | 0 | 0
F4_Commercial_College (WA)_New_Space Heating_Natural Gas_Boiler_E8 | F4 | Commercial | College (WA) | New | Space Heating | Natural Gas | Boiler | E8 | Utility - Cost of Equipment | 0 | 0 | 0 | 0 | 0 | 0 | 0 | 0 | 0 | 0 | 0 | 0 | 0 | 0 | 0 | 0 | 0 | 0 | 0 | 0 | 0 | 0 | 0 | 0 | 0 | 0 | 0
F4_Commercial_College (WA)_New_Space Heating_Natural Gas_Boiler_E9 | F4 | Commercial | College (WA) | New | Space Heating | Natural Gas | Boiler | E9 | Utility - Cost of Equipment | 0 | 0 | 0 | 0 | 0 | 0 | 0 | 0 | 0 | 0 | 0 | 0 | 0 | 0 | 0 | 0 | 0 | 0 | 0 | 0 | 0 | 0 | 0 | 0 | 0 | 0 | 0
F4_Commercial_College (WA)_New_Space Heating_Natural Gas_Boiler_E10 | F4 | Commercial | College (WA) | New | Space Heating | Natural Gas | Boiler | E10 | Utility - Cost of Equipment | 0 | 0 | 0 | 0 | 0 | 0 | 0 | 0 | 0 | 0 | 0 | 0 | 0 | 0 | 0 | 0 | 0 | 0 | 0 | 0 | 0 | 0 | 0 | 0 | 0 | 0 | 0
F5_Commercial_College (WA)_New_Space Heating_Natural Gas_Boiler_E1 | F5 | Commercial | College (WA) | New | Space Heating | Natural Gas | Boiler | E1 | Utility - Cost of Operation | 0.2009 | 0.2044 | 0.20873 | 0.21344 | 0.21856 | 0.22527 | 0.23211 | 0.23931 | 0.24624 | 0.25329 | 0.25972 | 0.26576 | 0.27229 | 0.279 | 0.28534 | 0.29163 | 0.2976 | 0.30375 | 0.31013 | 0.31666 | 0.32333 | 0.33028 | 0.3381 | 0.34513 | 0.35223 | 0.35765 | 0.36253
F5_Commercial_College (WA)_New_Space Heating_Natural Gas_Boiler_E2 | F5 | Commercial | College (WA) | New | Space Heating | Natural Gas | Boiler | E2 | Utility - Cost of Operation | 0.18908 | 0.19238 | 0.19646 | 0.20089 | 0.20571 | 0.21202 | 0.21846 | 0.22524 | 0.23176 | 0.23839 | 0.24445 | 0.25013 | 0.25628 | 0.26259 | 0.26856 | 0.27448 | 0.2801 | 0.28589 | 0.29189 | 0.29804 | 0.30431 | 0.31086 | 0.31822 | 0.32483 | 0.33151 | 0.33662 | 0.34122
F5_Commercial_College (WA)_New_Space Heating_Natural Gas_Boiler_E3 | F5 | Commercial | College (WA) | New | Space Heating | Natural Gas | Boiler | E3 | Utility - Cost of Operation | 0.16569 | 0.16858 | 0.17215 | 0.17604 | 0.18025 | 0.18579 | 0.19143 | 0.19737 | 0.20309 | 0.2089 | 0.2142 | 0.21918 | 0.22457 | 0.2301 | 0.23533 | 0.24052 | 0.24545 | 0.25052 | 0.25577 | 0.26116 | 0.26666 | 0.27239 | 0.27884 | 0.28464 | 0.29049 | 0.29497 | 0.299
F5_Commercial_College (WA)_New_Space Heating_Natural Gas_Boiler_E4 | F5 | Commercial | College (WA) | New | Space Heating | Natural Gas | Boiler | E4 | Utility - Cost of Operation | 0.10167 | 0.10314 | 0.10524 | 0.10763 | 0.11034 | 0.11429 | 0.11832 | 0.12259 | 0.12661 | 0.13069 | 0.13427 | 0.13749 | 0.14107 | 0.14479 | 0.14819 | 0.15152 | 0.15457 | 0.15772 | 0.16101 | 0.16439 | 0.16783 | 0.17149 | 0.17583 | 0.17957 | 0.18338 | 0.18727 | 0.19124
F5_Commercial_College (WA)_New_Space Heating_Natural Gas_Boiler_E5 | F5 | Commercial | College (WA) | New | Space Heating | Natural Gas | Boiler | E5 | Utility - Cost of Operation | 0 | 0 | 0 | 0 | 0 | 0 | 0 | 0 | 0 | 0 | 0 | 0 | 0 | 0 | 0 | 0 | 0 | 0 | 0 | 0 | 0 | 0 | 0 | 0 | 0 | 0 | 0
F5_Commercial_College (WA)_New_Space Heating_Natural Gas_Boiler_E6 | F5 | Commercial | College (WA) | New | Space Heating | Natural Gas | Boiler | E6 | Utility - Cost of Operation | 0 | 0 | 0 | 0 | 0 | 0 | 0 | 0 | 0 | 0 | 0 | 0 | 0 | 0 | 0 | 0 | 0 | 0 | 0 | 0 | 0 | 0 | 0 | 0 | 0 | 0 | 0
F5_Commercial_College (WA)_New_Space Heating_Natural Gas_Boiler_E7 | F5 | Commercial | College (WA) | New | Space Heating | Natural Gas | Boiler | E7 | Utility - Cost of Operation | 0 | 0 | 0 | 0 | 0 | 0 | 0 | 0 | 0 | 0 | 0 | 0 | 0 | 0 | 0 | 0 | 0 | 0 | 0 | 0 | 0 | 0 | 0 | 0 | 0 | 0 | 0
F5_Commercial_College (WA)_New_Space Heating_Natural Gas_Boiler_E8 | F5 | Commercial | College (WA) | New | Space Heating | Natural Gas | Boiler | E8 | Utility - Cost of Operation | 0 | 0 | 0 | 0 | 0 | 0 | 0 | 0 | 0 | 0 | 0 | 0 | 0 | 0 | 0 | 0 | 0 | 0 | 0 | 0 | 0 | 0 | 0 | 0 | 0 | 0 | 0
F5_Commercial_College (WA)_New_Space Heating_Natural Gas_Boiler_E9 | F5 | Commercial | College (WA) | New | Space Heating | Natural Gas | Boiler | E9 | Utility - Cost of Operation | 0 | 0 | 0 | 0 | 0 | 0 | 0 | 0 | 0 | 0 | 0 | 0 | 0 | 0 | 0 | 0 | 0 | 0 | 0 | 0 | 0 | 0 | 0 | 0 | 0 | 0 | 0
F5_Commercial_College (WA)_New_Space Heating_Natural Gas_Boiler_E10 | F5 | Commercial | College (WA) | New | Space Heating | Natural Gas | Boiler | E10 | Utility - Cost of Operation | 0 | 0 | 0 | 0 | 0 | 0 | 0 | 0 | 0 | 0 | 0 | 0 | 0 | 0 | 0 | 0 | 0 | 0 | 0 | 0 | 0 | 0 | 0 | 0 | 0 | 0 | 0
F6_Commercial_College (WA)_New_Space Heating_Natural Gas_Boiler_E1 | F6 | Commercial | College (WA) | New | Space Heating | Natural Gas | Boiler | E1 | Utility - Value of Sales | 0.22775 | 0.23049 | 0.23412 | 0.23808 | 0.24239 | 0.24848 | 0.25458 | 0.26096 | 0.26683 | 0.27266 | 0.27911 | 0.28508 | 0.29154 | 0.29813 | 0.30426 | 0.31027 | 0.31587 | 0.32159 | 0.32748 | 0.33346 | 0.33949 | 0.34679 | 0.355 | 0.36238 | 0.36984 | 0.37553 | 0.38066
F6_Commercial_College (WA)_New_Space Heating_Natural Gas_Boiler_E2 | F6 | Commercial | College (WA) | New | Space Heating | Natural Gas | Boiler | E2 | Utility - Value of Sales | 0.21436 | 0.21694 | 0.22035 | 0.22408 | 0.22814 | 0.23387 | 0.23961 | 0.24561 | 0.25114 | 0.25663 | 0.2627 | 0.26832 | 0.27439 | 0.2806 | 0.28637 | 0.29203 | 0.2973 | 0.30268 | 0.30822 | 0.31385 | 0.31953 | 0.3264 | 0.33413 | 0.34107 | 0.34809 | 0.35345 | 0.35828
F6_Commercial_College (WA)_New_Space Heating_Natural Gas_Boiler_E3 | F6 | Commercial | College (WA) | New | Space Heating | Natural Gas | Boiler | E3 | Utility - Value of Sales | 0.18783 | 0.1901 | 0.19309 | 0.19635 | 0.19991 | 0.20493 | 0.20996 | 0.21522 | 0.22007 | 0.22488 | 0.2302 | 0.23512 | 0.24044 | 0.24588 | 0.25093 | 0.25589 | 0.26051 | 0.26523 | 0.27008 | 0.27502 | 0.27999 | 0.28601 | 0.29279 | 0.29887 | 0.30502 | 0.30972 | 0.31395
F6_Commercial_College (WA)_New_Space Heating_Natural Gas_Boiler_E4 | F6 | Commercial | College (WA) | New | Space Heating | Natural Gas | Boiler | E4 | Utility - Value of Sales | 0.11867 | 0.11965 | 0.1213 | 0.12319 | 0.12537 | 0.12891 | 0.13242 | 0.13609 | 0.13931 | 0.14244 | 0.14598 | 0.14908 | 0.15252 | 0.15608 | 0.15924 | 0.16227 | 0.16494 | 0.16767 | 0.1705 | 0.17336 | 0.17623 | 0.18007 | 0.18462 | 0.18854 | 0.19255 | 0.19663 | 0.20081
F6_Commercial_College (WA)_New_Space Heating_Natural Gas_Boiler_E5 | F6 | Commercial | College (WA) | New | Space Heating | Natural Gas | Boiler | E5 | Utility - Value of Sales | 0 | 0 | 0 | 0 | 0 | 0 | 0 | 0 | 0 | 0 | 0 | 0 | 0 | 0 | 0 | 0 | 0 | 0 | 0 | 0 | 0 | 0 | 0 | 0 | 0 | 0 | 0
F6_Commercial_College (WA)_New_Space Heating_Natural Gas_Boiler_E6 | F6 | Commercial | College (WA) | New | Space Heating | Natural Gas | Boiler | E6 | Utility - Value of Sales | 0 | 0 | 0 | 0 | 0 | 0 | 0 | 0 | 0 | 0 | 0 | 0 | 0 | 0 | 0 | 0 | 0 | 0 | 0 | 0 | 0 | 0 | 0 | 0 | 0 | 0 | 0
F6_Commercial_College (WA)_New_Space Heating_Natural Gas_Boiler_E7 | F6 | Commercial | College (WA) | New | Space Heating | Natural Gas | Boiler | E7 | Utility - Value of Sales | 0 | 0 | 0 | 0 | 0 | 0 | 0 | 0 | 0 | 0 | 0 | 0 | 0 | 0 | 0 | 0 | 0 | 0 | 0 | 0 | 0 | 0 | 0 | 0 | 0 | 0 | 0
F6_Commercial_College (WA)_New_Space Heating_Natural Gas_Boiler_E8 | F6 | Commercial | College (WA) | New | Space Heating | Natural Gas | Boiler | E8 | Utility - Value of Sales | 0 | 0 | 0 | 0 | 0 | 0 | 0 | 0 | 0 | 0 | 0 | 0 | 0 | 0 | 0 | 0 | 0 | 0 | 0 | 0 | 0 | 0 | 0 | 0 | 0 | 0 | 0
F6_Commercial_College (WA)_New_Space Heating_Natural Gas_Boiler_E9 | F6 | Commercial | College (WA) | New | Space Heating | Natural Gas | Boiler | E9 | Utility - Value of Sales | 0 | 0 | 0 | 0 | 0 | 0 | 0 | 0 | 0 | 0 | 0 | 0 | 0 | 0 | 0 | 0 | 0 | 0 | 0 | 0 | 0 | 0 | 0 | 0 | 0 | 0 | 0
F6_Commercial_College (WA)_New_Space Heating_Natural Gas_Boiler_E10 | F6 | Commercial | College (WA) | New | Space Heating | Natural Gas | Boiler | E10 | Utility - Value of Sales | 0 | 0 | 0 | 0 | 0 | 0 | 0 | 0 | 0 | 0 | 0 | 0 | 0 | 0 | 0 | 0 | 0 | 0 | 0 | 0 | 0 | 0 | 0 | 0 | 0 | 0 | 0
F1_Commercial_College (WA)_New_Space Heating_Natural Gas_Unit Heater_E1 | F1 | Commercial | College (WA) | New | Space Heating | Natural Gas | Unit Heater | E1 | RVT - Cost of Equipment | 9.5119e-05 | 9.5119e-05 | 9.5119e-05 | 9.5119e-05 | 9.5119e-05 | 9.5119e-05 | 9.5119e-05 | 9.5119e-05 | 9.5119e-05 | 9.5119e-05 | 9.5119e-05 | 9.5119e-05 | 9.5119e-05 | 9.5119e-05 | 9.5119e-05 | 9.5119e-05 | 9.5119e-05 | 9.5119e-05 | 9.5119e-05 | 9.5119e-05 | 9.5119e-05 | 9.5119e-05 | 9.5119e-05 | 9.5119e-05 | 9.5119e-05 | 9.5119e-05 | 9.5119e-05
F1_Commercial_College (WA)_New_Space Heating_Natural Gas_Unit Heater_E2 | F1 | Commercial | College (WA) | New | Space Heating | Natural Gas | Unit Heater | E2 | RVT - Cost of Equipment | 0.00020861 | 0.00020861 | 0.00020861 | 0.00020861 | 0.00020861 | 0.00020861 | 0.00020861 | 0.00020861 | 0.00020861 | 0.00020861 | 0.00020861 | 0.00020861 | 0.00020861 | 0.00020861 | 0.00020861 | 0.00020861 | 0.00020861 | 0.00020861 | 0.00020861 | 0.00020861 | 0.00020861 | 0.00020861 | 0.00020861 | 0.00020861 | 0.00020861 | 0.00020861 | 0.00020861
F1_Commercial_College (WA)_New_Space Heating_Natural Gas_Unit Heater_E3 | F1 | Commercial | College (WA) | New | Space Heating | Natural Gas | Unit Heater | E3 | RVT - Cost of Equipment | 0.00013229 | 0.00013229 | 0.00013229 | 0.00013229 | 0.00013229 | 0.00013229 | 0.00013229 | 0.00013229 | 0.00013229 | 0.00013229 | 0.00013229 | 0.00013229 | 0.00013229 | 0.00013229 | 0.00013229 | 0.00013229 | 0.00013229 | 0.00013229 | 0.00013229 | 0.00013229 | 0.00013229 | 0.00013229 | 0.00013229 | 0.00013229 | 0.00013229 | 0.00013229 | 0.00013229
F1_Commercial_College (WA)_New_Space Heating_Natural Gas_Unit Heater_E4 | F1 | Commercial | College (WA) | New | Space Heating | Natural Gas | Unit Heater | E4 | RVT - Cost of Equipment | 0 | 0 | 0 | 0 | 0 | 0 | 0 | 0 | 0 | 0 | 0 | 0 | 0 | 0 | 0 | 0 | 0 | 0 | 0 | 0 | 0 | 0 | 0 | 0 | 0 | 0 | 0
F1_Commercial_College (WA)_New_Space Heating_Natural Gas_Unit Heater_E5 | F1 | Commercial | College (WA) | New | Space Heating | Natural Gas | Unit Heater | E5 | RVT - Cost of Equipment | 0 | 0 | 0 | 0 | 0 | 0 | 0 | 0 | 0 | 0 | 0 | 0 | 0 | 0 | 0 | 0 | 0 | 0 | 0 | 0 | 0 | 0 | 0 | 0 | 0 | 0 | 0
F1_Commercial_College (WA)_New_Space Heating_Natural Gas_Unit Heater_E6 | F1 | Commercial | College (WA) | New | Space Heating | Natural Gas | Unit Heater | E6 | RVT - Cost of Equipment | 0 | 0 | 0 | 0 | 0 | 0 | 0 | 0 | 0 | 0 | 0 | 0 | 0 | 0 | 0 | 0 | 0 | 0 | 0 | 0 | 0 | 0 | 0 | 0 | 0 | 0 | 0
F1_Commercial_College (WA)_New_Space Heating_Natural Gas_Unit Heater_E7 | F1 | Commercial | College (WA) | New | Space Heating | Natural Gas | Unit Heater | E7 | RVT - Cost of Equipment | 0 | 0 | 0 | 0 | 0 | 0 | 0 | 0 | 0 | 0 | 0 | 0 | 0 | 0 | 0 | 0 | 0 | 0 | 0 | 0 | 0 | 0 | 0 | 0 | 0 | 0 | 0
F1_Commercial_College (WA)_New_Space Heating_Natural Gas_Unit Heater_E8 | F1 | Commercial | College (WA) | New | Space Heating | Natural Gas | Unit Heater | E8 | RVT - Cost of Equipment | 0 | 0 | 0 | 0 | 0 | 0 | 0 | 0 | 0 | 0 | 0 | 0 | 0 | 0 | 0 | 0 | 0 | 0 | 0 | 0 | 0 | 0 | 0 | 0 | 0 | 0 | 0
F1_Commercial_College (WA)_New_Space Heating_Natural Gas_Unit Heater_E9 | F1 | Commercial | College (WA) | New | Space Heating | Natural Gas | Unit Heater | E9 | RVT - Cost of Equipment | 0 | 0 | 0 | 0 | 0 | 0 | 0 | 0 | 0 | 0 | 0 | 0 | 0 | 0 | 0 | 0 | 0 | 0 | 0 | 0 | 0 | 0 | 0 | 0 | 0 | 0 | 0
F1_Commercial_College (WA)_New_Space Heating_Natural Gas_Unit Heater_E10 | F1 | Commercial | College (WA) | New | Space Heating | Natural Gas | Unit Heater | E10 | RVT - Cost of Equipment | 0 | 0 | 0 | 0 | 0 | 0 | 0 | 0 | 0 | 0 | 0 | 0 | 0 | 0 | 0 | 0 | 0 | 0 | 0 | 0 | 0 | 0 | 0 | 0 | 0 | 0 | 0
F2_Commercial_College (WA)_New_Space Heating_Natural Gas_Unit Heater_E1 | F2 | Commercial | College (WA) | New | Space Heating | Natural Gas | Unit Heater | E1 | RVT - Cost of Operation | 0.053998 | 0.054567 | 0.055381 | 0.056278 | 0.057266 | 0.05876 | 0.060239 | 0.061794 | 0.063205 | 0.064595 | 0.066161 | 0.067578 | 0.069131 | 0.070716 | 0.07216 | 0.073561 | 0.074833 | 0.076131 | 0.077473 | 0.078834 | 0.080201 | 0.081942 | 0.083957 | 0.085739 | 0.087558 | 0.089417 | 0.091315
F2_Commercial_College (WA)_New_Space Heating_Natural Gas_Unit Heater_E2 | F2 | Commercial | College (WA) | New | Space Heating | Natural Gas | Unit Heater | E2 | RVT - Cost of Operation | 0.048027 | 0.048533 | 0.049257 | 0.050055 | 0.050934 | 0.052263 | 0.053578 | 0.054961 | 0.056216 | 0.057453 | 0.058845 | 0.060105 | 0.061487 | 0.062896 | 0.06418 | 0.065427 | 0.066558 | 0.067713 | 0.068906 | 0.070116 | 0.071332 | 0.072881 | 0.074673 | 0.076258 | 0.077876 | 0.079529 | 0.081217
F2_Commercial_College (WA)_New_Space Heating_Natural Gas_Unit Heater_E3 | F2 | Commercial | College (WA) | New | Space Heating | Natural Gas | Unit Heater | E3 | RVT - Cost of Operation | 0.045888 | 0.04627 | 0.046904 | 0.047638 | 0.048478 | 0.049847 | 0.051205 | 0.052625 | 0.053871 | 0.05508 | 0.056451 | 0.057647 | 0.058981 | 0.060353 | 0.061575 | 0.062748 | 0.063782 | 0.064837 | 0.065931 | 0.067038 | 0.068145 | 0.069631 | 0.071393 | 0.072909 | 0.074456 | 0.076037 | 0.07765
F2_Commercial_College (WA)_New_Space Heating_Natural Gas_Unit Heater_E4 | F2 | Commercial | College (WA) | New | Space Heating | Natural Gas | Unit Heater | E4 | RVT - Cost of Operation | 0 | 0 | 0 | 0 | 0 | 0 | 0 | 0 | 0 | 0 | 0 | 0 | 0 | 0 | 0 | 0 | 0 | 0 | 0 | 0 | 0 | 0 | 0 | 0 | 0 | 0 | 0
F2_Commercial_College (WA)_New_Space Heating_Natural Gas_Unit Heater_E5 | F2 | Commercial | College (WA) | New | Space Heating | Natural Gas | Unit Heater | E5 | RVT - Cost of Operation | 0 | 0 | 0 | 0 | 0 | 0 | 0 | 0 | 0 | 0 | 0 | 0 | 0 | 0 | 0 | 0 | 0 | 0 | 0 | 0 | 0 | 0 | 0 | 0 | 0 | 0 | 0
F2_Commercial_College (WA)_New_Space Heating_Natural Gas_Unit Heater_E6 | F2 | Commercial | College (WA) | New | Space Heating | Natural Gas | Unit Heater | E6 | RVT - Cost of Operation | 0 | 0 | 0 | 0 | 0 | 0 | 0 | 0 | 0 | 0 | 0 | 0 | 0 | 0 | 0 | 0 | 0 | 0 | 0 | 0 | 0 | 0 | 0 | 0 | 0 | 0 | 0
F2_Commercial_College (WA)_New_Space Heating_Natural Gas_Unit Heater_E7 | F2 | Commercial | College (WA) | New | Space Heating | Natural Gas | Unit Heater | E7 | RVT - Cost of Operation | 0 | 0 | 0 | 0 | 0 | 0 | 0 | 0 | 0 | 0 | 0 | 0 | 0 | 0 | 0 | 0 | 0 | 0 | 0 | 0 | 0 | 0 | 0 | 0 | 0 | 0 | 0
F2_Commercial_College (WA)_New_Space Heating_Natural Gas_Unit Heater_E8 | F2 | Commercial | College (WA) | New | Space Heating | Natural Gas | Unit Heater | E8 | RVT - Cost of Operation | 0 | 0 | 0 | 0 | 0 | 0 | 0 | 0 | 0 | 0 | 0 | 0 | 0 | 0 | 0 | 0 | 0 | 0 | 0 | 0 | 0 | 0 | 0 | 0 | 0 | 0 | 0
F2_Commercial_College (WA)_New_Space Heating_Natural Gas_Unit Heater_E9 | F2 | Commercial | College (WA) | New | Space Heating | Natural Gas | Unit Heater | E9 | RVT - Cost of Operation | 0 | 0 | 0 | 0 | 0 | 0 | 0 | 0 | 0 | 0 | 0 | 0 | 0 | 0 | 0 | 0 | 0 | 0 | 0 | 0 | 0 | 0 | 0 | 0 | 0 | 0 | 0
F2_Commercial_College (WA)_New_Space Heating_Natural Gas_Unit Heater_E10 | F2 | Commercial | College (WA) | New | Space Heating | Natural Gas | Unit Heater | E10 | RVT - Cost of Operation | 0 | 0 | 0 | 0 | 0 | 0 | 0 | 0 | 0 | 0 | 0 | 0 | 0 | 0 | 0 | 0 | 0 | 0 | 0 | 0 | 0 | 0 | 0 | 0 | 0 | 0 | 0
F3_Commercial_College (WA)_New_Space Heating_Natural Gas_Unit Heater_E1 | F3 | Commercial | College (WA) | New | Space Heating | Natural Gas | Unit Heater | E1 | System - kBTUs of Consumption | 11.4084 | 11.3869 | 11.3869 | 11.3869 | 11.3869 | 11.3869 | 11.3869 | 11.3869 | 11.3869 | 11.3869 | 11.3869 | 11.3869 | 11.3869 | 11.3869 | 11.3869 | 11.3869 | 11.3869 | 11.3869 | 11.3869 | 11.3869 | 11.3869 | 11.3869 | 11.3869 | 11.3869 | 11.3869 | 11.3869 | 11.3869
F3_Commercial_College (WA)_New_Space Heating_Natural Gas_Unit Heater_E2 | F3 | Commercial | College (WA) | New | Space Heating | Natural Gas | Unit Heater | E2 | System - kBTUs of Consumption | 10.1469 | 10.1278 | 10.1278 | 10.1278 | 10.1278 | 10.1278 | 10.1278 | 10.1278 | 10.1278 | 10.1278 | 10.1278 | 10.1278 | 10.1278 | 10.1278 | 10.1278 | 10.1278 | 10.1278 | 10.1278 | 10.1278 | 10.1278 | 10.1278 | 10.1278 | 10.1278 | 10.1278 | 10.1278 | 10.1278 | 10.1278
F3_Commercial_College (WA)_New_Space Heating_Natural Gas_Unit Heater_E3 | F3 | Commercial | College (WA) | New | Space Heating | Natural Gas | Unit Heater | E3 | System - kBTUs of Consumption | 10.0984 | 10.073 | 10.073 | 10.073 | 10.073 | 10.073 | 10.073 | 10.073 | 10.073 | 10.073 | 10.073 | 10.073 | 10.073 | 10.073 | 10.073 | 10.073 | 10.073 | 10.073 | 10.073 | 10.073 | 10.073 | 10.073 | 10.073 | 10.073 | 10.073 | 10.073 | 10.073
F3_Commercial_College (WA)_New_Space Heating_Natural Gas_Unit Heater_E4 | F3 | Commercial | College (WA) | New | Space Heating | Natural Gas | Unit Heater | E4 | System - kBTUs of Consumption | 0 | 0 | 0 | 0 | 0 | 0 | 0 | 0 | 0 | 0 | 0 | 0 | 0 | 0 | 0 | 0 | 0 | 0 | 0 | 0 | 0 | 0 | 0 | 0 | 0 | 0 | 0
F3_Commercial_College (WA)_New_Space Heating_Natural Gas_Unit Heater_E5 | F3 | Commercial | College (WA) | New | Space Heating | Natural Gas | Unit Heater | E5 | System - kBTUs of Consumption | 0 | 0 | 0 | 0 | 0 | 0 | 0 | 0 | 0 | 0 | 0 | 0 | 0 | 0 | 0 | 0 | 0 | 0 | 0 | 0 | 0 | 0 | 0 | 0 | 0 | 0 | 0
F3_Commercial_College (WA)_New_Space Heating_Natural Gas_Unit Heater_E6 | F3 | Commercial | College (WA) | New | Space Heating | Natural Gas | Unit Heater | E6 | System - kBTUs of Consumption | 0 | 0 | 0 | 0 | 0 | 0 | 0 | 0 | 0 | 0 | 0 | 0 | 0 | 0 | 0 | 0 | 0 | 0 | 0 | 0 | 0 | 0 | 0 | 0 | 0 | 0 | 0
F3_Commercial_College (WA)_New_Space Heating_Natural Gas_Unit Heater_E7 | F3 | Commercial | College (WA) | New | Space Heating | Natural Gas | Unit Heater | E7 | System - kBTUs of Consumption | 0 | 0 | 0 | 0 | 0 | 0 | 0 | 0 | 0 | 0 | 0 | 0 | 0 | 0 | 0 | 0 | 0 | 0 | 0 | 0 | 0 | 0 | 0 | 0 | 0 | 0 | 0
F3_Commercial_College (WA)_New_Space Heating_Natural Gas_Unit Heater_E8 | F3 | Commercial | College (WA) | New | Space Heating | Natural Gas | Unit Heater | E8 | System - kBTUs of Consumption | 0 | 0 | 0 | 0 | 0 | 0 | 0 | 0 | 0 | 0 | 0 | 0 | 0 | 0 | 0 | 0 | 0 | 0 | 0 | 0 | 0 | 0 | 0 | 0 | 0 | 0 | 0
F3_Commercial_College (WA)_New_Space Heating_Natural Gas_Unit Heater_E9 | F3 | Commercial | College (WA) | New | Space Heating | Natural Gas | Unit Heater | E9 | System - kBTUs of Consumption | 0 | 0 | 0 | 0 | 0 | 0 | 0 | 0 | 0 | 0 | 0 | 0 | 0 | 0 | 0 | 0 | 0 | 0 | 0 | 0 | 0 | 0 | 0 | 0 | 0 | 0 | 0
F3_Commercial_College (WA)_New_Space Heating_Natural Gas_Unit Heater_E10 | F3 | Commercial | College (WA) | New | Space Heating | Natural Gas | Unit Heater | E10 | System - kBTUs of Consumption | 0 | 0 | 0 | 0 | 0 | 0 | 0 | 0 | 0 | 0 | 0 | 0 | 0 | 0 | 0 | 0 | 0 | 0 | 0 | 0 | 0 | 0 | 0 | 0 | 0 | 0 | 0
F4_Commercial_College (WA)_New_Space Heating_Natural Gas_Unit Heater_E1 | F4 | Commercial | College (WA) | New | Space Heating | Natural Gas | Unit Heater | E1 | Utility - Cost of Equipment | 9.5119e-05 | 9.5119e-05 | 9.5119e-05 | 9.5119e-05 | 9.5119e-05 | 9.5119e-05 | 9.5119e-05 | 9.5119e-05 | 9.5119e-05 | 9.5119e-05 | 9.5119e-05 | 9.5119e-05 | 9.5119e-05 | 9.5119e-05 | 9.5119e-05 | 9.5119e-05 | 9.5119e-05 | 9.5119e-05 | 9.5119e-05 | 9.5119e-05 | 9.5119e-05 | 9.5119e-05 | 9.5119e-05 | 9.5119e-05 | 9.5119e-05 | 9.5119e-05 | 9.5119e-05
F4_Commercial_College (WA)_New_Space Heating_Natural Gas_Unit Heater_E2 | F4 | Commercial | College (WA) | New | Space Heating | Natural Gas | Unit Heater | E2 | Utility - Cost of Equipment | 0.00020861 | 0.00020861 | 0.00020861 | 0.00020861 | 0.00020861 | 0.00020861 | 0.00020861 | 0.00020861 | 0.00020861 | 0.00020861 | 0.00020861 | 0.00020861 | 0.00020861 | 0.00020861 | 0.00020861 | 0.00020861 | 0.00020861 | 0.00020861 | 0.00020861 | 0.00020861 | 0.00020861 | 0.00020861 | 0.00020861 | 0.00020861 | 0.00020861 | 0.00020861 | 0.00020861
F4_Commercial_College (WA)_New_Space Heating_Natural Gas_Unit Heater_E3 | F4 | Commercial | College (WA) | New | Space Heating | Natural Gas | Unit Heater | E3 | Utility - Cost of Equipment | 0.00013229 | 0.00013229 | 0.00013229 | 0.00013229 | 0.00013229 | 0.00013229 | 0.00013229 | 0.00013229 | 0.00013229 | 0.00013229 | 0.00013229 | 0.00013229 | 0.00013229 | 0.00013229 | 0.00013229 | 0.00013229 | 0.00013229 | 0.00013229 | 0.00013229 | 0.00013229 | 0.00013229 | 0.00013229 | 0.00013229 | 0.00013229 | 0.00013229 | 0.00013229 | 0.00013229
F4_Commercial_College (WA)_New_Space Heating_Natural Gas_Unit Heater_E4 | F4 | Commercial | College (WA) | New | Space Heating | Natural Gas | Unit Heater | E4 | Utility - Cost of Equipment | 0 | 0 | 0 | 0 | 0 | 0 | 0 | 0 | 0 | 0 | 0 | 0 | 0 | 0 | 0 | 0 | 0 | 0 | 0 | 0 | 0 | 0 | 0 | 0 | 0 | 0 | 0
F4_Commercial_College (WA)_New_Space Heating_Natural Gas_Unit Heater_E5 | F4 | Commercial | College (WA) | New | Space Heating | Natural Gas | Unit Heater | E5 | Utility - Cost of Equipment | 0 | 0 | 0 | 0 | 0 | 0 | 0 | 0 | 0 | 0 | 0 | 0 | 0 | 0 | 0 | 0 | 0 | 0 | 0 | 0 | 0 | 0 | 0 | 0 | 0 | 0 | 0
F4_Commercial_College (WA)_New_Space Heating_Natural Gas_Unit Heater_E6 | F4 | Commercial | College (WA) | New | Space Heating | Natural Gas | Unit Heater | E6 | Utility - Cost of Equipment | 0 | 0 | 0 | 0 | 0 | 0 | 0 | 0 | 0 | 0 | 0 | 0 | 0 | 0 | 0 | 0 | 0 | 0 | 0 | 0 | 0 | 0 | 0 | 0 | 0 | 0 | 0
F4_Commercial_College (WA)_New_Space Heating_Natural Gas_Unit Heater_E7 | F4 | Commercial | College (WA) | New | Space Heating | Natural Gas | Unit Heater | E7 | Utility - Cost of Equipment | 0 | 0 | 0 | 0 | 0 | 0 | 0 | 0 | 0 | 0 | 0 | 0 | 0 | 0 | 0 | 0 | 0 | 0 | 0 | 0 | 0 | 0 | 0 | 0 | 0 | 0 | 0
F4_Commercial_College (WA)_New_Space Heating_Natural Gas_Unit Heater_E8 | F4 | Commercial | College (WA) | New | Space Heating | Natural Gas | Unit Heater | E8 | Utility - Cost of Equipment | 0 | 0 | 0 | 0 | 0 | 0 | 0 | 0 | 0 | 0 | 0 | 0 | 0 | 0 | 0 | 0 | 0 | 0 | 0 | 0 | 0 | 0 | 0 | 0 | 0 | 0 | 0
F4_Commercial_College (WA)_New_Space Heating_Natural Gas_Unit Heater_E9 | F4 | Commercial | College (WA) | New | Space Heating | Natural Gas | Unit Heater | E9 | Utility - Cost of Equipment | 0 | 0 | 0 | 0 | 0 | 0 | 0 | 0 | 0 | 0 | 0 | 0 | 0 | 0 | 0 | 0 | 0 | 0 | 0 | 0 | 0 | 0 | 0 | 0 | 0 | 0 | 0
F4_Commercial_College (WA)_New_Space Heating_Natural Gas_Unit Heater_E10 | F4 | Commercial | College (WA) | New | Space Heating | Natural Gas | Unit Heater | E10 | Utility - Cost of Equipment | 0 | 0 | 0 | 0 | 0 | 0 | 0 | 0 | 0 | 0 | 0 | 0 | 0 | 0 | 0 | 0 | 0 | 0 | 0 | 0 | 0 | 0 | 0 | 0 | 0 | 0 | 0
F5_Commercial_College (WA)_New_Space Heating_Natural Gas_Unit Heater_E1 | F5 | Commercial | College (WA) | New | Space Heating | Natural Gas | Unit Heater | E1 | Utility - Cost of Operation | 0.046844 | 0.047614 | 0.048618 | 0.049726 | 0.050946 | 0.052626 | 0.054337 | 0.05615 | 0.057884 | 0.059645 | 0.061222 | 0.062676 | 0.064267 | 0.065902 | 0.067424 | 0.068924 | 0.070324 | 0.071766 | 0.073269 | 0.074811 | 0.076382 | 0.07804 | 0.079959 | 0.081656 | 0.083389 | 0.085159 | 0.086966
F5_Commercial_College (WA)_New_Space Heating_Natural Gas_Unit Heater_E2 | F5 | Commercial | College (WA) | New | Space Heating | Natural Gas | Unit Heater | E2 | Utility - Cost of Operation | 0.041664 | 0.042349 | 0.043242 | 0.044228 | 0.045312 | 0.046807 | 0.048329 | 0.049941 | 0.051483 | 0.05305 | 0.054452 | 0.055745 | 0.057161 | 0.058615 | 0.059968 | 0.061302 | 0.062547 | 0.063831 | 0.065167 | 0.066538 | 0.067936 | 0.06941 | 0.071117 | 0.072627 | 0.074168 | 0.075742 | 0.07735
F5_Commercial_College (WA)_New_Space Heating_Natural Gas_Unit Heater_E3 | F5 | Commercial | College (WA) | New | Space Heating | Natural Gas | Unit Heater | E3 | Utility - Cost of Operation | 0.039313 | 0.039885 | 0.040695 | 0.04162 | 0.042668 | 0.044194 | 0.045752 | 0.047405 | 0.048961 | 0.050539 | 0.05192 | 0.053167 | 0.054553 | 0.055989 | 0.057304 | 0.058592 | 0.05977 | 0.060987 | 0.062261 | 0.063568 | 0.0649 | 0.066315 | 0.067994 | 0.069437 | 0.070911 | 0.072416 | 0.073953
F5_Commercial_College (WA)_New_Space Heating_Natural Gas_Unit Heater_E4 | F5 | Commercial | College (WA) | New | Space Heating | Natural Gas | Unit Heater | E4 | Utility - Cost of Operation | 0 | 0 | 0 | 0 | 0 | 0 | 0 | 0 | 0 | 0 | 0 | 0 | 0 | 0 | 0 | 0 | 0 | 0 | 0 | 0 | 0 | 0 | 0 | 0 | 0 | 0 | 0
F5_Commercial_College (WA)_New_Space Heating_Natural Gas_Unit Heater_E5 | F5 | Commercial | College (WA) | New | Space Heating | Natural Gas | Unit Heater | E5 | Utility - Cost of Operation | 0 | 0 | 0 | 0 | 0 | 0 | 0 | 0 | 0 | 0 | 0 | 0 | 0 | 0 | 0 | 0 | 0 | 0 | 0 | 0 | 0 | 0 | 0 | 0 | 0 | 0 | 0
F5_Commercial_College (WA)_New_Space Heating_Natural Gas_Unit Heater_E6 | F5 | Commercial | College (WA) | New | Space Heating | Natural Gas | Unit Heater | E6 | Utility - Cost of Operation | 0 | 0 | 0 | 0 | 0 | 0 | 0 | 0 | 0 | 0 | 0 | 0 | 0 | 0 | 0 | 0 | 0 | 0 | 0 | 0 | 0 | 0 | 0 | 0 | 0 | 0 | 0
F5_Commercial_College (WA)_New_Space Heating_Natural Gas_Unit Heater_E7 | F5 | Commercial | College (WA) | New | Space Heating | Natural Gas | Unit Heater | E7 | Utility - Cost of Operation | 0 | 0 | 0 | 0 | 0 | 0 | 0 | 0 | 0 | 0 | 0 | 0 | 0 | 0 | 0 | 0 | 0 | 0 | 0 | 0 | 0 | 0 | 0 | 0 | 0 | 0 | 0
F5_Commercial_College (WA)_New_Space Heating_Natural Gas_Unit Heater_E8 | F5 | Commercial | College (WA) | New | Space Heating | Natural Gas | Unit Heater | E8 | Utility - Cost of Operation | 0 | 0 | 0 | 0 | 0 | 0 | 0 | 0 | 0 | 0 | 0 | 0 | 0 | 0 | 0 | 0 | 0 | 0 | 0 | 0 | 0 | 0 | 0 | 0 | 0 | 0 | 0
F5_Commercial_College (WA)_New_Space Heating_Natural Gas_Unit Heater_E9 | F5 | Commercial | College (WA) | New | Space Heating | Natural Gas | Unit Heater | E9 | Utility - Cost of Operation | 0 | 0 | 0 | 0 | 0 | 0 | 0 | 0 | 0 | 0 | 0 | 0 | 0 | 0 | 0 | 0 | 0 | 0 | 0 | 0 | 0 | 0 | 0 | 0 | 0 | 0 | 0
F5_Commercial_College (WA)_New_Space Heating_Natural Gas_Unit Heater_E10 | F5 | Commercial | College (WA) | New | Space Heating | Natural Gas | Unit Heater | E10 | Utility - Cost of Operation | 0 | 0 | 0 | 0 | 0 | 0 | 0 | 0 | 0 | 0 | 0 | 0 | 0 | 0 | 0 | 0 | 0 | 0 | 0 | 0 | 0 | 0 | 0 | 0 | 0 | 0 | 0
F6_Commercial_College (WA)_New_Space Heating_Natural Gas_Unit Heater_E1 | F6 | Commercial | College (WA) | New | Space Heating | Natural Gas | Unit Heater | E1 | Utility - Value of Sales | 0.053998 | 0.054567 | 0.055381 | 0.056278 | 0.057266 | 0.05876 | 0.060239 | 0.061794 | 0.063205 | 0.064595 | 0.066161 | 0.067578 | 0.069131 | 0.070716 | 0.07216 | 0.073561 | 0.074833 | 0.076131 | 0.077473 | 0.078834 | 0.080201 | 0.081942 | 0.083957 | 0.085739 | 0.087558 | 0.089417 | 0.091315
F6_Commercial_College (WA)_New_Space Heating_Natural Gas_Unit Heater_E2 | F6 | Commercial | College (WA) | New | Space Heating | Natural Gas | Unit Heater | E2 | Utility - Value of Sales | 0.048027 | 0.048533 | 0.049257 | 0.050055 | 0.050934 | 0.052263 | 0.053578 | 0.054961 | 0.056216 | 0.057453 | 0.058845 | 0.060105 | 0.061487 | 0.062896 | 0.06418 | 0.065427 | 0.066558 | 0.067713 | 0.068906 | 0.070116 | 0.071332 | 0.072881 | 0.074673 | 0.076258 | 0.077876 | 0.079529 | 0.081217
F6_Commercial_College (WA)_New_Space Heating_Natural Gas_Unit Heater_E3 | F6 | Commercial | College (WA) | New | Space Heating | Natural Gas | Unit Heater | E3 | Utility - Value of Sales | 0.045888 | 0.04627 | 0.046904 | 0.047638 | 0.048478 | 0.049847 | 0.051205 | 0.052625 | 0.053871 | 0.05508 | 0.056451 | 0.057647 | 0.058981 | 0.060353 | 0.061575 | 0.062748 | 0.063782 | 0.064837 | 0.065931 | 0.067038 | 0.068145 | 0.069631 | 0.071393 | 0.072909 | 0.074456 | 0.076037 | 0.07765
F6_Commercial_College (WA)_New_Space Heating_Natural Gas_Unit Heater_E4 | F6 | Commercial | College (WA) | New | Space Heating | Natural Gas | Unit Heater | E4 | Utility - Value of Sales | 0 | 0 | 0 | 0 | 0 | 0 | 0 | 0 | 0 | 0 | 0 | 0 | 0 | 0 | 0 | 0 | 0 | 0 | 0 | 0 | 0 | 0 | 0 | 0 | 0 | 0 | 0
F6_Commercial_College (WA)_New_Space Heating_Natural Gas_Unit Heater_E5 | F6 | Commercial | College (WA) | New | Space Heating | Natural Gas | Unit Heater | E5 | Utility - Value of Sales | 0 | 0 | 0 | 0 | 0 | 0 | 0 | 0 | 0 | 0 | 0 | 0 | 0 | 0 | 0 | 0 | 0 | 0 | 0 | 0 | 0 | 0 | 0 | 0 | 0 | 0 | 0
F6_Commercial_College (WA)_New_Space Heating_Natural Gas_Unit Heater_E6 | F6 | Commercial | College (WA) | New | Space Heating | Natural Gas | Unit Heater | E6 | Utility - Value of Sales | 0 | 0 | 0 | 0 | 0 | 0 | 0 | 0 | 0 | 0 | 0 | 0 | 0 | 0 | 0 | 0 | 0 | 0 | 0 | 0 | 0 | 0 | 0 | 0 | 0 | 0 | 0
F6_Commercial_College (WA)_New_Space Heating_Natural Gas_Unit Heater_E7 | F6 | Commercial | College (WA) | New | Space Heating | Natural Gas | Unit Heater | E7 | Utility - Value of Sales | 0 | 0 | 0 | 0 | 0 | 0 | 0 | 0 | 0 | 0 | 0 | 0 | 0 | 0 | 0 | 0 | 0 | 0 | 0 | 0 | 0 | 0 | 0 | 0 | 0 | 0 | 0
F6_Commercial_College (WA)_New_Space Heating_Natural Gas_Unit Heater_E8 | F6 | Commercial | College (WA) | New | Space Heating | Natural Gas | Unit Heater | E8 | Utility - Value of Sales | 0 | 0 | 0 | 0 | 0 | 0 | 0 | 0 | 0 | 0 | 0 | 0 | 0 | 0 | 0 | 0 | 0 | 0 | 0 | 0 | 0 | 0 | 0 | 0 | 0 | 0 | 0
F6_Commercial_College (WA)_New_Space Heating_Natural Gas_Unit Heater_E9 | F6 | Commercial | College (WA) | New | Space Heating | Natural Gas | Unit Heater | E9 | Utility - Value of Sales | 0 | 0 | 0 | 0 | 0 | 0 | 0 | 0 | 0 | 0 | 0 | 0 | 0 | 0 | 0 | 0 | 0 | 0 | 0 | 0 | 0 | 0 | 0 | 0 | 0 | 0 | 0
F6_Commercial_College (WA)_New_Space Heating_Natural Gas_Unit Heater_E10 | F6 | Commercial | College (WA) | New | Space Heating | Natural Gas | Unit Heater | E10 | Utility - Value of Sales | 0 | 0 | 0 | 0 | 0 | 0 | 0 | 0 | 0 | 0 | 0 | 0 | 0 | 0 | 0 | 0 | 0 | 0 | 0 | 0 | 0 | 0 | 0 | 0 | 0 | 0 | 0
F1_Commercial_College (WA)_New_Water Heating_Natural Gas_Water Heater_E1 | F1 | Commercial | College (WA) | New | Water Heating | Natural Gas | Water Heater | E1 | RVT - Cost of Equipment | 0.013448 | 0.013448 | 0.013448 | 0.013448 | 0.013448 | 0.013448 | 0.013448 | 0.013448 | 0.013448 | 0.013448 | 0.013448 | 0.013448 | 0.013448 | 0.013448 | 0.013448 | 0.013448 | 0.013448 | 0.013448 | 0.013448 | 0.013448 | 0.013448 | 0.013448 | 0.013448 | 0.013448 | 0.013448 | 0.013448 | 0.013448
F1_Commercial_College (WA)_New_Water Heating_Natural Gas_Water Heater_E2 | F1 | Commercial | College (WA) | New | Water Heating | Natural Gas | Water Heater | E2 | RVT - Cost of Equipment | 0.016138 | 0.016138 | 0.016138 | 0.016138 | 0.016138 | 0.016138 | 0.016138 | 0.016138 | 0.016138 | 0.016138 | 0.016138 | 0.016138 | 0.016138 | 0.016138 | 0.016138 | 0.016138 | 0.016138 | 0.016138 | 0.016138 | 0.016138 | 0.016138 | 0.016138 | 0.016138 | 0.016138 | 0.016138 | 0.016138 | 0.016138
F1_Commercial_College (WA)_New_Water Heating_Natural Gas_Water Heater_E3 | F1 | Commercial | College (WA) | New | Water Heating | Natural Gas | Water Heater | E3 | RVT - Cost of Equipment | 0.019838 | 0.019838 | 0.019838 | 0.019838 | 0.019838 | 0.019838 | 0.019838 | 0.019838 | 0.019838 | 0.019838 | 0.019838 | 0.019838 | 0.019838 | 0.019838 | 0.019838 | 0.019838 | 0.019838 | 0.019838 | 0.019838 | 0.019838 | 0.019838 | 0.019838 | 0.019838 | 0.019838 | 0.019838 | 0.019838 | 0.019838
F1_Commercial_College (WA)_New_Water Heating_Natural Gas_Water Heater_E4 | F1 | Commercial | College (WA) | New | Water Heating | Natural Gas | Water Heater | E4 | RVT - Cost of Equipment | 0.019995 | 0.019995 | 0.019995 | 0.019995 | 0.019995 | 0.019995 | 0.019995 | 0.019995 | 0.019995 | 0.019995 | 0.019995 | 0.019995 | 0.019995 | 0.019995 | 0.019995 | 0.019995 | 0.019995 | 0.019995 | 0.019995 | 0.019995 | 0.019995 | 0.019995 | 0.019995 | 0.019995 | 0.019995 | 0.019995 | 0.019995
F1_Commercial_College (WA)_New_Water Heating_Natural Gas_Water Heater_E5 | F1 | Commercial | College (WA) | New | Water Heating | Natural Gas | Water Heater | E5 | RVT - Cost of Equipment | 0.043161 | 0.043161 | 0.043161 | 0.043161 | 0.043161 | 0.043161 | 0.043161 | 0.043161 | 0.043161 | 0.043161 | 0.043161 | 0.043161 | 0.043161 | 0.043161 | 0.043161 | 0.043161 | 0.043161 | 0.043161 | 0.043161 | 0.043161 | 0.043161 | 0.043161 | 0.043161 | 0.043161 | 0.043161 | 0.043161 | 0.043161
F1_Commercial_College (WA)_New_Water Heating_Natural Gas_Water Heater_E6 | F1 | Commercial | College (WA) | New | Water Heating | Natural Gas | Water Heater | E6 | RVT - Cost of Equipment | 0 | 0 | 0 | 0 | 0 | 0 | 0 | 0 | 0 | 0 | 0 | 0 | 0 | 0 | 0 | 0 | 0 | 0 | 0 | 0 | 0 | 0 | 0 | 0 | 0 | 0 | 0
F1_Commercial_College (WA)_New_Water Heating_Natural Gas_Water Heater_E7 | F1 | Commercial | College (WA) | New | Water Heating | Natural Gas | Water Heater | E7 | RVT - Cost of Equipment | 0 | 0 | 0 | 0 | 0 | 0 | 0 | 0 | 0 | 0 | 0 | 0 | 0 | 0 | 0 | 0 | 0 | 0 | 0 | 0 | 0 | 0 | 0 | 0 | 0 | 0 | 0
F1_Commercial_College (WA)_New_Water Heating_Natural Gas_Water Heater_E8 | F1 | Commercial | College (WA) | New | Water Heating | Natural Gas | Water Heater | E8 | RVT - Cost of Equipment | 0 | 0 | 0 | 0 | 0 | 0 | 0 | 0 | 0 | 0 | 0 | 0 | 0 | 0 | 0 | 0 | 0 | 0 | 0 | 0 | 0 | 0 | 0 | 0 | 0 | 0 | 0
F1_Commercial_College (WA)_New_Water Heating_Natural Gas_Water Heater_E9 | F1 | Commercial | College (WA) | New | Water Heating | Natural Gas | Water Heater | E9 | RVT - Cost of Equipment | 0 | 0 | 0 | 0 | 0 | 0 | 0 | 0 | 0 | 0 | 0 | 0 | 0 | 0 | 0 | 0 | 0 | 0 | 0 | 0 | 0 | 0 | 0 | 0 | 0 | 0 | 0
F1_Commercial_College (WA)_New_Water Heating_Natural Gas_Water Heater_E10 | F1 | Commercial | College (WA) | New | Water Heating | Natural Gas | Water Heater | E10 | RVT - Cost of Equipment | 0 | 0 | 0 | 0 | 0 | 0 | 0 | 0 | 0 | 0 | 0 | 0 | 0 | 0 | 0 | 0 | 0 | 0 | 0 | 0 | 0 | 0 | 0 | 0 | 0 | 0 | 0
F2_Commercial_College (WA)_New_Water Heating_Natural Gas_Water Heater_E1 | F2 | Commercial | College (WA) | New | Water Heating | Natural Gas | Water Heater | E1 | RVT - Cost of Operation | 0.072052 | 0.0735 | 0.07513 | 0.076961 | 0.079002 | 0.081469 | 0.083917 | 0.086232 | 0.088331 | 0.090375 | 0.092492 | 0.094433 | 0.096506 | 0.098515 | 0.10028 | 0.10191 | 0.10332 | 0.10469 | 0.10614 | 0.10751 | 0.10889 | 0.11081 | 0.11276 | 0.11476 | 0.1168 | 0.11887 | 0.12099
F2_Commercial_College (WA)_New_Water Heating_Natural Gas_Water Heater_E2 | F2 | Commercial | College (WA) | New | Water Heating | Natural Gas | Water Heater | E2 | RVT - Cost of Operation | 0.064046 | 0.065334 | 0.066783 | 0.06841 | 0.070224 | 0.072417 | 0.074593 | 0.07665 | 0.078516 | 0.080333 | 0.082215 | 0.08394 | 0.085783 | 0.087569 | 0.089139 | 0.090583 | 0.091843 | 0.09306 | 0.094344 | 0.095563 | 0.09679 | 0.098499 | 0.10023 | 0.10201 | 0.10382 | 0.10567 | 0.10754
F2_Commercial_College (WA)_New_Water Heating_Natural Gas_Water Heater_E3 | F2 | Commercial | College (WA) | New | Water Heating | Natural Gas | Water Heater | E3 | RVT - Cost of Operation | 0.061321 | 0.062554 | 0.063941 | 0.065499 | 0.067235 | 0.069335 | 0.071419 | 0.073389 | 0.075175 | 0.076915 | 0.078717 | 0.080369 | 0.082133 | 0.083843 | 0.085346 | 0.086728 | 0.087935 | 0.0891 | 0.09033 | 0.091497 | 0.092671 | 0.094308 | 0.095964 | 0.097669 | 0.099404 | 0.10117 | 0.10297
F2_Commercial_College (WA)_New_Water Heating_Natural Gas_Water Heater_E4 | F2 | Commercial | College (WA) | New | Water Heating | Natural Gas | Water Heater | E4 | RVT - Cost of Operation | 0.064288 | 0.065581 | 0.066992 | 0.068526 | 0.070195 | 0.072162 | 0.074106 | 0.075965 | 0.077681 | 0.079372 | 0.081137 | 0.082795 | 0.084553 | 0.08627 | 0.087815 | 0.08926 | 0.090559 | 0.091828 | 0.093156 | 0.094435 | 0.095726 | 0.097419 | 0.099133 | 0.10089 | 0.10269 | 0.10451 | 0.10637
F2_Commercial_College (WA)_New_Water Heating_Natural Gas_Water Heater_E5 | F2 | Commercial | College (WA) | New | Water Heating | Natural Gas | Water Heater | E5 | RVT - Cost of Operation | 0.037801 | 0.038543 | 0.039404 | 0.040401 | 0.041539 | 0.042927 | 0.044304 | 0.045597 | 0.046758 | 0.047881 | 0.049038 | 0.050083 | 0.051203 | 0.052284 | 0.053222 | 0.054076 | 0.054809 | 0.055511 | 0.056256 | 0.056956 | 0.05766 | 0.058678 | 0.059707 | 0.060767 | 0.061847 | 0.062946 | 0.064064
F2_Commercial_College (WA)_New_Water Heating_Natural Gas_Water Heater_E6 | F2 | Commercial | College (WA) | New | Water Heating | Natural Gas | Water Heater | E6 | RVT - Cost of Operation | 0 | 0 | 0 | 0 | 0 | 0 | 0 | 0 | 0 | 0 | 0 | 0 | 0 | 0 | 0 | 0 | 0 | 0 | 0 | 0 | 0 | 0 | 0 | 0 | 0 | 0 | 0
F2_Commercial_College (WA)_New_Water Heating_Natural Gas_Water Heater_E7 | F2 | Commercial | College (WA) | New | Water Heating | Natural Gas | Water Heater | E7 | RVT - Cost of Operation | 0 | 0 | 0 | 0 | 0 | 0 | 0 | 0 | 0 | 0 | 0 | 0 | 0 | 0 | 0 | 0 | 0 | 0 | 0 | 0 | 0 | 0 | 0 | 0 | 0 | 0 | 0
F2_Commercial_College (WA)_New_Water Heating_Natural Gas_Water Heater_E8 | F2 | Commercial | College (WA) | New | Water Heating | Natural Gas | Water Heater | E8 | RVT - Cost of Operation | 0 | 0 | 0 | 0 | 0 | 0 | 0 | 0 | 0 | 0 | 0 | 0 | 0 | 0 | 0 | 0 | 0 | 0 | 0 | 0 | 0 | 0 | 0 | 0 | 0 | 0 | 0
F2_Commercial_College (WA)_New_Water Heating_Natural Gas_Water Heater_E9 | F2 | Commercial | College (WA) | New | Water Heating | Natural Gas | Water Heater | E9 | RVT - Cost of Operation | 0 | 0 | 0 | 0 | 0 | 0 | 0 | 0 | 0 | 0 | 0 | 0 | 0 | 0 | 0 | 0 | 0 | 0 | 0 | 0 | 0 | 0 | 0 | 0 | 0 | 0 | 0
F2_Commercial_College (WA)_New_Water Heating_Natural Gas_Water Heater_E10 | F2 | Commercial | College (WA) | New | Water Heating | Natural Gas | Water Heater | E10 | RVT - Cost of Operation | 0 | 0 | 0 | 0 | 0 | 0 | 0 | 0 | 0 | 0 | 0 | 0 | 0 | 0 | 0 | 0 | 0 | 0 | 0 | 0 | 0 | 0 | 0 | 0 | 0 | 0 | 0
F3_Commercial_College (WA)_New_Water Heating_Natural Gas_Water Heater_E1 | F3 | Commercial | College (WA) | New | Water Heating | Natural Gas | Water Heater | E1 | System - kBTUs of Consumption | 16.6703 | 16.6703 | 16.6703 | 16.6703 | 16.6703 | 16.6703 | 16.6703 | 16.6703 | 16.6703 | 16.6703 | 16.6703 | 16.6703 | 16.6703 | 16.6703 | 16.6703 | 16.6703 | 16.6703 | 16.6703 | 16.6703 | 16.6703 | 16.6703 | 16.6703 | 16.6703 | 16.6703 | 16.6703 | 16.6703 | 16.6703
F3_Commercial_College (WA)_New_Water Heating_Natural Gas_Water Heater_E2 | F3 | Commercial | College (WA) | New | Water Heating | Natural Gas | Water Heater | E2 | System - kBTUs of Consumption | 14.818 | 14.818 | 14.818 | 14.818 | 14.818 | 14.818 | 14.818 | 14.818 | 14.818 | 14.818 | 14.818 | 14.818 | 14.818 | 14.818 | 14.818 | 14.818 | 14.818 | 14.818 | 14.818 | 14.818 | 14.818 | 14.818 | 14.818 | 14.818 | 14.818 | 14.818 | 14.818
F3_Commercial_College (WA)_New_Water Heating_Natural Gas_Water Heater_E3 | F3 | Commercial | College (WA) | New | Water Heating | Natural Gas | Water Heater | E3 | System - kBTUs of Consumption | 14.1875 | 14.1875 | 14.1875 | 14.1875 | 14.1875 | 14.1875 | 14.1875 | 14.1875 | 14.1875 | 14.1875 | 14.1875 | 14.1875 | 14.1875 | 14.1875 | 14.1875 | 14.1875 | 14.1875 | 14.1875 | 14.1875 | 14.1875 | 14.1875 | 14.1875 | 14.1875 | 14.1875 | 14.1875 | 14.1875 | 14.1875
F3_Commercial_College (WA)_New_Water Heating_Natural Gas_Water Heater_E4 | F3 | Commercial | College (WA) | New | Water Heating | Natural Gas | Water Heater | E4 | System - kBTUs of Consumption | 14.1724 | 14.1724 | 14.1724 | 14.1724 | 14.1724 | 14.1724 | 14.1724 | 14.1724 | 14.1724 | 14.1724 | 14.1724 | 14.1724 | 14.1724 | 14.1724 | 14.1724 | 14.1724 | 14.1724 | 14.1724 | 14.1724 | 14.1724 | 14.1724 | 14.1724 | 14.1724 | 14.1724 | 14.1724 | 14.1724 | 14.1724
F3_Commercial_College (WA)_New_Water Heating_Natural Gas_Water Heater_E5 | F3 | Commercial | College (WA) | New | Water Heating | Natural Gas | Water Heater | E5 | System - kBTUs of Consumption | 8.8908 | 8.8908 | 8.8908 | 8.8908 | 8.8908 | 8.8908 | 8.8908 | 8.8908 | 8.8908 | 8.8908 | 8.8908 | 8.8908 | 8.8908 | 8.8908 | 8.8908 | 8.8908 | 8.8908 | 8.8908 | 8.8908 | 8.8908 | 8.8908 | 8.8908 | 8.8908 | 8.8908 | 8.8908 | 8.8908 | 8.8908
F3_Commercial_College (WA)_New_Water Heating_Natural Gas_Water Heater_E6 | F3 | Commercial | College (WA) | New | Water Heating | Natural Gas | Water Heater | E6 | System - kBTUs of Consumption | 0 | 0 | 0 | 0 | 0 | 0 | 0 | 0 | 0 | 0 | 0 | 0 | 0 | 0 | 0 | 0 | 0 | 0 | 0 | 0 | 0 | 0 | 0 | 0 | 0 | 0 | 0
F3_Commercial_College (WA)_New_Water Heating_Natural Gas_Water Heater_E7 | F3 | Commercial | College (WA) | New | Water Heating | Natural Gas | Water Heater | E7 | System - kBTUs of Consumption | 0 | 0 | 0 | 0 | 0 | 0 | 0 | 0 | 0 | 0 | 0 | 0 | 0 | 0 | 0 | 0 | 0 | 0 | 0 | 0 | 0 | 0 | 0 | 0 | 0 | 0 | 0
F3_Commercial_College (WA)_New_Water Heating_Natural Gas_Water Heater_E8 | F3 | Commercial | College (WA) | New | Water Heating | Natural Gas | Water Heater | E8 | System - kBTUs of Consumption | 0 | 0 | 0 | 0 | 0 | 0 | 0 | 0 | 0 | 0 | 0 | 0 | 0 | 0 | 0 | 0 | 0 | 0 | 0 | 0 | 0 | 0 | 0 | 0 | 0 | 0 | 0
F3_Commercial_College (WA)_New_Water Heating_Natural Gas_Water Heater_E9 | F3 | Commercial | College (WA) | New | Water Heating | Natural Gas | Water Heater | E9 | System - kBTUs of Consumption | 0 | 0 | 0 | 0 | 0 | 0 | 0 | 0 | 0 | 0 | 0 | 0 | 0 | 0 | 0 | 0 | 0 | 0 | 0 | 0 | 0 | 0 | 0 | 0 | 0 | 0 | 0
F3_Commercial_College (WA)_New_Water Heating_Natural Gas_Water Heater_E10 | F3 | Commercial | College (WA) | New | Water Heating | Natural Gas | Water Heater | E10 | System - kBTUs of Consumption | 0 | 0 | 0 | 0 | 0 | 0 | 0 | 0 | 0 | 0 | 0 | 0 | 0 | 0 | 0 | 0 | 0 | 0 | 0 | 0 | 0 | 0 | 0 | 0 | 0 | 0 | 0
F4_Commercial_College (WA)_New_Water Heating_Natural Gas_Water Heater_E1 | F4 | Commercial | College (WA) | New | Water Heating | Natural Gas | Water Heater | E1 | Utility - Cost of Equipment | 0.013448 | 0.013448 | 0.013448 | 0.013448 | 0.013448 | 0.013448 | 0.013448 | 0.013448 | 0.013448 | 0.013448 | 0.013448 | 0.013448 | 0.013448 | 0.013448 | 0.013448 | 0.013448 | 0.013448 | 0.013448 | 0.013448 | 0.013448 | 0.013448 | 0.013448 | 0.013448 | 0.013448 | 0.013448 | 0.013448 | 0.013448
F4_Commercial_College (WA)_New_Water Heating_Natural Gas_Water Heater_E2 | F4 | Commercial | College (WA) | New | Water Heating | Natural Gas | Water Heater | E2 | Utility - Cost of Equipment | 0.016138 | 0.016138 | 0.016138 | 0.016138 | 0.016138 | 0.016138 | 0.016138 | 0.016138 | 0.016138 | 0.016138 | 0.016138 | 0.016138 | 0.016138 | 0.016138 | 0.016138 | 0.016138 | 0.016138 | 0.016138 | 0.016138 | 0.016138 | 0.016138 | 0.016138 | 0.016138 | 0.016138 | 0.016138 | 0.016138 | 0.016138
F4_Commercial_College (WA)_New_Water Heating_Natural Gas_Water Heater_E3 | F4 | Commercial | College (WA) | New | Water Heating | Natural Gas | Water Heater | E3 | Utility - Cost of Equipment | 0.019838 | 0.019838 | 0.019838 | 0.019838 | 0.019838 | 0.019838 | 0.019838 | 0.019838 | 0.019838 | 0.019838 | 0.019838 | 0.019838 | 0.019838 | 0.019838 | 0.019838 | 0.019838 | 0.019838 | 0.019838 | 0.019838 | 0.019838 | 0.019838 | 0.019838 | 0.019838 | 0.019838 | 0.019838 | 0.019838 | 0.019838
F4_Commercial_College (WA)_New_Water Heating_Natural Gas_Water Heater_E4 | F4 | Commercial | College (WA) | New | Water Heating | Natural Gas | Water Heater | E4 | Utility - Cost of Equipment | 0.019995 | 0.019995 | 0.019995 | 0.019995 | 0.019995 | 0.019995 | 0.019995 | 0.019995 | 0.019995 | 0.019995 | 0.019995 | 0.019995 | 0.019995 | 0.019995 | 0.019995 | 0.019995 | 0.019995 | 0.019995 | 0.019995 | 0.019995 | 0.019995 | 0.019995 | 0.019995 | 0.019995 | 0.019995 | 0.019995 | 0.019995
F4_Commercial_College (WA)_New_Water Heating_Natural Gas_Water Heater_E5 | F4 | Commercial | College (WA) | New | Water Heating | Natural Gas | Water Heater | E5 | Utility - Cost of Equipment | 0.043161 | 0.043161 | 0.043161 | 0.043161 | 0.043161 | 0.043161 | 0.043161 | 0.043161 | 0.043161 | 0.043161 | 0.043161 | 0.043161 | 0.043161 | 0.043161 | 0.043161 | 0.043161 | 0.043161 | 0.043161 | 0.043161 | 0.043161 | 0.043161 | 0.043161 | 0.043161 | 0.043161 | 0.043161 | 0.043161 | 0.043161
F4_Commercial_College (WA)_New_Water Heating_Natural Gas_Water Heater_E6 | F4 | Commercial | College (WA) | New | Water Heating | Natural Gas | Water Heater | E6 | Utility - Cost of Equipment | 0 | 0 | 0 | 0 | 0 | 0 | 0 | 0 | 0 | 0 | 0 | 0 | 0 | 0 | 0 | 0 | 0 | 0 | 0 | 0 | 0 | 0 | 0 | 0 | 0 | 0 | 0
F4_Commercial_College (WA)_New_Water Heating_Natural Gas_Water Heater_E7 | F4 | Commercial | College (WA) | New | Water Heating | Natural Gas | Water Heater | E7 | Utility - Cost of Equipment | 0 | 0 | 0 | 0 | 0 | 0 | 0 | 0 | 0 | 0 | 0 | 0 | 0 | 0 | 0 | 0 | 0 | 0 | 0 | 0 | 0 | 0 | 0 | 0 | 0 | 0 | 0
F4_Commercial_College (WA)_New_Water Heating_Natural Gas_Water Heater_E8 | F4 | Commercial | College (WA) | New | Water Heating | Natural Gas | Water Heater | E8 | Utility - Cost of Equipment | 0 | 0 | 0 | 0 | 0 | 0 | 0 | 0 | 0 | 0 | 0 | 0 | 0 | 0 | 0 | 0 | 0 | 0 | 0 | 0 | 0 | 0 | 0 | 0 | 0 | 0 | 0
F4_Commercial_College (WA)_New_Water Heating_Natural Gas_Water Heater_E9 | F4 | Commercial | College (WA) | New | Water Heating | Natural Gas | Water Heater | E9 | Utility - Cost of Equipment | 0 | 0 | 0 | 0 | 0 | 0 | 0 | 0 | 0 | 0 | 0 | 0 | 0 | 0 | 0 | 0 | 0 | 0 | 0 | 0 | 0 | 0 | 0 | 0 | 0 | 0 | 0
F4_Commercial_College (WA)_New_Water Heating_Natural Gas_Water Heater_E10 | F4 | Commercial | College (WA) | New | Water Heating | Natural Gas | Water Heater | E10 | Utility - Cost of Equipment | 0 | 0 | 0 | 0 | 0 | 0 | 0 | 0 | 0 | 0 | 0 | 0 | 0 | 0 | 0 | 0 | 0 | 0 | 0 | 0 | 0 | 0 | 0 | 0 | 0 | 0 | 0
F5_Commercial_College (WA)_New_Water Heating_Natural Gas_Water Heater_E1 | F5 | Commercial | College (WA) | New | Water Heating | Natural Gas | Water Heater | E1 | Utility - Cost of Operation | 0.061808 | 0.063431 | 0.065253 | 0.067294 | 0.069567 | 0.072256 | 0.074994 | 0.077691 | 0.080286 | 0.082918 | 0.085061 | 0.087083 | 0.089246 | 0.091374 | 0.093306 | 0.095134 | 0.096803 | 0.098458 | 0.10021 | 0.10194 | 0.1037 | 0.10553 | 0.10739 | 0.1093 | 0.11124 | 0.11321 | 0.11523
F5_Commercial_College (WA)_New_Water Heating_Natural Gas_Water Heater_E2 | F5 | Commercial | College (WA) | New | Water Heating | Natural Gas | Water Heater | E2 | Utility - Cost of Operation | 0.05494 | 0.056383 | 0.058003 | 0.059817 | 0.061837 | 0.064227 | 0.066661 | 0.069059 | 0.071365 | 0.073705 | 0.07561 | 0.077407 | 0.07933 | 0.081222 | 0.082939 | 0.084564 | 0.086047 | 0.087518 | 0.089078 | 0.090609 | 0.092181 | 0.093809 | 0.095456 | 0.097152 | 0.098878 | 0.10063 | 0.10242
F5_Commercial_College (WA)_New_Water Heating_Natural Gas_Water Heater_E3 | F5 | Commercial | College (WA) | New | Water Heating | Natural Gas | Water Heater | E3 | Utility - Cost of Operation | 0.052602 | 0.053984 | 0.055535 | 0.057272 | 0.059206 | 0.061494 | 0.063825 | 0.06612 | 0.068328 | 0.070569 | 0.072392 | 0.074113 | 0.075954 | 0.077765 | 0.079409 | 0.080965 | 0.082385 | 0.083794 | 0.085288 | 0.086754 | 0.088258 | 0.089817 | 0.091394 | 0.093018 | 0.09467 | 0.096352 | 0.098064
F5_Commercial_College (WA)_New_Water Heating_Natural Gas_Water Heater_E4 | F5 | Commercial | College (WA) | New | Water Heating | Natural Gas | Water Heater | E4 | Utility - Cost of Operation | 0.055855 | 0.057297 | 0.058874 | 0.060595 | 0.062471 | 0.064643 | 0.066848 | 0.069027 | 0.071136 | 0.073276 | 0.075064 | 0.076769 | 0.078582 | 0.080374 | 0.082027 | 0.083609 | 0.085079 | 0.086543 | 0.088085 | 0.089607 | 0.091168 | 0.09278 | 0.094412 | 0.096089 | 0.097796 | 0.099534 | 0.1013
F5_Commercial_College (WA)_New_Water Heating_Natural Gas_Water Heater_E5 | F5 | Commercial | College (WA) | New | Water Heating | Natural Gas | Water Heater | E5 | Utility - Cost of Operation | 0.032216 | 0.033063 | 0.03403 | 0.035132 | 0.036377 | 0.037868 | 0.039389 | 0.040885 | 0.042319 | 0.043774 | 0.044943 | 0.046039 | 0.047215 | 0.04837 | 0.049408 | 0.050385 | 0.051268 | 0.052141 | 0.053071 | 0.05398 | 0.054914 | 0.055883 | 0.056863 | 0.057874 | 0.058902 | 0.059948 | 0.061013
F5_Commercial_College (WA)_New_Water Heating_Natural Gas_Water Heater_E6 | F5 | Commercial | College (WA) | New | Water Heating | Natural Gas | Water Heater | E6 | Utility - Cost of Operation | 0 | 0 | 0 | 0 | 0 | 0 | 0 | 0 | 0 | 0 | 0 | 0 | 0 | 0 | 0 | 0 | 0 | 0 | 0 | 0 | 0 | 0 | 0 | 0 | 0 | 0 | 0
F5_Commercial_College (WA)_New_Water Heating_Natural Gas_Water Heater_E7 | F5 | Commercial | College (WA) | New | Water Heating | Natural Gas | Water Heater | E7 | Utility - Cost of Operation | 0 | 0 | 0 | 0 | 0 | 0 | 0 | 0 | 0 | 0 | 0 | 0 | 0 | 0 | 0 | 0 | 0 | 0 | 0 | 0 | 0 | 0 | 0 | 0 | 0 | 0 | 0
F5_Commercial_College (WA)_New_Water Heating_Natural Gas_Water Heater_E8 | F5 | Commercial | College (WA) | New | Water Heating | Natural Gas | Water Heater | E8 | Utility - Cost of Operation | 0 | 0 | 0 | 0 | 0 | 0 | 0 | 0 | 0 | 0 | 0 | 0 | 0 | 0 | 0 | 0 | 0 | 0 | 0 | 0 | 0 | 0 | 0 | 0 | 0 | 0 | 0
F5_Commercial_College (WA)_New_Water Heating_Natural Gas_Water Heater_E9 | F5 | Commercial | College (WA) | New | Water Heating | Natural Gas | Water Heater | E9 | Utility - Cost of Operation | 0 | 0 | 0 | 0 | 0 | 0 | 0 | 0 | 0 | 0 | 0 | 0 | 0 | 0 | 0 | 0 | 0 | 0 | 0 | 0 | 0 | 0 | 0 | 0 | 0 | 0 | 0
F5_Commercial_College (WA)_New_Water Heating_Natural Gas_Water Heater_E10 | F5 | Commercial | College (WA) | New | Water Heating | Natural Gas | Water Heater | E10 | Utility - Cost of Operation | 0 | 0 | 0 | 0 | 0 | 0 | 0 | 0 | 0 | 0 | 0 | 0 | 0 | 0 | 0 | 0 | 0 | 0 | 0 | 0 | 0 | 0 | 0 | 0 | 0 | 0 | 0
F6_Commercial_College (WA)_New_Water Heating_Natural Gas_Water Heater_E1 | F6 | Commercial | College (WA) | New | Water Heating | Natural Gas | Water Heater | E1 | Utility - Value of Sales | 0.072052 | 0.0735 | 0.07513 | 0.076961 | 0.079002 | 0.081469 | 0.083917 | 0.086232 | 0.088331 | 0.090375 | 0.092492 | 0.094433 | 0.096506 | 0.098515 | 0.10028 | 0.10191 | 0.10332 | 0.10469 | 0.10614 | 0.10751 | 0.10889 | 0.11081 | 0.11276 | 0.11476 | 0.1168 | 0.11887 | 0.12099
F6_Commercial_College (WA)_New_Water Heating_Natural Gas_Water Heater_E2 | F6 | Commercial | College (WA) | New | Water Heating | Natural Gas | Water Heater | E2 | Utility - Value of Sales | 0.064046 | 0.065334 | 0.066783 | 0.06841 | 0.070224 | 0.072417 | 0.074593 | 0.07665 | 0.078516 | 0.080333 | 0.082215 | 0.08394 | 0.085783 | 0.087569 | 0.089139 | 0.090583 | 0.091843 | 0.09306 | 0.094344 | 0.095563 | 0.09679 | 0.098499 | 0.10023 | 0.10201 | 0.10382 | 0.10567 | 0.10754
F6_Commercial_College (WA)_New_Water Heating_Natural Gas_Water Heater_E3 | F6 | Commercial | College (WA) | New | Water Heating | Natural Gas | Water Heater | E3 | Utility - Value of Sales | 0.061321 | 0.062554 | 0.063941 | 0.065499 | 0.067235 | 0.069335 | 0.071419 | 0.073389 | 0.075175 | 0.076915 | 0.078717 | 0.080369 | 0.082133 | 0.083843 | 0.085346 | 0.086728 | 0.087935 | 0.0891 | 0.09033 | 0.091497 | 0.092671 | 0.094308 | 0.095964 | 0.097669 | 0.099404 | 0.10117 | 0.10297
F6_Commercial_College (WA)_New_Water Heating_Natural Gas_Water Heater_E4 | F6 | Commercial | College (WA) | New | Water Heating | Natural Gas | Water Heater | E4 | Utility - Value of Sales | 0.064288 | 0.065581 | 0.066992 | 0.068526 | 0.070195 | 0.072162 | 0.074106 | 0.075965 | 0.077681 | 0.079372 | 0.081137 | 0.082795 | 0.084553 | 0.08627 | 0.087815 | 0.08926 | 0.090559 | 0.091828 | 0.093156 | 0.094435 | 0.095726 | 0.097419 | 0.099133 | 0.10089 | 0.10269 | 0.10451 | 0.10637
F6_Commercial_College (WA)_New_Water Heating_Natural Gas_Water Heater_E5 | F6 | Commercial | College (WA) | New | Water Heating | Natural Gas | Water Heater | E5 | Utility - Value of Sales | 0.037801 | 0.038543 | 0.039404 | 0.040401 | 0.041539 | 0.042927 | 0.044304 | 0.045597 | 0.046758 | 0.047881 | 0.049038 | 0.050083 | 0.051203 | 0.052284 | 0.053222 | 0.054076 | 0.054809 | 0.055511 | 0.056256 | 0.056956 | 0.05766 | 0.058678 | 0.059707 | 0.060767 | 0.061847 | 0.062946 | 0.064064
F6_Commercial_College (WA)_New_Water Heating_Natural Gas_Water Heater_E6 | F6 | Commercial | College (WA) | New | Water Heating | Natural Gas | Water Heater | E6 | Utility - Value of Sales | 0 | 0 | 0 | 0 | 0 | 0 | 0 | 0 | 0 | 0 | 0 | 0 | 0 | 0 | 0 | 0 | 0 | 0 | 0 | 0 | 0 | 0 | 0 | 0 | 0 | 0 | 0
F6_Commercial_College (WA)_New_Water Heating_Natural Gas_Water Heater_E7 | F6 | Commercial | College (WA) | New | Water Heating | Natural Gas | Water Heater | E7 | Utility - Value of Sales | 0 | 0 | 0 | 0 | 0 | 0 | 0 | 0 | 0 | 0 | 0 | 0 | 0 | 0 | 0 | 0 | 0 | 0 | 0 | 0 | 0 | 0 | 0 | 0 | 0 | 0 | 0
F6_Commercial_College (WA)_New_Water Heating_Natural Gas_Water Heater_E8 | F6 | Commercial | College (WA) | New | Water Heating | Natural Gas | Water Heater | E8 | Utility - Value of Sales | 0 | 0 | 0 | 0 | 0 | 0 | 0 | 0 | 0 | 0 | 0 | 0 | 0 | 0 | 0 | 0 | 0 | 0 | 0 | 0 | 0 | 0 | 0 | 0 | 0 | 0 | 0
F6_Commercial_College (WA)_New_Water Heating_Natural Gas_Water Heater_E9 | F6 | Commercial | College (WA) | New | Water Heating | Natural Gas | Water Heater | E9 | Utility - Value of Sales | 0 | 0 | 0 | 0 | 0 | 0 | 0 | 0 | 0 | 0 | 0 | 0 | 0 | 0 | 0 | 0 | 0 | 0 | 0 | 0 | 0 | 0 | 0 | 0 | 0 | 0 | 0
F6_Commercial_College (WA)_New_Water Heating_Natural Gas_Water Heater_E10 | F6 | Commercial | College (WA) | New | Water Heating | Natural Gas | Water Heater | E10 | Utility - Value of Sales | 0 | 0 | 0 | 0 | 0 | 0 | 0 | 0 | 0 | 0 | 0 | 0 | 0 | 0 | 0 | 0 | 0 | 0 | 0 | 0 | 0 | 0 | 0 | 0 | 0 | 0 | 0
F1_Commercial_College (WA)_New_Food Preparation_Natural Gas_Oven_E1 | F1 | Commercial | College (WA) | New | Food Preparation | Natural Gas | Oven | E1 | RVT - Cost of Equipment | 8.6574e-05 | 8.6574e-05 | 8.6574e-05 | 8.6574e-05 | 8.6574e-05 | 8.6574e-05 | 8.6574e-05 | 8.6574e-05 | 8.6574e-05 | 8.6574e-05 | 8.6574e-05 | 8.6574e-05 | 8.6574e-05 | 8.6574e-05 | 8.6574e-05 | 8.6574e-05 | 8.6574e-05 | 8.6574e-05 | 8.6574e-05 | 8.6574e-05 | 8.6574e-05 | 8.6574e-05 | 8.6574e-05 | 8.6574e-05 | 8.6574e-05 | 8.6574e-05 | 8.6574e-05
F1_Commercial_College (WA)_New_Food Preparation_Natural Gas_Oven_E2 | F1 | Commercial | College (WA) | New | Food Preparation | Natural Gas | Oven | E2 | RVT - Cost of Equipment | 0.00011797 | 0.00011797 | 0.00011797 | 0.00011797 | 0.00011797 | 0.00011797 | 0.00011797 | 0.00011797 | 0.00011797 | 0.00011797 | 0.00011797 | 0.00011797 | 0.00011797 | 0.00011797 | 0.00011797 | 0.00011797 | 0.00011797 | 0.00011797 | 0.00011797 | 0.00011797 | 0.00011797 | 0.00011797 | 0.00011797 | 0.00011797 | 0.00011797 | 0.00011797 | 0.00011797
F1_Commercial_College (WA)_New_Food Preparation_Natural Gas_Oven_E3 | F1 | Commercial | College (WA) | New | Food Preparation | Natural Gas | Oven | E3 | RVT - Cost of Equipment | 0 | 0 | 0 | 0 | 0 | 0 | 0 | 0 | 0 | 0 | 0 | 0 | 0 | 0 | 0 | 0 | 0 | 0 | 0 | 0 | 0 | 0 | 0 | 0 | 0 | 0 | 0
F1_Commercial_College (WA)_New_Food Preparation_Natural Gas_Oven_E4 | F1 | Commercial | College (WA) | New | Food Preparation | Natural Gas | Oven | E4 | RVT - Cost of Equipment | 0 | 0 | 0 | 0 | 0 | 0 | 0 | 0 | 0 | 0 | 0 | 0 | 0 | 0 | 0 | 0 | 0 | 0 | 0 | 0 | 0 | 0 | 0 | 0 | 0 | 0 | 0
F1_Commercial_College (WA)_New_Food Preparation_Natural Gas_Oven_E5 | F1 | Commercial | College (WA) | New | Food Preparation | Natural Gas | Oven | E5 | RVT - Cost of Equipment | 0 | 0 | 0 | 0 | 0 | 0 | 0 | 0 | 0 | 0 | 0 | 0 | 0 | 0 | 0 | 0 | 0 | 0 | 0 | 0 | 0 | 0 | 0 | 0 | 0 | 0 | 0
F1_Commercial_College (WA)_New_Food Preparation_Natural Gas_Oven_E6 | F1 | Commercial | College (WA) | New | Food Preparation | Natural Gas | Oven | E6 | RVT - Cost of Equipment | 0 | 0 | 0 | 0 | 0 | 0 | 0 | 0 | 0 | 0 | 0 | 0 | 0 | 0 | 0 | 0 | 0 | 0 | 0 | 0 | 0 | 0 | 0 | 0 | 0 | 0 | 0
F1_Commercial_College (WA)_New_Food Preparation_Natural Gas_Oven_E7 | F1 | Commercial | College (WA) | New | Food Preparation | Natural Gas | Oven | E7 | RVT - Cost of Equipment | 0 | 0 | 0 | 0 | 0 | 0 | 0 | 0 | 0 | 0 | 0 | 0 | 0 | 0 | 0 | 0 | 0 | 0 | 0 | 0 | 0 | 0 | 0 | 0 | 0 | 0 | 0
F1_Commercial_College (WA)_New_Food Preparation_Natural Gas_Oven_E8 | F1 | Commercial | College (WA) | New | Food Preparation | Natural Gas | Oven | E8 | RVT - Cost of Equipment | 0 | 0 | 0 | 0 | 0 | 0 | 0 | 0 | 0 | 0 | 0 | 0 | 0 | 0 | 0 | 0 | 0 | 0 | 0 | 0 | 0 | 0 | 0 | 0 | 0 | 0 | 0
F1_Commercial_College (WA)_New_Food Preparation_Natural Gas_Oven_E9 | F1 | Commercial | College (WA) | New | Food Preparation | Natural Gas | Oven | E9 | RVT - Cost of Equipment | 0 | 0 | 0 | 0 | 0 | 0 | 0 | 0 | 0 | 0 | 0 | 0 | 0 | 0 | 0 | 0 | 0 | 0 | 0 | 0 | 0 | 0 | 0 | 0 | 0 | 0 | 0
F1_Commercial_College (WA)_New_Food Preparation_Natural Gas_Oven_E10 | F1 | Commercial | College (WA) | New | Food Preparation | Natural Gas | Oven | E10 | RVT - Cost of Equipment | 0 | 0 | 0 | 0 | 0 | 0 | 0 | 0 | 0 | 0 | 0 | 0 | 0 | 0 | 0 | 0 | 0 | 0 | 0 | 0 | 0 | 0 | 0 | 0 | 0 | 0 | 0
F2_Commercial_College (WA)_New_Food Preparation_Natural Gas_Oven_E1 | F2 | Commercial | College (WA) | New | Food Preparation | Natural Gas | Oven | E1 | RVT - Cost of Operation | 0.0060925 | 0.0061939 | 0.0063175 | 0.0064677 | 0.0066464 | 0.0068826 | 0.0071249 | 0.0073592 | 0.007575 | 0.0077822 | 0.007995 | 0.0081851 | 0.0083835 | 0.0085667 | 0.0087211 | 0.0088579 | 0.0089701 | 0.0090758 | 0.0091893 | 0.0092934 | 0.0093975 | 0.0095631 | 0.0097304 | 0.0099033 | 0.010079 | 0.010258 | 0.010441
F2_Commercial_College (WA)_New_Food Preparation_Natural Gas_Oven_E2 | F2 | Commercial | College (WA) | New | Food Preparation | Natural Gas | Oven | E2 | RVT - Cost of Operation | 0.0043262 | 0.0043982 | 0.004486 | 0.0045927 | 0.0047196 | 0.0048873 | 0.0050593 | 0.0052258 | 0.005379 | 0.0055261 | 0.0056772 | 0.0058122 | 0.0059531 | 0.0060832 | 0.0061928 | 0.00629 | 0.0063696 | 0.0064447 | 0.0065253 | 0.0065992 | 0.0066731 | 0.0067907 | 0.0069095 | 0.0070323 | 0.0071572 | 0.0072843 | 0.0074138
F2_Commercial_College (WA)_New_Food Preparation_Natural Gas_Oven_E3 | F2 | Commercial | College (WA) | New | Food Preparation | Natural Gas | Oven | E3 | RVT - Cost of Operation | 0 | 0 | 0 | 0 | 0 | 0 | 0 | 0 | 0 | 0 | 0 | 0 | 0 | 0 | 0 | 0 | 0 | 0 | 0 | 0 | 0 | 0 | 0 | 0 | 0 | 0 | 0
F2_Commercial_College (WA)_New_Food Preparation_Natural Gas_Oven_E4 | F2 | Commercial | College (WA) | New | Food Preparation | Natural Gas | Oven | E4 | RVT - Cost of Operation | 0 | 0 | 0 | 0 | 0 | 0 | 0 | 0 | 0 | 0 | 0 | 0 | 0 | 0 | 0 | 0 | 0 | 0 | 0 | 0 | 0 | 0 | 0 | 0 | 0 | 0 | 0
F2_Commercial_College (WA)_New_Food Preparation_Natural Gas_Oven_E5 | F2 | Commercial | College (WA) | New | Food Preparation | Natural Gas | Oven | E5 | RVT - Cost of Operation | 0 | 0 | 0 | 0 | 0 | 0 | 0 | 0 | 0 | 0 | 0 | 0 | 0 | 0 | 0 | 0 | 0 | 0 | 0 | 0 | 0 | 0 | 0 | 0 | 0 | 0 | 0
F2_Commercial_College (WA)_New_Food Preparation_Natural Gas_Oven_E6 | F2 | Commercial | College (WA) | New | Food Preparation | Natural Gas | Oven | E6 | RVT - Cost of Operation | 0 | 0 | 0 | 0 | 0 | 0 | 0 | 0 | 0 | 0 | 0 | 0 | 0 | 0 | 0 | 0 | 0 | 0 | 0 | 0 | 0 | 0 | 0 | 0 | 0 | 0 | 0
F2_Commercial_College (WA)_New_Food Preparation_Natural Gas_Oven_E7 | F2 | Commercial | College (WA) | New | Food Preparation | Natural Gas | Oven | E7 | RVT - Cost of Operation | 0 | 0 | 0 | 0 | 0 | 0 | 0 | 0 | 0 | 0 | 0 | 0 | 0 | 0 | 0 | 0 | 0 | 0 | 0 | 0 | 0 | 0 | 0 | 0 | 0 | 0 | 0
F2_Commercial_College (WA)_New_Food Preparation_Natural Gas_Oven_E8 | F2 | Commercial | College (WA) | New | Food Preparation | Natural Gas | Oven | E8 | RVT - Cost of Operation | 0 | 0 | 0 | 0 | 0 | 0 | 0 | 0 | 0 | 0 | 0 | 0 | 0 | 0 | 0 | 0 | 0 | 0 | 0 | 0 | 0 | 0 | 0 | 0 | 0 | 0 | 0
F2_Commercial_College (WA)_New_Food Preparation_Natural Gas_Oven_E9 | F2 | Commercial | College (WA) | New | Food Preparation | Natural Gas | Oven | E9 | RVT - Cost of Operation | 0 | 0 | 0 | 0 | 0 | 0 | 0 | 0 | 0 | 0 | 0 | 0 | 0 | 0 | 0 | 0 | 0 | 0 | 0 | 0 | 0 | 0 | 0 | 0 | 0 | 0 | 0
F2_Commercial_College (WA)_New_Food Preparation_Natural Gas_Oven_E10 | F2 | Commercial | College (WA) | New | Food Preparation | Natural Gas | Oven | E10 | RVT - Cost of Operation | 0 | 0 | 0 | 0 | 0 | 0 | 0 | 0 | 0 | 0 | 0 | 0 | 0 | 0 | 0 | 0 | 0 | 0 | 0 | 0 | 0 | 0 | 0 | 0 | 0 | 0 | 0
F3_Commercial_College (WA)_New_Food Preparation_Natural Gas_Oven_E1 | F3 | Commercial | College (WA) | New | Food Preparation | Natural Gas | Oven | E1 | System - kBTUs of Consumption | 1.4768 | 1.4768 | 1.4768 | 1.4768 | 1.4768 | 1.4768 | 1.4768 | 1.4768 | 1.4768 | 1.4768 | 1.4768 | 1.4768 | 1.4768 | 1.4768 | 1.4768 | 1.4768 | 1.4768 | 1.4768 | 1.4768 | 1.4768 | 1.4768 | 1.4768 | 1.4768 | 1.4768 | 1.4768 | 1.4768 | 1.4768
F3_Commercial_College (WA)_New_Food Preparation_Natural Gas_Oven_E2 | F3 | Commercial | College (WA) | New | Food Preparation | Natural Gas | Oven | E2 | System - kBTUs of Consumption | 1.0486 | 1.0486 | 1.0486 | 1.0486 | 1.0486 | 1.0486 | 1.0486 | 1.0486 | 1.0486 | 1.0486 | 1.0486 | 1.0486 | 1.0486 | 1.0486 | 1.0486 | 1.0486 | 1.0486 | 1.0486 | 1.0486 | 1.0486 | 1.0486 | 1.0486 | 1.0486 | 1.0486 | 1.0486 | 1.0486 | 1.0486
F3_Commercial_College (WA)_New_Food Preparation_Natural Gas_Oven_E3 | F3 | Commercial | College (WA) | New | Food Preparation | Natural Gas | Oven | E3 | System - kBTUs of Consumption | 0 | 0 | 0 | 0 | 0 | 0 | 0 | 0 | 0 | 0 | 0 | 0 | 0 | 0 | 0 | 0 | 0 | 0 | 0 | 0 | 0 | 0 | 0 | 0 | 0 | 0 | 0
F3_Commercial_College (WA)_New_Food Preparation_Natural Gas_Oven_E4 | F3 | Commercial | College (WA) | New | Food Preparation | Natural Gas | Oven | E4 | System - kBTUs of Consumption | 0 | 0 | 0 | 0 | 0 | 0 | 0 | 0 | 0 | 0 | 0 | 0 | 0 | 0 | 0 | 0 | 0 | 0 | 0 | 0 | 0 | 0 | 0 | 0 | 0 | 0 | 0
F3_Commercial_College (WA)_New_Food Preparation_Natural Gas_Oven_E5 | F3 | Commercial | College (WA) | New | Food Preparation | Natural Gas | Oven | E5 | System - kBTUs of Consumption | 0 | 0 | 0 | 0 | 0 | 0 | 0 | 0 | 0 | 0 | 0 | 0 | 0 | 0 | 0 | 0 | 0 | 0 | 0 | 0 | 0 | 0 | 0 | 0 | 0 | 0 | 0
F3_Commercial_College (WA)_New_Food Preparation_Natural Gas_Oven_E6 | F3 | Commercial | College (WA) | New | Food Preparation | Natural Gas | Oven | E6 | System - kBTUs of Consumption | 0 | 0 | 0 | 0 | 0 | 0 | 0 | 0 | 0 | 0 | 0 | 0 | 0 | 0 | 0 | 0 | 0 | 0 | 0 | 0 | 0 | 0 | 0 | 0 | 0 | 0 | 0
F3_Commercial_College (WA)_New_Food Preparation_Natural Gas_Oven_E7 | F3 | Commercial | College (WA) | New | Food Preparation | Natural Gas | Oven | E7 | System - kBTUs of Consumption | 0 | 0 | 0 | 0 | 0 | 0 | 0 | 0 | 0 | 0 | 0 | 0 | 0 | 0 | 0 | 0 | 0 | 0 | 0 | 0 | 0 | 0 | 0 | 0 | 0 | 0 | 0
F3_Commercial_College (WA)_New_Food Preparation_Natural Gas_Oven_E8 | F3 | Commercial | College (WA) | New | Food Preparation | Natural Gas | Oven | E8 | System - kBTUs of Consumption | 0 | 0 | 0 | 0 | 0 | 0 | 0 | 0 | 0 | 0 | 0 | 0 | 0 | 0 | 0 | 0 | 0 | 0 | 0 | 0 | 0 | 0 | 0 | 0 | 0 | 0 | 0
F3_Commercial_College (WA)_New_Food Preparation_Natural Gas_Oven_E9 | F3 | Commercial | College (WA) | New | Food Preparation | Natural Gas | Oven | E9 | System - kBTUs of Consumption | 0 | 0 | 0 | 0 | 0 | 0 | 0 | 0 | 0 | 0 | 0 | 0 | 0 | 0 | 0 | 0 | 0 | 0 | 0 | 0 | 0 | 0 | 0 | 0 | 0 | 0 | 0
F3_Commercial_College (WA)_New_Food Preparation_Natural Gas_Oven_E10 | F3 | Commercial | College (WA) | New | Food Preparation | Natural Gas | Oven | E10 | System - kBTUs of Consumption | 0 | 0 | 0 | 0 | 0 | 0 | 0 | 0 | 0 | 0 | 0 | 0 | 0 | 0 | 0 | 0 | 0 | 0 | 0 | 0 | 0 | 0 | 0 | 0 | 0 | 0 | 0
F4_Commercial_College (WA)_New_Food Preparation_Natural Gas_Oven_E1 | F4 | Commercial | College (WA) | New | Food Preparation | Natural Gas | Oven | E1 | Utility - Cost of Equipment | 8.6574e-05 | 8.6574e-05 | 8.6574e-05 | 8.6574e-05 | 8.6574e-05 | 8.6574e-05 | 8.6574e-05 | 8.6574e-05 | 8.6574e-05 | 8.6574e-05 | 8.6574e-05 | 8.6574e-05 | 8.6574e-05 | 8.6574e-05 | 8.6574e-05 | 8.6574e-05 | 8.6574e-05 | 8.6574e-05 | 8.6574e-05 | 8.6574e-05 | 8.6574e-05 | 8.6574e-05 | 8.6574e-05 | 8.6574e-05 | 8.6574e-05 | 8.6574e-05 | 8.6574e-05
F4_Commercial_College (WA)_New_Food Preparation_Natural Gas_Oven_E2 | F4 | Commercial | College (WA) | New | Food Preparation | Natural Gas | Oven | E2 | Utility - Cost of Equipment | 0.00011797 | 0.00011797 | 0.00011797 | 0.00011797 | 0.00011797 | 0.00011797 | 0.00011797 | 0.00011797 | 0.00011797 | 0.00011797 | 0.00011797 | 0.00011797 | 0.00011797 | 0.00011797 | 0.00011797 | 0.00011797 | 0.00011797 | 0.00011797 | 0.00011797 | 0.00011797 | 0.00011797 | 0.00011797 | 0.00011797 | 0.00011797 | 0.00011797 | 0.00011797 | 0.00011797
F4_Commercial_College (WA)_New_Food Preparation_Natural Gas_Oven_E3 | F4 | Commercial | College (WA) | New | Food Preparation | Natural Gas | Oven | E3 | Utility - Cost of Equipment | 0 | 0 | 0 | 0 | 0 | 0 | 0 | 0 | 0 | 0 | 0 | 0 | 0 | 0 | 0 | 0 | 0 | 0 | 0 | 0 | 0 | 0 | 0 | 0 | 0 | 0 | 0
F4_Commercial_College (WA)_New_Food Preparation_Natural Gas_Oven_E4 | F4 | Commercial | College (WA) | New | Food Preparation | Natural Gas | Oven | E4 | Utility - Cost of Equipment | 0 | 0 | 0 | 0 | 0 | 0 | 0 | 0 | 0 | 0 | 0 | 0 | 0 | 0 | 0 | 0 | 0 | 0 | 0 | 0 | 0 | 0 | 0 | 0 | 0 | 0 | 0
F4_Commercial_College (WA)_New_Food Preparation_Natural Gas_Oven_E5 | F4 | Commercial | College (WA) | New | Food Preparation | Natural Gas | Oven | E5 | Utility - Cost of Equipment | 0 | 0 | 0 | 0 | 0 | 0 | 0 | 0 | 0 | 0 | 0 | 0 | 0 | 0 | 0 | 0 | 0 | 0 | 0 | 0 | 0 | 0 | 0 | 0 | 0 | 0 | 0
F4_Commercial_College (WA)_New_Food Preparation_Natural Gas_Oven_E6 | F4 | Commercial | College (WA) | New | Food Preparation | Natural Gas | Oven | E6 | Utility - Cost of Equipment | 0 | 0 | 0 | 0 | 0 | 0 | 0 | 0 | 0 | 0 | 0 | 0 | 0 | 0 | 0 | 0 | 0 | 0 | 0 | 0 | 0 | 0 | 0 | 0 | 0 | 0 | 0
F4_Commercial_College (WA)_New_Food Preparation_Natural Gas_Oven_E7 | F4 | Commercial | College (WA) | New | Food Preparation | Natural Gas | Oven | E7 | Utility - Cost of Equipment | 0 | 0 | 0 | 0 | 0 | 0 | 0 | 0 | 0 | 0 | 0 | 0 | 0 | 0 | 0 | 0 | 0 | 0 | 0 | 0 | 0 | 0 | 0 | 0 | 0 | 0 | 0
F4_Commercial_College (WA)_New_Food Preparation_Natural Gas_Oven_E8 | F4 | Commercial | College (WA) | New | Food Preparation | Natural Gas | Oven | E8 | Utility - Cost of Equipment | 0 | 0 | 0 | 0 | 0 | 0 | 0 | 0 | 0 | 0 | 0 | 0 | 0 | 0 | 0 | 0 | 0 | 0 | 0 | 0 | 0 | 0 | 0 | 0 | 0 | 0 | 0
F4_Commercial_College (WA)_New_Food Preparation_Natural Gas_Oven_E9 | F4 | Commercial | College (WA) | New | Food Preparation | Natural Gas | Oven | E9 | Utility - Cost of Equipment | 0 | 0 | 0 | 0 | 0 | 0 | 0 | 0 | 0 | 0 | 0 | 0 | 0 | 0 | 0 | 0 | 0 | 0 | 0 | 0 | 0 | 0 | 0 | 0 | 0 | 0 | 0
F4_Commercial_College (WA)_New_Food Preparation_Natural Gas_Oven_E10 | F4 | Commercial | College (WA) | New | Food Preparation | Natural Gas | Oven | E10 | Utility - Cost of Equipment | 0 | 0 | 0 | 0 | 0 | 0 | 0 | 0 | 0 | 0 | 0 | 0 | 0 | 0 | 0 | 0 | 0 | 0 | 0 | 0 | 0 | 0 | 0 | 0 | 0 | 0 | 0
F5_Commercial_College (WA)_New_Food Preparation_Natural Gas_Oven_E1 | F5 | Commercial | College (WA) | New | Food Preparation | Natural Gas | Oven | E1 | Utility - Cost of Operation | 0.0051215 | 0.0052398 | 0.0053885 | 0.0055639 | 0.005768 | 0.0060253 | 0.0062933 | 0.0065605 | 0.0068183 | 0.0070796 | 0.0072835 | 0.0074732 | 0.0076777 | 0.007877 | 0.0080527 | 0.0082154 | 0.0083589 | 0.0084999 | 0.0086516 | 0.0087987 | 0.00895 | 0.0091077 | 0.009267 | 0.0094317 | 0.0095992 | 0.0097698 | 0.0099433
F5_Commercial_College (WA)_New_Food Preparation_Natural Gas_Oven_E2 | F5 | Commercial | College (WA) | New | Food Preparation | Natural Gas | Oven | E2 | Utility - Cost of Operation | 0.0036368 | 0.0037207 | 0.0038263 | 0.0039509 | 0.0040958 | 0.0042785 | 0.0044688 | 0.0046586 | 0.0048416 | 0.0050272 | 0.005172 | 0.0053067 | 0.0054519 | 0.0055934 | 0.0057182 | 0.0058337 | 0.0059356 | 0.0060357 | 0.0061434 | 0.0062479 | 0.0063553 | 0.0064674 | 0.0065805 | 0.0066974 | 0.0068164 | 0.0069375 | 0.0070607
F5_Commercial_College (WA)_New_Food Preparation_Natural Gas_Oven_E3 | F5 | Commercial | College (WA) | New | Food Preparation | Natural Gas | Oven | E3 | Utility - Cost of Operation | 0 | 0 | 0 | 0 | 0 | 0 | 0 | 0 | 0 | 0 | 0 | 0 | 0 | 0 | 0 | 0 | 0 | 0 | 0 | 0 | 0 | 0 | 0 | 0 | 0 | 0 | 0
F5_Commercial_College (WA)_New_Food Preparation_Natural Gas_Oven_E4 | F5 | Commercial | College (WA) | New | Food Preparation | Natural Gas | Oven | E4 | Utility - Cost of Operation | 0 | 0 | 0 | 0 | 0 | 0 | 0 | 0 | 0 | 0 | 0 | 0 | 0 | 0 | 0 | 0 | 0 | 0 | 0 | 0 | 0 | 0 | 0 | 0 | 0 | 0 | 0
F5_Commercial_College (WA)_New_Food Preparation_Natural Gas_Oven_E5 | F5 | Commercial | College (WA) | New | Food Preparation | Natural Gas | Oven | E5 | Utility - Cost of Operation | 0 | 0 | 0 | 0 | 0 | 0 | 0 | 0 | 0 | 0 | 0 | 0 | 0 | 0 | 0 | 0 | 0 | 0 | 0 | 0 | 0 | 0 | 0 | 0 | 0 | 0 | 0
F5_Commercial_College (WA)_New_Food Preparation_Natural Gas_Oven_E6 | F5 | Commercial | College (WA) | New | Food Preparation | Natural Gas | Oven | E6 | Utility - Cost of Operation | 0 | 0 | 0 | 0 | 0 | 0 | 0 | 0 | 0 | 0 | 0 | 0 | 0 | 0 | 0 | 0 | 0 | 0 | 0 | 0 | 0 | 0 | 0 | 0 | 0 | 0 | 0
F5_Commercial_College (WA)_New_Food Preparation_Natural Gas_Oven_E7 | F5 | Commercial | College (WA) | New | Food Preparation | Natural Gas | Oven | E7 | Utility - Cost of Operation | 0 | 0 | 0 | 0 | 0 | 0 | 0 | 0 | 0 | 0 | 0 | 0 | 0 | 0 | 0 | 0 | 0 | 0 | 0 | 0 | 0 | 0 | 0 | 0 | 0 | 0 | 0
F5_Commercial_College (WA)_New_Food Preparation_Natural Gas_Oven_E8 | F5 | Commercial | College (WA) | New | Food Preparation | Natural Gas | Oven | E8 | Utility - Cost of Operation | 0 | 0 | 0 | 0 | 0 | 0 | 0 | 0 | 0 | 0 | 0 | 0 | 0 | 0 | 0 | 0 | 0 | 0 | 0 | 0 | 0 | 0 | 0 | 0 | 0 | 0 | 0
F5_Commercial_College (WA)_New_Food Preparation_Natural Gas_Oven_E9 | F5 | Commercial | College (WA) | New | Food Preparation | Natural Gas | Oven | E9 | Utility - Cost of Operation | 0 | 0 | 0 | 0 | 0 | 0 | 0 | 0 | 0 | 0 | 0 | 0 | 0 | 0 | 0 | 0 | 0 | 0 | 0 | 0 | 0 | 0 | 0 | 0 | 0 | 0 | 0
F5_Commercial_College (WA)_New_Food Preparation_Natural Gas_Oven_E10 | F5 | Commercial | College (WA) | New | Food Preparation | Natural Gas | Oven | E10 | Utility - Cost of Operation | 0 | 0 | 0 | 0 | 0 | 0 | 0 | 0 | 0 | 0 | 0 | 0 | 0 | 0 | 0 | 0 | 0 | 0 | 0 | 0 | 0 | 0 | 0 | 0 | 0 | 0 | 0
F6_Commercial_College (WA)_New_Food Preparation_Natural Gas_Oven_E1 | F6 | Commercial | College (WA) | New | Food Preparation | Natural Gas | Oven | E1 | Utility - Value of Sales | 0.0060925 | 0.0061939 | 0.0063175 | 0.0064677 | 0.0066464 | 0.0068826 | 0.0071249 | 0.0073592 | 0.007575 | 0.0077822 | 0.007995 | 0.0081851 | 0.0083835 | 0.0085667 | 0.0087211 | 0.0088579 | 0.0089701 | 0.0090758 | 0.0091893 | 0.0092934 | 0.0093975 | 0.0095631 | 0.0097304 | 0.0099033 | 0.010079 | 0.010258 | 0.010441
F6_Commercial_College (WA)_New_Food Preparation_Natural Gas_Oven_E2 | F6 | Commercial | College (WA) | New | Food Preparation | Natural Gas | Oven | E2 | Utility - Value of Sales | 0.0043262 | 0.0043982 | 0.004486 | 0.0045927 | 0.0047196 | 0.0048873 | 0.0050593 | 0.0052258 | 0.005379 | 0.0055261 | 0.0056772 | 0.0058122 | 0.0059531 | 0.0060832 | 0.0061928 | 0.00629 | 0.0063696 | 0.0064447 | 0.0065253 | 0.0065992 | 0.0066731 | 0.0067907 | 0.0069095 | 0.0070323 | 0.0071572 | 0.0072843 | 0.0074138
F6_Commercial_College (WA)_New_Food Preparation_Natural Gas_Oven_E3 | F6 | Commercial | College (WA) | New | Food Preparation | Natural Gas | Oven | E3 | Utility - Value of Sales | 0 | 0 | 0 | 0 | 0 | 0 | 0 | 0 | 0 | 0 | 0 | 0 | 0 | 0 | 0 | 0 | 0 | 0 | 0 | 0 | 0 | 0 | 0 | 0 | 0 | 0 | 0
F6_Commercial_College (WA)_New_Food Preparation_Natural Gas_Oven_E4 | F6 | Commercial | College (WA) | New | Food Preparation | Natural Gas | Oven | E4 | Utility - Value of Sales | 0 | 0 | 0 | 0 | 0 | 0 | 0 | 0 | 0 | 0 | 0 | 0 | 0 | 0 | 0 | 0 | 0 | 0 | 0 | 0 | 0 | 0 | 0 | 0 | 0 | 0 | 0
F6_Commercial_College (WA)_New_Food Preparation_Natural Gas_Oven_E5 | F6 | Commercial | College (WA) | New | Food Preparation | Natural Gas | Oven | E5 | Utility - Value of Sales | 0 | 0 | 0 | 0 | 0 | 0 | 0 | 0 | 0 | 0 | 0 | 0 | 0 | 0 | 0 | 0 | 0 | 0 | 0 | 0 | 0 | 0 | 0 | 0 | 0 | 0 | 0
F6_Commercial_College (WA)_New_Food Preparation_Natural Gas_Oven_E6 | F6 | Commercial | College (WA) | New | Food Preparation | Natural Gas | Oven | E6 | Utility - Value of Sales | 0 | 0 | 0 | 0 | 0 | 0 | 0 | 0 | 0 | 0 | 0 | 0 | 0 | 0 | 0 | 0 | 0 | 0 | 0 | 0 | 0 | 0 | 0 | 0 | 0 | 0 | 0
F6_Commercial_College (WA)_New_Food Preparation_Natural Gas_Oven_E7 | F6 | Commercial | College (WA) | New | Food Preparation | Natural Gas | Oven | E7 | Utility - Value of Sales | 0 | 0 | 0 | 0 | 0 | 0 | 0 | 0 | 0 | 0 | 0 | 0 | 0 | 0 | 0 | 0 | 0 | 0 | 0 | 0 | 0 | 0 | 0 | 0 | 0 | 0 | 0
F6_Commercial_College (WA)_New_Food Preparation_Natural Gas_Oven_E8 | F6 | Commercial | College (WA) | New | Food Preparation | Natural Gas | Oven | E8 | Utility - Value of Sales | 0 | 0 | 0 | 0 | 0 | 0 | 0 | 0 | 0 | 0 | 0 | 0 | 0 | 0 | 0 | 0 | 0 | 0 | 0 | 0 | 0 | 0 | 0 | 0 | 0 | 0 | 0
F6_Commercial_College (WA)_New_Food Preparation_Natural Gas_Oven_E9 | F6 | Commercial | College (WA) | New | Food Preparation | Natural Gas | Oven | E9 | Utility - Value of Sales | 0 | 0 | 0 | 0 | 0 | 0 | 0 | 0 | 0 | 0 | 0 | 0 | 0 | 0 | 0 | 0 | 0 | 0 | 0 | 0 | 0 | 0 | 0 | 0 | 0 | 0 | 0
F6_Commercial_College (WA)_New_Food Preparation_Natural Gas_Oven_E10 | F6 | Commercial | College (WA) | New | Food Preparation | Natural Gas | Oven | E10 | Utility - Value of Sales | 0 | 0 | 0 | 0 | 0 | 0 | 0 | 0 | 0 | 0 | 0 | 0 | 0 | 0 | 0 | 0 | 0 | 0 | 0 | 0 | 0 | 0 | 0 | 0 | 0 | 0 | 0
F1_Commercial_College (WA)_New_Food Preparation_Natural Gas_Conveyor Oven_E1 | F1 | Commercial | College (WA) | New | Food Preparation | Natural Gas | Conveyor Oven | E1 | RVT - Cost of Equipment | 5.0151e-05 | 5.0151e-05 | 5.0151e-05 | 5.0151e-05 | 5.0151e-05 | 5.0151e-05 | 5.0151e-05 | 5.0151e-05 | 5.0151e-05 | 5.0151e-05 | 5.0151e-05 | 5.0151e-05 | 5.0151e-05 | 5.0151e-05 | 5.0151e-05 | 5.0151e-05 | 5.0151e-05 | 5.0151e-05 | 5.0151e-05 | 5.0151e-05 | 5.0151e-05 | 5.0151e-05 | 5.0151e-05 | 5.0151e-05 | 5.0151e-05 | 5.0151e-05 | 5.0151e-05
F1_Commercial_College (WA)_New_Food Preparation_Natural Gas_Conveyor Oven_E2 | F1 | Commercial | College (WA) | New | Food Preparation | Natural Gas | Conveyor Oven | E2 | RVT - Cost of Equipment | 0.00010625 | 0.00010625 | 0.00010625 | 0.00010625 | 0.00010625 | 0.00010625 | 0.00010625 | 0.00010625 | 0.00010625 | 0.00010625 | 0.00010625 | 0.00010625 | 0.00010625 | 0.00010625 | 0.00010625 | 0.00010625 | 0.00010625 | 0.00010625 | 0.00010625 | 0.00010625 | 0.00010625 | 0.00010625 | 0.00010625 | 0.00010625 | 0.00010625 | 0.00010625 | 0.00010625
F1_Commercial_College (WA)_New_Food Preparation_Natural Gas_Conveyor Oven_E3 | F1 | Commercial | College (WA) | New | Food Preparation | Natural Gas | Conveyor Oven | E3 | RVT - Cost of Equipment | 0 | 0 | 0 | 0 | 0 | 0 | 0 | 0 | 0 | 0 | 0 | 0 | 0 | 0 | 0 | 0 | 0 | 0 | 0 | 0 | 0 | 0 | 0 | 0 | 0 | 0 | 0
F1_Commercial_College (WA)_New_Food Preparation_Natural Gas_Conveyor Oven_E4 | F1 | Commercial | College (WA) | New | Food Preparation | Natural Gas | Conveyor Oven | E4 | RVT - Cost of Equipment | 0 | 0 | 0 | 0 | 0 | 0 | 0 | 0 | 0 | 0 | 0 | 0 | 0 | 0 | 0 | 0 | 0 | 0 | 0 | 0 | 0 | 0 | 0 | 0 | 0 | 0 | 0
F1_Commercial_College (WA)_New_Food Preparation_Natural Gas_Conveyor Oven_E5 | F1 | Commercial | College (WA) | New | Food Preparation | Natural Gas | Conveyor Oven | E5 | RVT - Cost of Equipment | 0 | 0 | 0 | 0 | 0 | 0 | 0 | 0 | 0 | 0 | 0 | 0 | 0 | 0 | 0 | 0 | 0 | 0 | 0 | 0 | 0 | 0 | 0 | 0 | 0 | 0 | 0
F1_Commercial_College (WA)_New_Food Preparation_Natural Gas_Conveyor Oven_E6 | F1 | Commercial | College (WA) | New | Food Preparation | Natural Gas | Conveyor Oven | E6 | RVT - Cost of Equipment | 0 | 0 | 0 | 0 | 0 | 0 | 0 | 0 | 0 | 0 | 0 | 0 | 0 | 0 | 0 | 0 | 0 | 0 | 0 | 0 | 0 | 0 | 0 | 0 | 0 | 0 | 0
F1_Commercial_College (WA)_New_Food Preparation_Natural Gas_Conveyor Oven_E7 | F1 | Commercial | College (WA) | New | Food Preparation | Natural Gas | Conveyor Oven | E7 | RVT - Cost of Equipment | 0 | 0 | 0 | 0 | 0 | 0 | 0 | 0 | 0 | 0 | 0 | 0 | 0 | 0 | 0 | 0 | 0 | 0 | 0 | 0 | 0 | 0 | 0 | 0 | 0 | 0 | 0
F1_Commercial_College (WA)_New_Food Preparation_Natural Gas_Conveyor Oven_E8 | F1 | Commercial | College (WA) | New | Food Preparation | Natural Gas | Conveyor Oven | E8 | RVT - Cost of Equipment | 0 | 0 | 0 | 0 | 0 | 0 | 0 | 0 | 0 | 0 | 0 | 0 | 0 | 0 | 0 | 0 | 0 | 0 | 0 | 0 | 0 | 0 | 0 | 0 | 0 | 0 | 0
F1_Commercial_College (WA)_New_Food Preparation_Natural Gas_Conveyor Oven_E9 | F1 | Commercial | College (WA) | New | Food Preparation | Natural Gas | Conveyor Oven | E9 | RVT - Cost of Equipment | 0 | 0 | 0 | 0 | 0 | 0 | 0 | 0 | 0 | 0 | 0 | 0 | 0 | 0 | 0 | 0 | 0 | 0 | 0 | 0 | 0 | 0 | 0 | 0 | 0 | 0 | 0
F1_Commercial_College (WA)_New_Food Preparation_Natural Gas_Conveyor Oven_E10 | F1 | Commercial | College (WA) | New | Food Preparation | Natural Gas | Conveyor Oven | E10 | RVT - Cost of Equipment | 0 | 0 | 0 | 0 | 0 | 0 | 0 | 0 | 0 | 0 | 0 | 0 | 0 | 0 | 0 | 0 | 0 | 0 | 0 | 0 | 0 | 0 | 0 | 0 | 0 | 0 | 0
F2_Commercial_College (WA)_New_Food Preparation_Natural Gas_Conveyor Oven_E1 | F2 | Commercial | College (WA) | New | Food Preparation | Natural Gas | Conveyor Oven | E1 | RVT - Cost of Operation | 0.010599 | 0.010826 | 0.011072 | 0.011339 | 0.011628 | 0.011969 | 0.012303 | 0.012621 | 0.012912 | 0.013198 | 0.013497 | 0.013777 | 0.014074 | 0.014363 | 0.014621 | 0.014859 | 0.015071 | 0.015277 | 0.015493 | 0.015699 | 0.015908 | 0.016189 | 0.016473 | 0.016766 | 0.017064 | 0.017367 | 0.017675
F2_Commercial_College (WA)_New_Food Preparation_Natural Gas_Conveyor Oven_E2 | F2 | Commercial | College (WA) | New | Food Preparation | Natural Gas | Conveyor Oven | E2 | RVT - Cost of Operation | 0.0084234 | 0.0086034 | 0.0087992 | 0.0090114 | 0.0092415 | 0.0095125 | 0.0097777 | 0.01003 | 0.010262 | 0.010489 | 0.010727 | 0.010949 | 0.011185 | 0.011415 | 0.01162 | 0.011809 | 0.011977 | 0.012141 | 0.012313 | 0.012477 | 0.012642 | 0.012866 | 0.013092 | 0.013324 | 0.013561 | 0.013802 | 0.014047
F2_Commercial_College (WA)_New_Food Preparation_Natural Gas_Conveyor Oven_E3 | F2 | Commercial | College (WA) | New | Food Preparation | Natural Gas | Conveyor Oven | E3 | RVT - Cost of Operation | 0 | 0 | 0 | 0 | 0 | 0 | 0 | 0 | 0 | 0 | 0 | 0 | 0 | 0 | 0 | 0 | 0 | 0 | 0 | 0 | 0 | 0 | 0 | 0 | 0 | 0 | 0
F2_Commercial_College (WA)_New_Food Preparation_Natural Gas_Conveyor Oven_E4 | F2 | Commercial | College (WA) | New | Food Preparation | Natural Gas | Conveyor Oven | E4 | RVT - Cost of Operation | 0 | 0 | 0 | 0 | 0 | 0 | 0 | 0 | 0 | 0 | 0 | 0 | 0 | 0 | 0 | 0 | 0 | 0 | 0 | 0 | 0 | 0 | 0 | 0 | 0 | 0 | 0
F2_Commercial_College (WA)_New_Food Preparation_Natural Gas_Conveyor Oven_E5 | F2 | Commercial | College (WA) | New | Food Preparation | Natural Gas | Conveyor Oven | E5 | RVT - Cost of Operation | 0 | 0 | 0 | 0 | 0 | 0 | 0 | 0 | 0 | 0 | 0 | 0 | 0 | 0 | 0 | 0 | 0 | 0 | 0 | 0 | 0 | 0 | 0 | 0 | 0 | 0 | 0
F2_Commercial_College (WA)_New_Food Preparation_Natural Gas_Conveyor Oven_E6 | F2 | Commercial | College (WA) | New | Food Preparation | Natural Gas | Conveyor Oven | E6 | RVT - Cost of Operation | 0 | 0 | 0 | 0 | 0 | 0 | 0 | 0 | 0 | 0 | 0 | 0 | 0 | 0 | 0 | 0 | 0 | 0 | 0 | 0 | 0 | 0 | 0 | 0 | 0 | 0 | 0
F2_Commercial_College (WA)_New_Food Preparation_Natural Gas_Conveyor Oven_E7 | F2 | Commercial | College (WA) | New | Food Preparation | Natural Gas | Conveyor Oven | E7 | RVT - Cost of Operation | 0 | 0 | 0 | 0 | 0 | 0 | 0 | 0 | 0 | 0 | 0 | 0 | 0 | 0 | 0 | 0 | 0 | 0 | 0 | 0 | 0 | 0 | 0 | 0 | 0 | 0 | 0
F2_Commercial_College (WA)_New_Food Preparation_Natural Gas_Conveyor Oven_E8 | F2 | Commercial | College (WA) | New | Food Preparation | Natural Gas | Conveyor Oven | E8 | RVT - Cost of Operation | 0 | 0 | 0 | 0 | 0 | 0 | 0 | 0 | 0 | 0 | 0 | 0 | 0 | 0 | 0 | 0 | 0 | 0 | 0 | 0 | 0 | 0 | 0 | 0 | 0 | 0 | 0
F2_Commercial_College (WA)_New_Food Preparation_Natural Gas_Conveyor Oven_E9 | F2 | Commercial | College (WA) | New | Food Preparation | Natural Gas | Conveyor Oven | E9 | RVT - Cost of Operation | 0 | 0 | 0 | 0 | 0 | 0 | 0 | 0 | 0 | 0 | 0 | 0 | 0 | 0 | 0 | 0 | 0 | 0 | 0 | 0 | 0 | 0 | 0 | 0 | 0 | 0 | 0
F2_Commercial_College (WA)_New_Food Preparation_Natural Gas_Conveyor Oven_E10 | F2 | Commercial | College (WA) | New | Food Preparation | Natural Gas | Conveyor Oven | E10 | RVT - Cost of Operation | 0 | 0 | 0 | 0 | 0 | 0 | 0 | 0 | 0 | 0 | 0 | 0 | 0 | 0 | 0 | 0 | 0 | 0 | 0 | 0 | 0 | 0 | 0 | 0 | 0 | 0 | 0
F3_Commercial_College (WA)_New_Food Preparation_Natural Gas_Conveyor Oven_E1 | F3 | Commercial | College (WA) | New | Food Preparation | Natural Gas | Conveyor Oven | E1 | System - kBTUs of Consumption | 2.3833 | 2.3833 | 2.3833 | 2.3833 | 2.3833 | 2.3833 | 2.3833 | 2.3833 | 2.3833 | 2.3833 | 2.3833 | 2.3833 | 2.3833 | 2.3833 | 2.3833 | 2.3833 | 2.3833 | 2.3833 | 2.3833 | 2.3833 | 2.3833 | 2.3833 | 2.3833 | 2.3833 | 2.3833 | 2.3833 | 2.3833
F3_Commercial_College (WA)_New_Food Preparation_Natural Gas_Conveyor Oven_E2 | F3 | Commercial | College (WA) | New | Food Preparation | Natural Gas | Conveyor Oven | E2 | System - kBTUs of Consumption | 1.8941 | 1.8941 | 1.8941 | 1.8941 | 1.8941 | 1.8941 | 1.8941 | 1.8941 | 1.8941 | 1.8941 | 1.8941 | 1.8941 | 1.8941 | 1.8941 | 1.8941 | 1.8941 | 1.8941 | 1.8941 | 1.8941 | 1.8941 | 1.8941 | 1.8941 | 1.8941 | 1.8941 | 1.8941 | 1.8941 | 1.8941
F3_Commercial_College (WA)_New_Food Preparation_Natural Gas_Conveyor Oven_E3 | F3 | Commercial | College (WA) | New | Food Preparation | Natural Gas | Conveyor Oven | E3 | System - kBTUs of Consumption | 0 | 0 | 0 | 0 | 0 | 0 | 0 | 0 | 0 | 0 | 0 | 0 | 0 | 0 | 0 | 0 | 0 | 0 | 0 | 0 | 0 | 0 | 0 | 0 | 0 | 0 | 0
F3_Commercial_College (WA)_New_Food Preparation_Natural Gas_Conveyor Oven_E4 | F3 | Commercial | College (WA) | New | Food Preparation | Natural Gas | Conveyor Oven | E4 | System - kBTUs of Consumption | 0 | 0 | 0 | 0 | 0 | 0 | 0 | 0 | 0 | 0 | 0 | 0 | 0 | 0 | 0 | 0 | 0 | 0 | 0 | 0 | 0 | 0 | 0 | 0 | 0 | 0 | 0
F3_Commercial_College (WA)_New_Food Preparation_Natural Gas_Conveyor Oven_E5 | F3 | Commercial | College (WA) | New | Food Preparation | Natural Gas | Conveyor Oven | E5 | System - kBTUs of Consumption | 0 | 0 | 0 | 0 | 0 | 0 | 0 | 0 | 0 | 0 | 0 | 0 | 0 | 0 | 0 | 0 | 0 | 0 | 0 | 0 | 0 | 0 | 0 | 0 | 0 | 0 | 0
F3_Commercial_College (WA)_New_Food Preparation_Natural Gas_Conveyor Oven_E6 | F3 | Commercial | College (WA) | New | Food Preparation | Natural Gas | Conveyor Oven | E6 | System - kBTUs of Consumption | 0 | 0 | 0 | 0 | 0 | 0 | 0 | 0 | 0 | 0 | 0 | 0 | 0 | 0 | 0 | 0 | 0 | 0 | 0 | 0 | 0 | 0 | 0 | 0 | 0 | 0 | 0
F3_Commercial_College (WA)_New_Food Preparation_Natural Gas_Conveyor Oven_E7 | F3 | Commercial | College (WA) | New | Food Preparation | Natural Gas | Conveyor Oven | E7 | System - kBTUs of Consumption | 0 | 0 | 0 | 0 | 0 | 0 | 0 | 0 | 0 | 0 | 0 | 0 | 0 | 0 | 0 | 0 | 0 | 0 | 0 | 0 | 0 | 0 | 0 | 0 | 0 | 0 | 0
F3_Commercial_College (WA)_New_Food Preparation_Natural Gas_Conveyor Oven_E8 | F3 | Commercial | College (WA) | New | Food Preparation | Natural Gas | Conveyor Oven | E8 | System - kBTUs of Consumption | 0 | 0 | 0 | 0 | 0 | 0 | 0 | 0 | 0 | 0 | 0 | 0 | 0 | 0 | 0 | 0 | 0 | 0 | 0 | 0 | 0 | 0 | 0 | 0 | 0 | 0 | 0
F3_Commercial_College (WA)_New_Food Preparation_Natural Gas_Conveyor Oven_E9 | F3 | Commercial | College (WA) | New | Food Preparation | Natural Gas | Conveyor Oven | E9 | System - kBTUs of Consumption | 0 | 0 | 0 | 0 | 0 | 0 | 0 | 0 | 0 | 0 | 0 | 0 | 0 | 0 | 0 | 0 | 0 | 0 | 0 | 0 | 0 | 0 | 0 | 0 | 0 | 0 | 0
F3_Commercial_College (WA)_New_Food Preparation_Natural Gas_Conveyor Oven_E10 | F3 | Commercial | College (WA) | New | Food Preparation | Natural Gas | Conveyor Oven | E10 | System - kBTUs of Consumption | 0 | 0 | 0 | 0 | 0 | 0 | 0 | 0 | 0 | 0 | 0 | 0 | 0 | 0 | 0 | 0 | 0 | 0 | 0 | 0 | 0 | 0 | 0 | 0 | 0 | 0 | 0
F4_Commercial_College (WA)_New_Food Preparation_Natural Gas_Conveyor Oven_E1 | F4 | Commercial | College (WA) | New | Food Preparation | Natural Gas | Conveyor Oven | E1 | Utility - Cost of Equipment | 5.0151e-05 | 5.0151e-05 | 5.0151e-05 | 5.0151e-05 | 5.0151e-05 | 5.0151e-05 | 5.0151e-05 | 5.0151e-05 | 5.0151e-05 | 5.0151e-05 | 5.0151e-05 | 5.0151e-05 | 5.0151e-05 | 5.0151e-05 | 5.0151e-05 | 5.0151e-05 | 5.0151e-05 | 5.0151e-05 | 5.0151e-05 | 5.0151e-05 | 5.0151e-05 | 5.0151e-05 | 5.0151e-05 | 5.0151e-05 | 5.0151e-05 | 5.0151e-05 | 5.0151e-05
F4_Commercial_College (WA)_New_Food Preparation_Natural Gas_Conveyor Oven_E2 | F4 | Commercial | College (WA) | New | Food Preparation | Natural Gas | Conveyor Oven | E2 | Utility - Cost of Equipment | 0.00010625 | 0.00010625 | 0.00010625 | 0.00010625 | 0.00010625 | 0.00010625 | 0.00010625 | 0.00010625 | 0.00010625 | 0.00010625 | 0.00010625 | 0.00010625 | 0.00010625 | 0.00010625 | 0.00010625 | 0.00010625 | 0.00010625 | 0.00010625 | 0.00010625 | 0.00010625 | 0.00010625 | 0.00010625 | 0.00010625 | 0.00010625 | 0.00010625 | 0.00010625 | 0.00010625
F4_Commercial_College (WA)_New_Food Preparation_Natural Gas_Conveyor Oven_E3 | F4 | Commercial | College (WA) | New | Food Preparation | Natural Gas | Conveyor Oven | E3 | Utility - Cost of Equipment | 0 | 0 | 0 | 0 | 0 | 0 | 0 | 0 | 0 | 0 | 0 | 0 | 0 | 0 | 0 | 0 | 0 | 0 | 0 | 0 | 0 | 0 | 0 | 0 | 0 | 0 | 0
F4_Commercial_College (WA)_New_Food Preparation_Natural Gas_Conveyor Oven_E4 | F4 | Commercial | College (WA) | New | Food Preparation | Natural Gas | Conveyor Oven | E4 | Utility - Cost of Equipment | 0 | 0 | 0 | 0 | 0 | 0 | 0 | 0 | 0 | 0 | 0 | 0 | 0 | 0 | 0 | 0 | 0 | 0 | 0 | 0 | 0 | 0 | 0 | 0 | 0 | 0 | 0
F4_Commercial_College (WA)_New_Food Preparation_Natural Gas_Conveyor Oven_E5 | F4 | Commercial | College (WA) | New | Food Preparation | Natural Gas | Conveyor Oven | E5 | Utility - Cost of Equipment | 0 | 0 | 0 | 0 | 0 | 0 | 0 | 0 | 0 | 0 | 0 | 0 | 0 | 0 | 0 | 0 | 0 | 0 | 0 | 0 | 0 | 0 | 0 | 0 | 0 | 0 | 0
F4_Commercial_College (WA)_New_Food Preparation_Natural Gas_Conveyor Oven_E6 | F4 | Commercial | College (WA) | New | Food Preparation | Natural Gas | Conveyor Oven | E6 | Utility - Cost of Equipment | 0 | 0 | 0 | 0 | 0 | 0 | 0 | 0 | 0 | 0 | 0 | 0 | 0 | 0 | 0 | 0 | 0 | 0 | 0 | 0 | 0 | 0 | 0 | 0 | 0 | 0 | 0
F4_Commercial_College (WA)_New_Food Preparation_Natural Gas_Conveyor Oven_E7 | F4 | Commercial | College (WA) | New | Food Preparation | Natural Gas | Conveyor Oven | E7 | Utility - Cost of Equipment | 0 | 0 | 0 | 0 | 0 | 0 | 0 | 0 | 0 | 0 | 0 | 0 | 0 | 0 | 0 | 0 | 0 | 0 | 0 | 0 | 0 | 0 | 0 | 0 | 0 | 0 | 0
F4_Commercial_College (WA)_New_Food Preparation_Natural Gas_Conveyor Oven_E8 | F4 | Commercial | College (WA) | New | Food Preparation | Natural Gas | Conveyor Oven | E8 | Utility - Cost of Equipment | 0 | 0 | 0 | 0 | 0 | 0 | 0 | 0 | 0 | 0 | 0 | 0 | 0 | 0 | 0 | 0 | 0 | 0 | 0 | 0 | 0 | 0 | 0 | 0 | 0 | 0 | 0
F4_Commercial_College (WA)_New_Food Preparation_Natural Gas_Conveyor Oven_E9 | F4 | Commercial | College (WA) | New | Food Preparation | Natural Gas | Conveyor Oven | E9 | Utility - Cost of Equipment | 0 | 0 | 0 | 0 | 0 | 0 | 0 | 0 | 0 | 0 | 0 | 0 | 0 | 0 | 0 | 0 | 0 | 0 | 0 | 0 | 0 | 0 | 0 | 0 | 0 | 0 | 0
F4_Commercial_College (WA)_New_Food Preparation_Natural Gas_Conveyor Oven_E10 | F4 | Commercial | College (WA) | New | Food Preparation | Natural Gas | Conveyor Oven | E10 | Utility - Cost of Equipment | 0 | 0 | 0 | 0 | 0 | 0 | 0 | 0 | 0 | 0 | 0 | 0 | 0 | 0 | 0 | 0 | 0 | 0 | 0 | 0 | 0 | 0 | 0 | 0 | 0 | 0 | 0
F5_Commercial_College (WA)_New_Food Preparation_Natural Gas_Conveyor Oven_E1 | F5 | Commercial | College (WA) | New | Food Preparation | Natural Gas | Conveyor Oven | E1 | Utility - Cost of Operation | 0.009143 | 0.0093884 | 0.009658 | 0.0099534 | 0.010277 | 0.010654 | 0.011036 | 0.011413 | 0.011777 | 0.012147 | 0.012451 | 0.01274 | 0.013049 | 0.013353 | 0.013631 | 0.013896 | 0.01414 | 0.014383 | 0.014639 | 0.014891 | 0.01515 | 0.015418 | 0.015689 | 0.015967 | 0.016251 | 0.01654 | 0.016834
F5_Commercial_College (WA)_New_Food Preparation_Natural Gas_Conveyor Oven_E2 | F5 | Commercial | College (WA) | New | Food Preparation | Natural Gas | Conveyor Oven | E2 | Utility - Cost of Operation | 0.0072663 | 0.0074613 | 0.0076755 | 0.0079103 | 0.0081675 | 0.008467 | 0.0087709 | 0.0090707 | 0.0093599 | 0.0096533 | 0.0098954 | 0.010125 | 0.01037 | 0.010612 | 0.010833 | 0.011044 | 0.011238 | 0.01143 | 0.011634 | 0.011835 | 0.01204 | 0.012253 | 0.012468 | 0.01269 | 0.012915 | 0.013145 | 0.013378
F5_Commercial_College (WA)_New_Food Preparation_Natural Gas_Conveyor Oven_E3 | F5 | Commercial | College (WA) | New | Food Preparation | Natural Gas | Conveyor Oven | E3 | Utility - Cost of Operation | 0 | 0 | 0 | 0 | 0 | 0 | 0 | 0 | 0 | 0 | 0 | 0 | 0 | 0 | 0 | 0 | 0 | 0 | 0 | 0 | 0 | 0 | 0 | 0 | 0 | 0 | 0
F5_Commercial_College (WA)_New_Food Preparation_Natural Gas_Conveyor Oven_E4 | F5 | Commercial | College (WA) | New | Food Preparation | Natural Gas | Conveyor Oven | E4 | Utility - Cost of Operation | 0 | 0 | 0 | 0 | 0 | 0 | 0 | 0 | 0 | 0 | 0 | 0 | 0 | 0 | 0 | 0 | 0 | 0 | 0 | 0 | 0 | 0 | 0 | 0 | 0 | 0 | 0
F5_Commercial_College (WA)_New_Food Preparation_Natural Gas_Conveyor Oven_E5 | F5 | Commercial | College (WA) | New | Food Preparation | Natural Gas | Conveyor Oven | E5 | Utility - Cost of Operation | 0 | 0 | 0 | 0 | 0 | 0 | 0 | 0 | 0 | 0 | 0 | 0 | 0 | 0 | 0 | 0 | 0 | 0 | 0 | 0 | 0 | 0 | 0 | 0 | 0 | 0 | 0
F5_Commercial_College (WA)_New_Food Preparation_Natural Gas_Conveyor Oven_E6 | F5 | Commercial | College (WA) | New | Food Preparation | Natural Gas | Conveyor Oven | E6 | Utility - Cost of Operation | 0 | 0 | 0 | 0 | 0 | 0 | 0 | 0 | 0 | 0 | 0 | 0 | 0 | 0 | 0 | 0 | 0 | 0 | 0 | 0 | 0 | 0 | 0 | 0 | 0 | 0 | 0
F5_Commercial_College (WA)_New_Food Preparation_Natural Gas_Conveyor Oven_E7 | F5 | Commercial | College (WA) | New | Food Preparation | Natural Gas | Conveyor Oven | E7 | Utility - Cost of Operation | 0 | 0 | 0 | 0 | 0 | 0 | 0 | 0 | 0 | 0 | 0 | 0 | 0 | 0 | 0 | 0 | 0 | 0 | 0 | 0 | 0 | 0 | 0 | 0 | 0 | 0 | 0
F5_Commercial_College (WA)_New_Food Preparation_Natural Gas_Conveyor Oven_E8 | F5 | Commercial | College (WA) | New | Food Preparation | Natural Gas | Conveyor Oven | E8 | Utility - Cost of Operation | 0 | 0 | 0 | 0 | 0 | 0 | 0 | 0 | 0 | 0 | 0 | 0 | 0 | 0 | 0 | 0 | 0 | 0 | 0 | 0 | 0 | 0 | 0 | 0 | 0 | 0 | 0
F5_Commercial_College (WA)_New_Food Preparation_Natural Gas_Conveyor Oven_E9 | F5 | Commercial | College (WA) | New | Food Preparation | Natural Gas | Conveyor Oven | E9 | Utility - Cost of Operation | 0 | 0 | 0 | 0 | 0 | 0 | 0 | 0 | 0 | 0 | 0 | 0 | 0 | 0 | 0 | 0 | 0 | 0 | 0 | 0 | 0 | 0 | 0 | 0 | 0 | 0 | 0
F5_Commercial_College (WA)_New_Food Preparation_Natural Gas_Conveyor Oven_E10 | F5 | Commercial | College (WA) | New | Food Preparation | Natural Gas | Conveyor Oven | E10 | Utility - Cost of Operation | 0 | 0 | 0 | 0 | 0 | 0 | 0 | 0 | 0 | 0 | 0 | 0 | 0 | 0 | 0 | 0 | 0 | 0 | 0 | 0 | 0 | 0 | 0 | 0 | 0 | 0 | 0
F6_Commercial_College (WA)_New_Food Preparation_Natural Gas_Conveyor Oven_E1 | F6 | Commercial | College (WA) | New | Food Preparation | Natural Gas | Conveyor Oven | E1 | Utility - Value of Sales | 0.010599 | 0.010826 | 0.011072 | 0.011339 | 0.011628 | 0.011969 | 0.012303 | 0.012621 | 0.012912 | 0.013198 | 0.013497 | 0.013777 | 0.014074 | 0.014363 | 0.014621 | 0.014859 | 0.015071 | 0.015277 | 0.015493 | 0.015699 | 0.015908 | 0.016189 | 0.016473 | 0.016766 | 0.017064 | 0.017367 | 0.017675
F6_Commercial_College (WA)_New_Food Preparation_Natural Gas_Conveyor Oven_E2 | F6 | Commercial | College (WA) | New | Food Preparation | Natural Gas | Conveyor Oven | E2 | Utility - Value of Sales | 0.0084234 | 0.0086034 | 0.0087992 | 0.0090114 | 0.0092415 | 0.0095125 | 0.0097777 | 0.01003 | 0.010262 | 0.010489 | 0.010727 | 0.010949 | 0.011185 | 0.011415 | 0.01162 | 0.011809 | 0.011977 | 0.012141 | 0.012313 | 0.012477 | 0.012642 | 0.012866 | 0.013092 | 0.013324 | 0.013561 | 0.013802 | 0.014047
F6_Commercial_College (WA)_New_Food Preparation_Natural Gas_Conveyor Oven_E3 | F6 | Commercial | College (WA) | New | Food Preparation | Natural Gas | Conveyor Oven | E3 | Utility - Value of Sales | 0 | 0 | 0 | 0 | 0 | 0 | 0 | 0 | 0 | 0 | 0 | 0 | 0 | 0 | 0 | 0 | 0 | 0 | 0 | 0 | 0 | 0 | 0 | 0 | 0 | 0 | 0
F6_Commercial_College (WA)_New_Food Preparation_Natural Gas_Conveyor Oven_E4 | F6 | Commercial | College (WA) | New | Food Preparation | Natural Gas | Conveyor Oven | E4 | Utility - Value of Sales | 0 | 0 | 0 | 0 | 0 | 0 | 0 | 0 | 0 | 0 | 0 | 0 | 0 | 0 | 0 | 0 | 0 | 0 | 0 | 0 | 0 | 0 | 0 | 0 | 0 | 0 | 0
F6_Commercial_College (WA)_New_Food Preparation_Natural Gas_Conveyor Oven_E5 | F6 | Commercial | College (WA) | New | Food Preparation | Natural Gas | Conveyor Oven | E5 | Utility - Value of Sales | 0 | 0 | 0 | 0 | 0 | 0 | 0 | 0 | 0 | 0 | 0 | 0 | 0 | 0 | 0 | 0 | 0 | 0 | 0 | 0 | 0 | 0 | 0 | 0 | 0 | 0 | 0
F6_Commercial_College (WA)_New_Food Preparation_Natural Gas_Conveyor Oven_E6 | F6 | Commercial | College (WA) | New | Food Preparation | Natural Gas | Conveyor Oven | E6 | Utility - Value of Sales | 0 | 0 | 0 | 0 | 0 | 0 | 0 | 0 | 0 | 0 | 0 | 0 | 0 | 0 | 0 | 0 | 0 | 0 | 0 | 0 | 0 | 0 | 0 | 0 | 0 | 0 | 0
F6_Commercial_College (WA)_New_Food Preparation_Natural Gas_Conveyor Oven_E7 | F6 | Commercial | College (WA) | New | Food Preparation | Natural Gas | Conveyor Oven | E7 | Utility - Value of Sales | 0 | 0 | 0 | 0 | 0 | 0 | 0 | 0 | 0 | 0 | 0 | 0 | 0 | 0 | 0 | 0 | 0 | 0 | 0 | 0 | 0 | 0 | 0 | 0 | 0 | 0 | 0
F6_Commercial_College (WA)_New_Food Preparation_Natural Gas_Conveyor Oven_E8 | F6 | Commercial | College (WA) | New | Food Preparation | Natural Gas | Conveyor Oven | E8 | Utility - Value of Sales | 0 | 0 | 0 | 0 | 0 | 0 | 0 | 0 | 0 | 0 | 0 | 0 | 0 | 0 | 0 | 0 | 0 | 0 | 0 | 0 | 0 | 0 | 0 | 0 | 0 | 0 | 0
F6_Commercial_College (WA)_New_Food Preparation_Natural Gas_Conveyor Oven_E9 | F6 | Commercial | College (WA) | New | Food Preparation | Natural Gas | Conveyor Oven | E9 | Utility - Value of Sales | 0 | 0 | 0 | 0 | 0 | 0 | 0 | 0 | 0 | 0 | 0 | 0 | 0 | 0 | 0 | 0 | 0 | 0 | 0 | 0 | 0 | 0 | 0 | 0 | 0 | 0 | 0
F6_Commercial_College (WA)_New_Food Preparation_Natural Gas_Conveyor Oven_E10 | F6 | Commercial | College (WA) | New | Food Preparation | Natural Gas | Conveyor Oven | E10 | Utility - Value of Sales | 0 | 0 | 0 | 0 | 0 | 0 | 0 | 0 | 0 | 0 | 0 | 0 | 0 | 0 | 0 | 0 | 0 | 0 | 0 | 0 | 0 | 0 | 0 | 0 | 0 | 0 | 0
F1_Commercial_College (WA)_New_Food Preparation_Natural Gas_Double Rack Oven_E1 | F1 | Commercial | College (WA) | New | Food Preparation | Natural Gas | Double Rack Oven | E1 | RVT - Cost of Equipment | 0.00010629 | 0.00010629 | 0.00010629 | 0.00010629 | 0.00010629 | 0.00010629 | 0.00010629 | 0.00010629 | 0.00010629 | 0.00010629 | 0.00010629 | 0.00010629 | 0.00010629 | 0.00010629 | 0.00010629 | 0.00010629 | 0.00010629 | 0.00010629 | 0.00010629 | 0.00010629 | 0.00010629 | 0.00010629 | 0.00010629 | 0.00010629 | 0.00010629 | 0.00010629 | 0.00010629
F1_Commercial_College (WA)_New_Food Preparation_Natural Gas_Double Rack Oven_E2 | F1 | Commercial | College (WA) | New | Food Preparation | Natural Gas | Double Rack Oven | E2 | RVT - Cost of Equipment | 0.0004822 | 0.0004822 | 0.0004822 | 0.0004822 | 0.0004822 | 0.0004822 | 0.0004822 | 0.0004822 | 0.0004822 | 0.0004822 | 0.0004822 | 0.0004822 | 0.0004822 | 0.0004822 | 0.0004822 | 0.0004822 | 0.0004822 | 0.0004822 | 0.0004822 | 0.0004822 | 0.0004822 | 0.0004822 | 0.0004822 | 0.0004822 | 0.0004822 | 0.0004822 | 0.0004822
F1_Commercial_College (WA)_New_Food Preparation_Natural Gas_Double Rack Oven_E3 | F1 | Commercial | College (WA) | New | Food Preparation | Natural Gas | Double Rack Oven | E3 | RVT - Cost of Equipment | 0 | 0 | 0 | 0 | 0 | 0 | 0 | 0 | 0 | 0 | 0 | 0 | 0 | 0 | 0 | 0 | 0 | 0 | 0 | 0 | 0 | 0 | 0 | 0 | 0 | 0 | 0
F1_Commercial_College (WA)_New_Food Preparation_Natural Gas_Double Rack Oven_E4 | F1 | Commercial | College (WA) | New | Food Preparation | Natural Gas | Double Rack Oven | E4 | RVT - Cost of Equipment | 0 | 0 | 0 | 0 | 0 | 0 | 0 | 0 | 0 | 0 | 0 | 0 | 0 | 0 | 0 | 0 | 0 | 0 | 0 | 0 | 0 | 0 | 0 | 0 | 0 | 0 | 0
F1_Commercial_College (WA)_New_Food Preparation_Natural Gas_Double Rack Oven_E5 | F1 | Commercial | College (WA) | New | Food Preparation | Natural Gas | Double Rack Oven | E5 | RVT - Cost of Equipment | 0 | 0 | 0 | 0 | 0 | 0 | 0 | 0 | 0 | 0 | 0 | 0 | 0 | 0 | 0 | 0 | 0 | 0 | 0 | 0 | 0 | 0 | 0 | 0 | 0 | 0 | 0
F1_Commercial_College (WA)_New_Food Preparation_Natural Gas_Double Rack Oven_E6 | F1 | Commercial | College (WA) | New | Food Preparation | Natural Gas | Double Rack Oven | E6 | RVT - Cost of Equipment | 0 | 0 | 0 | 0 | 0 | 0 | 0 | 0 | 0 | 0 | 0 | 0 | 0 | 0 | 0 | 0 | 0 | 0 | 0 | 0 | 0 | 0 | 0 | 0 | 0 | 0 | 0
F1_Commercial_College (WA)_New_Food Preparation_Natural Gas_Double Rack Oven_E7 | F1 | Commercial | College (WA) | New | Food Preparation | Natural Gas | Double Rack Oven | E7 | RVT - Cost of Equipment | 0 | 0 | 0 | 0 | 0 | 0 | 0 | 0 | 0 | 0 | 0 | 0 | 0 | 0 | 0 | 0 | 0 | 0 | 0 | 0 | 0 | 0 | 0 | 0 | 0 | 0 | 0
F1_Commercial_College (WA)_New_Food Preparation_Natural Gas_Double Rack Oven_E8 | F1 | Commercial | College (WA) | New | Food Preparation | Natural Gas | Double Rack Oven | E8 | RVT - Cost of Equipment | 0 | 0 | 0 | 0 | 0 | 0 | 0 | 0 | 0 | 0 | 0 | 0 | 0 | 0 | 0 | 0 | 0 | 0 | 0 | 0 | 0 | 0 | 0 | 0 | 0 | 0 | 0
F1_Commercial_College (WA)_New_Food Preparation_Natural Gas_Double Rack Oven_E9 | F1 | Commercial | College (WA) | New | Food Preparation | Natural Gas | Double Rack Oven | E9 | RVT - Cost of Equipment | 0 | 0 | 0 | 0 | 0 | 0 | 0 | 0 | 0 | 0 | 0 | 0 | 0 | 0 | 0 | 0 | 0 | 0 | 0 | 0 | 0 | 0 | 0 | 0 | 0 | 0 | 0
F1_Commercial_College (WA)_New_Food Preparation_Natural Gas_Double Rack Oven_E10 | F1 | Commercial | College (WA) | New | Food Preparation | Natural Gas | Double Rack Oven | E10 | RVT - Cost of Equipment | 0 | 0 | 0 | 0 | 0 | 0 | 0 | 0 | 0 | 0 | 0 | 0 | 0 | 0 | 0 | 0 | 0 | 0 | 0 | 0 | 0 | 0 | 0 | 0 | 0 | 0 | 0
F2_Commercial_College (WA)_New_Food Preparation_Natural Gas_Double Rack Oven_E1 | F2 | Commercial | College (WA) | New | Food Preparation | Natural Gas | Double Rack Oven | E1 | RVT - Cost of Operation | 0.0172 | 0.017525 | 0.017906 | 0.018351 | 0.01886 | 0.019496 | 0.020133 | 0.020738 | 0.021286 | 0.021817 | 0.022368 | 0.022868 | 0.023396 | 0.023895 | 0.024325 | 0.024712 | 0.02504 | 0.025353 | 0.025687 | 0.025998 | 0.02631 | 0.026774 | 0.027243 | 0.027727 | 0.02822 | 0.028721 | 0.029231
F2_Commercial_College (WA)_New_Food Preparation_Natural Gas_Double Rack Oven_E2 | F2 | Commercial | College (WA) | New | Food Preparation | Natural Gas | Double Rack Oven | E2 | RVT - Cost of Operation | 0.010656 | 0.010857 | 0.011093 | 0.011369 | 0.011684 | 0.012078 | 0.012473 | 0.012848 | 0.013188 | 0.013517 | 0.013858 | 0.014167 | 0.014494 | 0.014804 | 0.01507 | 0.01531 | 0.015513 | 0.015707 | 0.015914 | 0.016106 | 0.0163 | 0.016587 | 0.016878 | 0.017178 | 0.017483 | 0.017794 | 0.01811
F2_Commercial_College (WA)_New_Food Preparation_Natural Gas_Double Rack Oven_E3 | F2 | Commercial | College (WA) | New | Food Preparation | Natural Gas | Double Rack Oven | E3 | RVT - Cost of Operation | 0 | 0 | 0 | 0 | 0 | 0 | 0 | 0 | 0 | 0 | 0 | 0 | 0 | 0 | 0 | 0 | 0 | 0 | 0 | 0 | 0 | 0 | 0 | 0 | 0 | 0 | 0
F2_Commercial_College (WA)_New_Food Preparation_Natural Gas_Double Rack Oven_E4 | F2 | Commercial | College (WA) | New | Food Preparation | Natural Gas | Double Rack Oven | E4 | RVT - Cost of Operation | 0 | 0 | 0 | 0 | 0 | 0 | 0 | 0 | 0 | 0 | 0 | 0 | 0 | 0 | 0 | 0 | 0 | 0 | 0 | 0 | 0 | 0 | 0 | 0 | 0 | 0 | 0
F2_Commercial_College (WA)_New_Food Preparation_Natural Gas_Double Rack Oven_E5 | F2 | Commercial | College (WA) | New | Food Preparation | Natural Gas | Double Rack Oven | E5 | RVT - Cost of Operation | 0 | 0 | 0 | 0 | 0 | 0 | 0 | 0 | 0 | 0 | 0 | 0 | 0 | 0 | 0 | 0 | 0 | 0 | 0 | 0 | 0 | 0 | 0 | 0 | 0 | 0 | 0
F2_Commercial_College (WA)_New_Food Preparation_Natural Gas_Double Rack Oven_E6 | F2 | Commercial | College (WA) | New | Food Preparation | Natural Gas | Double Rack Oven | E6 | RVT - Cost of Operation | 0 | 0 | 0 | 0 | 0 | 0 | 0 | 0 | 0 | 0 | 0 | 0 | 0 | 0 | 0 | 0 | 0 | 0 | 0 | 0 | 0 | 0 | 0 | 0 | 0 | 0 | 0
F2_Commercial_College (WA)_New_Food Preparation_Natural Gas_Double Rack Oven_E7 | F2 | Commercial | College (WA) | New | Food Preparation | Natural Gas | Double Rack Oven | E7 | RVT - Cost of Operation | 0 | 0 | 0 | 0 | 0 | 0 | 0 | 0 | 0 | 0 | 0 | 0 | 0 | 0 | 0 | 0 | 0 | 0 | 0 | 0 | 0 | 0 | 0 | 0 | 0 | 0 | 0
F2_Commercial_College (WA)_New_Food Preparation_Natural Gas_Double Rack Oven_E8 | F2 | Commercial | College (WA) | New | Food Preparation | Natural Gas | Double Rack Oven | E8 | RVT - Cost of Operation | 0 | 0 | 0 | 0 | 0 | 0 | 0 | 0 | 0 | 0 | 0 | 0 | 0 | 0 | 0 | 0 | 0 | 0 | 0 | 0 | 0 | 0 | 0 | 0 | 0 | 0 | 0
F2_Commercial_College (WA)_New_Food Preparation_Natural Gas_Double Rack Oven_E9 | F2 | Commercial | College (WA) | New | Food Preparation | Natural Gas | Double Rack Oven | E9 | RVT - Cost of Operation | 0 | 0 | 0 | 0 | 0 | 0 | 0 | 0 | 0 | 0 | 0 | 0 | 0 | 0 | 0 | 0 | 0 | 0 | 0 | 0 | 0 | 0 | 0 | 0 | 0 | 0 | 0
F2_Commercial_College (WA)_New_Food Preparation_Natural Gas_Double Rack Oven_E10 | F2 | Commercial | College (WA) | New | Food Preparation | Natural Gas | Double Rack Oven | E10 | RVT - Cost of Operation | 0 | 0 | 0 | 0 | 0 | 0 | 0 | 0 | 0 | 0 | 0 | 0 | 0 | 0 | 0 | 0 | 0 | 0 | 0 | 0 | 0 | 0 | 0 | 0 | 0 | 0 | 0
F3_Commercial_College (WA)_New_Food Preparation_Natural Gas_Double Rack Oven_E1 | F3 | Commercial | College (WA) | New | Food Preparation | Natural Gas | Double Rack Oven | E1 | System - kBTUs of Consumption | 4.1032 | 4.1032 | 4.1032 | 4.1032 | 4.1032 | 4.1032 | 4.1032 | 4.1032 | 4.1032 | 4.1032 | 4.1032 | 4.1032 | 4.1032 | 4.1032 | 4.1032 | 4.1032 | 4.1032 | 4.1032 | 4.1032 | 4.1032 | 4.1032 | 4.1032 | 4.1032 | 4.1032 | 4.1032 | 4.1032 | 4.1032
F3_Commercial_College (WA)_New_Food Preparation_Natural Gas_Double Rack Oven_E2 | F3 | Commercial | College (WA) | New | Food Preparation | Natural Gas | Double Rack Oven | E2 | System - kBTUs of Consumption | 2.5421 | 2.5421 | 2.5421 | 2.5421 | 2.5421 | 2.5421 | 2.5421 | 2.5421 | 2.5421 | 2.5421 | 2.5421 | 2.5421 | 2.5421 | 2.5421 | 2.5421 | 2.5421 | 2.5421 | 2.5421 | 2.5421 | 2.5421 | 2.5421 | 2.5421 | 2.5421 | 2.5421 | 2.5421 | 2.5421 | 2.5421
F3_Commercial_College (WA)_New_Food Preparation_Natural Gas_Double Rack Oven_E3 | F3 | Commercial | College (WA) | New | Food Preparation | Natural Gas | Double Rack Oven | E3 | System - kBTUs of Consumption | 0 | 0 | 0 | 0 | 0 | 0 | 0 | 0 | 0 | 0 | 0 | 0 | 0 | 0 | 0 | 0 | 0 | 0 | 0 | 0 | 0 | 0 | 0 | 0 | 0 | 0 | 0
F3_Commercial_College (WA)_New_Food Preparation_Natural Gas_Double Rack Oven_E4 | F3 | Commercial | College (WA) | New | Food Preparation | Natural Gas | Double Rack Oven | E4 | System - kBTUs of Consumption | 0 | 0 | 0 | 0 | 0 | 0 | 0 | 0 | 0 | 0 | 0 | 0 | 0 | 0 | 0 | 0 | 0 | 0 | 0 | 0 | 0 | 0 | 0 | 0 | 0 | 0 | 0
F3_Commercial_College (WA)_New_Food Preparation_Natural Gas_Double Rack Oven_E5 | F3 | Commercial | College (WA) | New | Food Preparation | Natural Gas | Double Rack Oven | E5 | System - kBTUs of Consumption | 0 | 0 | 0 | 0 | 0 | 0 | 0 | 0 | 0 | 0 | 0 | 0 | 0 | 0 | 0 | 0 | 0 | 0 | 0 | 0 | 0 | 0 | 0 | 0 | 0 | 0 | 0
F3_Commercial_College (WA)_New_Food Preparation_Natural Gas_Double Rack Oven_E6 | F3 | Commercial | College (WA) | New | Food Preparation | Natural Gas | Double Rack Oven | E6 | System - kBTUs of Consumption | 0 | 0 | 0 | 0 | 0 | 0 | 0 | 0 | 0 | 0 | 0 | 0 | 0 | 0 | 0 | 0 | 0 | 0 | 0 | 0 | 0 | 0 | 0 | 0 | 0 | 0 | 0
F3_Commercial_College (WA)_New_Food Preparation_Natural Gas_Double Rack Oven_E7 | F3 | Commercial | College (WA) | New | Food Preparation | Natural Gas | Double Rack Oven | E7 | System - kBTUs of Consumption | 0 | 0 | 0 | 0 | 0 | 0 | 0 | 0 | 0 | 0 | 0 | 0 | 0 | 0 | 0 | 0 | 0 | 0 | 0 | 0 | 0 | 0 | 0 | 0 | 0 | 0 | 0
F3_Commercial_College (WA)_New_Food Preparation_Natural Gas_Double Rack Oven_E8 | F3 | Commercial | College (WA) | New | Food Preparation | Natural Gas | Double Rack Oven | E8 | System - kBTUs of Consumption | 0 | 0 | 0 | 0 | 0 | 0 | 0 | 0 | 0 | 0 | 0 | 0 | 0 | 0 | 0 | 0 | 0 | 0 | 0 | 0 | 0 | 0 | 0 | 0 | 0 | 0 | 0
F3_Commercial_College (WA)_New_Food Preparation_Natural Gas_Double Rack Oven_E9 | F3 | Commercial | College (WA) | New | Food Preparation | Natural Gas | Double Rack Oven | E9 | System - kBTUs of Consumption | 0 | 0 | 0 | 0 | 0 | 0 | 0 | 0 | 0 | 0 | 0 | 0 | 0 | 0 | 0 | 0 | 0 | 0 | 0 | 0 | 0 | 0 | 0 | 0 | 0 | 0 | 0
F3_Commercial_College (WA)_New_Food Preparation_Natural Gas_Double Rack Oven_E10 | F3 | Commercial | College (WA) | New | Food Preparation | Natural Gas | Double Rack Oven | E10 | System - kBTUs of Consumption | 0 | 0 | 0 | 0 | 0 | 0 | 0 | 0 | 0 | 0 | 0 | 0 | 0 | 0 | 0 | 0 | 0 | 0 | 0 | 0 | 0 | 0 | 0 | 0 | 0 | 0 | 0
F4_Commercial_College (WA)_New_Food Preparation_Natural Gas_Double Rack Oven_E1 | F4 | Commercial | College (WA) | New | Food Preparation | Natural Gas | Double Rack Oven | E1 | Utility - Cost of Equipment | 0.00010629 | 0.00010629 | 0.00010629 | 0.00010629 | 0.00010629 | 0.00010629 | 0.00010629 | 0.00010629 | 0.00010629 | 0.00010629 | 0.00010629 | 0.00010629 | 0.00010629 | 0.00010629 | 0.00010629 | 0.00010629 | 0.00010629 | 0.00010629 | 0.00010629 | 0.00010629 | 0.00010629 | 0.00010629 | 0.00010629 | 0.00010629 | 0.00010629 | 0.00010629 | 0.00010629
F4_Commercial_College (WA)_New_Food Preparation_Natural Gas_Double Rack Oven_E2 | F4 | Commercial | College (WA) | New | Food Preparation | Natural Gas | Double Rack Oven | E2 | Utility - Cost of Equipment | 0.0004822 | 0.0004822 | 0.0004822 | 0.0004822 | 0.0004822 | 0.0004822 | 0.0004822 | 0.0004822 | 0.0004822 | 0.0004822 | 0.0004822 | 0.0004822 | 0.0004822 | 0.0004822 | 0.0004822 | 0.0004822 | 0.0004822 | 0.0004822 | 0.0004822 | 0.0004822 | 0.0004822 | 0.0004822 | 0.0004822 | 0.0004822 | 0.0004822 | 0.0004822 | 0.0004822
F4_Commercial_College (WA)_New_Food Preparation_Natural Gas_Double Rack Oven_E3 | F4 | Commercial | College (WA) | New | Food Preparation | Natural Gas | Double Rack Oven | E3 | Utility - Cost of Equipment | 0 | 0 | 0 | 0 | 0 | 0 | 0 | 0 | 0 | 0 | 0 | 0 | 0 | 0 | 0 | 0 | 0 | 0 | 0 | 0 | 0 | 0 | 0 | 0 | 0 | 0 | 0
F4_Commercial_College (WA)_New_Food Preparation_Natural Gas_Double Rack Oven_E4 | F4 | Commercial | College (WA) | New | Food Preparation | Natural Gas | Double Rack Oven | E4 | Utility - Cost of Equipment | 0 | 0 | 0 | 0 | 0 | 0 | 0 | 0 | 0 | 0 | 0 | 0 | 0 | 0 | 0 | 0 | 0 | 0 | 0 | 0 | 0 | 0 | 0 | 0 | 0 | 0 | 0
F4_Commercial_College (WA)_New_Food Preparation_Natural Gas_Double Rack Oven_E5 | F4 | Commercial | College (WA) | New | Food Preparation | Natural Gas | Double Rack Oven | E5 | Utility - Cost of Equipment | 0 | 0 | 0 | 0 | 0 | 0 | 0 | 0 | 0 | 0 | 0 | 0 | 0 | 0 | 0 | 0 | 0 | 0 | 0 | 0 | 0 | 0 | 0 | 0 | 0 | 0 | 0
F4_Commercial_College (WA)_New_Food Preparation_Natural Gas_Double Rack Oven_E6 | F4 | Commercial | College (WA) | New | Food Preparation | Natural Gas | Double Rack Oven | E6 | Utility - Cost of Equipment | 0 | 0 | 0 | 0 | 0 | 0 | 0 | 0 | 0 | 0 | 0 | 0 | 0 | 0 | 0 | 0 | 0 | 0 | 0 | 0 | 0 | 0 | 0 | 0 | 0 | 0 | 0
F4_Commercial_College (WA)_New_Food Preparation_Natural Gas_Double Rack Oven_E7 | F4 | Commercial | College (WA) | New | Food Preparation | Natural Gas | Double Rack Oven | E7 | Utility - Cost of Equipment | 0 | 0 | 0 | 0 | 0 | 0 | 0 | 0 | 0 | 0 | 0 | 0 | 0 | 0 | 0 | 0 | 0 | 0 | 0 | 0 | 0 | 0 | 0 | 0 | 0 | 0 | 0
F4_Commercial_College (WA)_New_Food Preparation_Natural Gas_Double Rack Oven_E8 | F4 | Commercial | College (WA) | New | Food Preparation | Natural Gas | Double Rack Oven | E8 | Utility - Cost of Equipment | 0 | 0 | 0 | 0 | 0 | 0 | 0 | 0 | 0 | 0 | 0 | 0 | 0 | 0 | 0 | 0 | 0 | 0 | 0 | 0 | 0 | 0 | 0 | 0 | 0 | 0 | 0
F4_Commercial_College (WA)_New_Food Preparation_Natural Gas_Double Rack Oven_E9 | F4 | Commercial | College (WA) | New | Food Preparation | Natural Gas | Double Rack Oven | E9 | Utility - Cost of Equipment | 0 | 0 | 0 | 0 | 0 | 0 | 0 | 0 | 0 | 0 | 0 | 0 | 0 | 0 | 0 | 0 | 0 | 0 | 0 | 0 | 0 | 0 | 0 | 0 | 0 | 0 | 0
F4_Commercial_College (WA)_New_Food Preparation_Natural Gas_Double Rack Oven_E10 | F4 | Commercial | College (WA) | New | Food Preparation | Natural Gas | Double Rack Oven | E10 | Utility - Cost of Equipment | 0 | 0 | 0 | 0 | 0 | 0 | 0 | 0 | 0 | 0 | 0 | 0 | 0 | 0 | 0 | 0 | 0 | 0 | 0 | 0 | 0 | 0 | 0 | 0 | 0 | 0 | 0
F5_Commercial_College (WA)_New_Food Preparation_Natural Gas_Double Rack Oven_E1 | F5 | Commercial | College (WA) | New | Food Preparation | Natural Gas | Double Rack Oven | E1 | Utility - Cost of Operation | 0.014603 | 0.014971 | 0.015407 | 0.015907 | 0.016472 | 0.01716 | 0.017867 | 0.018568 | 0.019243 | 0.019927 | 0.020471 | 0.020981 | 0.021529 | 0.022065 | 0.022545 | 0.022993 | 0.023396 | 0.023793 | 0.024218 | 0.024631 | 0.025057 | 0.025499 | 0.025946 | 0.026407 | 0.026876 | 0.027353 | 0.027839
F5_Commercial_College (WA)_New_Food Preparation_Natural Gas_Double Rack Oven_E2 | F5 | Commercial | College (WA) | New | Food Preparation | Natural Gas | Double Rack Oven | E2 | Utility - Cost of Operation | 0.0090473 | 0.0092753 | 0.0095454 | 0.009855 | 0.010205 | 0.010631 | 0.011069 | 0.011504 | 0.011922 | 0.012345 | 0.012683 | 0.012999 | 0.013338 | 0.01367 | 0.013967 | 0.014245 | 0.014495 | 0.014741 | 0.015004 | 0.01526 | 0.015524 | 0.015798 | 0.016074 | 0.01636 | 0.016651 | 0.016946 | 0.017248
F5_Commercial_College (WA)_New_Food Preparation_Natural Gas_Double Rack Oven_E3 | F5 | Commercial | College (WA) | New | Food Preparation | Natural Gas | Double Rack Oven | E3 | Utility - Cost of Operation | 0 | 0 | 0 | 0 | 0 | 0 | 0 | 0 | 0 | 0 | 0 | 0 | 0 | 0 | 0 | 0 | 0 | 0 | 0 | 0 | 0 | 0 | 0 | 0 | 0 | 0 | 0
F5_Commercial_College (WA)_New_Food Preparation_Natural Gas_Double Rack Oven_E4 | F5 | Commercial | College (WA) | New | Food Preparation | Natural Gas | Double Rack Oven | E4 | Utility - Cost of Operation | 0 | 0 | 0 | 0 | 0 | 0 | 0 | 0 | 0 | 0 | 0 | 0 | 0 | 0 | 0 | 0 | 0 | 0 | 0 | 0 | 0 | 0 | 0 | 0 | 0 | 0 | 0
F5_Commercial_College (WA)_New_Food Preparation_Natural Gas_Double Rack Oven_E5 | F5 | Commercial | College (WA) | New | Food Preparation | Natural Gas | Double Rack Oven | E5 | Utility - Cost of Operation | 0 | 0 | 0 | 0 | 0 | 0 | 0 | 0 | 0 | 0 | 0 | 0 | 0 | 0 | 0 | 0 | 0 | 0 | 0 | 0 | 0 | 0 | 0 | 0 | 0 | 0 | 0
F5_Commercial_College (WA)_New_Food Preparation_Natural Gas_Double Rack Oven_E6 | F5 | Commercial | College (WA) | New | Food Preparation | Natural Gas | Double Rack Oven | E6 | Utility - Cost of Operation | 0 | 0 | 0 | 0 | 0 | 0 | 0 | 0 | 0 | 0 | 0 | 0 | 0 | 0 | 0 | 0 | 0 | 0 | 0 | 0 | 0 | 0 | 0 | 0 | 0 | 0 | 0
F5_Commercial_College (WA)_New_Food Preparation_Natural Gas_Double Rack Oven_E7 | F5 | Commercial | College (WA) | New | Food Preparation | Natural Gas | Double Rack Oven | E7 | Utility - Cost of Operation | 0 | 0 | 0 | 0 | 0 | 0 | 0 | 0 | 0 | 0 | 0 | 0 | 0 | 0 | 0 | 0 | 0 | 0 | 0 | 0 | 0 | 0 | 0 | 0 | 0 | 0 | 0
F5_Commercial_College (WA)_New_Food Preparation_Natural Gas_Double Rack Oven_E8 | F5 | Commercial | College (WA) | New | Food Preparation | Natural Gas | Double Rack Oven | E8 | Utility - Cost of Operation | 0 | 0 | 0 | 0 | 0 | 0 | 0 | 0 | 0 | 0 | 0 | 0 | 0 | 0 | 0 | 0 | 0 | 0 | 0 | 0 | 0 | 0 | 0 | 0 | 0 | 0 | 0
F5_Commercial_College (WA)_New_Food Preparation_Natural Gas_Double Rack Oven_E9 | F5 | Commercial | College (WA) | New | Food Preparation | Natural Gas | Double Rack Oven | E9 | Utility - Cost of Operation | 0 | 0 | 0 | 0 | 0 | 0 | 0 | 0 | 0 | 0 | 0 | 0 | 0 | 0 | 0 | 0 | 0 | 0 | 0 | 0 | 0 | 0 | 0 | 0 | 0 | 0 | 0
F5_Commercial_College (WA)_New_Food Preparation_Natural Gas_Double Rack Oven_E10 | F5 | Commercial | College (WA) | New | Food Preparation | Natural Gas | Double Rack Oven | E10 | Utility - Cost of Operation | 0 | 0 | 0 | 0 | 0 | 0 | 0 | 0 | 0 | 0 | 0 | 0 | 0 | 0 | 0 | 0 | 0 | 0 | 0 | 0 | 0 | 0 | 0 | 0 | 0 | 0 | 0
F6_Commercial_College (WA)_New_Food Preparation_Natural Gas_Double Rack Oven_E1 | F6 | Commercial | College (WA) | New | Food Preparation | Natural Gas | Double Rack Oven | E1 | Utility - Value of Sales | 0.0172 | 0.017525 | 0.017906 | 0.018351 | 0.01886 | 0.019496 | 0.020133 | 0.020738 | 0.021286 | 0.021817 | 0.022368 | 0.022868 | 0.023396 | 0.023895 | 0.024325 | 0.024712 | 0.02504 | 0.025353 | 0.025687 | 0.025998 | 0.02631 | 0.026774 | 0.027243 | 0.027727 | 0.02822 | 0.028721 | 0.029231
F6_Commercial_College (WA)_New_Food Preparation_Natural Gas_Double Rack Oven_E2 | F6 | Commercial | College (WA) | New | Food Preparation | Natural Gas | Double Rack Oven | E2 | Utility - Value of Sales | 0.010656 | 0.010857 | 0.011093 | 0.011369 | 0.011684 | 0.012078 | 0.012473 | 0.012848 | 0.013188 | 0.013517 | 0.013858 | 0.014167 | 0.014494 | 0.014804 | 0.01507 | 0.01531 | 0.015513 | 0.015707 | 0.015914 | 0.016106 | 0.0163 | 0.016587 | 0.016878 | 0.017178 | 0.017483 | 0.017794 | 0.01811
F6_Commercial_College (WA)_New_Food Preparation_Natural Gas_Double Rack Oven_E3 | F6 | Commercial | College (WA) | New | Food Preparation | Natural Gas | Double Rack Oven | E3 | Utility - Value of Sales | 0 | 0 | 0 | 0 | 0 | 0 | 0 | 0 | 0 | 0 | 0 | 0 | 0 | 0 | 0 | 0 | 0 | 0 | 0 | 0 | 0 | 0 | 0 | 0 | 0 | 0 | 0
F6_Commercial_College (WA)_New_Food Preparation_Natural Gas_Double Rack Oven_E4 | F6 | Commercial | College (WA) | New | Food Preparation | Natural Gas | Double Rack Oven | E4 | Utility - Value of Sales | 0 | 0 | 0 | 0 | 0 | 0 | 0 | 0 | 0 | 0 | 0 | 0 | 0 | 0 | 0 | 0 | 0 | 0 | 0 | 0 | 0 | 0 | 0 | 0 | 0 | 0 | 0
F6_Commercial_College (WA)_New_Food Preparation_Natural Gas_Double Rack Oven_E5 | F6 | Commercial | College (WA) | New | Food Preparation | Natural Gas | Double Rack Oven | E5 | Utility - Value of Sales | 0 | 0 | 0 | 0 | 0 | 0 | 0 | 0 | 0 | 0 | 0 | 0 | 0 | 0 | 0 | 0 | 0 | 0 | 0 | 0 | 0 | 0 | 0 | 0 | 0 | 0 | 0
F6_Commercial_College (WA)_New_Food Preparation_Natural Gas_Double Rack Oven_E6 | F6 | Commercial | College (WA) | New | Food Preparation | Natural Gas | Double Rack Oven | E6 | Utility - Value of Sales | 0 | 0 | 0 | 0 | 0 | 0 | 0 | 0 | 0 | 0 | 0 | 0 | 0 | 0 | 0 | 0 | 0 | 0 | 0 | 0 | 0 | 0 | 0 | 0 | 0 | 0 | 0
F6_Commercial_College (WA)_New_Food Preparation_Natural Gas_Double Rack Oven_E7 | F6 | Commercial | College (WA) | New | Food Preparation | Natural Gas | Double Rack Oven | E7 | Utility - Value of Sales | 0 | 0 | 0 | 0 | 0 | 0 | 0 | 0 | 0 | 0 | 0 | 0 | 0 | 0 | 0 | 0 | 0 | 0 | 0 | 0 | 0 | 0 | 0 | 0 | 0 | 0 | 0
F6_Commercial_College (WA)_New_Food Preparation_Natural Gas_Double Rack Oven_E8 | F6 | Commercial | College (WA) | New | Food Preparation | Natural Gas | Double Rack Oven | E8 | Utility - Value of Sales | 0 | 0 | 0 | 0 | 0 | 0 | 0 | 0 | 0 | 0 | 0 | 0 | 0 | 0 | 0 | 0 | 0 | 0 | 0 | 0 | 0 | 0 | 0 | 0 | 0 | 0 | 0
F6_Commercial_College (WA)_New_Food Preparation_Natural Gas_Double Rack Oven_E9 | F6 | Commercial | College (WA) | New | Food Preparation | Natural Gas | Double Rack Oven | E9 | Utility - Value of Sales | 0 | 0 | 0 | 0 | 0 | 0 | 0 | 0 | 0 | 0 | 0 | 0 | 0 | 0 | 0 | 0 | 0 | 0 | 0 | 0 | 0 | 0 | 0 | 0 | 0 | 0 | 0
F6_Commercial_College (WA)_New_Food Preparation_Natural Gas_Double Rack Oven_E10 | F6 | Commercial | College (WA) | New | Food Preparation | Natural Gas | Double Rack Oven | E10 | Utility - Value of Sales | 0 | 0 | 0 | 0 | 0 | 0 | 0 | 0 | 0 | 0 | 0 | 0 | 0 | 0 | 0 | 0 | 0 | 0 | 0 | 0 | 0 | 0 | 0 | 0 | 0 | 0 | 0
F1_Commercial_College (WA)_New_Food Preparation_Natural Gas_Fryer_E1 | F1 | Commercial | College (WA) | New | Food Preparation | Natural Gas | Fryer | E1 | RVT - Cost of Equipment | 0.0004191 | 0.0004191 | 0.0004191 | 0.0004191 | 0.0004191 | 0.0004191 | 0.0004191 | 0.0004191 | 0.0004191 | 0.0004191 | 0.0004191 | 0.0004191 | 0.0004191 | 0.0004191 | 0.0004191 | 0.0004191 | 0.0004191 | 0.0004191 | 0.0004191 | 0.0004191 | 0.0004191 | 0.0004191 | 0.0004191 | 0.0004191 | 0.0004191 | 0.0004191 | 0.0004191
F1_Commercial_College (WA)_New_Food Preparation_Natural Gas_Fryer_E2 | F1 | Commercial | College (WA) | New | Food Preparation | Natural Gas | Fryer | E2 | RVT - Cost of Equipment | 0.00062027 | 0.00062027 | 0.00062027 | 0.00062027 | 0.00062027 | 0.00062027 | 0.00062027 | 0.00062027 | 0.00062027 | 0.00062027 | 0.00062027 | 0.00062027 | 0.00062027 | 0.00062027 | 0.00062027 | 0.00062027 | 0.00062027 | 0.00062027 | 0.00062027 | 0.00062027 | 0.00062027 | 0.00062027 | 0.00062027 | 0.00062027 | 0.00062027 | 0.00062027 | 0.00062027
F1_Commercial_College (WA)_New_Food Preparation_Natural Gas_Fryer_E3 | F1 | Commercial | College (WA) | New | Food Preparation | Natural Gas | Fryer | E3 | RVT - Cost of Equipment | 0 | 0 | 0 | 0 | 0 | 0 | 0 | 0 | 0 | 0 | 0 | 0 | 0 | 0 | 0 | 0 | 0 | 0 | 0 | 0 | 0 | 0 | 0 | 0 | 0 | 0 | 0
F1_Commercial_College (WA)_New_Food Preparation_Natural Gas_Fryer_E4 | F1 | Commercial | College (WA) | New | Food Preparation | Natural Gas | Fryer | E4 | RVT - Cost of Equipment | 0 | 0 | 0 | 0 | 0 | 0 | 0 | 0 | 0 | 0 | 0 | 0 | 0 | 0 | 0 | 0 | 0 | 0 | 0 | 0 | 0 | 0 | 0 | 0 | 0 | 0 | 0
F1_Commercial_College (WA)_New_Food Preparation_Natural Gas_Fryer_E5 | F1 | Commercial | College (WA) | New | Food Preparation | Natural Gas | Fryer | E5 | RVT - Cost of Equipment | 0 | 0 | 0 | 0 | 0 | 0 | 0 | 0 | 0 | 0 | 0 | 0 | 0 | 0 | 0 | 0 | 0 | 0 | 0 | 0 | 0 | 0 | 0 | 0 | 0 | 0 | 0
F1_Commercial_College (WA)_New_Food Preparation_Natural Gas_Fryer_E6 | F1 | Commercial | College (WA) | New | Food Preparation | Natural Gas | Fryer | E6 | RVT - Cost of Equipment | 0 | 0 | 0 | 0 | 0 | 0 | 0 | 0 | 0 | 0 | 0 | 0 | 0 | 0 | 0 | 0 | 0 | 0 | 0 | 0 | 0 | 0 | 0 | 0 | 0 | 0 | 0
F1_Commercial_College (WA)_New_Food Preparation_Natural Gas_Fryer_E7 | F1 | Commercial | College (WA) | New | Food Preparation | Natural Gas | Fryer | E7 | RVT - Cost of Equipment | 0 | 0 | 0 | 0 | 0 | 0 | 0 | 0 | 0 | 0 | 0 | 0 | 0 | 0 | 0 | 0 | 0 | 0 | 0 | 0 | 0 | 0 | 0 | 0 | 0 | 0 | 0
F1_Commercial_College (WA)_New_Food Preparation_Natural Gas_Fryer_E8 | F1 | Commercial | College (WA) | New | Food Preparation | Natural Gas | Fryer | E8 | RVT - Cost of Equipment | 0 | 0 | 0 | 0 | 0 | 0 | 0 | 0 | 0 | 0 | 0 | 0 | 0 | 0 | 0 | 0 | 0 | 0 | 0 | 0 | 0 | 0 | 0 | 0 | 0 | 0 | 0
F1_Commercial_College (WA)_New_Food Preparation_Natural Gas_Fryer_E9 | F1 | Commercial | College (WA) | New | Food Preparation | Natural Gas | Fryer | E9 | RVT - Cost of Equipment | 0 | 0 | 0 | 0 | 0 | 0 | 0 | 0 | 0 | 0 | 0 | 0 | 0 | 0 | 0 | 0 | 0 | 0 | 0 | 0 | 0 | 0 | 0 | 0 | 0 | 0 | 0
F1_Commercial_College (WA)_New_Food Preparation_Natural Gas_Fryer_E10 | F1 | Commercial | College (WA) | New | Food Preparation | Natural Gas | Fryer | E10 | RVT - Cost of Equipment | 0 | 0 | 0 | 0 | 0 | 0 | 0 | 0 | 0 | 0 | 0 | 0 | 0 | 0 | 0 | 0 | 0 | 0 | 0 | 0 | 0 | 0 | 0 | 0 | 0 | 0 | 0
F2_Commercial_College (WA)_New_Food Preparation_Natural Gas_Fryer_E1 | F2 | Commercial | College (WA) | New | Food Preparation | Natural Gas | Fryer | E1 | RVT - Cost of Operation | 0.0089169 | 0.0090961 | 0.0092979 | 0.0095244 | 0.0097769 | 0.010082 | 0.010385 | 0.010672 | 0.010931 | 0.011184 | 0.011446 | 0.011687 | 0.011943 | 0.012192 | 0.01241 | 0.012611 | 0.012787 | 0.012956 | 0.013135 | 0.013305 | 0.013476 | 0.013714 | 0.013954 | 0.014202 | 0.014455 | 0.014711 | 0.014973
F2_Commercial_College (WA)_New_Food Preparation_Natural Gas_Fryer_E2 | F2 | Commercial | College (WA) | New | Food Preparation | Natural Gas | Fryer | E2 | RVT - Cost of Operation | 0.00615 | 0.0062736 | 0.0064128 | 0.006569 | 0.0067432 | 0.0069538 | 0.0071627 | 0.0073603 | 0.0075395 | 0.0077139 | 0.0078947 | 0.0080603 | 0.0082373 | 0.0084088 | 0.0085595 | 0.0086981 | 0.0088191 | 0.0089361 | 0.0090593 | 0.0091764 | 0.0092942 | 0.0094583 | 0.0096244 | 0.0097954 | 0.0099694 | 0.010147 | 0.010327
F2_Commercial_College (WA)_New_Food Preparation_Natural Gas_Fryer_E3 | F2 | Commercial | College (WA) | New | Food Preparation | Natural Gas | Fryer | E3 | RVT - Cost of Operation | 0 | 0 | 0 | 0 | 0 | 0 | 0 | 0 | 0 | 0 | 0 | 0 | 0 | 0 | 0 | 0 | 0 | 0 | 0 | 0 | 0 | 0 | 0 | 0 | 0 | 0 | 0
F2_Commercial_College (WA)_New_Food Preparation_Natural Gas_Fryer_E4 | F2 | Commercial | College (WA) | New | Food Preparation | Natural Gas | Fryer | E4 | RVT - Cost of Operation | 0 | 0 | 0 | 0 | 0 | 0 | 0 | 0 | 0 | 0 | 0 | 0 | 0 | 0 | 0 | 0 | 0 | 0 | 0 | 0 | 0 | 0 | 0 | 0 | 0 | 0 | 0
F2_Commercial_College (WA)_New_Food Preparation_Natural Gas_Fryer_E5 | F2 | Commercial | College (WA) | New | Food Preparation | Natural Gas | Fryer | E5 | RVT - Cost of Operation | 0 | 0 | 0 | 0 | 0 | 0 | 0 | 0 | 0 | 0 | 0 | 0 | 0 | 0 | 0 | 0 | 0 | 0 | 0 | 0 | 0 | 0 | 0 | 0 | 0 | 0 | 0
F2_Commercial_College (WA)_New_Food Preparation_Natural Gas_Fryer_E6 | F2 | Commercial | College (WA) | New | Food Preparation | Natural Gas | Fryer | E6 | RVT - Cost of Operation | 0 | 0 | 0 | 0 | 0 | 0 | 0 | 0 | 0 | 0 | 0 | 0 | 0 | 0 | 0 | 0 | 0 | 0 | 0 | 0 | 0 | 0 | 0 | 0 | 0 | 0 | 0
F2_Commercial_College (WA)_New_Food Preparation_Natural Gas_Fryer_E7 | F2 | Commercial | College (WA) | New | Food Preparation | Natural Gas | Fryer | E7 | RVT - Cost of Operation | 0 | 0 | 0 | 0 | 0 | 0 | 0 | 0 | 0 | 0 | 0 | 0 | 0 | 0 | 0 | 0 | 0 | 0 | 0 | 0 | 0 | 0 | 0 | 0 | 0 | 0 | 0
F2_Commercial_College (WA)_New_Food Preparation_Natural Gas_Fryer_E8 | F2 | Commercial | College (WA) | New | Food Preparation | Natural Gas | Fryer | E8 | RVT - Cost of Operation | 0 | 0 | 0 | 0 | 0 | 0 | 0 | 0 | 0 | 0 | 0 | 0 | 0 | 0 | 0 | 0 | 0 | 0 | 0 | 0 | 0 | 0 | 0 | 0 | 0 | 0 | 0
F2_Commercial_College (WA)_New_Food Preparation_Natural Gas_Fryer_E9 | F2 | Commercial | College (WA) | New | Food Preparation | Natural Gas | Fryer | E9 | RVT - Cost of Operation | 0 | 0 | 0 | 0 | 0 | 0 | 0 | 0 | 0 | 0 | 0 | 0 | 0 | 0 | 0 | 0 | 0 | 0 | 0 | 0 | 0 | 0 | 0 | 0 | 0 | 0 | 0
F2_Commercial_College (WA)_New_Food Preparation_Natural Gas_Fryer_E10 | F2 | Commercial | College (WA) | New | Food Preparation | Natural Gas | Fryer | E10 | RVT - Cost of Operation | 0 | 0 | 0 | 0 | 0 | 0 | 0 | 0 | 0 | 0 | 0 | 0 | 0 | 0 | 0 | 0 | 0 | 0 | 0 | 0 | 0 | 0 | 0 | 0 | 0 | 0 | 0
F3_Commercial_College (WA)_New_Food Preparation_Natural Gas_Fryer_E1 | F3 | Commercial | College (WA) | New | Food Preparation | Natural Gas | Fryer | E1 | System - kBTUs of Consumption | 2.063 | 2.063 | 2.063 | 2.063 | 2.063 | 2.063 | 2.063 | 2.063 | 2.063 | 2.063 | 2.063 | 2.063 | 2.063 | 2.063 | 2.063 | 2.063 | 2.063 | 2.063 | 2.063 | 2.063 | 2.063 | 2.063 | 2.063 | 2.063 | 2.063 | 2.063 | 2.063
F3_Commercial_College (WA)_New_Food Preparation_Natural Gas_Fryer_E2 | F3 | Commercial | College (WA) | New | Food Preparation | Natural Gas | Fryer | E2 | System - kBTUs of Consumption | 1.4229 | 1.4229 | 1.4229 | 1.4229 | 1.4229 | 1.4229 | 1.4229 | 1.4229 | 1.4229 | 1.4229 | 1.4229 | 1.4229 | 1.4229 | 1.4229 | 1.4229 | 1.4229 | 1.4229 | 1.4229 | 1.4229 | 1.4229 | 1.4229 | 1.4229 | 1.4229 | 1.4229 | 1.4229 | 1.4229 | 1.4229
F3_Commercial_College (WA)_New_Food Preparation_Natural Gas_Fryer_E3 | F3 | Commercial | College (WA) | New | Food Preparation | Natural Gas | Fryer | E3 | System - kBTUs of Consumption | 0 | 0 | 0 | 0 | 0 | 0 | 0 | 0 | 0 | 0 | 0 | 0 | 0 | 0 | 0 | 0 | 0 | 0 | 0 | 0 | 0 | 0 | 0 | 0 | 0 | 0 | 0
F3_Commercial_College (WA)_New_Food Preparation_Natural Gas_Fryer_E4 | F3 | Commercial | College (WA) | New | Food Preparation | Natural Gas | Fryer | E4 | System - kBTUs of Consumption | 0 | 0 | 0 | 0 | 0 | 0 | 0 | 0 | 0 | 0 | 0 | 0 | 0 | 0 | 0 | 0 | 0 | 0 | 0 | 0 | 0 | 0 | 0 | 0 | 0 | 0 | 0
F3_Commercial_College (WA)_New_Food Preparation_Natural Gas_Fryer_E5 | F3 | Commercial | College (WA) | New | Food Preparation | Natural Gas | Fryer | E5 | System - kBTUs of Consumption | 0 | 0 | 0 | 0 | 0 | 0 | 0 | 0 | 0 | 0 | 0 | 0 | 0 | 0 | 0 | 0 | 0 | 0 | 0 | 0 | 0 | 0 | 0 | 0 | 0 | 0 | 0
F3_Commercial_College (WA)_New_Food Preparation_Natural Gas_Fryer_E6 | F3 | Commercial | College (WA) | New | Food Preparation | Natural Gas | Fryer | E6 | System - kBTUs of Consumption | 0 | 0 | 0 | 0 | 0 | 0 | 0 | 0 | 0 | 0 | 0 | 0 | 0 | 0 | 0 | 0 | 0 | 0 | 0 | 0 | 0 | 0 | 0 | 0 | 0 | 0 | 0
F3_Commercial_College (WA)_New_Food Preparation_Natural Gas_Fryer_E7 | F3 | Commercial | College (WA) | New | Food Preparation | Natural Gas | Fryer | E7 | System - kBTUs of Consumption | 0 | 0 | 0 | 0 | 0 | 0 | 0 | 0 | 0 | 0 | 0 | 0 | 0 | 0 | 0 | 0 | 0 | 0 | 0 | 0 | 0 | 0 | 0 | 0 | 0 | 0 | 0
F3_Commercial_College (WA)_New_Food Preparation_Natural Gas_Fryer_E8 | F3 | Commercial | College (WA) | New | Food Preparation | Natural Gas | Fryer | E8 | System - kBTUs of Consumption | 0 | 0 | 0 | 0 | 0 | 0 | 0 | 0 | 0 | 0 | 0 | 0 | 0 | 0 | 0 | 0 | 0 | 0 | 0 | 0 | 0 | 0 | 0 | 0 | 0 | 0 | 0
F3_Commercial_College (WA)_New_Food Preparation_Natural Gas_Fryer_E9 | F3 | Commercial | College (WA) | New | Food Preparation | Natural Gas | Fryer | E9 | System - kBTUs of Consumption | 0 | 0 | 0 | 0 | 0 | 0 | 0 | 0 | 0 | 0 | 0 | 0 | 0 | 0 | 0 | 0 | 0 | 0 | 0 | 0 | 0 | 0 | 0 | 0 | 0 | 0 | 0
F3_Commercial_College (WA)_New_Food Preparation_Natural Gas_Fryer_E10 | F3 | Commercial | College (WA) | New | Food Preparation | Natural Gas | Fryer | E10 | System - kBTUs of Consumption | 0 | 0 | 0 | 0 | 0 | 0 | 0 | 0 | 0 | 0 | 0 | 0 | 0 | 0 | 0 | 0 | 0 | 0 | 0 | 0 | 0 | 0 | 0 | 0 | 0 | 0 | 0
F4_Commercial_College (WA)_New_Food Preparation_Natural Gas_Fryer_E1 | F4 | Commercial | College (WA) | New | Food Preparation | Natural Gas | Fryer | E1 | Utility - Cost of Equipment | 0.0004191 | 0.0004191 | 0.0004191 | 0.0004191 | 0.0004191 | 0.0004191 | 0.0004191 | 0.0004191 | 0.0004191 | 0.0004191 | 0.0004191 | 0.0004191 | 0.0004191 | 0.0004191 | 0.0004191 | 0.0004191 | 0.0004191 | 0.0004191 | 0.0004191 | 0.0004191 | 0.0004191 | 0.0004191 | 0.0004191 | 0.0004191 | 0.0004191 | 0.0004191 | 0.0004191
F4_Commercial_College (WA)_New_Food Preparation_Natural Gas_Fryer_E2 | F4 | Commercial | College (WA) | New | Food Preparation | Natural Gas | Fryer | E2 | Utility - Cost of Equipment | 0.00062027 | 0.00062027 | 0.00062027 | 0.00062027 | 0.00062027 | 0.00062027 | 0.00062027 | 0.00062027 | 0.00062027 | 0.00062027 | 0.00062027 | 0.00062027 | 0.00062027 | 0.00062027 | 0.00062027 | 0.00062027 | 0.00062027 | 0.00062027 | 0.00062027 | 0.00062027 | 0.00062027 | 0.00062027 | 0.00062027 | 0.00062027 | 0.00062027 | 0.00062027 | 0.00062027
F4_Commercial_College (WA)_New_Food Preparation_Natural Gas_Fryer_E3 | F4 | Commercial | College (WA) | New | Food Preparation | Natural Gas | Fryer | E3 | Utility - Cost of Equipment | 0 | 0 | 0 | 0 | 0 | 0 | 0 | 0 | 0 | 0 | 0 | 0 | 0 | 0 | 0 | 0 | 0 | 0 | 0 | 0 | 0 | 0 | 0 | 0 | 0 | 0 | 0
F4_Commercial_College (WA)_New_Food Preparation_Natural Gas_Fryer_E4 | F4 | Commercial | College (WA) | New | Food Preparation | Natural Gas | Fryer | E4 | Utility - Cost of Equipment | 0 | 0 | 0 | 0 | 0 | 0 | 0 | 0 | 0 | 0 | 0 | 0 | 0 | 0 | 0 | 0 | 0 | 0 | 0 | 0 | 0 | 0 | 0 | 0 | 0 | 0 | 0
F4_Commercial_College (WA)_New_Food Preparation_Natural Gas_Fryer_E5 | F4 | Commercial | College (WA) | New | Food Preparation | Natural Gas | Fryer | E5 | Utility - Cost of Equipment | 0 | 0 | 0 | 0 | 0 | 0 | 0 | 0 | 0 | 0 | 0 | 0 | 0 | 0 | 0 | 0 | 0 | 0 | 0 | 0 | 0 | 0 | 0 | 0 | 0 | 0 | 0
F4_Commercial_College (WA)_New_Food Preparation_Natural Gas_Fryer_E6 | F4 | Commercial | College (WA) | New | Food Preparation | Natural Gas | Fryer | E6 | Utility - Cost of Equipment | 0 | 0 | 0 | 0 | 0 | 0 | 0 | 0 | 0 | 0 | 0 | 0 | 0 | 0 | 0 | 0 | 0 | 0 | 0 | 0 | 0 | 0 | 0 | 0 | 0 | 0 | 0
F4_Commercial_College (WA)_New_Food Preparation_Natural Gas_Fryer_E7 | F4 | Commercial | College (WA) | New | Food Preparation | Natural Gas | Fryer | E7 | Utility - Cost of Equipment | 0 | 0 | 0 | 0 | 0 | 0 | 0 | 0 | 0 | 0 | 0 | 0 | 0 | 0 | 0 | 0 | 0 | 0 | 0 | 0 | 0 | 0 | 0 | 0 | 0 | 0 | 0
F4_Commercial_College (WA)_New_Food Preparation_Natural Gas_Fryer_E8 | F4 | Commercial | College (WA) | New | Food Preparation | Natural Gas | Fryer | E8 | Utility - Cost of Equipment | 0 | 0 | 0 | 0 | 0 | 0 | 0 | 0 | 0 | 0 | 0 | 0 | 0 | 0 | 0 | 0 | 0 | 0 | 0 | 0 | 0 | 0 | 0 | 0 | 0 | 0 | 0
F4_Commercial_College (WA)_New_Food Preparation_Natural Gas_Fryer_E9 | F4 | Commercial | College (WA) | New | Food Preparation | Natural Gas | Fryer | E9 | Utility - Cost of Equipment | 0 | 0 | 0 | 0 | 0 | 0 | 0 | 0 | 0 | 0 | 0 | 0 | 0 | 0 | 0 | 0 | 0 | 0 | 0 | 0 | 0 | 0 | 0 | 0 | 0 | 0 | 0
F4_Commercial_College (WA)_New_Food Preparation_Natural Gas_Fryer_E10 | F4 | Commercial | College (WA) | New | Food Preparation | Natural Gas | Fryer | E10 | Utility - Cost of Equipment | 0 | 0 | 0 | 0 | 0 | 0 | 0 | 0 | 0 | 0 | 0 | 0 | 0 | 0 | 0 | 0 | 0 | 0 | 0 | 0 | 0 | 0 | 0 | 0 | 0 | 0 | 0
F5_Commercial_College (WA)_New_Food Preparation_Natural Gas_Fryer_E1 | F5 | Commercial | College (WA) | New | Food Preparation | Natural Gas | Fryer | E1 | Utility - Cost of Operation | 0.0076491 | 0.00785 | 0.0080755 | 0.0083281 | 0.0086093 | 0.0089421 | 0.0092809 | 0.0096148 | 0.0099358 | 0.010262 | 0.010527 | 0.010777 | 0.011045 | 0.011308 | 0.011547 | 0.011773 | 0.01198 | 0.012185 | 0.012402 | 0.012615 | 0.012834 | 0.013061 | 0.01329 | 0.013526 | 0.013766 | 0.014011 | 0.01426
F5_Commercial_College (WA)_New_Food Preparation_Natural Gas_Fryer_E2 | F5 | Commercial | College (WA) | New | Food Preparation | Natural Gas | Fryer | E2 | Utility - Cost of Operation | 0.0052756 | 0.0054142 | 0.0055697 | 0.0057439 | 0.0059379 | 0.0061674 | 0.0064011 | 0.0066313 | 0.0068528 | 0.0070775 | 0.0072604 | 0.007433 | 0.0076176 | 0.0077992 | 0.0079641 | 0.0081202 | 0.0082626 | 0.0084039 | 0.0085537 | 0.0087007 | 0.0088516 | 0.0090079 | 0.0091661 | 0.0093289 | 0.0094947 | 0.0096634 | 0.009835
F5_Commercial_College (WA)_New_Food Preparation_Natural Gas_Fryer_E3 | F5 | Commercial | College (WA) | New | Food Preparation | Natural Gas | Fryer | E3 | Utility - Cost of Operation | 0 | 0 | 0 | 0 | 0 | 0 | 0 | 0 | 0 | 0 | 0 | 0 | 0 | 0 | 0 | 0 | 0 | 0 | 0 | 0 | 0 | 0 | 0 | 0 | 0 | 0 | 0
F5_Commercial_College (WA)_New_Food Preparation_Natural Gas_Fryer_E4 | F5 | Commercial | College (WA) | New | Food Preparation | Natural Gas | Fryer | E4 | Utility - Cost of Operation | 0 | 0 | 0 | 0 | 0 | 0 | 0 | 0 | 0 | 0 | 0 | 0 | 0 | 0 | 0 | 0 | 0 | 0 | 0 | 0 | 0 | 0 | 0 | 0 | 0 | 0 | 0
F5_Commercial_College (WA)_New_Food Preparation_Natural Gas_Fryer_E5 | F5 | Commercial | College (WA) | New | Food Preparation | Natural Gas | Fryer | E5 | Utility - Cost of Operation | 0 | 0 | 0 | 0 | 0 | 0 | 0 | 0 | 0 | 0 | 0 | 0 | 0 | 0 | 0 | 0 | 0 | 0 | 0 | 0 | 0 | 0 | 0 | 0 | 0 | 0 | 0
F5_Commercial_College (WA)_New_Food Preparation_Natural Gas_Fryer_E6 | F5 | Commercial | College (WA) | New | Food Preparation | Natural Gas | Fryer | E6 | Utility - Cost of Operation | 0 | 0 | 0 | 0 | 0 | 0 | 0 | 0 | 0 | 0 | 0 | 0 | 0 | 0 | 0 | 0 | 0 | 0 | 0 | 0 | 0 | 0 | 0 | 0 | 0 | 0 | 0
F5_Commercial_College (WA)_New_Food Preparation_Natural Gas_Fryer_E7 | F5 | Commercial | College (WA) | New | Food Preparation | Natural Gas | Fryer | E7 | Utility - Cost of Operation | 0 | 0 | 0 | 0 | 0 | 0 | 0 | 0 | 0 | 0 | 0 | 0 | 0 | 0 | 0 | 0 | 0 | 0 | 0 | 0 | 0 | 0 | 0 | 0 | 0 | 0 | 0
F5_Commercial_College (WA)_New_Food Preparation_Natural Gas_Fryer_E8 | F5 | Commercial | College (WA) | New | Food Preparation | Natural Gas | Fryer | E8 | Utility - Cost of Operation | 0 | 0 | 0 | 0 | 0 | 0 | 0 | 0 | 0 | 0 | 0 | 0 | 0 | 0 | 0 | 0 | 0 | 0 | 0 | 0 | 0 | 0 | 0 | 0 | 0 | 0 | 0
F5_Commercial_College (WA)_New_Food Preparation_Natural Gas_Fryer_E9 | F5 | Commercial | College (WA) | New | Food Preparation | Natural Gas | Fryer | E9 | Utility - Cost of Operation | 0 | 0 | 0 | 0 | 0 | 0 | 0 | 0 | 0 | 0 | 0 | 0 | 0 | 0 | 0 | 0 | 0 | 0 | 0 | 0 | 0 | 0 | 0 | 0 | 0 | 0 | 0
F5_Commercial_College (WA)_New_Food Preparation_Natural Gas_Fryer_E10 | F5 | Commercial | College (WA) | New | Food Preparation | Natural Gas | Fryer | E10 | Utility - Cost of Operation | 0 | 0 | 0 | 0 | 0 | 0 | 0 | 0 | 0 | 0 | 0 | 0 | 0 | 0 | 0 | 0 | 0 | 0 | 0 | 0 | 0 | 0 | 0 | 0 | 0 | 0 | 0
F6_Commercial_College (WA)_New_Food Preparation_Natural Gas_Fryer_E1 | F6 | Commercial | College (WA) | New | Food Preparation | Natural Gas | Fryer | E1 | Utility - Value of Sales | 0.0089169 | 0.0090961 | 0.0092979 | 0.0095244 | 0.0097769 | 0.010082 | 0.010385 | 0.010672 | 0.010931 | 0.011184 | 0.011446 | 0.011687 | 0.011943 | 0.012192 | 0.01241 | 0.012611 | 0.012787 | 0.012956 | 0.013135 | 0.013305 | 0.013476 | 0.013714 | 0.013954 | 0.014202 | 0.014455 | 0.014711 | 0.014973
F6_Commercial_College (WA)_New_Food Preparation_Natural Gas_Fryer_E2 | F6 | Commercial | College (WA) | New | Food Preparation | Natural Gas | Fryer | E2 | Utility - Value of Sales | 0.00615 | 0.0062736 | 0.0064128 | 0.006569 | 0.0067432 | 0.0069538 | 0.0071627 | 0.0073603 | 0.0075395 | 0.0077139 | 0.0078947 | 0.0080603 | 0.0082373 | 0.0084088 | 0.0085595 | 0.0086981 | 0.0088191 | 0.0089361 | 0.0090593 | 0.0091764 | 0.0092942 | 0.0094583 | 0.0096244 | 0.0097954 | 0.0099694 | 0.010147 | 0.010327
F6_Commercial_College (WA)_New_Food Preparation_Natural Gas_Fryer_E3 | F6 | Commercial | College (WA) | New | Food Preparation | Natural Gas | Fryer | E3 | Utility - Value of Sales | 0 | 0 | 0 | 0 | 0 | 0 | 0 | 0 | 0 | 0 | 0 | 0 | 0 | 0 | 0 | 0 | 0 | 0 | 0 | 0 | 0 | 0 | 0 | 0 | 0 | 0 | 0
F6_Commercial_College (WA)_New_Food Preparation_Natural Gas_Fryer_E4 | F6 | Commercial | College (WA) | New | Food Preparation | Natural Gas | Fryer | E4 | Utility - Value of Sales | 0 | 0 | 0 | 0 | 0 | 0 | 0 | 0 | 0 | 0 | 0 | 0 | 0 | 0 | 0 | 0 | 0 | 0 | 0 | 0 | 0 | 0 | 0 | 0 | 0 | 0 | 0
F6_Commercial_College (WA)_New_Food Preparation_Natural Gas_Fryer_E5 | F6 | Commercial | College (WA) | New | Food Preparation | Natural Gas | Fryer | E5 | Utility - Value of Sales | 0 | 0 | 0 | 0 | 0 | 0 | 0 | 0 | 0 | 0 | 0 | 0 | 0 | 0 | 0 | 0 | 0 | 0 | 0 | 0 | 0 | 0 | 0 | 0 | 0 | 0 | 0
F6_Commercial_College (WA)_New_Food Preparation_Natural Gas_Fryer_E6 | F6 | Commercial | College (WA) | New | Food Preparation | Natural Gas | Fryer | E6 | Utility - Value of Sales | 0 | 0 | 0 | 0 | 0 | 0 | 0 | 0 | 0 | 0 | 0 | 0 | 0 | 0 | 0 | 0 | 0 | 0 | 0 | 0 | 0 | 0 | 0 | 0 | 0 | 0 | 0
F6_Commercial_College (WA)_New_Food Preparation_Natural Gas_Fryer_E7 | F6 | Commercial | College (WA) | New | Food Preparation | Natural Gas | Fryer | E7 | Utility - Value of Sales | 0 | 0 | 0 | 0 | 0 | 0 | 0 | 0 | 0 | 0 | 0 | 0 | 0 | 0 | 0 | 0 | 0 | 0 | 0 | 0 | 0 | 0 | 0 | 0 | 0 | 0 | 0
F6_Commercial_College (WA)_New_Food Preparation_Natural Gas_Fryer_E8 | F6 | Commercial | College (WA) | New | Food Preparation | Natural Gas | Fryer | E8 | Utility - Value of Sales | 0 | 0 | 0 | 0 | 0 | 0 | 0 | 0 | 0 | 0 | 0 | 0 | 0 | 0 | 0 | 0 | 0 | 0 | 0 | 0 | 0 | 0 | 0 | 0 | 0 | 0 | 0
F6_Commercial_College (WA)_New_Food Preparation_Natural Gas_Fryer_E9 | F6 | Commercial | College (WA) | New | Food Preparation | Natural Gas | Fryer | E9 | Utility - Value of Sales | 0 | 0 | 0 | 0 | 0 | 0 | 0 | 0 | 0 | 0 | 0 | 0 | 0 | 0 | 0 | 0 | 0 | 0 | 0 | 0 | 0 | 0 | 0 | 0 | 0 | 0 | 0
F6_Commercial_College (WA)_New_Food Preparation_Natural Gas_Fryer_E10 | F6 | Commercial | College (WA) | New | Food Preparation | Natural Gas | Fryer | E10 | Utility - Value of Sales | 0 | 0 | 0 | 0 | 0 | 0 | 0 | 0 | 0 | 0 | 0 | 0 | 0 | 0 | 0 | 0 | 0 | 0 | 0 | 0 | 0 | 0 | 0 | 0 | 0 | 0 | 0
F1_Commercial_College (WA)_New_Food Preparation_Natural Gas_Broiler_E1 | F1 | Commercial | College (WA) | New | Food Preparation | Natural Gas | Broiler | E1 | RVT - Cost of Equipment | 0.00074548 | 0.00074548 | 0.00074548 | 0.00074548 | 0.00074548 | 0.00074548 | 0.00074548 | 0.00074548 | 0.00074548 | 0.00074548 | 0.00074548 | 0.00074548 | 0.00074548 | 0.00074548 | 0.00074548 | 0.00074548 | 0.00074548 | 0.00074548 | 0.00074548 | 0.00074548 | 0.00074548 | 0.00074548 | 0.00074548 | 0.00074548 | 0.00074548 | 0.00074548 | 0.00074548
F1_Commercial_College (WA)_New_Food Preparation_Natural Gas_Broiler_E2 | F1 | Commercial | College (WA) | New | Food Preparation | Natural Gas | Broiler | E2 | RVT - Cost of Equipment | 0.0010437 | 0.0010437 | 0.0010437 | 0.0010437 | 0.0010437 | 0.0010437 | 0.0010437 | 0.0010437 | 0.0010437 | 0.0010437 | 0.0010437 | 0.0010437 | 0.0010437 | 0.0010437 | 0.0010437 | 0.0010437 | 0.0010437 | 0.0010437 | 0.0010437 | 0.0010437 | 0.0010437 | 0.0010437 | 0.0010437 | 0.0010437 | 0.0010437 | 0.0010437 | 0.0010437
F1_Commercial_College (WA)_New_Food Preparation_Natural Gas_Broiler_E3 | F1 | Commercial | College (WA) | New | Food Preparation | Natural Gas | Broiler | E3 | RVT - Cost of Equipment | 0 | 0 | 0 | 0 | 0 | 0 | 0 | 0 | 0 | 0 | 0 | 0 | 0 | 0 | 0 | 0 | 0 | 0 | 0 | 0 | 0 | 0 | 0 | 0 | 0 | 0 | 0
F1_Commercial_College (WA)_New_Food Preparation_Natural Gas_Broiler_E4 | F1 | Commercial | College (WA) | New | Food Preparation | Natural Gas | Broiler | E4 | RVT - Cost of Equipment | 0 | 0 | 0 | 0 | 0 | 0 | 0 | 0 | 0 | 0 | 0 | 0 | 0 | 0 | 0 | 0 | 0 | 0 | 0 | 0 | 0 | 0 | 0 | 0 | 0 | 0 | 0
F1_Commercial_College (WA)_New_Food Preparation_Natural Gas_Broiler_E5 | F1 | Commercial | College (WA) | New | Food Preparation | Natural Gas | Broiler | E5 | RVT - Cost of Equipment | 0 | 0 | 0 | 0 | 0 | 0 | 0 | 0 | 0 | 0 | 0 | 0 | 0 | 0 | 0 | 0 | 0 | 0 | 0 | 0 | 0 | 0 | 0 | 0 | 0 | 0 | 0
F1_Commercial_College (WA)_New_Food Preparation_Natural Gas_Broiler_E6 | F1 | Commercial | College (WA) | New | Food Preparation | Natural Gas | Broiler | E6 | RVT - Cost of Equipment | 0 | 0 | 0 | 0 | 0 | 0 | 0 | 0 | 0 | 0 | 0 | 0 | 0 | 0 | 0 | 0 | 0 | 0 | 0 | 0 | 0 | 0 | 0 | 0 | 0 | 0 | 0
F1_Commercial_College (WA)_New_Food Preparation_Natural Gas_Broiler_E7 | F1 | Commercial | College (WA) | New | Food Preparation | Natural Gas | Broiler | E7 | RVT - Cost of Equipment | 0 | 0 | 0 | 0 | 0 | 0 | 0 | 0 | 0 | 0 | 0 | 0 | 0 | 0 | 0 | 0 | 0 | 0 | 0 | 0 | 0 | 0 | 0 | 0 | 0 | 0 | 0
F1_Commercial_College (WA)_New_Food Preparation_Natural Gas_Broiler_E8 | F1 | Commercial | College (WA) | New | Food Preparation | Natural Gas | Broiler | E8 | RVT - Cost of Equipment | 0 | 0 | 0 | 0 | 0 | 0 | 0 | 0 | 0 | 0 | 0 | 0 | 0 | 0 | 0 | 0 | 0 | 0 | 0 | 0 | 0 | 0 | 0 | 0 | 0 | 0 | 0
F1_Commercial_College (WA)_New_Food Preparation_Natural Gas_Broiler_E9 | F1 | Commercial | College (WA) | New | Food Preparation | Natural Gas | Broiler | E9 | RVT - Cost of Equipment | 0 | 0 | 0 | 0 | 0 | 0 | 0 | 0 | 0 | 0 | 0 | 0 | 0 | 0 | 0 | 0 | 0 | 0 | 0 | 0 | 0 | 0 | 0 | 0 | 0 | 0 | 0
F1_Commercial_College (WA)_New_Food Preparation_Natural Gas_Broiler_E10 | F1 | Commercial | College (WA) | New | Food Preparation | Natural Gas | Broiler | E10 | RVT - Cost of Equipment | 0 | 0 | 0 | 0 | 0 | 0 | 0 | 0 | 0 | 0 | 0 | 0 | 0 | 0 | 0 | 0 | 0 | 0 | 0 | 0 | 0 | 0 | 0 | 0 | 0 | 0 | 0
F2_Commercial_College (WA)_New_Food Preparation_Natural Gas_Broiler_E1 | F2 | Commercial | College (WA) | New | Food Preparation | Natural Gas | Broiler | E1 | RVT - Cost of Operation | 0.0088337 | 0.0090006 | 0.0091964 | 0.0094248 | 0.0096864 | 0.010013 | 0.01034 | 0.010651 | 0.010932 | 0.011205 | 0.011488 | 0.011745 | 0.012016 | 0.012272 | 0.012493 | 0.012692 | 0.012861 | 0.013021 | 0.013193 | 0.013352 | 0.013513 | 0.013751 | 0.013992 | 0.014241 | 0.014494 | 0.014751 | 0.015013
F2_Commercial_College (WA)_New_Food Preparation_Natural Gas_Broiler_E2 | F2 | Commercial | College (WA) | New | Food Preparation | Natural Gas | Broiler | E2 | RVT - Cost of Operation | 0.0075345 | 0.0076768 | 0.0078439 | 0.0080386 | 0.0082617 | 0.0085402 | 0.0088194 | 0.0090846 | 0.0093246 | 0.0095572 | 0.0097983 | 0.010017 | 0.010249 | 0.010467 | 0.010656 | 0.010825 | 0.010969 | 0.011106 | 0.011252 | 0.011388 | 0.011525 | 0.011729 | 0.011934 | 0.012146 | 0.012362 | 0.012581 | 0.012805
F2_Commercial_College (WA)_New_Food Preparation_Natural Gas_Broiler_E3 | F2 | Commercial | College (WA) | New | Food Preparation | Natural Gas | Broiler | E3 | RVT - Cost of Operation | 0 | 0 | 0 | 0 | 0 | 0 | 0 | 0 | 0 | 0 | 0 | 0 | 0 | 0 | 0 | 0 | 0 | 0 | 0 | 0 | 0 | 0 | 0 | 0 | 0 | 0 | 0
F2_Commercial_College (WA)_New_Food Preparation_Natural Gas_Broiler_E4 | F2 | Commercial | College (WA) | New | Food Preparation | Natural Gas | Broiler | E4 | RVT - Cost of Operation | 0 | 0 | 0 | 0 | 0 | 0 | 0 | 0 | 0 | 0 | 0 | 0 | 0 | 0 | 0 | 0 | 0 | 0 | 0 | 0 | 0 | 0 | 0 | 0 | 0 | 0 | 0
F2_Commercial_College (WA)_New_Food Preparation_Natural Gas_Broiler_E5 | F2 | Commercial | College (WA) | New | Food Preparation | Natural Gas | Broiler | E5 | RVT - Cost of Operation | 0 | 0 | 0 | 0 | 0 | 0 | 0 | 0 | 0 | 0 | 0 | 0 | 0 | 0 | 0 | 0 | 0 | 0 | 0 | 0 | 0 | 0 | 0 | 0 | 0 | 0 | 0
F2_Commercial_College (WA)_New_Food Preparation_Natural Gas_Broiler_E6 | F2 | Commercial | College (WA) | New | Food Preparation | Natural Gas | Broiler | E6 | RVT - Cost of Operation | 0 | 0 | 0 | 0 | 0 | 0 | 0 | 0 | 0 | 0 | 0 | 0 | 0 | 0 | 0 | 0 | 0 | 0 | 0 | 0 | 0 | 0 | 0 | 0 | 0 | 0 | 0
F2_Commercial_College (WA)_New_Food Preparation_Natural Gas_Broiler_E7 | F2 | Commercial | College (WA) | New | Food Preparation | Natural Gas | Broiler | E7 | RVT - Cost of Operation | 0 | 0 | 0 | 0 | 0 | 0 | 0 | 0 | 0 | 0 | 0 | 0 | 0 | 0 | 0 | 0 | 0 | 0 | 0 | 0 | 0 | 0 | 0 | 0 | 0 | 0 | 0
F2_Commercial_College (WA)_New_Food Preparation_Natural Gas_Broiler_E8 | F2 | Commercial | College (WA) | New | Food Preparation | Natural Gas | Broiler | E8 | RVT - Cost of Operation | 0 | 0 | 0 | 0 | 0 | 0 | 0 | 0 | 0 | 0 | 0 | 0 | 0 | 0 | 0 | 0 | 0 | 0 | 0 | 0 | 0 | 0 | 0 | 0 | 0 | 0 | 0
F2_Commercial_College (WA)_New_Food Preparation_Natural Gas_Broiler_E9 | F2 | Commercial | College (WA) | New | Food Preparation | Natural Gas | Broiler | E9 | RVT - Cost of Operation | 0 | 0 | 0 | 0 | 0 | 0 | 0 | 0 | 0 | 0 | 0 | 0 | 0 | 0 | 0 | 0 | 0 | 0 | 0 | 0 | 0 | 0 | 0 | 0 | 0 | 0 | 0
F2_Commercial_College (WA)_New_Food Preparation_Natural Gas_Broiler_E10 | F2 | Commercial | College (WA) | New | Food Preparation | Natural Gas | Broiler | E10 | RVT - Cost of Operation | 0 | 0 | 0 | 0 | 0 | 0 | 0 | 0 | 0 | 0 | 0 | 0 | 0 | 0 | 0 | 0 | 0 | 0 | 0 | 0 | 0 | 0 | 0 | 0 | 0 | 0 | 0
F3_Commercial_College (WA)_New_Food Preparation_Natural Gas_Broiler_E1 | F3 | Commercial | College (WA) | New | Food Preparation | Natural Gas | Broiler | E1 | System - kBTUs of Consumption | 2.1074 | 2.1074 | 2.1074 | 2.1074 | 2.1074 | 2.1074 | 2.1074 | 2.1074 | 2.1074 | 2.1074 | 2.1074 | 2.1074 | 2.1074 | 2.1074 | 2.1074 | 2.1074 | 2.1074 | 2.1074 | 2.1074 | 2.1074 | 2.1074 | 2.1074 | 2.1074 | 2.1074 | 2.1074 | 2.1074 | 2.1074
F3_Commercial_College (WA)_New_Food Preparation_Natural Gas_Broiler_E2 | F3 | Commercial | College (WA) | New | Food Preparation | Natural Gas | Broiler | E2 | System - kBTUs of Consumption | 1.7974 | 1.7974 | 1.7974 | 1.7974 | 1.7974 | 1.7974 | 1.7974 | 1.7974 | 1.7974 | 1.7974 | 1.7974 | 1.7974 | 1.7974 | 1.7974 | 1.7974 | 1.7974 | 1.7974 | 1.7974 | 1.7974 | 1.7974 | 1.7974 | 1.7974 | 1.7974 | 1.7974 | 1.7974 | 1.7974 | 1.7974
F3_Commercial_College (WA)_New_Food Preparation_Natural Gas_Broiler_E3 | F3 | Commercial | College (WA) | New | Food Preparation | Natural Gas | Broiler | E3 | System - kBTUs of Consumption | 0 | 0 | 0 | 0 | 0 | 0 | 0 | 0 | 0 | 0 | 0 | 0 | 0 | 0 | 0 | 0 | 0 | 0 | 0 | 0 | 0 | 0 | 0 | 0 | 0 | 0 | 0
F3_Commercial_College (WA)_New_Food Preparation_Natural Gas_Broiler_E4 | F3 | Commercial | College (WA) | New | Food Preparation | Natural Gas | Broiler | E4 | System - kBTUs of Consumption | 0 | 0 | 0 | 0 | 0 | 0 | 0 | 0 | 0 | 0 | 0 | 0 | 0 | 0 | 0 | 0 | 0 | 0 | 0 | 0 | 0 | 0 | 0 | 0 | 0 | 0 | 0
F3_Commercial_College (WA)_New_Food Preparation_Natural Gas_Broiler_E5 | F3 | Commercial | College (WA) | New | Food Preparation | Natural Gas | Broiler | E5 | System - kBTUs of Consumption | 0 | 0 | 0 | 0 | 0 | 0 | 0 | 0 | 0 | 0 | 0 | 0 | 0 | 0 | 0 | 0 | 0 | 0 | 0 | 0 | 0 | 0 | 0 | 0 | 0 | 0 | 0
F3_Commercial_College (WA)_New_Food Preparation_Natural Gas_Broiler_E6 | F3 | Commercial | College (WA) | New | Food Preparation | Natural Gas | Broiler | E6 | System - kBTUs of Consumption | 0 | 0 | 0 | 0 | 0 | 0 | 0 | 0 | 0 | 0 | 0 | 0 | 0 | 0 | 0 | 0 | 0 | 0 | 0 | 0 | 0 | 0 | 0 | 0 | 0 | 0 | 0
F3_Commercial_College (WA)_New_Food Preparation_Natural Gas_Broiler_E7 | F3 | Commercial | College (WA) | New | Food Preparation | Natural Gas | Broiler | E7 | System - kBTUs of Consumption | 0 | 0 | 0 | 0 | 0 | 0 | 0 | 0 | 0 | 0 | 0 | 0 | 0 | 0 | 0 | 0 | 0 | 0 | 0 | 0 | 0 | 0 | 0 | 0 | 0 | 0 | 0
F3_Commercial_College (WA)_New_Food Preparation_Natural Gas_Broiler_E8 | F3 | Commercial | College (WA) | New | Food Preparation | Natural Gas | Broiler | E8 | System - kBTUs of Consumption | 0 | 0 | 0 | 0 | 0 | 0 | 0 | 0 | 0 | 0 | 0 | 0 | 0 | 0 | 0 | 0 | 0 | 0 | 0 | 0 | 0 | 0 | 0 | 0 | 0 | 0 | 0
F3_Commercial_College (WA)_New_Food Preparation_Natural Gas_Broiler_E9 | F3 | Commercial | College (WA) | New | Food Preparation | Natural Gas | Broiler | E9 | System - kBTUs of Consumption | 0 | 0 | 0 | 0 | 0 | 0 | 0 | 0 | 0 | 0 | 0 | 0 | 0 | 0 | 0 | 0 | 0 | 0 | 0 | 0 | 0 | 0 | 0 | 0 | 0 | 0 | 0
F3_Commercial_College (WA)_New_Food Preparation_Natural Gas_Broiler_E10 | F3 | Commercial | College (WA) | New | Food Preparation | Natural Gas | Broiler | E10 | System - kBTUs of Consumption | 0 | 0 | 0 | 0 | 0 | 0 | 0 | 0 | 0 | 0 | 0 | 0 | 0 | 0 | 0 | 0 | 0 | 0 | 0 | 0 | 0 | 0 | 0 | 0 | 0 | 0 | 0
F4_Commercial_College (WA)_New_Food Preparation_Natural Gas_Broiler_E1 | F4 | Commercial | College (WA) | New | Food Preparation | Natural Gas | Broiler | E1 | Utility - Cost of Equipment | 0.00074548 | 0.00074548 | 0.00074548 | 0.00074548 | 0.00074548 | 0.00074548 | 0.00074548 | 0.00074548 | 0.00074548 | 0.00074548 | 0.00074548 | 0.00074548 | 0.00074548 | 0.00074548 | 0.00074548 | 0.00074548 | 0.00074548 | 0.00074548 | 0.00074548 | 0.00074548 | 0.00074548 | 0.00074548 | 0.00074548 | 0.00074548 | 0.00074548 | 0.00074548 | 0.00074548
F4_Commercial_College (WA)_New_Food Preparation_Natural Gas_Broiler_E2 | F4 | Commercial | College (WA) | New | Food Preparation | Natural Gas | Broiler | E2 | Utility - Cost of Equipment | 0.0010437 | 0.0010437 | 0.0010437 | 0.0010437 | 0.0010437 | 0.0010437 | 0.0010437 | 0.0010437 | 0.0010437 | 0.0010437 | 0.0010437 | 0.0010437 | 0.0010437 | 0.0010437 | 0.0010437 | 0.0010437 | 0.0010437 | 0.0010437 | 0.0010437 | 0.0010437 | 0.0010437 | 0.0010437 | 0.0010437 | 0.0010437 | 0.0010437 | 0.0010437 | 0.0010437
F4_Commercial_College (WA)_New_Food Preparation_Natural Gas_Broiler_E3 | F4 | Commercial | College (WA) | New | Food Preparation | Natural Gas | Broiler | E3 | Utility - Cost of Equipment | 0 | 0 | 0 | 0 | 0 | 0 | 0 | 0 | 0 | 0 | 0 | 0 | 0 | 0 | 0 | 0 | 0 | 0 | 0 | 0 | 0 | 0 | 0 | 0 | 0 | 0 | 0
F4_Commercial_College (WA)_New_Food Preparation_Natural Gas_Broiler_E4 | F4 | Commercial | College (WA) | New | Food Preparation | Natural Gas | Broiler | E4 | Utility - Cost of Equipment | 0 | 0 | 0 | 0 | 0 | 0 | 0 | 0 | 0 | 0 | 0 | 0 | 0 | 0 | 0 | 0 | 0 | 0 | 0 | 0 | 0 | 0 | 0 | 0 | 0 | 0 | 0
F4_Commercial_College (WA)_New_Food Preparation_Natural Gas_Broiler_E5 | F4 | Commercial | College (WA) | New | Food Preparation | Natural Gas | Broiler | E5 | Utility - Cost of Equipment | 0 | 0 | 0 | 0 | 0 | 0 | 0 | 0 | 0 | 0 | 0 | 0 | 0 | 0 | 0 | 0 | 0 | 0 | 0 | 0 | 0 | 0 | 0 | 0 | 0 | 0 | 0
F4_Commercial_College (WA)_New_Food Preparation_Natural Gas_Broiler_E6 | F4 | Commercial | College (WA) | New | Food Preparation | Natural Gas | Broiler | E6 | Utility - Cost of Equipment | 0 | 0 | 0 | 0 | 0 | 0 | 0 | 0 | 0 | 0 | 0 | 0 | 0 | 0 | 0 | 0 | 0 | 0 | 0 | 0 | 0 | 0 | 0 | 0 | 0 | 0 | 0
F4_Commercial_College (WA)_New_Food Preparation_Natural Gas_Broiler_E7 | F4 | Commercial | College (WA) | New | Food Preparation | Natural Gas | Broiler | E7 | Utility - Cost of Equipment | 0 | 0 | 0 | 0 | 0 | 0 | 0 | 0 | 0 | 0 | 0 | 0 | 0 | 0 | 0 | 0 | 0 | 0 | 0 | 0 | 0 | 0 | 0 | 0 | 0 | 0 | 0
F4_Commercial_College (WA)_New_Food Preparation_Natural Gas_Broiler_E8 | F4 | Commercial | College (WA) | New | Food Preparation | Natural Gas | Broiler | E8 | Utility - Cost of Equipment | 0 | 0 | 0 | 0 | 0 | 0 | 0 | 0 | 0 | 0 | 0 | 0 | 0 | 0 | 0 | 0 | 0 | 0 | 0 | 0 | 0 | 0 | 0 | 0 | 0 | 0 | 0
F4_Commercial_College (WA)_New_Food Preparation_Natural Gas_Broiler_E9 | F4 | Commercial | College (WA) | New | Food Preparation | Natural Gas | Broiler | E9 | Utility - Cost of Equipment | 0 | 0 | 0 | 0 | 0 | 0 | 0 | 0 | 0 | 0 | 0 | 0 | 0 | 0 | 0 | 0 | 0 | 0 | 0 | 0 | 0 | 0 | 0 | 0 | 0 | 0 | 0
F4_Commercial_College (WA)_New_Food Preparation_Natural Gas_Broiler_E10 | F4 | Commercial | College (WA) | New | Food Preparation | Natural Gas | Broiler | E10 | Utility - Cost of Equipment | 0 | 0 | 0 | 0 | 0 | 0 | 0 | 0 | 0 | 0 | 0 | 0 | 0 | 0 | 0 | 0 | 0 | 0 | 0 | 0 | 0 | 0 | 0 | 0 | 0 | 0 | 0
F5_Commercial_College (WA)_New_Food Preparation_Natural Gas_Broiler_E1 | F5 | Commercial | College (WA) | New | Food Preparation | Natural Gas | Broiler | E1 | Utility - Cost of Operation | 0.0075002 | 0.0076892 | 0.0079131 | 0.0081698 | 0.00846 | 0.0088131 | 0.0091766 | 0.0095365 | 0.009883 | 0.010234 | 0.010514 | 0.010776 | 0.011057 | 0.011333 | 0.011579 | 0.011809 | 0.012016 | 0.01222 | 0.012438 | 0.012651 | 0.012869 | 0.013096 | 0.013326 | 0.013562 | 0.013803 | 0.014049 | 0.014298
F5_Commercial_College (WA)_New_Food Preparation_Natural Gas_Broiler_E2 | F5 | Commercial | College (WA) | New | Food Preparation | Natural Gas | Broiler | E2 | Utility - Cost of Operation | 0.0063971 | 0.0065583 | 0.0067493 | 0.0069682 | 0.0072157 | 0.0075169 | 0.0078269 | 0.0081339 | 0.0084294 | 0.0087291 | 0.0089675 | 0.0091909 | 0.0094309 | 0.0096658 | 0.0098759 | 0.010072 | 0.010249 | 0.010423 | 0.010609 | 0.01079 | 0.010976 | 0.01117 | 0.011366 | 0.011568 | 0.011773 | 0.011982 | 0.012195
F5_Commercial_College (WA)_New_Food Preparation_Natural Gas_Broiler_E3 | F5 | Commercial | College (WA) | New | Food Preparation | Natural Gas | Broiler | E3 | Utility - Cost of Operation | 0 | 0 | 0 | 0 | 0 | 0 | 0 | 0 | 0 | 0 | 0 | 0 | 0 | 0 | 0 | 0 | 0 | 0 | 0 | 0 | 0 | 0 | 0 | 0 | 0 | 0 | 0
F5_Commercial_College (WA)_New_Food Preparation_Natural Gas_Broiler_E4 | F5 | Commercial | College (WA) | New | Food Preparation | Natural Gas | Broiler | E4 | Utility - Cost of Operation | 0 | 0 | 0 | 0 | 0 | 0 | 0 | 0 | 0 | 0 | 0 | 0 | 0 | 0 | 0 | 0 | 0 | 0 | 0 | 0 | 0 | 0 | 0 | 0 | 0 | 0 | 0
F5_Commercial_College (WA)_New_Food Preparation_Natural Gas_Broiler_E5 | F5 | Commercial | College (WA) | New | Food Preparation | Natural Gas | Broiler | E5 | Utility - Cost of Operation | 0 | 0 | 0 | 0 | 0 | 0 | 0 | 0 | 0 | 0 | 0 | 0 | 0 | 0 | 0 | 0 | 0 | 0 | 0 | 0 | 0 | 0 | 0 | 0 | 0 | 0 | 0
F5_Commercial_College (WA)_New_Food Preparation_Natural Gas_Broiler_E6 | F5 | Commercial | College (WA) | New | Food Preparation | Natural Gas | Broiler | E6 | Utility - Cost of Operation | 0 | 0 | 0 | 0 | 0 | 0 | 0 | 0 | 0 | 0 | 0 | 0 | 0 | 0 | 0 | 0 | 0 | 0 | 0 | 0 | 0 | 0 | 0 | 0 | 0 | 0 | 0
F5_Commercial_College (WA)_New_Food Preparation_Natural Gas_Broiler_E7 | F5 | Commercial | College (WA) | New | Food Preparation | Natural Gas | Broiler | E7 | Utility - Cost of Operation | 0 | 0 | 0 | 0 | 0 | 0 | 0 | 0 | 0 | 0 | 0 | 0 | 0 | 0 | 0 | 0 | 0 | 0 | 0 | 0 | 0 | 0 | 0 | 0 | 0 | 0 | 0
F5_Commercial_College (WA)_New_Food Preparation_Natural Gas_Broiler_E8 | F5 | Commercial | College (WA) | New | Food Preparation | Natural Gas | Broiler | E8 | Utility - Cost of Operation | 0 | 0 | 0 | 0 | 0 | 0 | 0 | 0 | 0 | 0 | 0 | 0 | 0 | 0 | 0 | 0 | 0 | 0 | 0 | 0 | 0 | 0 | 0 | 0 | 0 | 0 | 0
F5_Commercial_College (WA)_New_Food Preparation_Natural Gas_Broiler_E9 | F5 | Commercial | College (WA) | New | Food Preparation | Natural Gas | Broiler | E9 | Utility - Cost of Operation | 0 | 0 | 0 | 0 | 0 | 0 | 0 | 0 | 0 | 0 | 0 | 0 | 0 | 0 | 0 | 0 | 0 | 0 | 0 | 0 | 0 | 0 | 0 | 0 | 0 | 0 | 0
F5_Commercial_College (WA)_New_Food Preparation_Natural Gas_Broiler_E10 | F5 | Commercial | College (WA) | New | Food Preparation | Natural Gas | Broiler | E10 | Utility - Cost of Operation | 0 | 0 | 0 | 0 | 0 | 0 | 0 | 0 | 0 | 0 | 0 | 0 | 0 | 0 | 0 | 0 | 0 | 0 | 0 | 0 | 0 | 0 | 0 | 0 | 0 | 0 | 0
F6_Commercial_College (WA)_New_Food Preparation_Natural Gas_Broiler_E1 | F6 | Commercial | College (WA) | New | Food Preparation | Natural Gas | Broiler | E1 | Utility - Value of Sales | 0.0088337 | 0.0090006 | 0.0091964 | 0.0094248 | 0.0096864 | 0.010013 | 0.01034 | 0.010651 | 0.010932 | 0.011205 | 0.011488 | 0.011745 | 0.012016 | 0.012272 | 0.012493 | 0.012692 | 0.012861 | 0.013021 | 0.013193 | 0.013352 | 0.013513 | 0.013751 | 0.013992 | 0.014241 | 0.014494 | 0.014751 | 0.015013
F6_Commercial_College (WA)_New_Food Preparation_Natural Gas_Broiler_E2 | F6 | Commercial | College (WA) | New | Food Preparation | Natural Gas | Broiler | E2 | Utility - Value of Sales | 0.0075345 | 0.0076768 | 0.0078439 | 0.0080386 | 0.0082617 | 0.0085402 | 0.0088194 | 0.0090846 | 0.0093246 | 0.0095572 | 0.0097983 | 0.010017 | 0.010249 | 0.010467 | 0.010656 | 0.010825 | 0.010969 | 0.011106 | 0.011252 | 0.011388 | 0.011525 | 0.011729 | 0.011934 | 0.012146 | 0.012362 | 0.012581 | 0.012805
F6_Commercial_College (WA)_New_Food Preparation_Natural Gas_Broiler_E3 | F6 | Commercial | College (WA) | New | Food Preparation | Natural Gas | Broiler | E3 | Utility - Value of Sales | 0 | 0 | 0 | 0 | 0 | 0 | 0 | 0 | 0 | 0 | 0 | 0 | 0 | 0 | 0 | 0 | 0 | 0 | 0 | 0 | 0 | 0 | 0 | 0 | 0 | 0 | 0
F6_Commercial_College (WA)_New_Food Preparation_Natural Gas_Broiler_E4 | F6 | Commercial | College (WA) | New | Food Preparation | Natural Gas | Broiler | E4 | Utility - Value of Sales | 0 | 0 | 0 | 0 | 0 | 0 | 0 | 0 | 0 | 0 | 0 | 0 | 0 | 0 | 0 | 0 | 0 | 0 | 0 | 0 | 0 | 0 | 0 | 0 | 0 | 0 | 0
F6_Commercial_College (WA)_New_Food Preparation_Natural Gas_Broiler_E5 | F6 | Commercial | College (WA) | New | Food Preparation | Natural Gas | Broiler | E5 | Utility - Value of Sales | 0 | 0 | 0 | 0 | 0 | 0 | 0 | 0 | 0 | 0 | 0 | 0 | 0 | 0 | 0 | 0 | 0 | 0 | 0 | 0 | 0 | 0 | 0 | 0 | 0 | 0 | 0
F6_Commercial_College (WA)_New_Food Preparation_Natural Gas_Broiler_E6 | F6 | Commercial | College (WA) | New | Food Preparation | Natural Gas | Broiler | E6 | Utility - Value of Sales | 0 | 0 | 0 | 0 | 0 | 0 | 0 | 0 | 0 | 0 | 0 | 0 | 0 | 0 | 0 | 0 | 0 | 0 | 0 | 0 | 0 | 0 | 0 | 0 | 0 | 0 | 0
F6_Commercial_College (WA)_New_Food Preparation_Natural Gas_Broiler_E7 | F6 | Commercial | College (WA) | New | Food Preparation | Natural Gas | Broiler | E7 | Utility - Value of Sales | 0 | 0 | 0 | 0 | 0 | 0 | 0 | 0 | 0 | 0 | 0 | 0 | 0 | 0 | 0 | 0 | 0 | 0 | 0 | 0 | 0 | 0 | 0 | 0 | 0 | 0 | 0
F6_Commercial_College (WA)_New_Food Preparation_Natural Gas_Broiler_E8 | F6 | Commercial | College (WA) | New | Food Preparation | Natural Gas | Broiler | E8 | Utility - Value of Sales | 0 | 0 | 0 | 0 | 0 | 0 | 0 | 0 | 0 | 0 | 0 | 0 | 0 | 0 | 0 | 0 | 0 | 0 | 0 | 0 | 0 | 0 | 0 | 0 | 0 | 0 | 0
F6_Commercial_College (WA)_New_Food Preparation_Natural Gas_Broiler_E9 | F6 | Commercial | College (WA) | New | Food Preparation | Natural Gas | Broiler | E9 | Utility - Value of Sales | 0 | 0 | 0 | 0 | 0 | 0 | 0 | 0 | 0 | 0 | 0 | 0 | 0 | 0 | 0 | 0 | 0 | 0 | 0 | 0 | 0 | 0 | 0 | 0 | 0 | 0 | 0
F6_Commercial_College (WA)_New_Food Preparation_Natural Gas_Broiler_E10 | F6 | Commercial | College (WA) | New | Food Preparation | Natural Gas | Broiler | E10 | Utility - Value of Sales | 0 | 0 | 0 | 0 | 0 | 0 | 0 | 0 | 0 | 0 | 0 | 0 | 0 | 0 | 0 | 0 | 0 | 0 | 0 | 0 | 0 | 0 | 0 | 0 | 0 | 0 | 0
F1_Commercial_College (WA)_New_Food Preparation_Natural Gas_Griddle_E1 | F1 | Commercial | College (WA) | New | Food Preparation | Natural Gas | Griddle | E1 | RVT - Cost of Equipment | 0.0019495 | 0.0019495 | 0.0019495 | 0.0019495 | 0.0019495 | 0.0019495 | 0.0019495 | 0.0019495 | 0.0019495 | 0.0019495 | 0.0019495 | 0.0019495 | 0.0019495 | 0.0019495 | 0.0019495 | 0.0019495 | 0.0019495 | 0.0019495 | 0.0019495 | 0.0019495 | 0.0019495 | 0.0019495 | 0.0019495 | 0.0019495 | 0.0019495 | 0.0019495 | 0.0019495
F1_Commercial_College (WA)_New_Food Preparation_Natural Gas_Griddle_E2 | F1 | Commercial | College (WA) | New | Food Preparation | Natural Gas | Griddle | E2 | RVT - Cost of Equipment | 0.0020858 | 0.0020858 | 0.0020858 | 0.0020858 | 0.0020858 | 0.0020858 | 0.0020858 | 0.0020858 | 0.0020858 | 0.0020858 | 0.0020858 | 0.0020858 | 0.0020858 | 0.0020858 | 0.0020858 | 0.0020858 | 0.0020858 | 0.0020858 | 0.0020858 | 0.0020858 | 0.0020858 | 0.0020858 | 0.0020858 | 0.0020858 | 0.0020858 | 0.0020858 | 0.0020858
F1_Commercial_College (WA)_New_Food Preparation_Natural Gas_Griddle_E3 | F1 | Commercial | College (WA) | New | Food Preparation | Natural Gas | Griddle | E3 | RVT - Cost of Equipment | 0 | 0 | 0 | 0 | 0 | 0 | 0 | 0 | 0 | 0 | 0 | 0 | 0 | 0 | 0 | 0 | 0 | 0 | 0 | 0 | 0 | 0 | 0 | 0 | 0 | 0 | 0
F1_Commercial_College (WA)_New_Food Preparation_Natural Gas_Griddle_E4 | F1 | Commercial | College (WA) | New | Food Preparation | Natural Gas | Griddle | E4 | RVT - Cost of Equipment | 0 | 0 | 0 | 0 | 0 | 0 | 0 | 0 | 0 | 0 | 0 | 0 | 0 | 0 | 0 | 0 | 0 | 0 | 0 | 0 | 0 | 0 | 0 | 0 | 0 | 0 | 0
F1_Commercial_College (WA)_New_Food Preparation_Natural Gas_Griddle_E5 | F1 | Commercial | College (WA) | New | Food Preparation | Natural Gas | Griddle | E5 | RVT - Cost of Equipment | 0 | 0 | 0 | 0 | 0 | 0 | 0 | 0 | 0 | 0 | 0 | 0 | 0 | 0 | 0 | 0 | 0 | 0 | 0 | 0 | 0 | 0 | 0 | 0 | 0 | 0 | 0
F1_Commercial_College (WA)_New_Food Preparation_Natural Gas_Griddle_E6 | F1 | Commercial | College (WA) | New | Food Preparation | Natural Gas | Griddle | E6 | RVT - Cost of Equipment | 0 | 0 | 0 | 0 | 0 | 0 | 0 | 0 | 0 | 0 | 0 | 0 | 0 | 0 | 0 | 0 | 0 | 0 | 0 | 0 | 0 | 0 | 0 | 0 | 0 | 0 | 0
F1_Commercial_College (WA)_New_Food Preparation_Natural Gas_Griddle_E7 | F1 | Commercial | College (WA) | New | Food Preparation | Natural Gas | Griddle | E7 | RVT - Cost of Equipment | 0 | 0 | 0 | 0 | 0 | 0 | 0 | 0 | 0 | 0 | 0 | 0 | 0 | 0 | 0 | 0 | 0 | 0 | 0 | 0 | 0 | 0 | 0 | 0 | 0 | 0 | 0
F1_Commercial_College (WA)_New_Food Preparation_Natural Gas_Griddle_E8 | F1 | Commercial | College (WA) | New | Food Preparation | Natural Gas | Griddle | E8 | RVT - Cost of Equipment | 0 | 0 | 0 | 0 | 0 | 0 | 0 | 0 | 0 | 0 | 0 | 0 | 0 | 0 | 0 | 0 | 0 | 0 | 0 | 0 | 0 | 0 | 0 | 0 | 0 | 0 | 0
F1_Commercial_College (WA)_New_Food Preparation_Natural Gas_Griddle_E9 | F1 | Commercial | College (WA) | New | Food Preparation | Natural Gas | Griddle | E9 | RVT - Cost of Equipment | 0 | 0 | 0 | 0 | 0 | 0 | 0 | 0 | 0 | 0 | 0 | 0 | 0 | 0 | 0 | 0 | 0 | 0 | 0 | 0 | 0 | 0 | 0 | 0 | 0 | 0 | 0
F1_Commercial_College (WA)_New_Food Preparation_Natural Gas_Griddle_E10 | F1 | Commercial | College (WA) | New | Food Preparation | Natural Gas | Griddle | E10 | RVT - Cost of Equipment | 0 | 0 | 0 | 0 | 0 | 0 | 0 | 0 | 0 | 0 | 0 | 0 | 0 | 0 | 0 | 0 | 0 | 0 | 0 | 0 | 0 | 0 | 0 | 0 | 0 | 0 | 0
F2_Commercial_College (WA)_New_Food Preparation_Natural Gas_Griddle_E1 | F2 | Commercial | College (WA) | New | Food Preparation | Natural Gas | Griddle | E1 | RVT - Cost of Operation | 0.0061391 | 0.0062551 | 0.0063912 | 0.0065499 | 0.0067317 | 0.0069586 | 0.0071861 | 0.0074021 | 0.0075977 | 0.0077873 | 0.0079837 | 0.0081622 | 0.0083506 | 0.0085289 | 0.0086822 | 0.0088206 | 0.0089377 | 0.0090495 | 0.0091683 | 0.0092794 | 0.0093908 | 0.0095565 | 0.0097239 | 0.0098967 | 0.010073 | 0.010251 | 0.010434
F2_Commercial_College (WA)_New_Food Preparation_Natural Gas_Griddle_E2 | F2 | Commercial | College (WA) | New | Food Preparation | Natural Gas | Griddle | E2 | RVT - Cost of Operation | 0.0053883 | 0.0054901 | 0.0056096 | 0.0057489 | 0.0059084 | 0.0061076 | 0.0063073 | 0.0064969 | 0.0066686 | 0.0068349 | 0.0070073 | 0.007164 | 0.0073294 | 0.0074859 | 0.0076204 | 0.0077419 | 0.0078447 | 0.0079428 | 0.0080471 | 0.0081446 | 0.0082423 | 0.0083878 | 0.0085348 | 0.0086864 | 0.0088407 | 0.0089978 | 0.0091576
F2_Commercial_College (WA)_New_Food Preparation_Natural Gas_Griddle_E3 | F2 | Commercial | College (WA) | New | Food Preparation | Natural Gas | Griddle | E3 | RVT - Cost of Operation | 0 | 0 | 0 | 0 | 0 | 0 | 0 | 0 | 0 | 0 | 0 | 0 | 0 | 0 | 0 | 0 | 0 | 0 | 0 | 0 | 0 | 0 | 0 | 0 | 0 | 0 | 0
F2_Commercial_College (WA)_New_Food Preparation_Natural Gas_Griddle_E4 | F2 | Commercial | College (WA) | New | Food Preparation | Natural Gas | Griddle | E4 | RVT - Cost of Operation | 0 | 0 | 0 | 0 | 0 | 0 | 0 | 0 | 0 | 0 | 0 | 0 | 0 | 0 | 0 | 0 | 0 | 0 | 0 | 0 | 0 | 0 | 0 | 0 | 0 | 0 | 0
F2_Commercial_College (WA)_New_Food Preparation_Natural Gas_Griddle_E5 | F2 | Commercial | College (WA) | New | Food Preparation | Natural Gas | Griddle | E5 | RVT - Cost of Operation | 0 | 0 | 0 | 0 | 0 | 0 | 0 | 0 | 0 | 0 | 0 | 0 | 0 | 0 | 0 | 0 | 0 | 0 | 0 | 0 | 0 | 0 | 0 | 0 | 0 | 0 | 0
F2_Commercial_College (WA)_New_Food Preparation_Natural Gas_Griddle_E6 | F2 | Commercial | College (WA) | New | Food Preparation | Natural Gas | Griddle | E6 | RVT - Cost of Operation | 0 | 0 | 0 | 0 | 0 | 0 | 0 | 0 | 0 | 0 | 0 | 0 | 0 | 0 | 0 | 0 | 0 | 0 | 0 | 0 | 0 | 0 | 0 | 0 | 0 | 0 | 0
F2_Commercial_College (WA)_New_Food Preparation_Natural Gas_Griddle_E7 | F2 | Commercial | College (WA) | New | Food Preparation | Natural Gas | Griddle | E7 | RVT - Cost of Operation | 0 | 0 | 0 | 0 | 0 | 0 | 0 | 0 | 0 | 0 | 0 | 0 | 0 | 0 | 0 | 0 | 0 | 0 | 0 | 0 | 0 | 0 | 0 | 0 | 0 | 0 | 0
F2_Commercial_College (WA)_New_Food Preparation_Natural Gas_Griddle_E8 | F2 | Commercial | College (WA) | New | Food Preparation | Natural Gas | Griddle | E8 | RVT - Cost of Operation | 0 | 0 | 0 | 0 | 0 | 0 | 0 | 0 | 0 | 0 | 0 | 0 | 0 | 0 | 0 | 0 | 0 | 0 | 0 | 0 | 0 | 0 | 0 | 0 | 0 | 0 | 0
F2_Commercial_College (WA)_New_Food Preparation_Natural Gas_Griddle_E9 | F2 | Commercial | College (WA) | New | Food Preparation | Natural Gas | Griddle | E9 | RVT - Cost of Operation | 0 | 0 | 0 | 0 | 0 | 0 | 0 | 0 | 0 | 0 | 0 | 0 | 0 | 0 | 0 | 0 | 0 | 0 | 0 | 0 | 0 | 0 | 0 | 0 | 0 | 0 | 0
F2_Commercial_College (WA)_New_Food Preparation_Natural Gas_Griddle_E10 | F2 | Commercial | College (WA) | New | Food Preparation | Natural Gas | Griddle | E10 | RVT - Cost of Operation | 0 | 0 | 0 | 0 | 0 | 0 | 0 | 0 | 0 | 0 | 0 | 0 | 0 | 0 | 0 | 0 | 0 | 0 | 0 | 0 | 0 | 0 | 0 | 0 | 0 | 0 | 0
F3_Commercial_College (WA)_New_Food Preparation_Natural Gas_Griddle_E1 | F3 | Commercial | College (WA) | New | Food Preparation | Natural Gas | Griddle | E1 | System - kBTUs of Consumption | 1.4646 | 1.4646 | 1.4646 | 1.4646 | 1.4646 | 1.4646 | 1.4646 | 1.4646 | 1.4646 | 1.4646 | 1.4646 | 1.4646 | 1.4646 | 1.4646 | 1.4646 | 1.4646 | 1.4646 | 1.4646 | 1.4646 | 1.4646 | 1.4646 | 1.4646 | 1.4646 | 1.4646 | 1.4646 | 1.4646 | 1.4646
F3_Commercial_College (WA)_New_Food Preparation_Natural Gas_Griddle_E2 | F3 | Commercial | College (WA) | New | Food Preparation | Natural Gas | Griddle | E2 | System - kBTUs of Consumption | 1.2855 | 1.2855 | 1.2855 | 1.2855 | 1.2855 | 1.2855 | 1.2855 | 1.2855 | 1.2855 | 1.2855 | 1.2855 | 1.2855 | 1.2855 | 1.2855 | 1.2855 | 1.2855 | 1.2855 | 1.2855 | 1.2855 | 1.2855 | 1.2855 | 1.2855 | 1.2855 | 1.2855 | 1.2855 | 1.2855 | 1.2855
F3_Commercial_College (WA)_New_Food Preparation_Natural Gas_Griddle_E3 | F3 | Commercial | College (WA) | New | Food Preparation | Natural Gas | Griddle | E3 | System - kBTUs of Consumption | 0 | 0 | 0 | 0 | 0 | 0 | 0 | 0 | 0 | 0 | 0 | 0 | 0 | 0 | 0 | 0 | 0 | 0 | 0 | 0 | 0 | 0 | 0 | 0 | 0 | 0 | 0
F3_Commercial_College (WA)_New_Food Preparation_Natural Gas_Griddle_E4 | F3 | Commercial | College (WA) | New | Food Preparation | Natural Gas | Griddle | E4 | System - kBTUs of Consumption | 0 | 0 | 0 | 0 | 0 | 0 | 0 | 0 | 0 | 0 | 0 | 0 | 0 | 0 | 0 | 0 | 0 | 0 | 0 | 0 | 0 | 0 | 0 | 0 | 0 | 0 | 0
F3_Commercial_College (WA)_New_Food Preparation_Natural Gas_Griddle_E5 | F3 | Commercial | College (WA) | New | Food Preparation | Natural Gas | Griddle | E5 | System - kBTUs of Consumption | 0 | 0 | 0 | 0 | 0 | 0 | 0 | 0 | 0 | 0 | 0 | 0 | 0 | 0 | 0 | 0 | 0 | 0 | 0 | 0 | 0 | 0 | 0 | 0 | 0 | 0 | 0
F3_Commercial_College (WA)_New_Food Preparation_Natural Gas_Griddle_E6 | F3 | Commercial | College (WA) | New | Food Preparation | Natural Gas | Griddle | E6 | System - kBTUs of Consumption | 0 | 0 | 0 | 0 | 0 | 0 | 0 | 0 | 0 | 0 | 0 | 0 | 0 | 0 | 0 | 0 | 0 | 0 | 0 | 0 | 0 | 0 | 0 | 0 | 0 | 0 | 0
F3_Commercial_College (WA)_New_Food Preparation_Natural Gas_Griddle_E7 | F3 | Commercial | College (WA) | New | Food Preparation | Natural Gas | Griddle | E7 | System - kBTUs of Consumption | 0 | 0 | 0 | 0 | 0 | 0 | 0 | 0 | 0 | 0 | 0 | 0 | 0 | 0 | 0 | 0 | 0 | 0 | 0 | 0 | 0 | 0 | 0 | 0 | 0 | 0 | 0
F3_Commercial_College (WA)_New_Food Preparation_Natural Gas_Griddle_E8 | F3 | Commercial | College (WA) | New | Food Preparation | Natural Gas | Griddle | E8 | System - kBTUs of Consumption | 0 | 0 | 0 | 0 | 0 | 0 | 0 | 0 | 0 | 0 | 0 | 0 | 0 | 0 | 0 | 0 | 0 | 0 | 0 | 0 | 0 | 0 | 0 | 0 | 0 | 0 | 0
F3_Commercial_College (WA)_New_Food Preparation_Natural Gas_Griddle_E9 | F3 | Commercial | College (WA) | New | Food Preparation | Natural Gas | Griddle | E9 | System - kBTUs of Consumption | 0 | 0 | 0 | 0 | 0 | 0 | 0 | 0 | 0 | 0 | 0 | 0 | 0 | 0 | 0 | 0 | 0 | 0 | 0 | 0 | 0 | 0 | 0 | 0 | 0 | 0 | 0
F3_Commercial_College (WA)_New_Food Preparation_Natural Gas_Griddle_E10 | F3 | Commercial | College (WA) | New | Food Preparation | Natural Gas | Griddle | E10 | System - kBTUs of Consumption | 0 | 0 | 0 | 0 | 0 | 0 | 0 | 0 | 0 | 0 | 0 | 0 | 0 | 0 | 0 | 0 | 0 | 0 | 0 | 0 | 0 | 0 | 0 | 0 | 0 | 0 | 0
F4_Commercial_College (WA)_New_Food Preparation_Natural Gas_Griddle_E1 | F4 | Commercial | College (WA) | New | Food Preparation | Natural Gas | Griddle | E1 | Utility - Cost of Equipment | 0.0019495 | 0.0019495 | 0.0019495 | 0.0019495 | 0.0019495 | 0.0019495 | 0.0019495 | 0.0019495 | 0.0019495 | 0.0019495 | 0.0019495 | 0.0019495 | 0.0019495 | 0.0019495 | 0.0019495 | 0.0019495 | 0.0019495 | 0.0019495 | 0.0019495 | 0.0019495 | 0.0019495 | 0.0019495 | 0.0019495 | 0.0019495 | 0.0019495 | 0.0019495 | 0.0019495
F4_Commercial_College (WA)_New_Food Preparation_Natural Gas_Griddle_E2 | F4 | Commercial | College (WA) | New | Food Preparation | Natural Gas | Griddle | E2 | Utility - Cost of Equipment | 0.0020858 | 0.0020858 | 0.0020858 | 0.0020858 | 0.0020858 | 0.0020858 | 0.0020858 | 0.0020858 | 0.0020858 | 0.0020858 | 0.0020858 | 0.0020858 | 0.0020858 | 0.0020858 | 0.0020858 | 0.0020858 | 0.0020858 | 0.0020858 | 0.0020858 | 0.0020858 | 0.0020858 | 0.0020858 | 0.0020858 | 0.0020858 | 0.0020858 | 0.0020858 | 0.0020858
F4_Commercial_College (WA)_New_Food Preparation_Natural Gas_Griddle_E3 | F4 | Commercial | College (WA) | New | Food Preparation | Natural Gas | Griddle | E3 | Utility - Cost of Equipment | 0 | 0 | 0 | 0 | 0 | 0 | 0 | 0 | 0 | 0 | 0 | 0 | 0 | 0 | 0 | 0 | 0 | 0 | 0 | 0 | 0 | 0 | 0 | 0 | 0 | 0 | 0
F4_Commercial_College (WA)_New_Food Preparation_Natural Gas_Griddle_E4 | F4 | Commercial | College (WA) | New | Food Preparation | Natural Gas | Griddle | E4 | Utility - Cost of Equipment | 0 | 0 | 0 | 0 | 0 | 0 | 0 | 0 | 0 | 0 | 0 | 0 | 0 | 0 | 0 | 0 | 0 | 0 | 0 | 0 | 0 | 0 | 0 | 0 | 0 | 0 | 0
F4_Commercial_College (WA)_New_Food Preparation_Natural Gas_Griddle_E5 | F4 | Commercial | College (WA) | New | Food Preparation | Natural Gas | Griddle | E5 | Utility - Cost of Equipment | 0 | 0 | 0 | 0 | 0 | 0 | 0 | 0 | 0 | 0 | 0 | 0 | 0 | 0 | 0 | 0 | 0 | 0 | 0 | 0 | 0 | 0 | 0 | 0 | 0 | 0 | 0
F4_Commercial_College (WA)_New_Food Preparation_Natural Gas_Griddle_E6 | F4 | Commercial | College (WA) | New | Food Preparation | Natural Gas | Griddle | E6 | Utility - Cost of Equipment | 0 | 0 | 0 | 0 | 0 | 0 | 0 | 0 | 0 | 0 | 0 | 0 | 0 | 0 | 0 | 0 | 0 | 0 | 0 | 0 | 0 | 0 | 0 | 0 | 0 | 0 | 0
F4_Commercial_College (WA)_New_Food Preparation_Natural Gas_Griddle_E7 | F4 | Commercial | College (WA) | New | Food Preparation | Natural Gas | Griddle | E7 | Utility - Cost of Equipment | 0 | 0 | 0 | 0 | 0 | 0 | 0 | 0 | 0 | 0 | 0 | 0 | 0 | 0 | 0 | 0 | 0 | 0 | 0 | 0 | 0 | 0 | 0 | 0 | 0 | 0 | 0
F4_Commercial_College (WA)_New_Food Preparation_Natural Gas_Griddle_E8 | F4 | Commercial | College (WA) | New | Food Preparation | Natural Gas | Griddle | E8 | Utility - Cost of Equipment | 0 | 0 | 0 | 0 | 0 | 0 | 0 | 0 | 0 | 0 | 0 | 0 | 0 | 0 | 0 | 0 | 0 | 0 | 0 | 0 | 0 | 0 | 0 | 0 | 0 | 0 | 0
F4_Commercial_College (WA)_New_Food Preparation_Natural Gas_Griddle_E9 | F4 | Commercial | College (WA) | New | Food Preparation | Natural Gas | Griddle | E9 | Utility - Cost of Equipment | 0 | 0 | 0 | 0 | 0 | 0 | 0 | 0 | 0 | 0 | 0 | 0 | 0 | 0 | 0 | 0 | 0 | 0 | 0 | 0 | 0 | 0 | 0 | 0 | 0 | 0 | 0
F4_Commercial_College (WA)_New_Food Preparation_Natural Gas_Griddle_E10 | F4 | Commercial | College (WA) | New | Food Preparation | Natural Gas | Griddle | E10 | Utility - Cost of Equipment | 0 | 0 | 0 | 0 | 0 | 0 | 0 | 0 | 0 | 0 | 0 | 0 | 0 | 0 | 0 | 0 | 0 | 0 | 0 | 0 | 0 | 0 | 0 | 0 | 0 | 0 | 0
F5_Commercial_College (WA)_New_Food Preparation_Natural Gas_Griddle_E1 | F5 | Commercial | College (WA) | New | Food Preparation | Natural Gas | Griddle | E1 | Utility - Cost of Operation | 0.0052124 | 0.0053437 | 0.0054994 | 0.0056777 | 0.0058794 | 0.0061248 | 0.0063774 | 0.0066275 | 0.0068683 | 0.0071125 | 0.0073068 | 0.0074888 | 0.0076843 | 0.0078758 | 0.0080469 | 0.0082071 | 0.0083507 | 0.0084925 | 0.008644 | 0.0087918 | 0.0089436 | 0.0091014 | 0.0092609 | 0.0094254 | 0.0095929 | 0.0097633 | 0.0099367
F5_Commercial_College (WA)_New_Food Preparation_Natural Gas_Griddle_E2 | F5 | Commercial | College (WA) | New | Food Preparation | Natural Gas | Griddle | E2 | Utility - Cost of Operation | 0.0045749 | 0.0046902 | 0.0048268 | 0.0049834 | 0.0051604 | 0.0053758 | 0.0055975 | 0.005817 | 0.0060284 | 0.0062427 | 0.0064132 | 0.006573 | 0.0067446 | 0.0069126 | 0.0070628 | 0.0072034 | 0.0073295 | 0.007454 | 0.0075869 | 0.0077166 | 0.0078498 | 0.0079884 | 0.0081283 | 0.0082728 | 0.0084197 | 0.0085693 | 0.0087216
F5_Commercial_College (WA)_New_Food Preparation_Natural Gas_Griddle_E3 | F5 | Commercial | College (WA) | New | Food Preparation | Natural Gas | Griddle | E3 | Utility - Cost of Operation | 0 | 0 | 0 | 0 | 0 | 0 | 0 | 0 | 0 | 0 | 0 | 0 | 0 | 0 | 0 | 0 | 0 | 0 | 0 | 0 | 0 | 0 | 0 | 0 | 0 | 0 | 0
F5_Commercial_College (WA)_New_Food Preparation_Natural Gas_Griddle_E4 | F5 | Commercial | College (WA) | New | Food Preparation | Natural Gas | Griddle | E4 | Utility - Cost of Operation | 0 | 0 | 0 | 0 | 0 | 0 | 0 | 0 | 0 | 0 | 0 | 0 | 0 | 0 | 0 | 0 | 0 | 0 | 0 | 0 | 0 | 0 | 0 | 0 | 0 | 0 | 0
F5_Commercial_College (WA)_New_Food Preparation_Natural Gas_Griddle_E5 | F5 | Commercial | College (WA) | New | Food Preparation | Natural Gas | Griddle | E5 | Utility - Cost of Operation | 0 | 0 | 0 | 0 | 0 | 0 | 0 | 0 | 0 | 0 | 0 | 0 | 0 | 0 | 0 | 0 | 0 | 0 | 0 | 0 | 0 | 0 | 0 | 0 | 0 | 0 | 0
F5_Commercial_College (WA)_New_Food Preparation_Natural Gas_Griddle_E6 | F5 | Commercial | College (WA) | New | Food Preparation | Natural Gas | Griddle | E6 | Utility - Cost of Operation | 0 | 0 | 0 | 0 | 0 | 0 | 0 | 0 | 0 | 0 | 0 | 0 | 0 | 0 | 0 | 0 | 0 | 0 | 0 | 0 | 0 | 0 | 0 | 0 | 0 | 0 | 0
F5_Commercial_College (WA)_New_Food Preparation_Natural Gas_Griddle_E7 | F5 | Commercial | College (WA) | New | Food Preparation | Natural Gas | Griddle | E7 | Utility - Cost of Operation | 0 | 0 | 0 | 0 | 0 | 0 | 0 | 0 | 0 | 0 | 0 | 0 | 0 | 0 | 0 | 0 | 0 | 0 | 0 | 0 | 0 | 0 | 0 | 0 | 0 | 0 | 0
F5_Commercial_College (WA)_New_Food Preparation_Natural Gas_Griddle_E8 | F5 | Commercial | College (WA) | New | Food Preparation | Natural Gas | Griddle | E8 | Utility - Cost of Operation | 0 | 0 | 0 | 0 | 0 | 0 | 0 | 0 | 0 | 0 | 0 | 0 | 0 | 0 | 0 | 0 | 0 | 0 | 0 | 0 | 0 | 0 | 0 | 0 | 0 | 0 | 0
F5_Commercial_College (WA)_New_Food Preparation_Natural Gas_Griddle_E9 | F5 | Commercial | College (WA) | New | Food Preparation | Natural Gas | Griddle | E9 | Utility - Cost of Operation | 0 | 0 | 0 | 0 | 0 | 0 | 0 | 0 | 0 | 0 | 0 | 0 | 0 | 0 | 0 | 0 | 0 | 0 | 0 | 0 | 0 | 0 | 0 | 0 | 0 | 0 | 0
F5_Commercial_College (WA)_New_Food Preparation_Natural Gas_Griddle_E10 | F5 | Commercial | College (WA) | New | Food Preparation | Natural Gas | Griddle | E10 | Utility - Cost of Operation | 0 | 0 | 0 | 0 | 0 | 0 | 0 | 0 | 0 | 0 | 0 | 0 | 0 | 0 | 0 | 0 | 0 | 0 | 0 | 0 | 0 | 0 | 0 | 0 | 0 | 0 | 0
F6_Commercial_College (WA)_New_Food Preparation_Natural Gas_Griddle_E1 | F6 | Commercial | College (WA) | New | Food Preparation | Natural Gas | Griddle | E1 | Utility - Value of Sales | 0.0061391 | 0.0062551 | 0.0063912 | 0.0065499 | 0.0067317 | 0.0069586 | 0.0071861 | 0.0074021 | 0.0075977 | 0.0077873 | 0.0079837 | 0.0081622 | 0.0083506 | 0.0085289 | 0.0086822 | 0.0088206 | 0.0089377 | 0.0090495 | 0.0091683 | 0.0092794 | 0.0093908 | 0.0095565 | 0.0097239 | 0.0098967 | 0.010073 | 0.010251 | 0.010434
F6_Commercial_College (WA)_New_Food Preparation_Natural Gas_Griddle_E2 | F6 | Commercial | College (WA) | New | Food Preparation | Natural Gas | Griddle | E2 | Utility - Value of Sales | 0.0053883 | 0.0054901 | 0.0056096 | 0.0057489 | 0.0059084 | 0.0061076 | 0.0063073 | 0.0064969 | 0.0066686 | 0.0068349 | 0.0070073 | 0.007164 | 0.0073294 | 0.0074859 | 0.0076204 | 0.0077419 | 0.0078447 | 0.0079428 | 0.0080471 | 0.0081446 | 0.0082423 | 0.0083878 | 0.0085348 | 0.0086864 | 0.0088407 | 0.0089978 | 0.0091576
F6_Commercial_College (WA)_New_Food Preparation_Natural Gas_Griddle_E3 | F6 | Commercial | College (WA) | New | Food Preparation | Natural Gas | Griddle | E3 | Utility - Value of Sales | 0 | 0 | 0 | 0 | 0 | 0 | 0 | 0 | 0 | 0 | 0 | 0 | 0 | 0 | 0 | 0 | 0 | 0 | 0 | 0 | 0 | 0 | 0 | 0 | 0 | 0 | 0
F6_Commercial_College (WA)_New_Food Preparation_Natural Gas_Griddle_E4 | F6 | Commercial | College (WA) | New | Food Preparation | Natural Gas | Griddle | E4 | Utility - Value of Sales | 0 | 0 | 0 | 0 | 0 | 0 | 0 | 0 | 0 | 0 | 0 | 0 | 0 | 0 | 0 | 0 | 0 | 0 | 0 | 0 | 0 | 0 | 0 | 0 | 0 | 0 | 0
F6_Commercial_College (WA)_New_Food Preparation_Natural Gas_Griddle_E5 | F6 | Commercial | College (WA) | New | Food Preparation | Natural Gas | Griddle | E5 | Utility - Value of Sales | 0 | 0 | 0 | 0 | 0 | 0 | 0 | 0 | 0 | 0 | 0 | 0 | 0 | 0 | 0 | 0 | 0 | 0 | 0 | 0 | 0 | 0 | 0 | 0 | 0 | 0 | 0
F6_Commercial_College (WA)_New_Food Preparation_Natural Gas_Griddle_E6 | F6 | Commercial | College (WA) | New | Food Preparation | Natural Gas | Griddle | E6 | Utility - Value of Sales | 0 | 0 | 0 | 0 | 0 | 0 | 0 | 0 | 0 | 0 | 0 | 0 | 0 | 0 | 0 | 0 | 0 | 0 | 0 | 0 | 0 | 0 | 0 | 0 | 0 | 0 | 0
F6_Commercial_College (WA)_New_Food Preparation_Natural Gas_Griddle_E7 | F6 | Commercial | College (WA) | New | Food Preparation | Natural Gas | Griddle | E7 | Utility - Value of Sales | 0 | 0 | 0 | 0 | 0 | 0 | 0 | 0 | 0 | 0 | 0 | 0 | 0 | 0 | 0 | 0 | 0 | 0 | 0 | 0 | 0 | 0 | 0 | 0 | 0 | 0 | 0
F6_Commercial_College (WA)_New_Food Preparation_Natural Gas_Griddle_E8 | F6 | Commercial | College (WA) | New | Food Preparation | Natural Gas | Griddle | E8 | Utility - Value of Sales | 0 | 0 | 0 | 0 | 0 | 0 | 0 | 0 | 0 | 0 | 0 | 0 | 0 | 0 | 0 | 0 | 0 | 0 | 0 | 0 | 0 | 0 | 0 | 0 | 0 | 0 | 0
F6_Commercial_College (WA)_New_Food Preparation_Natural Gas_Griddle_E9 | F6 | Commercial | College (WA) | New | Food Preparation | Natural Gas | Griddle | E9 | Utility - Value of Sales | 0 | 0 | 0 | 0 | 0 | 0 | 0 | 0 | 0 | 0 | 0 | 0 | 0 | 0 | 0 | 0 | 0 | 0 | 0 | 0 | 0 | 0 | 0 | 0 | 0 | 0 | 0
F6_Commercial_College (WA)_New_Food Preparation_Natural Gas_Griddle_E10 | F6 | Commercial | College (WA) | New | Food Preparation | Natural Gas | Griddle | E10 | Utility - Value of Sales | 0 | 0 | 0 | 0 | 0 | 0 | 0 | 0 | 0 | 0 | 0 | 0 | 0 | 0 | 0 | 0 | 0 | 0 | 0 | 0 | 0 | 0 | 0 | 0 | 0 | 0 | 0
F1_Commercial_College (WA)_New_Food Preparation_Natural Gas_Range_E1 | F1 | Commercial | College (WA) | New | Food Preparation | Natural Gas | Range | E1 | RVT - Cost of Equipment | 0.0028083 | 0.0028083 | 0.0028083 | 0.0028083 | 0.0028083 | 0.0028083 | 0.0028083 | 0.0028083 | 0.0028083 | 0.0028083 | 0.0028083 | 0.0028083 | 0.0028083 | 0.0028083 | 0.0028083 | 0.0028083 | 0.0028083 | 0.0028083 | 0.0028083 | 0.0028083 | 0.0028083 | 0.0028083 | 0.0028083 | 0.0028083 | 0.0028083 | 0.0028083 | 0.0028083
F1_Commercial_College (WA)_New_Food Preparation_Natural Gas_Range_E2 | F1 | Commercial | College (WA) | New | Food Preparation | Natural Gas | Range | E2 | RVT - Cost of Equipment | 0.0030579 | 0.0030579 | 0.0030579 | 0.0030579 | 0.0030579 | 0.0030579 | 0.0030579 | 0.0030579 | 0.0030579 | 0.0030579 | 0.0030579 | 0.0030579 | 0.0030579 | 0.0030579 | 0.0030579 | 0.0030579 | 0.0030579 | 0.0030579 | 0.0030579 | 0.0030579 | 0.0030579 | 0.0030579 | 0.0030579 | 0.0030579 | 0.0030579 | 0.0030579 | 0.0030579
F1_Commercial_College (WA)_New_Food Preparation_Natural Gas_Range_E3 | F1 | Commercial | College (WA) | New | Food Preparation | Natural Gas | Range | E3 | RVT - Cost of Equipment | 0 | 0 | 0 | 0 | 0 | 0 | 0 | 0 | 0 | 0 | 0 | 0 | 0 | 0 | 0 | 0 | 0 | 0 | 0 | 0 | 0 | 0 | 0 | 0 | 0 | 0 | 0
F1_Commercial_College (WA)_New_Food Preparation_Natural Gas_Range_E4 | F1 | Commercial | College (WA) | New | Food Preparation | Natural Gas | Range | E4 | RVT - Cost of Equipment | 0 | 0 | 0 | 0 | 0 | 0 | 0 | 0 | 0 | 0 | 0 | 0 | 0 | 0 | 0 | 0 | 0 | 0 | 0 | 0 | 0 | 0 | 0 | 0 | 0 | 0 | 0
F1_Commercial_College (WA)_New_Food Preparation_Natural Gas_Range_E5 | F1 | Commercial | College (WA) | New | Food Preparation | Natural Gas | Range | E5 | RVT - Cost of Equipment | 0 | 0 | 0 | 0 | 0 | 0 | 0 | 0 | 0 | 0 | 0 | 0 | 0 | 0 | 0 | 0 | 0 | 0 | 0 | 0 | 0 | 0 | 0 | 0 | 0 | 0 | 0
F1_Commercial_College (WA)_New_Food Preparation_Natural Gas_Range_E6 | F1 | Commercial | College (WA) | New | Food Preparation | Natural Gas | Range | E6 | RVT - Cost of Equipment | 0 | 0 | 0 | 0 | 0 | 0 | 0 | 0 | 0 | 0 | 0 | 0 | 0 | 0 | 0 | 0 | 0 | 0 | 0 | 0 | 0 | 0 | 0 | 0 | 0 | 0 | 0
F1_Commercial_College (WA)_New_Food Preparation_Natural Gas_Range_E7 | F1 | Commercial | College (WA) | New | Food Preparation | Natural Gas | Range | E7 | RVT - Cost of Equipment | 0 | 0 | 0 | 0 | 0 | 0 | 0 | 0 | 0 | 0 | 0 | 0 | 0 | 0 | 0 | 0 | 0 | 0 | 0 | 0 | 0 | 0 | 0 | 0 | 0 | 0 | 0
F1_Commercial_College (WA)_New_Food Preparation_Natural Gas_Range_E8 | F1 | Commercial | College (WA) | New | Food Preparation | Natural Gas | Range | E8 | RVT - Cost of Equipment | 0 | 0 | 0 | 0 | 0 | 0 | 0 | 0 | 0 | 0 | 0 | 0 | 0 | 0 | 0 | 0 | 0 | 0 | 0 | 0 | 0 | 0 | 0 | 0 | 0 | 0 | 0
F1_Commercial_College (WA)_New_Food Preparation_Natural Gas_Range_E9 | F1 | Commercial | College (WA) | New | Food Preparation | Natural Gas | Range | E9 | RVT - Cost of Equipment | 0 | 0 | 0 | 0 | 0 | 0 | 0 | 0 | 0 | 0 | 0 | 0 | 0 | 0 | 0 | 0 | 0 | 0 | 0 | 0 | 0 | 0 | 0 | 0 | 0 | 0 | 0
F1_Commercial_College (WA)_New_Food Preparation_Natural Gas_Range_E10 | F1 | Commercial | College (WA) | New | Food Preparation | Natural Gas | Range | E10 | RVT - Cost of Equipment | 0 | 0 | 0 | 0 | 0 | 0 | 0 | 0 | 0 | 0 | 0 | 0 | 0 | 0 | 0 | 0 | 0 | 0 | 0 | 0 | 0 | 0 | 0 | 0 | 0 | 0 | 0
F2_Commercial_College (WA)_New_Food Preparation_Natural Gas_Range_E1 | F2 | Commercial | College (WA) | New | Food Preparation | Natural Gas | Range | E1 | RVT - Cost of Operation | 0.0081666 | 0.0083025 | 0.0084682 | 0.0086695 | 0.0089091 | 0.0092257 | 0.0095505 | 0.0098646 | 0.010154 | 0.010432 | 0.010717 | 0.010972 | 0.011238 | 0.011483 | 0.01169 | 0.011874 | 0.012024 | 0.012166 | 0.012318 | 0.012457 | 0.012597 | 0.012819 | 0.013043 | 0.013275 | 0.013511 | 0.013751 | 0.013995
F2_Commercial_College (WA)_New_Food Preparation_Natural Gas_Range_E2 | F2 | Commercial | College (WA) | New | Food Preparation | Natural Gas | Range | E2 | RVT - Cost of Operation | 0.0040833 | 0.0041513 | 0.0042341 | 0.0043348 | 0.0044545 | 0.0046128 | 0.0047752 | 0.0049323 | 0.0050769 | 0.0052158 | 0.0053584 | 0.0054859 | 0.0056188 | 0.0057416 | 0.0058451 | 0.0059368 | 0.0060119 | 0.0060828 | 0.0061588 | 0.0062286 | 0.0062984 | 0.0064094 | 0.0065215 | 0.0066374 | 0.0067553 | 0.0068753 | 0.0069975
F2_Commercial_College (WA)_New_Food Preparation_Natural Gas_Range_E3 | F2 | Commercial | College (WA) | New | Food Preparation | Natural Gas | Range | E3 | RVT - Cost of Operation | 0 | 0 | 0 | 0 | 0 | 0 | 0 | 0 | 0 | 0 | 0 | 0 | 0 | 0 | 0 | 0 | 0 | 0 | 0 | 0 | 0 | 0 | 0 | 0 | 0 | 0 | 0
F2_Commercial_College (WA)_New_Food Preparation_Natural Gas_Range_E4 | F2 | Commercial | College (WA) | New | Food Preparation | Natural Gas | Range | E4 | RVT - Cost of Operation | 0 | 0 | 0 | 0 | 0 | 0 | 0 | 0 | 0 | 0 | 0 | 0 | 0 | 0 | 0 | 0 | 0 | 0 | 0 | 0 | 0 | 0 | 0 | 0 | 0 | 0 | 0
F2_Commercial_College (WA)_New_Food Preparation_Natural Gas_Range_E5 | F2 | Commercial | College (WA) | New | Food Preparation | Natural Gas | Range | E5 | RVT - Cost of Operation | 0 | 0 | 0 | 0 | 0 | 0 | 0 | 0 | 0 | 0 | 0 | 0 | 0 | 0 | 0 | 0 | 0 | 0 | 0 | 0 | 0 | 0 | 0 | 0 | 0 | 0 | 0
F2_Commercial_College (WA)_New_Food Preparation_Natural Gas_Range_E6 | F2 | Commercial | College (WA) | New | Food Preparation | Natural Gas | Range | E6 | RVT - Cost of Operation | 0 | 0 | 0 | 0 | 0 | 0 | 0 | 0 | 0 | 0 | 0 | 0 | 0 | 0 | 0 | 0 | 0 | 0 | 0 | 0 | 0 | 0 | 0 | 0 | 0 | 0 | 0
F2_Commercial_College (WA)_New_Food Preparation_Natural Gas_Range_E7 | F2 | Commercial | College (WA) | New | Food Preparation | Natural Gas | Range | E7 | RVT - Cost of Operation | 0 | 0 | 0 | 0 | 0 | 0 | 0 | 0 | 0 | 0 | 0 | 0 | 0 | 0 | 0 | 0 | 0 | 0 | 0 | 0 | 0 | 0 | 0 | 0 | 0 | 0 | 0
F2_Commercial_College (WA)_New_Food Preparation_Natural Gas_Range_E8 | F2 | Commercial | College (WA) | New | Food Preparation | Natural Gas | Range | E8 | RVT - Cost of Operation | 0 | 0 | 0 | 0 | 0 | 0 | 0 | 0 | 0 | 0 | 0 | 0 | 0 | 0 | 0 | 0 | 0 | 0 | 0 | 0 | 0 | 0 | 0 | 0 | 0 | 0 | 0
F2_Commercial_College (WA)_New_Food Preparation_Natural Gas_Range_E9 | F2 | Commercial | College (WA) | New | Food Preparation | Natural Gas | Range | E9 | RVT - Cost of Operation | 0 | 0 | 0 | 0 | 0 | 0 | 0 | 0 | 0 | 0 | 0 | 0 | 0 | 0 | 0 | 0 | 0 | 0 | 0 | 0 | 0 | 0 | 0 | 0 | 0 | 0 | 0
F2_Commercial_College (WA)_New_Food Preparation_Natural Gas_Range_E10 | F2 | Commercial | College (WA) | New | Food Preparation | Natural Gas | Range | E10 | RVT - Cost of Operation | 0 | 0 | 0 | 0 | 0 | 0 | 0 | 0 | 0 | 0 | 0 | 0 | 0 | 0 | 0 | 0 | 0 | 0 | 0 | 0 | 0 | 0 | 0 | 0 | 0 | 0 | 0
F3_Commercial_College (WA)_New_Food Preparation_Natural Gas_Range_E1 | F3 | Commercial | College (WA) | New | Food Preparation | Natural Gas | Range | E1 | System - kBTUs of Consumption | 1.9795 | 1.9795 | 1.9795 | 1.9795 | 1.9795 | 1.9795 | 1.9795 | 1.9795 | 1.9795 | 1.9795 | 1.9795 | 1.9795 | 1.9795 | 1.9795 | 1.9795 | 1.9795 | 1.9795 | 1.9795 | 1.9795 | 1.9795 | 1.9795 | 1.9795 | 1.9795 | 1.9795 | 1.9795 | 1.9795 | 1.9795
F3_Commercial_College (WA)_New_Food Preparation_Natural Gas_Range_E2 | F3 | Commercial | College (WA) | New | Food Preparation | Natural Gas | Range | E2 | System - kBTUs of Consumption | 0.98975 | 0.98975 | 0.98975 | 0.98975 | 0.98975 | 0.98975 | 0.98975 | 0.98975 | 0.98975 | 0.98975 | 0.98975 | 0.98975 | 0.98975 | 0.98975 | 0.98975 | 0.98975 | 0.98975 | 0.98975 | 0.98975 | 0.98975 | 0.98975 | 0.98975 | 0.98975 | 0.98975 | 0.98975 | 0.98975 | 0.98975
F3_Commercial_College (WA)_New_Food Preparation_Natural Gas_Range_E3 | F3 | Commercial | College (WA) | New | Food Preparation | Natural Gas | Range | E3 | System - kBTUs of Consumption | 0 | 0 | 0 | 0 | 0 | 0 | 0 | 0 | 0 | 0 | 0 | 0 | 0 | 0 | 0 | 0 | 0 | 0 | 0 | 0 | 0 | 0 | 0 | 0 | 0 | 0 | 0
F3_Commercial_College (WA)_New_Food Preparation_Natural Gas_Range_E4 | F3 | Commercial | College (WA) | New | Food Preparation | Natural Gas | Range | E4 | System - kBTUs of Consumption | 0 | 0 | 0 | 0 | 0 | 0 | 0 | 0 | 0 | 0 | 0 | 0 | 0 | 0 | 0 | 0 | 0 | 0 | 0 | 0 | 0 | 0 | 0 | 0 | 0 | 0 | 0
F3_Commercial_College (WA)_New_Food Preparation_Natural Gas_Range_E5 | F3 | Commercial | College (WA) | New | Food Preparation | Natural Gas | Range | E5 | System - kBTUs of Consumption | 0 | 0 | 0 | 0 | 0 | 0 | 0 | 0 | 0 | 0 | 0 | 0 | 0 | 0 | 0 | 0 | 0 | 0 | 0 | 0 | 0 | 0 | 0 | 0 | 0 | 0 | 0
F3_Commercial_College (WA)_New_Food Preparation_Natural Gas_Range_E6 | F3 | Commercial | College (WA) | New | Food Preparation | Natural Gas | Range | E6 | System - kBTUs of Consumption | 0 | 0 | 0 | 0 | 0 | 0 | 0 | 0 | 0 | 0 | 0 | 0 | 0 | 0 | 0 | 0 | 0 | 0 | 0 | 0 | 0 | 0 | 0 | 0 | 0 | 0 | 0
F3_Commercial_College (WA)_New_Food Preparation_Natural Gas_Range_E7 | F3 | Commercial | College (WA) | New | Food Preparation | Natural Gas | Range | E7 | System - kBTUs of Consumption | 0 | 0 | 0 | 0 | 0 | 0 | 0 | 0 | 0 | 0 | 0 | 0 | 0 | 0 | 0 | 0 | 0 | 0 | 0 | 0 | 0 | 0 | 0 | 0 | 0 | 0 | 0
F3_Commercial_College (WA)_New_Food Preparation_Natural Gas_Range_E8 | F3 | Commercial | College (WA) | New | Food Preparation | Natural Gas | Range | E8 | System - kBTUs of Consumption | 0 | 0 | 0 | 0 | 0 | 0 | 0 | 0 | 0 | 0 | 0 | 0 | 0 | 0 | 0 | 0 | 0 | 0 | 0 | 0 | 0 | 0 | 0 | 0 | 0 | 0 | 0
F3_Commercial_College (WA)_New_Food Preparation_Natural Gas_Range_E9 | F3 | Commercial | College (WA) | New | Food Preparation | Natural Gas | Range | E9 | System - kBTUs of Consumption | 0 | 0 | 0 | 0 | 0 | 0 | 0 | 0 | 0 | 0 | 0 | 0 | 0 | 0 | 0 | 0 | 0 | 0 | 0 | 0 | 0 | 0 | 0 | 0 | 0 | 0 | 0
F3_Commercial_College (WA)_New_Food Preparation_Natural Gas_Range_E10 | F3 | Commercial | College (WA) | New | Food Preparation | Natural Gas | Range | E10 | System - kBTUs of Consumption | 0 | 0 | 0 | 0 | 0 | 0 | 0 | 0 | 0 | 0 | 0 | 0 | 0 | 0 | 0 | 0 | 0 | 0 | 0 | 0 | 0 | 0 | 0 | 0 | 0 | 0 | 0
F4_Commercial_College (WA)_New_Food Preparation_Natural Gas_Range_E1 | F4 | Commercial | College (WA) | New | Food Preparation | Natural Gas | Range | E1 | Utility - Cost of Equipment | 0.0028083 | 0.0028083 | 0.0028083 | 0.0028083 | 0.0028083 | 0.0028083 | 0.0028083 | 0.0028083 | 0.0028083 | 0.0028083 | 0.0028083 | 0.0028083 | 0.0028083 | 0.0028083 | 0.0028083 | 0.0028083 | 0.0028083 | 0.0028083 | 0.0028083 | 0.0028083 | 0.0028083 | 0.0028083 | 0.0028083 | 0.0028083 | 0.0028083 | 0.0028083 | 0.0028083
F4_Commercial_College (WA)_New_Food Preparation_Natural Gas_Range_E2 | F4 | Commercial | College (WA) | New | Food Preparation | Natural Gas | Range | E2 | Utility - Cost of Equipment | 0.0030579 | 0.0030579 | 0.0030579 | 0.0030579 | 0.0030579 | 0.0030579 | 0.0030579 | 0.0030579 | 0.0030579 | 0.0030579 | 0.0030579 | 0.0030579 | 0.0030579 | 0.0030579 | 0.0030579 | 0.0030579 | 0.0030579 | 0.0030579 | 0.0030579 | 0.0030579 | 0.0030579 | 0.0030579 | 0.0030579 | 0.0030579 | 0.0030579 | 0.0030579 | 0.0030579
F4_Commercial_College (WA)_New_Food Preparation_Natural Gas_Range_E3 | F4 | Commercial | College (WA) | New | Food Preparation | Natural Gas | Range | E3 | Utility - Cost of Equipment | 0 | 0 | 0 | 0 | 0 | 0 | 0 | 0 | 0 | 0 | 0 | 0 | 0 | 0 | 0 | 0 | 0 | 0 | 0 | 0 | 0 | 0 | 0 | 0 | 0 | 0 | 0
F4_Commercial_College (WA)_New_Food Preparation_Natural Gas_Range_E4 | F4 | Commercial | College (WA) | New | Food Preparation | Natural Gas | Range | E4 | Utility - Cost of Equipment | 0 | 0 | 0 | 0 | 0 | 0 | 0 | 0 | 0 | 0 | 0 | 0 | 0 | 0 | 0 | 0 | 0 | 0 | 0 | 0 | 0 | 0 | 0 | 0 | 0 | 0 | 0
F4_Commercial_College (WA)_New_Food Preparation_Natural Gas_Range_E5 | F4 | Commercial | College (WA) | New | Food Preparation | Natural Gas | Range | E5 | Utility - Cost of Equipment | 0 | 0 | 0 | 0 | 0 | 0 | 0 | 0 | 0 | 0 | 0 | 0 | 0 | 0 | 0 | 0 | 0 | 0 | 0 | 0 | 0 | 0 | 0 | 0 | 0 | 0 | 0
F4_Commercial_College (WA)_New_Food Preparation_Natural Gas_Range_E6 | F4 | Commercial | College (WA) | New | Food Preparation | Natural Gas | Range | E6 | Utility - Cost of Equipment | 0 | 0 | 0 | 0 | 0 | 0 | 0 | 0 | 0 | 0 | 0 | 0 | 0 | 0 | 0 | 0 | 0 | 0 | 0 | 0 | 0 | 0 | 0 | 0 | 0 | 0 | 0
F4_Commercial_College (WA)_New_Food Preparation_Natural Gas_Range_E7 | F4 | Commercial | College (WA) | New | Food Preparation | Natural Gas | Range | E7 | Utility - Cost of Equipment | 0 | 0 | 0 | 0 | 0 | 0 | 0 | 0 | 0 | 0 | 0 | 0 | 0 | 0 | 0 | 0 | 0 | 0 | 0 | 0 | 0 | 0 | 0 | 0 | 0 | 0 | 0
F4_Commercial_College (WA)_New_Food Preparation_Natural Gas_Range_E8 | F4 | Commercial | College (WA) | New | Food Preparation | Natural Gas | Range | E8 | Utility - Cost of Equipment | 0 | 0 | 0 | 0 | 0 | 0 | 0 | 0 | 0 | 0 | 0 | 0 | 0 | 0 | 0 | 0 | 0 | 0 | 0 | 0 | 0 | 0 | 0 | 0 | 0 | 0 | 0
F4_Commercial_College (WA)_New_Food Preparation_Natural Gas_Range_E9 | F4 | Commercial | College (WA) | New | Food Preparation | Natural Gas | Range | E9 | Utility - Cost of Equipment | 0 | 0 | 0 | 0 | 0 | 0 | 0 | 0 | 0 | 0 | 0 | 0 | 0 | 0 | 0 | 0 | 0 | 0 | 0 | 0 | 0 | 0 | 0 | 0 | 0 | 0 | 0
F4_Commercial_College (WA)_New_Food Preparation_Natural Gas_Range_E10 | F4 | Commercial | College (WA) | New | Food Preparation | Natural Gas | Range | E10 | Utility - Cost of Equipment | 0 | 0 | 0 | 0 | 0 | 0 | 0 | 0 | 0 | 0 | 0 | 0 | 0 | 0 | 0 | 0 | 0 | 0 | 0 | 0 | 0 | 0 | 0 | 0 | 0 | 0 | 0
F5_Commercial_College (WA)_New_Food Preparation_Natural Gas_Range_E1 | F5 | Commercial | College (WA) | New | Food Preparation | Natural Gas | Range | E1 | Utility - Cost of Operation | 0.0068651 | 0.0070236 | 0.007223 | 0.0074581 | 0.0077316 | 0.0080765 | 0.0084358 | 0.008794 | 0.0091395 | 0.0094897 | 0.0097631 | 0.010017 | 0.010292 | 0.010559 | 0.010794 | 0.011012 | 0.011205 | 0.011394 | 0.011597 | 0.011794 | 0.011997 | 0.012208 | 0.012422 | 0.012643 | 0.012867 | 0.013096 | 0.013328
F5_Commercial_College (WA)_New_Food Preparation_Natural Gas_Range_E2 | F5 | Commercial | College (WA) | New | Food Preparation | Natural Gas | Range | E2 | Utility - Cost of Operation | 0.0034326 | 0.0035118 | 0.0036115 | 0.0037291 | 0.0038658 | 0.0040383 | 0.0042179 | 0.004397 | 0.0045697 | 0.0047449 | 0.0048816 | 0.0050087 | 0.0051458 | 0.0052793 | 0.0053971 | 0.0055061 | 0.0056023 | 0.0056968 | 0.0057985 | 0.005897 | 0.0059984 | 0.0061042 | 0.006211 | 0.0063213 | 0.0064336 | 0.0065479 | 0.0066642
F5_Commercial_College (WA)_New_Food Preparation_Natural Gas_Range_E3 | F5 | Commercial | College (WA) | New | Food Preparation | Natural Gas | Range | E3 | Utility - Cost of Operation | 0 | 0 | 0 | 0 | 0 | 0 | 0 | 0 | 0 | 0 | 0 | 0 | 0 | 0 | 0 | 0 | 0 | 0 | 0 | 0 | 0 | 0 | 0 | 0 | 0 | 0 | 0
F5_Commercial_College (WA)_New_Food Preparation_Natural Gas_Range_E4 | F5 | Commercial | College (WA) | New | Food Preparation | Natural Gas | Range | E4 | Utility - Cost of Operation | 0 | 0 | 0 | 0 | 0 | 0 | 0 | 0 | 0 | 0 | 0 | 0 | 0 | 0 | 0 | 0 | 0 | 0 | 0 | 0 | 0 | 0 | 0 | 0 | 0 | 0 | 0
F5_Commercial_College (WA)_New_Food Preparation_Natural Gas_Range_E5 | F5 | Commercial | College (WA) | New | Food Preparation | Natural Gas | Range | E5 | Utility - Cost of Operation | 0 | 0 | 0 | 0 | 0 | 0 | 0 | 0 | 0 | 0 | 0 | 0 | 0 | 0 | 0 | 0 | 0 | 0 | 0 | 0 | 0 | 0 | 0 | 0 | 0 | 0 | 0
F5_Commercial_College (WA)_New_Food Preparation_Natural Gas_Range_E6 | F5 | Commercial | College (WA) | New | Food Preparation | Natural Gas | Range | E6 | Utility - Cost of Operation | 0 | 0 | 0 | 0 | 0 | 0 | 0 | 0 | 0 | 0 | 0 | 0 | 0 | 0 | 0 | 0 | 0 | 0 | 0 | 0 | 0 | 0 | 0 | 0 | 0 | 0 | 0
F5_Commercial_College (WA)_New_Food Preparation_Natural Gas_Range_E7 | F5 | Commercial | College (WA) | New | Food Preparation | Natural Gas | Range | E7 | Utility - Cost of Operation | 0 | 0 | 0 | 0 | 0 | 0 | 0 | 0 | 0 | 0 | 0 | 0 | 0 | 0 | 0 | 0 | 0 | 0 | 0 | 0 | 0 | 0 | 0 | 0 | 0 | 0 | 0
F5_Commercial_College (WA)_New_Food Preparation_Natural Gas_Range_E8 | F5 | Commercial | College (WA) | New | Food Preparation | Natural Gas | Range | E8 | Utility - Cost of Operation | 0 | 0 | 0 | 0 | 0 | 0 | 0 | 0 | 0 | 0 | 0 | 0 | 0 | 0 | 0 | 0 | 0 | 0 | 0 | 0 | 0 | 0 | 0 | 0 | 0 | 0 | 0
F5_Commercial_College (WA)_New_Food Preparation_Natural Gas_Range_E9 | F5 | Commercial | College (WA) | New | Food Preparation | Natural Gas | Range | E9 | Utility - Cost of Operation | 0 | 0 | 0 | 0 | 0 | 0 | 0 | 0 | 0 | 0 | 0 | 0 | 0 | 0 | 0 | 0 | 0 | 0 | 0 | 0 | 0 | 0 | 0 | 0 | 0 | 0 | 0
F5_Commercial_College (WA)_New_Food Preparation_Natural Gas_Range_E10 | F5 | Commercial | College (WA) | New | Food Preparation | Natural Gas | Range | E10 | Utility - Cost of Operation | 0 | 0 | 0 | 0 | 0 | 0 | 0 | 0 | 0 | 0 | 0 | 0 | 0 | 0 | 0 | 0 | 0 | 0 | 0 | 0 | 0 | 0 | 0 | 0 | 0 | 0 | 0
F6_Commercial_College (WA)_New_Food Preparation_Natural Gas_Range_E1 | F6 | Commercial | College (WA) | New | Food Preparation | Natural Gas | Range | E1 | Utility - Value of Sales | 0.0081666 | 0.0083025 | 0.0084682 | 0.0086695 | 0.0089091 | 0.0092257 | 0.0095505 | 0.0098646 | 0.010154 | 0.010432 | 0.010717 | 0.010972 | 0.011238 | 0.011483 | 0.01169 | 0.011874 | 0.012024 | 0.012166 | 0.012318 | 0.012457 | 0.012597 | 0.012819 | 0.013043 | 0.013275 | 0.013511 | 0.013751 | 0.013995
F6_Commercial_College (WA)_New_Food Preparation_Natural Gas_Range_E2 | F6 | Commercial | College (WA) | New | Food Preparation | Natural Gas | Range | E2 | Utility - Value of Sales | 0.0040833 | 0.0041513 | 0.0042341 | 0.0043348 | 0.0044545 | 0.0046128 | 0.0047752 | 0.0049323 | 0.0050769 | 0.0052158 | 0.0053584 | 0.0054859 | 0.0056188 | 0.0057416 | 0.0058451 | 0.0059368 | 0.0060119 | 0.0060828 | 0.0061588 | 0.0062286 | 0.0062984 | 0.0064094 | 0.0065215 | 0.0066374 | 0.0067553 | 0.0068753 | 0.0069975
F6_Commercial_College (WA)_New_Food Preparation_Natural Gas_Range_E3 | F6 | Commercial | College (WA) | New | Food Preparation | Natural Gas | Range | E3 | Utility - Value of Sales | 0 | 0 | 0 | 0 | 0 | 0 | 0 | 0 | 0 | 0 | 0 | 0 | 0 | 0 | 0 | 0 | 0 | 0 | 0 | 0 | 0 | 0 | 0 | 0 | 0 | 0 | 0
F6_Commercial_College (WA)_New_Food Preparation_Natural Gas_Range_E4 | F6 | Commercial | College (WA) | New | Food Preparation | Natural Gas | Range | E4 | Utility - Value of Sales | 0 | 0 | 0 | 0 | 0 | 0 | 0 | 0 | 0 | 0 | 0 | 0 | 0 | 0 | 0 | 0 | 0 | 0 | 0 | 0 | 0 | 0 | 0 | 0 | 0 | 0 | 0
F6_Commercial_College (WA)_New_Food Preparation_Natural Gas_Range_E5 | F6 | Commercial | College (WA) | New | Food Preparation | Natural Gas | Range | E5 | Utility - Value of Sales | 0 | 0 | 0 | 0 | 0 | 0 | 0 | 0 | 0 | 0 | 0 | 0 | 0 | 0 | 0 | 0 | 0 | 0 | 0 | 0 | 0 | 0 | 0 | 0 | 0 | 0 | 0
F6_Commercial_College (WA)_New_Food Preparation_Natural Gas_Range_E6 | F6 | Commercial | College (WA) | New | Food Preparation | Natural Gas | Range | E6 | Utility - Value of Sales | 0 | 0 | 0 | 0 | 0 | 0 | 0 | 0 | 0 | 0 | 0 | 0 | 0 | 0 | 0 | 0 | 0 | 0 | 0 | 0 | 0 | 0 | 0 | 0 | 0 | 0 | 0
F6_Commercial_College (WA)_New_Food Preparation_Natural Gas_Range_E7 | F6 | Commercial | College (WA) | New | Food Preparation | Natural Gas | Range | E7 | Utility - Value of Sales | 0 | 0 | 0 | 0 | 0 | 0 | 0 | 0 | 0 | 0 | 0 | 0 | 0 | 0 | 0 | 0 | 0 | 0 | 0 | 0 | 0 | 0 | 0 | 0 | 0 | 0 | 0
F6_Commercial_College (WA)_New_Food Preparation_Natural Gas_Range_E8 | F6 | Commercial | College (WA) | New | Food Preparation | Natural Gas | Range | E8 | Utility - Value of Sales | 0 | 0 | 0 | 0 | 0 | 0 | 0 | 0 | 0 | 0 | 0 | 0 | 0 | 0 | 0 | 0 | 0 | 0 | 0 | 0 | 0 | 0 | 0 | 0 | 0 | 0 | 0
F6_Commercial_College (WA)_New_Food Preparation_Natural Gas_Range_E9 | F6 | Commercial | College (WA) | New | Food Preparation | Natural Gas | Range | E9 | Utility - Value of Sales | 0 | 0 | 0 | 0 | 0 | 0 | 0 | 0 | 0 | 0 | 0 | 0 | 0 | 0 | 0 | 0 | 0 | 0 | 0 | 0 | 0 | 0 | 0 | 0 | 0 | 0 | 0
F6_Commercial_College (WA)_New_Food Preparation_Natural Gas_Range_E10 | F6 | Commercial | College (WA) | New | Food Preparation | Natural Gas | Range | E10 | Utility - Value of Sales | 0 | 0 | 0 | 0 | 0 | 0 | 0 | 0 | 0 | 0 | 0 | 0 | 0 | 0 | 0 | 0 | 0 | 0 | 0 | 0 | 0 | 0 | 0 | 0 | 0 | 0 | 0
F1_Commercial_College (WA)_New_Food Preparation_Natural Gas_Steamer_E1 | F1 | Commercial | College (WA) | New | Food Preparation | Natural Gas | Steamer | E1 | RVT - Cost of Equipment | 0.0040559 | 0.0040559 | 0.0040559 | 0.0040559 | 0.0040559 | 0.0040559 | 0.0040559 | 0.0040559 | 0.0040559 | 0.0040559 | 0.0040559 | 0.0040559 | 0.0040559 | 0.0040559 | 0.0040559 | 0.0040559 | 0.0040559 | 0.0040559 | 0.0040559 | 0.0040559 | 0.0040559 | 0.0040559 | 0.0040559 | 0.0040559 | 0.0040559 | 0.0040559 | 0.0040559
F1_Commercial_College (WA)_New_Food Preparation_Natural Gas_Steamer_E2 | F1 | Commercial | College (WA) | New | Food Preparation | Natural Gas | Steamer | E2 | RVT - Cost of Equipment | 0.0043581 | 0.0043581 | 0.0043581 | 0.0043581 | 0.0043581 | 0.0043581 | 0.0043581 | 0.0043581 | 0.0043581 | 0.0043581 | 0.0043581 | 0.0043581 | 0.0043581 | 0.0043581 | 0.0043581 | 0.0043581 | 0.0043581 | 0.0043581 | 0.0043581 | 0.0043581 | 0.0043581 | 0.0043581 | 0.0043581 | 0.0043581 | 0.0043581 | 0.0043581 | 0.0043581
F1_Commercial_College (WA)_New_Food Preparation_Natural Gas_Steamer_E3 | F1 | Commercial | College (WA) | New | Food Preparation | Natural Gas | Steamer | E3 | RVT - Cost of Equipment | 0 | 0 | 0 | 0 | 0 | 0 | 0 | 0 | 0 | 0 | 0 | 0 | 0 | 0 | 0 | 0 | 0 | 0 | 0 | 0 | 0 | 0 | 0 | 0 | 0 | 0 | 0
F1_Commercial_College (WA)_New_Food Preparation_Natural Gas_Steamer_E4 | F1 | Commercial | College (WA) | New | Food Preparation | Natural Gas | Steamer | E4 | RVT - Cost of Equipment | 0 | 0 | 0 | 0 | 0 | 0 | 0 | 0 | 0 | 0 | 0 | 0 | 0 | 0 | 0 | 0 | 0 | 0 | 0 | 0 | 0 | 0 | 0 | 0 | 0 | 0 | 0
F1_Commercial_College (WA)_New_Food Preparation_Natural Gas_Steamer_E5 | F1 | Commercial | College (WA) | New | Food Preparation | Natural Gas | Steamer | E5 | RVT - Cost of Equipment | 0 | 0 | 0 | 0 | 0 | 0 | 0 | 0 | 0 | 0 | 0 | 0 | 0 | 0 | 0 | 0 | 0 | 0 | 0 | 0 | 0 | 0 | 0 | 0 | 0 | 0 | 0
F1_Commercial_College (WA)_New_Food Preparation_Natural Gas_Steamer_E6 | F1 | Commercial | College (WA) | New | Food Preparation | Natural Gas | Steamer | E6 | RVT - Cost of Equipment | 0 | 0 | 0 | 0 | 0 | 0 | 0 | 0 | 0 | 0 | 0 | 0 | 0 | 0 | 0 | 0 | 0 | 0 | 0 | 0 | 0 | 0 | 0 | 0 | 0 | 0 | 0
F1_Commercial_College (WA)_New_Food Preparation_Natural Gas_Steamer_E7 | F1 | Commercial | College (WA) | New | Food Preparation | Natural Gas | Steamer | E7 | RVT - Cost of Equipment | 0 | 0 | 0 | 0 | 0 | 0 | 0 | 0 | 0 | 0 | 0 | 0 | 0 | 0 | 0 | 0 | 0 | 0 | 0 | 0 | 0 | 0 | 0 | 0 | 0 | 0 | 0
F1_Commercial_College (WA)_New_Food Preparation_Natural Gas_Steamer_E8 | F1 | Commercial | College (WA) | New | Food Preparation | Natural Gas | Steamer | E8 | RVT - Cost of Equipment | 0 | 0 | 0 | 0 | 0 | 0 | 0 | 0 | 0 | 0 | 0 | 0 | 0 | 0 | 0 | 0 | 0 | 0 | 0 | 0 | 0 | 0 | 0 | 0 | 0 | 0 | 0
F1_Commercial_College (WA)_New_Food Preparation_Natural Gas_Steamer_E9 | F1 | Commercial | College (WA) | New | Food Preparation | Natural Gas | Steamer | E9 | RVT - Cost of Equipment | 0 | 0 | 0 | 0 | 0 | 0 | 0 | 0 | 0 | 0 | 0 | 0 | 0 | 0 | 0 | 0 | 0 | 0 | 0 | 0 | 0 | 0 | 0 | 0 | 0 | 0 | 0
F1_Commercial_College (WA)_New_Food Preparation_Natural Gas_Steamer_E10 | F1 | Commercial | College (WA) | New | Food Preparation | Natural Gas | Steamer | E10 | RVT - Cost of Equipment | 0 | 0 | 0 | 0 | 0 | 0 | 0 | 0 | 0 | 0 | 0 | 0 | 0 | 0 | 0 | 0 | 0 | 0 | 0 | 0 | 0 | 0 | 0 | 0 | 0 | 0 | 0
F2_Commercial_College (WA)_New_Food Preparation_Natural Gas_Steamer_E1 | F2 | Commercial | College (WA) | New | Food Preparation | Natural Gas | Steamer | E1 | RVT - Cost of Operation | 0.011374 | 0.011589 | 0.011841 | 0.012135 | 0.012472 | 0.012892 | 0.013314 | 0.013714 | 0.014077 | 0.014428 | 0.014792 | 0.015122 | 0.015472 | 0.015802 | 0.016086 | 0.016342 | 0.016559 | 0.016766 | 0.016987 | 0.017192 | 0.017399 | 0.017706 | 0.018016 | 0.018336 | 0.018662 | 0.018993 | 0.019331
F2_Commercial_College (WA)_New_Food Preparation_Natural Gas_Steamer_E2 | F2 | Commercial | College (WA) | New | Food Preparation | Natural Gas | Steamer | E2 | RVT - Cost of Operation | 0.002146 | 0.0021866 | 0.0022341 | 0.0022896 | 0.0023532 | 0.0024325 | 0.002512 | 0.0025875 | 0.0026559 | 0.0027221 | 0.0027908 | 0.0028532 | 0.0029191 | 0.0029814 | 0.003035 | 0.0030834 | 0.0031243 | 0.0031634 | 0.0032049 | 0.0032437 | 0.0032827 | 0.0033406 | 0.0033991 | 0.0034595 | 0.003521 | 0.0035835 | 0.0036472
F2_Commercial_College (WA)_New_Food Preparation_Natural Gas_Steamer_E3 | F2 | Commercial | College (WA) | New | Food Preparation | Natural Gas | Steamer | E3 | RVT - Cost of Operation | 0 | 0 | 0 | 0 | 0 | 0 | 0 | 0 | 0 | 0 | 0 | 0 | 0 | 0 | 0 | 0 | 0 | 0 | 0 | 0 | 0 | 0 | 0 | 0 | 0 | 0 | 0
F2_Commercial_College (WA)_New_Food Preparation_Natural Gas_Steamer_E4 | F2 | Commercial | College (WA) | New | Food Preparation | Natural Gas | Steamer | E4 | RVT - Cost of Operation | 0 | 0 | 0 | 0 | 0 | 0 | 0 | 0 | 0 | 0 | 0 | 0 | 0 | 0 | 0 | 0 | 0 | 0 | 0 | 0 | 0 | 0 | 0 | 0 | 0 | 0 | 0
F2_Commercial_College (WA)_New_Food Preparation_Natural Gas_Steamer_E5 | F2 | Commercial | College (WA) | New | Food Preparation | Natural Gas | Steamer | E5 | RVT - Cost of Operation | 0 | 0 | 0 | 0 | 0 | 0 | 0 | 0 | 0 | 0 | 0 | 0 | 0 | 0 | 0 | 0 | 0 | 0 | 0 | 0 | 0 | 0 | 0 | 0 | 0 | 0 | 0
F2_Commercial_College (WA)_New_Food Preparation_Natural Gas_Steamer_E6 | F2 | Commercial | College (WA) | New | Food Preparation | Natural Gas | Steamer | E6 | RVT - Cost of Operation | 0 | 0 | 0 | 0 | 0 | 0 | 0 | 0 | 0 | 0 | 0 | 0 | 0 | 0 | 0 | 0 | 0 | 0 | 0 | 0 | 0 | 0 | 0 | 0 | 0 | 0 | 0
F2_Commercial_College (WA)_New_Food Preparation_Natural Gas_Steamer_E7 | F2 | Commercial | College (WA) | New | Food Preparation | Natural Gas | Steamer | E7 | RVT - Cost of Operation | 0 | 0 | 0 | 0 | 0 | 0 | 0 | 0 | 0 | 0 | 0 | 0 | 0 | 0 | 0 | 0 | 0 | 0 | 0 | 0 | 0 | 0 | 0 | 0 | 0 | 0 | 0
F2_Commercial_College (WA)_New_Food Preparation_Natural Gas_Steamer_E8 | F2 | Commercial | College (WA) | New | Food Preparation | Natural Gas | Steamer | E8 | RVT - Cost of Operation | 0 | 0 | 0 | 0 | 0 | 0 | 0 | 0 | 0 | 0 | 0 | 0 | 0 | 0 | 0 | 0 | 0 | 0 | 0 | 0 | 0 | 0 | 0 | 0 | 0 | 0 | 0
F2_Commercial_College (WA)_New_Food Preparation_Natural Gas_Steamer_E9 | F2 | Commercial | College (WA) | New | Food Preparation | Natural Gas | Steamer | E9 | RVT - Cost of Operation | 0 | 0 | 0 | 0 | 0 | 0 | 0 | 0 | 0 | 0 | 0 | 0 | 0 | 0 | 0 | 0 | 0 | 0 | 0 | 0 | 0 | 0 | 0 | 0 | 0 | 0 | 0
F2_Commercial_College (WA)_New_Food Preparation_Natural Gas_Steamer_E10 | F2 | Commercial | College (WA) | New | Food Preparation | Natural Gas | Steamer | E10 | RVT - Cost of Operation | 0 | 0 | 0 | 0 | 0 | 0 | 0 | 0 | 0 | 0 | 0 | 0 | 0 | 0 | 0 | 0 | 0 | 0 | 0 | 0 | 0 | 0 | 0 | 0 | 0 | 0 | 0
F3_Commercial_College (WA)_New_Food Preparation_Natural Gas_Steamer_E1 | F3 | Commercial | College (WA) | New | Food Preparation | Natural Gas | Steamer | E1 | System - kBTUs of Consumption | 2.7134 | 2.7134 | 2.7134 | 2.7134 | 2.7134 | 2.7134 | 2.7134 | 2.7134 | 2.7134 | 2.7134 | 2.7134 | 2.7134 | 2.7134 | 2.7134 | 2.7134 | 2.7134 | 2.7134 | 2.7134 | 2.7134 | 2.7134 | 2.7134 | 2.7134 | 2.7134 | 2.7134 | 2.7134 | 2.7134 | 2.7134
F3_Commercial_College (WA)_New_Food Preparation_Natural Gas_Steamer_E2 | F3 | Commercial | College (WA) | New | Food Preparation | Natural Gas | Steamer | E2 | System - kBTUs of Consumption | 0.51196 | 0.51196 | 0.51196 | 0.51196 | 0.51196 | 0.51196 | 0.51196 | 0.51196 | 0.51196 | 0.51196 | 0.51196 | 0.51196 | 0.51196 | 0.51196 | 0.51196 | 0.51196 | 0.51196 | 0.51196 | 0.51196 | 0.51196 | 0.51196 | 0.51196 | 0.51196 | 0.51196 | 0.51196 | 0.51196 | 0.51196
F3_Commercial_College (WA)_New_Food Preparation_Natural Gas_Steamer_E3 | F3 | Commercial | College (WA) | New | Food Preparation | Natural Gas | Steamer | E3 | System - kBTUs of Consumption | 0 | 0 | 0 | 0 | 0 | 0 | 0 | 0 | 0 | 0 | 0 | 0 | 0 | 0 | 0 | 0 | 0 | 0 | 0 | 0 | 0 | 0 | 0 | 0 | 0 | 0 | 0
F3_Commercial_College (WA)_New_Food Preparation_Natural Gas_Steamer_E4 | F3 | Commercial | College (WA) | New | Food Preparation | Natural Gas | Steamer | E4 | System - kBTUs of Consumption | 0 | 0 | 0 | 0 | 0 | 0 | 0 | 0 | 0 | 0 | 0 | 0 | 0 | 0 | 0 | 0 | 0 | 0 | 0 | 0 | 0 | 0 | 0 | 0 | 0 | 0 | 0
F3_Commercial_College (WA)_New_Food Preparation_Natural Gas_Steamer_E5 | F3 | Commercial | College (WA) | New | Food Preparation | Natural Gas | Steamer | E5 | System - kBTUs of Consumption | 0 | 0 | 0 | 0 | 0 | 0 | 0 | 0 | 0 | 0 | 0 | 0 | 0 | 0 | 0 | 0 | 0 | 0 | 0 | 0 | 0 | 0 | 0 | 0 | 0 | 0 | 0
F3_Commercial_College (WA)_New_Food Preparation_Natural Gas_Steamer_E6 | F3 | Commercial | College (WA) | New | Food Preparation | Natural Gas | Steamer | E6 | System - kBTUs of Consumption | 0 | 0 | 0 | 0 | 0 | 0 | 0 | 0 | 0 | 0 | 0 | 0 | 0 | 0 | 0 | 0 | 0 | 0 | 0 | 0 | 0 | 0 | 0 | 0 | 0 | 0 | 0
F3_Commercial_College (WA)_New_Food Preparation_Natural Gas_Steamer_E7 | F3 | Commercial | College (WA) | New | Food Preparation | Natural Gas | Steamer | E7 | System - kBTUs of Consumption | 0 | 0 | 0 | 0 | 0 | 0 | 0 | 0 | 0 | 0 | 0 | 0 | 0 | 0 | 0 | 0 | 0 | 0 | 0 | 0 | 0 | 0 | 0 | 0 | 0 | 0 | 0
F3_Commercial_College (WA)_New_Food Preparation_Natural Gas_Steamer_E8 | F3 | Commercial | College (WA) | New | Food Preparation | Natural Gas | Steamer | E8 | System - kBTUs of Consumption | 0 | 0 | 0 | 0 | 0 | 0 | 0 | 0 | 0 | 0 | 0 | 0 | 0 | 0 | 0 | 0 | 0 | 0 | 0 | 0 | 0 | 0 | 0 | 0 | 0 | 0 | 0
F3_Commercial_College (WA)_New_Food Preparation_Natural Gas_Steamer_E9 | F3 | Commercial | College (WA) | New | Food Preparation | Natural Gas | Steamer | E9 | System - kBTUs of Consumption | 0 | 0 | 0 | 0 | 0 | 0 | 0 | 0 | 0 | 0 | 0 | 0 | 0 | 0 | 0 | 0 | 0 | 0 | 0 | 0 | 0 | 0 | 0 | 0 | 0 | 0 | 0
F3_Commercial_College (WA)_New_Food Preparation_Natural Gas_Steamer_E10 | F3 | Commercial | College (WA) | New | Food Preparation | Natural Gas | Steamer | E10 | System - kBTUs of Consumption | 0 | 0 | 0 | 0 | 0 | 0 | 0 | 0 | 0 | 0 | 0 | 0 | 0 | 0 | 0 | 0 | 0 | 0 | 0 | 0 | 0 | 0 | 0 | 0 | 0 | 0 | 0
F4_Commercial_College (WA)_New_Food Preparation_Natural Gas_Steamer_E1 | F4 | Commercial | College (WA) | New | Food Preparation | Natural Gas | Steamer | E1 | Utility - Cost of Equipment | 0.0040559 | 0.0040559 | 0.0040559 | 0.0040559 | 0.0040559 | 0.0040559 | 0.0040559 | 0.0040559 | 0.0040559 | 0.0040559 | 0.0040559 | 0.0040559 | 0.0040559 | 0.0040559 | 0.0040559 | 0.0040559 | 0.0040559 | 0.0040559 | 0.0040559 | 0.0040559 | 0.0040559 | 0.0040559 | 0.0040559 | 0.0040559 | 0.0040559 | 0.0040559 | 0.0040559
F4_Commercial_College (WA)_New_Food Preparation_Natural Gas_Steamer_E2 | F4 | Commercial | College (WA) | New | Food Preparation | Natural Gas | Steamer | E2 | Utility - Cost of Equipment | 0.0043581 | 0.0043581 | 0.0043581 | 0.0043581 | 0.0043581 | 0.0043581 | 0.0043581 | 0.0043581 | 0.0043581 | 0.0043581 | 0.0043581 | 0.0043581 | 0.0043581 | 0.0043581 | 0.0043581 | 0.0043581 | 0.0043581 | 0.0043581 | 0.0043581 | 0.0043581 | 0.0043581 | 0.0043581 | 0.0043581 | 0.0043581 | 0.0043581 | 0.0043581 | 0.0043581
F4_Commercial_College (WA)_New_Food Preparation_Natural Gas_Steamer_E3 | F4 | Commercial | College (WA) | New | Food Preparation | Natural Gas | Steamer | E3 | Utility - Cost of Equipment | 0 | 0 | 0 | 0 | 0 | 0 | 0 | 0 | 0 | 0 | 0 | 0 | 0 | 0 | 0 | 0 | 0 | 0 | 0 | 0 | 0 | 0 | 0 | 0 | 0 | 0 | 0
F4_Commercial_College (WA)_New_Food Preparation_Natural Gas_Steamer_E4 | F4 | Commercial | College (WA) | New | Food Preparation | Natural Gas | Steamer | E4 | Utility - Cost of Equipment | 0 | 0 | 0 | 0 | 0 | 0 | 0 | 0 | 0 | 0 | 0 | 0 | 0 | 0 | 0 | 0 | 0 | 0 | 0 | 0 | 0 | 0 | 0 | 0 | 0 | 0 | 0
F4_Commercial_College (WA)_New_Food Preparation_Natural Gas_Steamer_E5 | F4 | Commercial | College (WA) | New | Food Preparation | Natural Gas | Steamer | E5 | Utility - Cost of Equipment | 0 | 0 | 0 | 0 | 0 | 0 | 0 | 0 | 0 | 0 | 0 | 0 | 0 | 0 | 0 | 0 | 0 | 0 | 0 | 0 | 0 | 0 | 0 | 0 | 0 | 0 | 0
F4_Commercial_College (WA)_New_Food Preparation_Natural Gas_Steamer_E6 | F4 | Commercial | College (WA) | New | Food Preparation | Natural Gas | Steamer | E6 | Utility - Cost of Equipment | 0 | 0 | 0 | 0 | 0 | 0 | 0 | 0 | 0 | 0 | 0 | 0 | 0 | 0 | 0 | 0 | 0 | 0 | 0 | 0 | 0 | 0 | 0 | 0 | 0 | 0 | 0
F4_Commercial_College (WA)_New_Food Preparation_Natural Gas_Steamer_E7 | F4 | Commercial | College (WA) | New | Food Preparation | Natural Gas | Steamer | E7 | Utility - Cost of Equipment | 0 | 0 | 0 | 0 | 0 | 0 | 0 | 0 | 0 | 0 | 0 | 0 | 0 | 0 | 0 | 0 | 0 | 0 | 0 | 0 | 0 | 0 | 0 | 0 | 0 | 0 | 0
F4_Commercial_College (WA)_New_Food Preparation_Natural Gas_Steamer_E8 | F4 | Commercial | College (WA) | New | Food Preparation | Natural Gas | Steamer | E8 | Utility - Cost of Equipment | 0 | 0 | 0 | 0 | 0 | 0 | 0 | 0 | 0 | 0 | 0 | 0 | 0 | 0 | 0 | 0 | 0 | 0 | 0 | 0 | 0 | 0 | 0 | 0 | 0 | 0 | 0
F4_Commercial_College (WA)_New_Food Preparation_Natural Gas_Steamer_E9 | F4 | Commercial | College (WA) | New | Food Preparation | Natural Gas | Steamer | E9 | Utility - Cost of Equipment | 0 | 0 | 0 | 0 | 0 | 0 | 0 | 0 | 0 | 0 | 0 | 0 | 0 | 0 | 0 | 0 | 0 | 0 | 0 | 0 | 0 | 0 | 0 | 0 | 0 | 0 | 0
F4_Commercial_College (WA)_New_Food Preparation_Natural Gas_Steamer_E10 | F4 | Commercial | College (WA) | New | Food Preparation | Natural Gas | Steamer | E10 | Utility - Cost of Equipment | 0 | 0 | 0 | 0 | 0 | 0 | 0 | 0 | 0 | 0 | 0 | 0 | 0 | 0 | 0 | 0 | 0 | 0 | 0 | 0 | 0 | 0 | 0 | 0 | 0 | 0 | 0
F5_Commercial_College (WA)_New_Food Preparation_Natural Gas_Steamer_E1 | F5 | Commercial | College (WA) | New | Food Preparation | Natural Gas | Steamer | E1 | Utility - Cost of Operation | 0.0096572 | 0.0099005 | 0.010189 | 0.010519 | 0.010893 | 0.011348 | 0.011816 | 0.012279 | 0.012725 | 0.013178 | 0.013538 | 0.013875 | 0.014237 | 0.014592 | 0.014909 | 0.015206 | 0.015472 | 0.015734 | 0.016015 | 0.016289 | 0.01657 | 0.016863 | 0.017158 | 0.017463 | 0.017773 | 0.018089 | 0.01841
F5_Commercial_College (WA)_New_Food Preparation_Natural Gas_Steamer_E2 | F5 | Commercial | College (WA) | New | Food Preparation | Natural Gas | Steamer | E2 | Utility - Cost of Operation | 0.0018221 | 0.001868 | 0.0019224 | 0.0019847 | 0.0020552 | 0.002141 | 0.0022293 | 0.0023167 | 0.0024009 | 0.0024863 | 0.0025542 | 0.0026178 | 0.0026862 | 0.0027531 | 0.0028129 | 0.0028689 | 0.0029191 | 0.0029687 | 0.0030216 | 0.0030733 | 0.0031263 | 0.0031815 | 0.0032373 | 0.0032948 | 0.0033533 | 0.0034129 | 0.0034735
F5_Commercial_College (WA)_New_Food Preparation_Natural Gas_Steamer_E3 | F5 | Commercial | College (WA) | New | Food Preparation | Natural Gas | Steamer | E3 | Utility - Cost of Operation | 0 | 0 | 0 | 0 | 0 | 0 | 0 | 0 | 0 | 0 | 0 | 0 | 0 | 0 | 0 | 0 | 0 | 0 | 0 | 0 | 0 | 0 | 0 | 0 | 0 | 0 | 0
F5_Commercial_College (WA)_New_Food Preparation_Natural Gas_Steamer_E4 | F5 | Commercial | College (WA) | New | Food Preparation | Natural Gas | Steamer | E4 | Utility - Cost of Operation | 0 | 0 | 0 | 0 | 0 | 0 | 0 | 0 | 0 | 0 | 0 | 0 | 0 | 0 | 0 | 0 | 0 | 0 | 0 | 0 | 0 | 0 | 0 | 0 | 0 | 0 | 0
F5_Commercial_College (WA)_New_Food Preparation_Natural Gas_Steamer_E5 | F5 | Commercial | College (WA) | New | Food Preparation | Natural Gas | Steamer | E5 | Utility - Cost of Operation | 0 | 0 | 0 | 0 | 0 | 0 | 0 | 0 | 0 | 0 | 0 | 0 | 0 | 0 | 0 | 0 | 0 | 0 | 0 | 0 | 0 | 0 | 0 | 0 | 0 | 0 | 0
F5_Commercial_College (WA)_New_Food Preparation_Natural Gas_Steamer_E6 | F5 | Commercial | College (WA) | New | Food Preparation | Natural Gas | Steamer | E6 | Utility - Cost of Operation | 0 | 0 | 0 | 0 | 0 | 0 | 0 | 0 | 0 | 0 | 0 | 0 | 0 | 0 | 0 | 0 | 0 | 0 | 0 | 0 | 0 | 0 | 0 | 0 | 0 | 0 | 0
F5_Commercial_College (WA)_New_Food Preparation_Natural Gas_Steamer_E7 | F5 | Commercial | College (WA) | New | Food Preparation | Natural Gas | Steamer | E7 | Utility - Cost of Operation | 0 | 0 | 0 | 0 | 0 | 0 | 0 | 0 | 0 | 0 | 0 | 0 | 0 | 0 | 0 | 0 | 0 | 0 | 0 | 0 | 0 | 0 | 0 | 0 | 0 | 0 | 0
F5_Commercial_College (WA)_New_Food Preparation_Natural Gas_Steamer_E8 | F5 | Commercial | College (WA) | New | Food Preparation | Natural Gas | Steamer | E8 | Utility - Cost of Operation | 0 | 0 | 0 | 0 | 0 | 0 | 0 | 0 | 0 | 0 | 0 | 0 | 0 | 0 | 0 | 0 | 0 | 0 | 0 | 0 | 0 | 0 | 0 | 0 | 0 | 0 | 0
F5_Commercial_College (WA)_New_Food Preparation_Natural Gas_Steamer_E9 | F5 | Commercial | College (WA) | New | Food Preparation | Natural Gas | Steamer | E9 | Utility - Cost of Operation | 0 | 0 | 0 | 0 | 0 | 0 | 0 | 0 | 0 | 0 | 0 | 0 | 0 | 0 | 0 | 0 | 0 | 0 | 0 | 0 | 0 | 0 | 0 | 0 | 0 | 0 | 0
F5_Commercial_College (WA)_New_Food Preparation_Natural Gas_Steamer_E10 | F5 | Commercial | College (WA) | New | Food Preparation | Natural Gas | Steamer | E10 | Utility - Cost of Operation | 0 | 0 | 0 | 0 | 0 | 0 | 0 | 0 | 0 | 0 | 0 | 0 | 0 | 0 | 0 | 0 | 0 | 0 | 0 | 0 | 0 | 0 | 0 | 0 | 0 | 0 | 0
F6_Commercial_College (WA)_New_Food Preparation_Natural Gas_Steamer_E1 | F6 | Commercial | College (WA) | New | Food Preparation | Natural Gas | Steamer | E1 | Utility - Value of Sales | 0.011374 | 0.011589 | 0.011841 | 0.012135 | 0.012472 | 0.012892 | 0.013314 | 0.013714 | 0.014077 | 0.014428 | 0.014792 | 0.015122 | 0.015472 | 0.015802 | 0.016086 | 0.016342 | 0.016559 | 0.016766 | 0.016987 | 0.017192 | 0.017399 | 0.017706 | 0.018016 | 0.018336 | 0.018662 | 0.018993 | 0.019331
F6_Commercial_College (WA)_New_Food Preparation_Natural Gas_Steamer_E2 | F6 | Commercial | College (WA) | New | Food Preparation | Natural Gas | Steamer | E2 | Utility - Value of Sales | 0.002146 | 0.0021866 | 0.0022341 | 0.0022896 | 0.0023532 | 0.0024325 | 0.002512 | 0.0025875 | 0.0026559 | 0.0027221 | 0.0027908 | 0.0028532 | 0.0029191 | 0.0029814 | 0.003035 | 0.0030834 | 0.0031243 | 0.0031634 | 0.0032049 | 0.0032437 | 0.0032827 | 0.0033406 | 0.0033991 | 0.0034595 | 0.003521 | 0.0035835 | 0.0036472
F6_Commercial_College (WA)_New_Food Preparation_Natural Gas_Steamer_E3 | F6 | Commercial | College (WA) | New | Food Preparation | Natural Gas | Steamer | E3 | Utility - Value of Sales | 0 | 0 | 0 | 0 | 0 | 0 | 0 | 0 | 0 | 0 | 0 | 0 | 0 | 0 | 0 | 0 | 0 | 0 | 0 | 0 | 0 | 0 | 0 | 0 | 0 | 0 | 0
F6_Commercial_College (WA)_New_Food Preparation_Natural Gas_Steamer_E4 | F6 | Commercial | College (WA) | New | Food Preparation | Natural Gas | Steamer | E4 | Utility - Value of Sales | 0 | 0 | 0 | 0 | 0 | 0 | 0 | 0 | 0 | 0 | 0 | 0 | 0 | 0 | 0 | 0 | 0 | 0 | 0 | 0 | 0 | 0 | 0 | 0 | 0 | 0 | 0
F6_Commercial_College (WA)_New_Food Preparation_Natural Gas_Steamer_E5 | F6 | Commercial | College (WA) | New | Food Preparation | Natural Gas | Steamer | E5 | Utility - Value of Sales | 0 | 0 | 0 | 0 | 0 | 0 | 0 | 0 | 0 | 0 | 0 | 0 | 0 | 0 | 0 | 0 | 0 | 0 | 0 | 0 | 0 | 0 | 0 | 0 | 0 | 0 | 0
F6_Commercial_College (WA)_New_Food Preparation_Natural Gas_Steamer_E6 | F6 | Commercial | College (WA) | New | Food Preparation | Natural Gas | Steamer | E6 | Utility - Value of Sales | 0 | 0 | 0 | 0 | 0 | 0 | 0 | 0 | 0 | 0 | 0 | 0 | 0 | 0 | 0 | 0 | 0 | 0 | 0 | 0 | 0 | 0 | 0 | 0 | 0 | 0 | 0
F6_Commercial_College (WA)_New_Food Preparation_Natural Gas_Steamer_E7 | F6 | Commercial | College (WA) | New | Food Preparation | Natural Gas | Steamer | E7 | Utility - Value of Sales | 0 | 0 | 0 | 0 | 0 | 0 | 0 | 0 | 0 | 0 | 0 | 0 | 0 | 0 | 0 | 0 | 0 | 0 | 0 | 0 | 0 | 0 | 0 | 0 | 0 | 0 | 0
F6_Commercial_College (WA)_New_Food Preparation_Natural Gas_Steamer_E8 | F6 | Commercial | College (WA) | New | Food Preparation | Natural Gas | Steamer | E8 | Utility - Value of Sales | 0 | 0 | 0 | 0 | 0 | 0 | 0 | 0 | 0 | 0 | 0 | 0 | 0 | 0 | 0 | 0 | 0 | 0 | 0 | 0 | 0 | 0 | 0 | 0 | 0 | 0 | 0
F6_Commercial_College (WA)_New_Food Preparation_Natural Gas_Steamer_E9 | F6 | Commercial | College (WA) | New | Food Preparation | Natural Gas | Steamer | E9 | Utility - Value of Sales | 0 | 0 | 0 | 0 | 0 | 0 | 0 | 0 | 0 | 0 | 0 | 0 | 0 | 0 | 0 | 0 | 0 | 0 | 0 | 0 | 0 | 0 | 0 | 0 | 0 | 0 | 0
F6_Commercial_College (WA)_New_Food Preparation_Natural Gas_Steamer_E10 | F6 | Commercial | College (WA) | New | Food Preparation | Natural Gas | Steamer | E10 | Utility - Value of Sales | 0 | 0 | 0 | 0 | 0 | 0 | 0 | 0 | 0 | 0 | 0 | 0 | 0 | 0 | 0 | 0 | 0 | 0 | 0 | 0 | 0 | 0 | 0 | 0 | 0 | 0 | 0
F1_Commercial_College (WA)_New_Food Preparation_Natural Gas_Food Prep Other_E1 | F1 | Commercial | College (WA) | New | Food Preparation | Natural Gas | Food Prep Other | E1 | RVT - Cost of Equipment | 8.5237e-06 | 8.5237e-06 | 8.5237e-06 | 8.5237e-06 | 8.5237e-06 | 8.5237e-06 | 8.5237e-06 | 8.5237e-06 | 8.5237e-06 | 8.5237e-06 | 8.5237e-06 | 8.5237e-06 | 8.5237e-06 | 8.5237e-06 | 8.5237e-06 | 8.5237e-06 | 8.5237e-06 | 8.5237e-06 | 8.5237e-06 | 8.5237e-06 | 8.5237e-06 | 8.5237e-06 | 8.5237e-06 | 8.5237e-06 | 8.5237e-06 | 8.5237e-06 | 8.5237e-06
F1_Commercial_College (WA)_New_Food Preparation_Natural Gas_Food Prep Other_E2 | F1 | Commercial | College (WA) | New | Food Preparation | Natural Gas | Food Prep Other | E2 | RVT - Cost of Equipment | 8.5323e-06 | 8.5323e-06 | 8.5323e-06 | 8.5323e-06 | 8.5323e-06 | 8.5323e-06 | 8.5323e-06 | 8.5323e-06 | 8.5323e-06 | 8.5323e-06 | 8.5323e-06 | 8.5323e-06 | 8.5323e-06 | 8.5323e-06 | 8.5323e-06 | 8.5323e-06 | 8.5323e-06 | 8.5323e-06 | 8.5323e-06 | 8.5323e-06 | 8.5323e-06 | 8.5323e-06 | 8.5323e-06 | 8.5323e-06 | 8.5323e-06 | 8.5323e-06 | 8.5323e-06
F1_Commercial_College (WA)_New_Food Preparation_Natural Gas_Food Prep Other_E3 | F1 | Commercial | College (WA) | New | Food Preparation | Natural Gas | Food Prep Other | E3 | RVT - Cost of Equipment | 0 | 0 | 0 | 0 | 0 | 0 | 0 | 0 | 0 | 0 | 0 | 0 | 0 | 0 | 0 | 0 | 0 | 0 | 0 | 0 | 0 | 0 | 0 | 0 | 0 | 0 | 0
F1_Commercial_College (WA)_New_Food Preparation_Natural Gas_Food Prep Other_E4 | F1 | Commercial | College (WA) | New | Food Preparation | Natural Gas | Food Prep Other | E4 | RVT - Cost of Equipment | 0 | 0 | 0 | 0 | 0 | 0 | 0 | 0 | 0 | 0 | 0 | 0 | 0 | 0 | 0 | 0 | 0 | 0 | 0 | 0 | 0 | 0 | 0 | 0 | 0 | 0 | 0
F1_Commercial_College (WA)_New_Food Preparation_Natural Gas_Food Prep Other_E5 | F1 | Commercial | College (WA) | New | Food Preparation | Natural Gas | Food Prep Other | E5 | RVT - Cost of Equipment | 0 | 0 | 0 | 0 | 0 | 0 | 0 | 0 | 0 | 0 | 0 | 0 | 0 | 0 | 0 | 0 | 0 | 0 | 0 | 0 | 0 | 0 | 0 | 0 | 0 | 0 | 0
F1_Commercial_College (WA)_New_Food Preparation_Natural Gas_Food Prep Other_E6 | F1 | Commercial | College (WA) | New | Food Preparation | Natural Gas | Food Prep Other | E6 | RVT - Cost of Equipment | 0 | 0 | 0 | 0 | 0 | 0 | 0 | 0 | 0 | 0 | 0 | 0 | 0 | 0 | 0 | 0 | 0 | 0 | 0 | 0 | 0 | 0 | 0 | 0 | 0 | 0 | 0
F1_Commercial_College (WA)_New_Food Preparation_Natural Gas_Food Prep Other_E7 | F1 | Commercial | College (WA) | New | Food Preparation | Natural Gas | Food Prep Other | E7 | RVT - Cost of Equipment | 0 | 0 | 0 | 0 | 0 | 0 | 0 | 0 | 0 | 0 | 0 | 0 | 0 | 0 | 0 | 0 | 0 | 0 | 0 | 0 | 0 | 0 | 0 | 0 | 0 | 0 | 0
F1_Commercial_College (WA)_New_Food Preparation_Natural Gas_Food Prep Other_E8 | F1 | Commercial | College (WA) | New | Food Preparation | Natural Gas | Food Prep Other | E8 | RVT - Cost of Equipment | 0 | 0 | 0 | 0 | 0 | 0 | 0 | 0 | 0 | 0 | 0 | 0 | 0 | 0 | 0 | 0 | 0 | 0 | 0 | 0 | 0 | 0 | 0 | 0 | 0 | 0 | 0
F1_Commercial_College (WA)_New_Food Preparation_Natural Gas_Food Prep Other_E9 | F1 | Commercial | College (WA) | New | Food Preparation | Natural Gas | Food Prep Other | E9 | RVT - Cost of Equipment | 0 | 0 | 0 | 0 | 0 | 0 | 0 | 0 | 0 | 0 | 0 | 0 | 0 | 0 | 0 | 0 | 0 | 0 | 0 | 0 | 0 | 0 | 0 | 0 | 0 | 0 | 0
F1_Commercial_College (WA)_New_Food Preparation_Natural Gas_Food Prep Other_E10 | F1 | Commercial | College (WA) | New | Food Preparation | Natural Gas | Food Prep Other | E10 | RVT - Cost of Equipment | 0 | 0 | 0 | 0 | 0 | 0 | 0 | 0 | 0 | 0 | 0 | 0 | 0 | 0 | 0 | 0 | 0 | 0 | 0 | 0 | 0 | 0 | 0 | 0 | 0 | 0 | 0
F2_Commercial_College (WA)_New_Food Preparation_Natural Gas_Food Prep Other_E1 | F2 | Commercial | College (WA) | New | Food Preparation | Natural Gas | Food Prep Other | E1 | RVT - Cost of Operation | 0.0024028 | 0.0024428 | 0.0024915 | 0.0025508 | 0.0026212 | 0.0027144 | 0.0028099 | 0.0029024 | 0.0029875 | 0.0030692 | 0.0031531 | 0.0032281 | 0.0033063 | 0.0033786 | 0.0034395 | 0.0034934 | 0.0035377 | 0.0035794 | 0.0036241 | 0.0036652 | 0.0037062 | 0.0037716 | 0.0038375 | 0.0039057 | 0.0039751 | 0.0040457 | 0.0041176
F2_Commercial_College (WA)_New_Food Preparation_Natural Gas_Food Prep Other_E2 | F2 | Commercial | College (WA) | New | Food Preparation | Natural Gas | Food Prep Other | E2 | RVT - Cost of Operation | 0.0024028 | 0.0024428 | 0.0024915 | 0.0025507 | 0.0026212 | 0.0027144 | 0.0028099 | 0.0029024 | 0.0029875 | 0.0030692 | 0.0031531 | 0.0032281 | 0.0033063 | 0.0033786 | 0.0034395 | 0.0034934 | 0.0035377 | 0.0035794 | 0.0036241 | 0.0036651 | 0.0037062 | 0.0037715 | 0.0038375 | 0.0039057 | 0.0039751 | 0.0040457 | 0.0041176
F2_Commercial_College (WA)_New_Food Preparation_Natural Gas_Food Prep Other_E3 | F2 | Commercial | College (WA) | New | Food Preparation | Natural Gas | Food Prep Other | E3 | RVT - Cost of Operation | 0 | 0 | 0 | 0 | 0 | 0 | 0 | 0 | 0 | 0 | 0 | 0 | 0 | 0 | 0 | 0 | 0 | 0 | 0 | 0 | 0 | 0 | 0 | 0 | 0 | 0 | 0
F2_Commercial_College (WA)_New_Food Preparation_Natural Gas_Food Prep Other_E4 | F2 | Commercial | College (WA) | New | Food Preparation | Natural Gas | Food Prep Other | E4 | RVT - Cost of Operation | 0 | 0 | 0 | 0 | 0 | 0 | 0 | 0 | 0 | 0 | 0 | 0 | 0 | 0 | 0 | 0 | 0 | 0 | 0 | 0 | 0 | 0 | 0 | 0 | 0 | 0 | 0
F2_Commercial_College (WA)_New_Food Preparation_Natural Gas_Food Prep Other_E5 | F2 | Commercial | College (WA) | New | Food Preparation | Natural Gas | Food Prep Other | E5 | RVT - Cost of Operation | 0 | 0 | 0 | 0 | 0 | 0 | 0 | 0 | 0 | 0 | 0 | 0 | 0 | 0 | 0 | 0 | 0 | 0 | 0 | 0 | 0 | 0 | 0 | 0 | 0 | 0 | 0
F2_Commercial_College (WA)_New_Food Preparation_Natural Gas_Food Prep Other_E6 | F2 | Commercial | College (WA) | New | Food Preparation | Natural Gas | Food Prep Other | E6 | RVT - Cost of Operation | 0 | 0 | 0 | 0 | 0 | 0 | 0 | 0 | 0 | 0 | 0 | 0 | 0 | 0 | 0 | 0 | 0 | 0 | 0 | 0 | 0 | 0 | 0 | 0 | 0 | 0 | 0
F2_Commercial_College (WA)_New_Food Preparation_Natural Gas_Food Prep Other_E7 | F2 | Commercial | College (WA) | New | Food Preparation | Natural Gas | Food Prep Other | E7 | RVT - Cost of Operation | 0 | 0 | 0 | 0 | 0 | 0 | 0 | 0 | 0 | 0 | 0 | 0 | 0 | 0 | 0 | 0 | 0 | 0 | 0 | 0 | 0 | 0 | 0 | 0 | 0 | 0 | 0
F2_Commercial_College (WA)_New_Food Preparation_Natural Gas_Food Prep Other_E8 | F2 | Commercial | College (WA) | New | Food Preparation | Natural Gas | Food Prep Other | E8 | RVT - Cost of Operation | 0 | 0 | 0 | 0 | 0 | 0 | 0 | 0 | 0 | 0 | 0 | 0 | 0 | 0 | 0 | 0 | 0 | 0 | 0 | 0 | 0 | 0 | 0 | 0 | 0 | 0 | 0
F2_Commercial_College (WA)_New_Food Preparation_Natural Gas_Food Prep Other_E9 | F2 | Commercial | College (WA) | New | Food Preparation | Natural Gas | Food Prep Other | E9 | RVT - Cost of Operation | 0 | 0 | 0 | 0 | 0 | 0 | 0 | 0 | 0 | 0 | 0 | 0 | 0 | 0 | 0 | 0 | 0 | 0 | 0 | 0 | 0 | 0 | 0 | 0 | 0 | 0 | 0
F2_Commercial_College (WA)_New_Food Preparation_Natural Gas_Food Prep Other_E10 | F2 | Commercial | College (WA) | New | Food Preparation | Natural Gas | Food Prep Other | E10 | RVT - Cost of Operation | 0 | 0 | 0 | 0 | 0 | 0 | 0 | 0 | 0 | 0 | 0 | 0 | 0 | 0 | 0 | 0 | 0 | 0 | 0 | 0 | 0 | 0 | 0 | 0 | 0 | 0 | 0
F3_Commercial_College (WA)_New_Food Preparation_Natural Gas_Food Prep Other_E1 | F3 | Commercial | College (WA) | New | Food Preparation | Natural Gas | Food Prep Other | E1 | System - kBTUs of Consumption | 0.58241 | 0.58241 | 0.58241 | 0.58241 | 0.58241 | 0.58241 | 0.58241 | 0.58241 | 0.58241 | 0.58241 | 0.58241 | 0.58241 | 0.58241 | 0.58241 | 0.58241 | 0.58241 | 0.58241 | 0.58241 | 0.58241 | 0.58241 | 0.58241 | 0.58241 | 0.58241 | 0.58241 | 0.58241 | 0.58241 | 0.58241
F3_Commercial_College (WA)_New_Food Preparation_Natural Gas_Food Prep Other_E2 | F3 | Commercial | College (WA) | New | Food Preparation | Natural Gas | Food Prep Other | E2 | System - kBTUs of Consumption | 0.58241 | 0.58241 | 0.58241 | 0.58241 | 0.58241 | 0.58241 | 0.58241 | 0.58241 | 0.58241 | 0.58241 | 0.58241 | 0.58241 | 0.58241 | 0.58241 | 0.58241 | 0.58241 | 0.58241 | 0.58241 | 0.58241 | 0.58241 | 0.58241 | 0.58241 | 0.58241 | 0.58241 | 0.58241 | 0.58241 | 0.58241
F3_Commercial_College (WA)_New_Food Preparation_Natural Gas_Food Prep Other_E3 | F3 | Commercial | College (WA) | New | Food Preparation | Natural Gas | Food Prep Other | E3 | System - kBTUs of Consumption | 0 | 0 | 0 | 0 | 0 | 0 | 0 | 0 | 0 | 0 | 0 | 0 | 0 | 0 | 0 | 0 | 0 | 0 | 0 | 0 | 0 | 0 | 0 | 0 | 0 | 0 | 0
F3_Commercial_College (WA)_New_Food Preparation_Natural Gas_Food Prep Other_E4 | F3 | Commercial | College (WA) | New | Food Preparation | Natural Gas | Food Prep Other | E4 | System - kBTUs of Consumption | 0 | 0 | 0 | 0 | 0 | 0 | 0 | 0 | 0 | 0 | 0 | 0 | 0 | 0 | 0 | 0 | 0 | 0 | 0 | 0 | 0 | 0 | 0 | 0 | 0 | 0 | 0
F3_Commercial_College (WA)_New_Food Preparation_Natural Gas_Food Prep Other_E5 | F3 | Commercial | College (WA) | New | Food Preparation | Natural Gas | Food Prep Other | E5 | System - kBTUs of Consumption | 0 | 0 | 0 | 0 | 0 | 0 | 0 | 0 | 0 | 0 | 0 | 0 | 0 | 0 | 0 | 0 | 0 | 0 | 0 | 0 | 0 | 0 | 0 | 0 | 0 | 0 | 0
F3_Commercial_College (WA)_New_Food Preparation_Natural Gas_Food Prep Other_E6 | F3 | Commercial | College (WA) | New | Food Preparation | Natural Gas | Food Prep Other | E6 | System - kBTUs of Consumption | 0 | 0 | 0 | 0 | 0 | 0 | 0 | 0 | 0 | 0 | 0 | 0 | 0 | 0 | 0 | 0 | 0 | 0 | 0 | 0 | 0 | 0 | 0 | 0 | 0 | 0 | 0
F3_Commercial_College (WA)_New_Food Preparation_Natural Gas_Food Prep Other_E7 | F3 | Commercial | College (WA) | New | Food Preparation | Natural Gas | Food Prep Other | E7 | System - kBTUs of Consumption | 0 | 0 | 0 | 0 | 0 | 0 | 0 | 0 | 0 | 0 | 0 | 0 | 0 | 0 | 0 | 0 | 0 | 0 | 0 | 0 | 0 | 0 | 0 | 0 | 0 | 0 | 0
F3_Commercial_College (WA)_New_Food Preparation_Natural Gas_Food Prep Other_E8 | F3 | Commercial | College (WA) | New | Food Preparation | Natural Gas | Food Prep Other | E8 | System - kBTUs of Consumption | 0 | 0 | 0 | 0 | 0 | 0 | 0 | 0 | 0 | 0 | 0 | 0 | 0 | 0 | 0 | 0 | 0 | 0 | 0 | 0 | 0 | 0 | 0 | 0 | 0 | 0 | 0
F3_Commercial_College (WA)_New_Food Preparation_Natural Gas_Food Prep Other_E9 | F3 | Commercial | College (WA) | New | Food Preparation | Natural Gas | Food Prep Other | E9 | System - kBTUs of Consumption | 0 | 0 | 0 | 0 | 0 | 0 | 0 | 0 | 0 | 0 | 0 | 0 | 0 | 0 | 0 | 0 | 0 | 0 | 0 | 0 | 0 | 0 | 0 | 0 | 0 | 0 | 0
F3_Commercial_College (WA)_New_Food Preparation_Natural Gas_Food Prep Other_E10 | F3 | Commercial | College (WA) | New | Food Preparation | Natural Gas | Food Prep Other | E10 | System - kBTUs of Consumption | 0 | 0 | 0 | 0 | 0 | 0 | 0 | 0 | 0 | 0 | 0 | 0 | 0 | 0 | 0 | 0 | 0 | 0 | 0 | 0 | 0 | 0 | 0 | 0 | 0 | 0 | 0
F4_Commercial_College (WA)_New_Food Preparation_Natural Gas_Food Prep Other_E1 | F4 | Commercial | College (WA) | New | Food Preparation | Natural Gas | Food Prep Other | E1 | Utility - Cost of Equipment | 8.5237e-06 | 8.5237e-06 | 8.5237e-06 | 8.5237e-06 | 8.5237e-06 | 8.5237e-06 | 8.5237e-06 | 8.5237e-06 | 8.5237e-06 | 8.5237e-06 | 8.5237e-06 | 8.5237e-06 | 8.5237e-06 | 8.5237e-06 | 8.5237e-06 | 8.5237e-06 | 8.5237e-06 | 8.5237e-06 | 8.5237e-06 | 8.5237e-06 | 8.5237e-06 | 8.5237e-06 | 8.5237e-06 | 8.5237e-06 | 8.5237e-06 | 8.5237e-06 | 8.5237e-06
F4_Commercial_College (WA)_New_Food Preparation_Natural Gas_Food Prep Other_E2 | F4 | Commercial | College (WA) | New | Food Preparation | Natural Gas | Food Prep Other | E2 | Utility - Cost of Equipment | 8.5323e-06 | 8.5323e-06 | 8.5323e-06 | 8.5323e-06 | 8.5323e-06 | 8.5323e-06 | 8.5323e-06 | 8.5323e-06 | 8.5323e-06 | 8.5323e-06 | 8.5323e-06 | 8.5323e-06 | 8.5323e-06 | 8.5323e-06 | 8.5323e-06 | 8.5323e-06 | 8.5323e-06 | 8.5323e-06 | 8.5323e-06 | 8.5323e-06 | 8.5323e-06 | 8.5323e-06 | 8.5323e-06 | 8.5323e-06 | 8.5323e-06 | 8.5323e-06 | 8.5323e-06
F4_Commercial_College (WA)_New_Food Preparation_Natural Gas_Food Prep Other_E3 | F4 | Commercial | College (WA) | New | Food Preparation | Natural Gas | Food Prep Other | E3 | Utility - Cost of Equipment | 0 | 0 | 0 | 0 | 0 | 0 | 0 | 0 | 0 | 0 | 0 | 0 | 0 | 0 | 0 | 0 | 0 | 0 | 0 | 0 | 0 | 0 | 0 | 0 | 0 | 0 | 0
F4_Commercial_College (WA)_New_Food Preparation_Natural Gas_Food Prep Other_E4 | F4 | Commercial | College (WA) | New | Food Preparation | Natural Gas | Food Prep Other | E4 | Utility - Cost of Equipment | 0 | 0 | 0 | 0 | 0 | 0 | 0 | 0 | 0 | 0 | 0 | 0 | 0 | 0 | 0 | 0 | 0 | 0 | 0 | 0 | 0 | 0 | 0 | 0 | 0 | 0 | 0
F4_Commercial_College (WA)_New_Food Preparation_Natural Gas_Food Prep Other_E5 | F4 | Commercial | College (WA) | New | Food Preparation | Natural Gas | Food Prep Other | E5 | Utility - Cost of Equipment | 0 | 0 | 0 | 0 | 0 | 0 | 0 | 0 | 0 | 0 | 0 | 0 | 0 | 0 | 0 | 0 | 0 | 0 | 0 | 0 | 0 | 0 | 0 | 0 | 0 | 0 | 0
F4_Commercial_College (WA)_New_Food Preparation_Natural Gas_Food Prep Other_E6 | F4 | Commercial | College (WA) | New | Food Preparation | Natural Gas | Food Prep Other | E6 | Utility - Cost of Equipment | 0 | 0 | 0 | 0 | 0 | 0 | 0 | 0 | 0 | 0 | 0 | 0 | 0 | 0 | 0 | 0 | 0 | 0 | 0 | 0 | 0 | 0 | 0 | 0 | 0 | 0 | 0
F4_Commercial_College (WA)_New_Food Preparation_Natural Gas_Food Prep Other_E7 | F4 | Commercial | College (WA) | New | Food Preparation | Natural Gas | Food Prep Other | E7 | Utility - Cost of Equipment | 0 | 0 | 0 | 0 | 0 | 0 | 0 | 0 | 0 | 0 | 0 | 0 | 0 | 0 | 0 | 0 | 0 | 0 | 0 | 0 | 0 | 0 | 0 | 0 | 0 | 0 | 0
F4_Commercial_College (WA)_New_Food Preparation_Natural Gas_Food Prep Other_E8 | F4 | Commercial | College (WA) | New | Food Preparation | Natural Gas | Food Prep Other | E8 | Utility - Cost of Equipment | 0 | 0 | 0 | 0 | 0 | 0 | 0 | 0 | 0 | 0 | 0 | 0 | 0 | 0 | 0 | 0 | 0 | 0 | 0 | 0 | 0 | 0 | 0 | 0 | 0 | 0 | 0
F4_Commercial_College (WA)_New_Food Preparation_Natural Gas_Food Prep Other_E9 | F4 | Commercial | College (WA) | New | Food Preparation | Natural Gas | Food Prep Other | E9 | Utility - Cost of Equipment | 0 | 0 | 0 | 0 | 0 | 0 | 0 | 0 | 0 | 0 | 0 | 0 | 0 | 0 | 0 | 0 | 0 | 0 | 0 | 0 | 0 | 0 | 0 | 0 | 0 | 0 | 0
F4_Commercial_College (WA)_New_Food Preparation_Natural Gas_Food Prep Other_E10 | F4 | Commercial | College (WA) | New | Food Preparation | Natural Gas | Food Prep Other | E10 | Utility - Cost of Equipment | 0 | 0 | 0 | 0 | 0 | 0 | 0 | 0 | 0 | 0 | 0 | 0 | 0 | 0 | 0 | 0 | 0 | 0 | 0 | 0 | 0 | 0 | 0 | 0 | 0 | 0 | 0
F5_Commercial_College (WA)_New_Food Preparation_Natural Gas_Food Prep Other_E1 | F5 | Commercial | College (WA) | New | Food Preparation | Natural Gas | Food Prep Other | E1 | Utility - Cost of Operation | 0.0020199 | 0.0020665 | 0.0021251 | 0.0021943 | 0.0022748 | 0.0023763 | 0.002482 | 0.0025874 | 0.002689 | 0.0027921 | 0.0028725 | 0.0029473 | 0.003028 | 0.0031066 | 0.0031759 | 0.00324 | 0.0032966 | 0.0033522 | 0.0034121 | 0.0034701 | 0.0035297 | 0.003592 | 0.0036548 | 0.0037197 | 0.0037858 | 0.0038531 | 0.0039215
F5_Commercial_College (WA)_New_Food Preparation_Natural Gas_Food Prep Other_E2 | F5 | Commercial | College (WA) | New | Food Preparation | Natural Gas | Food Prep Other | E2 | Utility - Cost of Operation | 0.0020198 | 0.0020665 | 0.0021251 | 0.0021943 | 0.0022748 | 0.0023763 | 0.002482 | 0.0025874 | 0.002689 | 0.0027921 | 0.0028725 | 0.0029473 | 0.003028 | 0.0031065 | 0.0031758 | 0.00324 | 0.0032966 | 0.0033522 | 0.003412 | 0.00347 | 0.0035297 | 0.0035919 | 0.0036548 | 0.0037197 | 0.0037858 | 0.003853 | 0.0039215
F5_Commercial_College (WA)_New_Food Preparation_Natural Gas_Food Prep Other_E3 | F5 | Commercial | College (WA) | New | Food Preparation | Natural Gas | Food Prep Other | E3 | Utility - Cost of Operation | 0 | 0 | 0 | 0 | 0 | 0 | 0 | 0 | 0 | 0 | 0 | 0 | 0 | 0 | 0 | 0 | 0 | 0 | 0 | 0 | 0 | 0 | 0 | 0 | 0 | 0 | 0
F5_Commercial_College (WA)_New_Food Preparation_Natural Gas_Food Prep Other_E4 | F5 | Commercial | College (WA) | New | Food Preparation | Natural Gas | Food Prep Other | E4 | Utility - Cost of Operation | 0 | 0 | 0 | 0 | 0 | 0 | 0 | 0 | 0 | 0 | 0 | 0 | 0 | 0 | 0 | 0 | 0 | 0 | 0 | 0 | 0 | 0 | 0 | 0 | 0 | 0 | 0
F5_Commercial_College (WA)_New_Food Preparation_Natural Gas_Food Prep Other_E5 | F5 | Commercial | College (WA) | New | Food Preparation | Natural Gas | Food Prep Other | E5 | Utility - Cost of Operation | 0 | 0 | 0 | 0 | 0 | 0 | 0 | 0 | 0 | 0 | 0 | 0 | 0 | 0 | 0 | 0 | 0 | 0 | 0 | 0 | 0 | 0 | 0 | 0 | 0 | 0 | 0
F5_Commercial_College (WA)_New_Food Preparation_Natural Gas_Food Prep Other_E6 | F5 | Commercial | College (WA) | New | Food Preparation | Natural Gas | Food Prep Other | E6 | Utility - Cost of Operation | 0 | 0 | 0 | 0 | 0 | 0 | 0 | 0 | 0 | 0 | 0 | 0 | 0 | 0 | 0 | 0 | 0 | 0 | 0 | 0 | 0 | 0 | 0 | 0 | 0 | 0 | 0
F5_Commercial_College (WA)_New_Food Preparation_Natural Gas_Food Prep Other_E7 | F5 | Commercial | College (WA) | New | Food Preparation | Natural Gas | Food Prep Other | E7 | Utility - Cost of Operation | 0 | 0 | 0 | 0 | 0 | 0 | 0 | 0 | 0 | 0 | 0 | 0 | 0 | 0 | 0 | 0 | 0 | 0 | 0 | 0 | 0 | 0 | 0 | 0 | 0 | 0 | 0
F5_Commercial_College (WA)_New_Food Preparation_Natural Gas_Food Prep Other_E8 | F5 | Commercial | College (WA) | New | Food Preparation | Natural Gas | Food Prep Other | E8 | Utility - Cost of Operation | 0 | 0 | 0 | 0 | 0 | 0 | 0 | 0 | 0 | 0 | 0 | 0 | 0 | 0 | 0 | 0 | 0 | 0 | 0 | 0 | 0 | 0 | 0 | 0 | 0 | 0 | 0
F5_Commercial_College (WA)_New_Food Preparation_Natural Gas_Food Prep Other_E9 | F5 | Commercial | College (WA) | New | Food Preparation | Natural Gas | Food Prep Other | E9 | Utility - Cost of Operation | 0 | 0 | 0 | 0 | 0 | 0 | 0 | 0 | 0 | 0 | 0 | 0 | 0 | 0 | 0 | 0 | 0 | 0 | 0 | 0 | 0 | 0 | 0 | 0 | 0 | 0 | 0
F5_Commercial_College (WA)_New_Food Preparation_Natural Gas_Food Prep Other_E10 | F5 | Commercial | College (WA) | New | Food Preparation | Natural Gas | Food Prep Other | E10 | Utility - Cost of Operation | 0 | 0 | 0 | 0 | 0 | 0 | 0 | 0 | 0 | 0 | 0 | 0 | 0 | 0 | 0 | 0 | 0 | 0 | 0 | 0 | 0 | 0 | 0 | 0 | 0 | 0 | 0
F6_Commercial_College (WA)_New_Food Preparation_Natural Gas_Food Prep Other_E1 | F6 | Commercial | College (WA) | New | Food Preparation | Natural Gas | Food Prep Other | E1 | Utility - Value of Sales | 0.0024028 | 0.0024428 | 0.0024915 | 0.0025508 | 0.0026212 | 0.0027144 | 0.0028099 | 0.0029024 | 0.0029875 | 0.0030692 | 0.0031531 | 0.0032281 | 0.0033063 | 0.0033786 | 0.0034395 | 0.0034934 | 0.0035377 | 0.0035794 | 0.0036241 | 0.0036652 | 0.0037062 | 0.0037716 | 0.0038375 | 0.0039057 | 0.0039751 | 0.0040457 | 0.0041176
F6_Commercial_College (WA)_New_Food Preparation_Natural Gas_Food Prep Other_E2 | F6 | Commercial | College (WA) | New | Food Preparation | Natural Gas | Food Prep Other | E2 | Utility - Value of Sales | 0.0024028 | 0.0024428 | 0.0024915 | 0.0025507 | 0.0026212 | 0.0027144 | 0.0028099 | 0.0029024 | 0.0029875 | 0.0030692 | 0.0031531 | 0.0032281 | 0.0033063 | 0.0033786 | 0.0034395 | 0.0034934 | 0.0035377 | 0.0035794 | 0.0036241 | 0.0036651 | 0.0037062 | 0.0037715 | 0.0038375 | 0.0039057 | 0.0039751 | 0.0040457 | 0.0041176
F6_Commercial_College (WA)_New_Food Preparation_Natural Gas_Food Prep Other_E3 | F6 | Commercial | College (WA) | New | Food Preparation | Natural Gas | Food Prep Other | E3 | Utility - Value of Sales | 0 | 0 | 0 | 0 | 0 | 0 | 0 | 0 | 0 | 0 | 0 | 0 | 0 | 0 | 0 | 0 | 0 | 0 | 0 | 0 | 0 | 0 | 0 | 0 | 0 | 0 | 0
F6_Commercial_College (WA)_New_Food Preparation_Natural Gas_Food Prep Other_E4 | F6 | Commercial | College (WA) | New | Food Preparation | Natural Gas | Food Prep Other | E4 | Utility - Value of Sales | 0 | 0 | 0 | 0 | 0 | 0 | 0 | 0 | 0 | 0 | 0 | 0 | 0 | 0 | 0 | 0 | 0 | 0 | 0 | 0 | 0 | 0 | 0 | 0 | 0 | 0 | 0
F6_Commercial_College (WA)_New_Food Preparation_Natural Gas_Food Prep Other_E5 | F6 | Commercial | College (WA) | New | Food Preparation | Natural Gas | Food Prep Other | E5 | Utility - Value of Sales | 0 | 0 | 0 | 0 | 0 | 0 | 0 | 0 | 0 | 0 | 0 | 0 | 0 | 0 | 0 | 0 | 0 | 0 | 0 | 0 | 0 | 0 | 0 | 0 | 0 | 0 | 0
F6_Commercial_College (WA)_New_Food Preparation_Natural Gas_Food Prep Other_E6 | F6 | Commercial | College (WA) | New | Food Preparation | Natural Gas | Food Prep Other | E6 | Utility - Value of Sales | 0 | 0 | 0 | 0 | 0 | 0 | 0 | 0 | 0 | 0 | 0 | 0 | 0 | 0 | 0 | 0 | 0 | 0 | 0 | 0 | 0 | 0 | 0 | 0 | 0 | 0 | 0
F6_Commercial_College (WA)_New_Food Preparation_Natural Gas_Food Prep Other_E7 | F6 | Commercial | College (WA) | New | Food Preparation | Natural Gas | Food Prep Other | E7 | Utility - Value of Sales | 0 | 0 | 0 | 0 | 0 | 0 | 0 | 0 | 0 | 0 | 0 | 0 | 0 | 0 | 0 | 0 | 0 | 0 | 0 | 0 | 0 | 0 | 0 | 0 | 0 | 0 | 0
F6_Commercial_College (WA)_New_Food Preparation_Natural Gas_Food Prep Other_E8 | F6 | Commercial | College (WA) | New | Food Preparation | Natural Gas | Food Prep Other | E8 | Utility - Value of Sales | 0 | 0 | 0 | 0 | 0 | 0 | 0 | 0 | 0 | 0 | 0 | 0 | 0 | 0 | 0 | 0 | 0 | 0 | 0 | 0 | 0 | 0 | 0 | 0 | 0 | 0 | 0
F6_Commercial_College (WA)_New_Food Preparation_Natural Gas_Food Prep Other_E9 | F6 | Commercial | College (WA) | New | Food Preparation | Natural Gas | Food Prep Other | E9 | Utility - Value of Sales | 0 | 0 | 0 | 0 | 0 | 0 | 0 | 0 | 0 | 0 | 0 | 0 | 0 | 0 | 0 | 0 | 0 | 0 | 0 | 0 | 0 | 0 | 0 | 0 | 0 | 0 | 0
F6_Commercial_College (WA)_New_Food Preparation_Natural Gas_Food Prep Other_E10 | F6 | Commercial | College (WA) | New | Food Preparation | Natural Gas | Food Prep Other | E10 | Utility - Value of Sales | 0 | 0 | 0 | 0 | 0 | 0 | 0 | 0 | 0 | 0 | 0 | 0 | 0 | 0 | 0 | 0 | 0 | 0 | 0 | 0 | 0 | 0 | 0 | 0 | 0 | 0 | 0
F1_Commercial_College (WA)_New_Miscellaneous_Natural Gas_Pool Heater_E1 | F1 | Commercial | College (WA) | New | Miscellaneous | Natural Gas | Pool Heater | E1 | RVT - Cost of Equipment | 2.2941e-05 | 2.2941e-05 | 2.2941e-05 | 2.2941e-05 | 2.2941e-05 | 2.2941e-05 | 2.2941e-05 | 2.2941e-05 | 2.2941e-05 | 2.2941e-05 | 2.2941e-05 | 2.2941e-05 | 2.2941e-05 | 2.2941e-05 | 2.2941e-05 | 2.2941e-05 | 2.2941e-05 | 2.2941e-05 | 2.2941e-05 | 2.2941e-05 | 2.2941e-05 | 2.2941e-05 | 2.2941e-05 | 2.2941e-05 | 2.2941e-05 | 2.2941e-05 | 2.2941e-05
F1_Commercial_College (WA)_New_Miscellaneous_Natural Gas_Pool Heater_E2 | F1 | Commercial | College (WA) | New | Miscellaneous | Natural Gas | Pool Heater | E2 | RVT - Cost of Equipment | 3.7563e-05 | 3.7563e-05 | 3.7563e-05 | 3.7563e-05 | 3.7563e-05 | 3.7563e-05 | 3.7563e-05 | 3.7563e-05 | 3.7563e-05 | 3.7563e-05 | 3.7563e-05 | 3.7563e-05 | 3.7563e-05 | 3.7563e-05 | 3.7563e-05 | 3.7563e-05 | 3.7563e-05 | 3.7563e-05 | 3.7563e-05 | 3.7563e-05 | 3.7563e-05 | 3.7563e-05 | 3.7563e-05 | 3.7563e-05 | 3.7563e-05 | 3.7563e-05 | 3.7563e-05
F1_Commercial_College (WA)_New_Miscellaneous_Natural Gas_Pool Heater_E3 | F1 | Commercial | College (WA) | New | Miscellaneous | Natural Gas | Pool Heater | E3 | RVT - Cost of Equipment | 0 | 0 | 0 | 0 | 0 | 0 | 0 | 0 | 0 | 0 | 0 | 0 | 0 | 0 | 0 | 0 | 0 | 0 | 0 | 0 | 0 | 0 | 0 | 0 | 0 | 0 | 0
F1_Commercial_College (WA)_New_Miscellaneous_Natural Gas_Pool Heater_E4 | F1 | Commercial | College (WA) | New | Miscellaneous | Natural Gas | Pool Heater | E4 | RVT - Cost of Equipment | 0 | 0 | 0 | 0 | 0 | 0 | 0 | 0 | 0 | 0 | 0 | 0 | 0 | 0 | 0 | 0 | 0 | 0 | 0 | 0 | 0 | 0 | 0 | 0 | 0 | 0 | 0
F1_Commercial_College (WA)_New_Miscellaneous_Natural Gas_Pool Heater_E5 | F1 | Commercial | College (WA) | New | Miscellaneous | Natural Gas | Pool Heater | E5 | RVT - Cost of Equipment | 0 | 0 | 0 | 0 | 0 | 0 | 0 | 0 | 0 | 0 | 0 | 0 | 0 | 0 | 0 | 0 | 0 | 0 | 0 | 0 | 0 | 0 | 0 | 0 | 0 | 0 | 0
F1_Commercial_College (WA)_New_Miscellaneous_Natural Gas_Pool Heater_E6 | F1 | Commercial | College (WA) | New | Miscellaneous | Natural Gas | Pool Heater | E6 | RVT - Cost of Equipment | 0 | 0 | 0 | 0 | 0 | 0 | 0 | 0 | 0 | 0 | 0 | 0 | 0 | 0 | 0 | 0 | 0 | 0 | 0 | 0 | 0 | 0 | 0 | 0 | 0 | 0 | 0
F1_Commercial_College (WA)_New_Miscellaneous_Natural Gas_Pool Heater_E7 | F1 | Commercial | College (WA) | New | Miscellaneous | Natural Gas | Pool Heater | E7 | RVT - Cost of Equipment | 0 | 0 | 0 | 0 | 0 | 0 | 0 | 0 | 0 | 0 | 0 | 0 | 0 | 0 | 0 | 0 | 0 | 0 | 0 | 0 | 0 | 0 | 0 | 0 | 0 | 0 | 0
F1_Commercial_College (WA)_New_Miscellaneous_Natural Gas_Pool Heater_E8 | F1 | Commercial | College (WA) | New | Miscellaneous | Natural Gas | Pool Heater | E8 | RVT - Cost of Equipment | 0 | 0 | 0 | 0 | 0 | 0 | 0 | 0 | 0 | 0 | 0 | 0 | 0 | 0 | 0 | 0 | 0 | 0 | 0 | 0 | 0 | 0 | 0 | 0 | 0 | 0 | 0
F1_Commercial_College (WA)_New_Miscellaneous_Natural Gas_Pool Heater_E9 | F1 | Commercial | College (WA) | New | Miscellaneous | Natural Gas | Pool Heater | E9 | RVT - Cost of Equipment | 0 | 0 | 0 | 0 | 0 | 0 | 0 | 0 | 0 | 0 | 0 | 0 | 0 | 0 | 0 | 0 | 0 | 0 | 0 | 0 | 0 | 0 | 0 | 0 | 0 | 0 | 0
F1_Commercial_College (WA)_New_Miscellaneous_Natural Gas_Pool Heater_E10 | F1 | Commercial | College (WA) | New | Miscellaneous | Natural Gas | Pool Heater | E10 | RVT - Cost of Equipment | 0 | 0 | 0 | 0 | 0 | 0 | 0 | 0 | 0 | 0 | 0 | 0 | 0 | 0 | 0 | 0 | 0 | 0 | 0 | 0 | 0 | 0 | 0 | 0 | 0 | 0 | 0
F2_Commercial_College (WA)_New_Miscellaneous_Natural Gas_Pool Heater_E1 | F2 | Commercial | College (WA) | New | Miscellaneous | Natural Gas | Pool Heater | E1 | RVT - Cost of Operation | 0.0028375 | 0.002859 | 0.0028979 | 0.0029565 | 0.0030335 | 0.0031457 | 0.0032588 | 0.0033674 | 0.0034653 | 0.0035682 | 0.0036863 | 0.0037971 | 0.0039223 | 0.0040381 | 0.0041287 | 0.0042021 | 0.0042516 | 0.0042892 | 0.0043316 | 0.0043663 | 0.0044003 | 0.0044776 | 0.0045552 | 0.0046362 | 0.0047185 | 0.0048024 | 0.0048877
F2_Commercial_College (WA)_New_Miscellaneous_Natural Gas_Pool Heater_E2 | F2 | Commercial | College (WA) | New | Miscellaneous | Natural Gas | Pool Heater | E2 | RVT - Cost of Operation | 0.0024118 | 0.0024301 | 0.0024632 | 0.002513 | 0.0025785 | 0.0026738 | 0.00277 | 0.0028623 | 0.0029455 | 0.003033 | 0.0031333 | 0.0032275 | 0.0033339 | 0.0034324 | 0.0035094 | 0.0035718 | 0.0036138 | 0.0036458 | 0.0036819 | 0.0037113 | 0.0037403 | 0.0038059 | 0.0038719 | 0.0039407 | 0.0040107 | 0.004082 | 0.0041545
F2_Commercial_College (WA)_New_Miscellaneous_Natural Gas_Pool Heater_E3 | F2 | Commercial | College (WA) | New | Miscellaneous | Natural Gas | Pool Heater | E3 | RVT - Cost of Operation | 0 | 0 | 0 | 0 | 0 | 0 | 0 | 0 | 0 | 0 | 0 | 0 | 0 | 0 | 0 | 0 | 0 | 0 | 0 | 0 | 0 | 0 | 0 | 0 | 0 | 0 | 0
F2_Commercial_College (WA)_New_Miscellaneous_Natural Gas_Pool Heater_E4 | F2 | Commercial | College (WA) | New | Miscellaneous | Natural Gas | Pool Heater | E4 | RVT - Cost of Operation | 0 | 0 | 0 | 0 | 0 | 0 | 0 | 0 | 0 | 0 | 0 | 0 | 0 | 0 | 0 | 0 | 0 | 0 | 0 | 0 | 0 | 0 | 0 | 0 | 0 | 0 | 0
F2_Commercial_College (WA)_New_Miscellaneous_Natural Gas_Pool Heater_E5 | F2 | Commercial | College (WA) | New | Miscellaneous | Natural Gas | Pool Heater | E5 | RVT - Cost of Operation | 0 | 0 | 0 | 0 | 0 | 0 | 0 | 0 | 0 | 0 | 0 | 0 | 0 | 0 | 0 | 0 | 0 | 0 | 0 | 0 | 0 | 0 | 0 | 0 | 0 | 0 | 0
F2_Commercial_College (WA)_New_Miscellaneous_Natural Gas_Pool Heater_E6 | F2 | Commercial | College (WA) | New | Miscellaneous | Natural Gas | Pool Heater | E6 | RVT - Cost of Operation | 0 | 0 | 0 | 0 | 0 | 0 | 0 | 0 | 0 | 0 | 0 | 0 | 0 | 0 | 0 | 0 | 0 | 0 | 0 | 0 | 0 | 0 | 0 | 0 | 0 | 0 | 0
F2_Commercial_College (WA)_New_Miscellaneous_Natural Gas_Pool Heater_E7 | F2 | Commercial | College (WA) | New | Miscellaneous | Natural Gas | Pool Heater | E7 | RVT - Cost of Operation | 0 | 0 | 0 | 0 | 0 | 0 | 0 | 0 | 0 | 0 | 0 | 0 | 0 | 0 | 0 | 0 | 0 | 0 | 0 | 0 | 0 | 0 | 0 | 0 | 0 | 0 | 0
F2_Commercial_College (WA)_New_Miscellaneous_Natural Gas_Pool Heater_E8 | F2 | Commercial | College (WA) | New | Miscellaneous | Natural Gas | Pool Heater | E8 | RVT - Cost of Operation | 0 | 0 | 0 | 0 | 0 | 0 | 0 | 0 | 0 | 0 | 0 | 0 | 0 | 0 | 0 | 0 | 0 | 0 | 0 | 0 | 0 | 0 | 0 | 0 | 0 | 0 | 0
F2_Commercial_College (WA)_New_Miscellaneous_Natural Gas_Pool Heater_E9 | F2 | Commercial | College (WA) | New | Miscellaneous | Natural Gas | Pool Heater | E9 | RVT - Cost of Operation | 0 | 0 | 0 | 0 | 0 | 0 | 0 | 0 | 0 | 0 | 0 | 0 | 0 | 0 | 0 | 0 | 0 | 0 | 0 | 0 | 0 | 0 | 0 | 0 | 0 | 0 | 0
F2_Commercial_College (WA)_New_Miscellaneous_Natural Gas_Pool Heater_E10 | F2 | Commercial | College (WA) | New | Miscellaneous | Natural Gas | Pool Heater | E10 | RVT - Cost of Operation | 0 | 0 | 0 | 0 | 0 | 0 | 0 | 0 | 0 | 0 | 0 | 0 | 0 | 0 | 0 | 0 | 0 | 0 | 0 | 0 | 0 | 0 | 0 | 0 | 0 | 0 | 0
F3_Commercial_College (WA)_New_Miscellaneous_Natural Gas_Pool Heater_E1 | F3 | Commercial | College (WA) | New | Miscellaneous | Natural Gas | Pool Heater | E1 | System - kBTUs of Consumption | 0.71458 | 0.71458 | 0.71458 | 0.71458 | 0.71458 | 0.71458 | 0.71458 | 0.71458 | 0.71458 | 0.71458 | 0.71458 | 0.71458 | 0.71458 | 0.71458 | 0.71458 | 0.71458 | 0.71458 | 0.71458 | 0.71458 | 0.71458 | 0.71458 | 0.71458 | 0.71458 | 0.71458 | 0.71458 | 0.71458 | 0.71458
F3_Commercial_College (WA)_New_Miscellaneous_Natural Gas_Pool Heater_E2 | F3 | Commercial | College (WA) | New | Miscellaneous | Natural Gas | Pool Heater | E2 | System - kBTUs of Consumption | 0.6074 | 0.6074 | 0.6074 | 0.6074 | 0.6074 | 0.6074 | 0.6074 | 0.6074 | 0.6074 | 0.6074 | 0.6074 | 0.6074 | 0.6074 | 0.6074 | 0.6074 | 0.6074 | 0.6074 | 0.6074 | 0.6074 | 0.6074 | 0.6074 | 0.6074 | 0.6074 | 0.6074 | 0.6074 | 0.6074 | 0.6074
F3_Commercial_College (WA)_New_Miscellaneous_Natural Gas_Pool Heater_E3 | F3 | Commercial | College (WA) | New | Miscellaneous | Natural Gas | Pool Heater | E3 | System - kBTUs of Consumption | 0 | 0 | 0 | 0 | 0 | 0 | 0 | 0 | 0 | 0 | 0 | 0 | 0 | 0 | 0 | 0 | 0 | 0 | 0 | 0 | 0 | 0 | 0 | 0 | 0 | 0 | 0
F3_Commercial_College (WA)_New_Miscellaneous_Natural Gas_Pool Heater_E4 | F3 | Commercial | College (WA) | New | Miscellaneous | Natural Gas | Pool Heater | E4 | System - kBTUs of Consumption | 0 | 0 | 0 | 0 | 0 | 0 | 0 | 0 | 0 | 0 | 0 | 0 | 0 | 0 | 0 | 0 | 0 | 0 | 0 | 0 | 0 | 0 | 0 | 0 | 0 | 0 | 0
F3_Commercial_College (WA)_New_Miscellaneous_Natural Gas_Pool Heater_E5 | F3 | Commercial | College (WA) | New | Miscellaneous | Natural Gas | Pool Heater | E5 | System - kBTUs of Consumption | 0 | 0 | 0 | 0 | 0 | 0 | 0 | 0 | 0 | 0 | 0 | 0 | 0 | 0 | 0 | 0 | 0 | 0 | 0 | 0 | 0 | 0 | 0 | 0 | 0 | 0 | 0
F3_Commercial_College (WA)_New_Miscellaneous_Natural Gas_Pool Heater_E6 | F3 | Commercial | College (WA) | New | Miscellaneous | Natural Gas | Pool Heater | E6 | System - kBTUs of Consumption | 0 | 0 | 0 | 0 | 0 | 0 | 0 | 0 | 0 | 0 | 0 | 0 | 0 | 0 | 0 | 0 | 0 | 0 | 0 | 0 | 0 | 0 | 0 | 0 | 0 | 0 | 0
F3_Commercial_College (WA)_New_Miscellaneous_Natural Gas_Pool Heater_E7 | F3 | Commercial | College (WA) | New | Miscellaneous | Natural Gas | Pool Heater | E7 | System - kBTUs of Consumption | 0 | 0 | 0 | 0 | 0 | 0 | 0 | 0 | 0 | 0 | 0 | 0 | 0 | 0 | 0 | 0 | 0 | 0 | 0 | 0 | 0 | 0 | 0 | 0 | 0 | 0 | 0
F3_Commercial_College (WA)_New_Miscellaneous_Natural Gas_Pool Heater_E8 | F3 | Commercial | College (WA) | New | Miscellaneous | Natural Gas | Pool Heater | E8 | System - kBTUs of Consumption | 0 | 0 | 0 | 0 | 0 | 0 | 0 | 0 | 0 | 0 | 0 | 0 | 0 | 0 | 0 | 0 | 0 | 0 | 0 | 0 | 0 | 0 | 0 | 0 | 0 | 0 | 0
F3_Commercial_College (WA)_New_Miscellaneous_Natural Gas_Pool Heater_E9 | F3 | Commercial | College (WA) | New | Miscellaneous | Natural Gas | Pool Heater | E9 | System - kBTUs of Consumption | 0 | 0 | 0 | 0 | 0 | 0 | 0 | 0 | 0 | 0 | 0 | 0 | 0 | 0 | 0 | 0 | 0 | 0 | 0 | 0 | 0 | 0 | 0 | 0 | 0 | 0 | 0
F3_Commercial_College (WA)_New_Miscellaneous_Natural Gas_Pool Heater_E10 | F3 | Commercial | College (WA) | New | Miscellaneous | Natural Gas | Pool Heater | E10 | System - kBTUs of Consumption | 0 | 0 | 0 | 0 | 0 | 0 | 0 | 0 | 0 | 0 | 0 | 0 | 0 | 0 | 0 | 0 | 0 | 0 | 0 | 0 | 0 | 0 | 0 | 0 | 0 | 0 | 0
F4_Commercial_College (WA)_New_Miscellaneous_Natural Gas_Pool Heater_E1 | F4 | Commercial | College (WA) | New | Miscellaneous | Natural Gas | Pool Heater | E1 | Utility - Cost of Equipment | 2.2941e-05 | 2.2941e-05 | 2.2941e-05 | 2.2941e-05 | 2.2941e-05 | 2.2941e-05 | 2.2941e-05 | 2.2941e-05 | 2.2941e-05 | 2.2941e-05 | 2.2941e-05 | 2.2941e-05 | 2.2941e-05 | 2.2941e-05 | 2.2941e-05 | 2.2941e-05 | 2.2941e-05 | 2.2941e-05 | 2.2941e-05 | 2.2941e-05 | 2.2941e-05 | 2.2941e-05 | 2.2941e-05 | 2.2941e-05 | 2.2941e-05 | 2.2941e-05 | 2.2941e-05
F4_Commercial_College (WA)_New_Miscellaneous_Natural Gas_Pool Heater_E2 | F4 | Commercial | College (WA) | New | Miscellaneous | Natural Gas | Pool Heater | E2 | Utility - Cost of Equipment | 3.7563e-05 | 3.7563e-05 | 3.7563e-05 | 3.7563e-05 | 3.7563e-05 | 3.7563e-05 | 3.7563e-05 | 3.7563e-05 | 3.7563e-05 | 3.7563e-05 | 3.7563e-05 | 3.7563e-05 | 3.7563e-05 | 3.7563e-05 | 3.7563e-05 | 3.7563e-05 | 3.7563e-05 | 3.7563e-05 | 3.7563e-05 | 3.7563e-05 | 3.7563e-05 | 3.7563e-05 | 3.7563e-05 | 3.7563e-05 | 3.7563e-05 | 3.7563e-05 | 3.7563e-05
F4_Commercial_College (WA)_New_Miscellaneous_Natural Gas_Pool Heater_E3 | F4 | Commercial | College (WA) | New | Miscellaneous | Natural Gas | Pool Heater | E3 | Utility - Cost of Equipment | 0 | 0 | 0 | 0 | 0 | 0 | 0 | 0 | 0 | 0 | 0 | 0 | 0 | 0 | 0 | 0 | 0 | 0 | 0 | 0 | 0 | 0 | 0 | 0 | 0 | 0 | 0
F4_Commercial_College (WA)_New_Miscellaneous_Natural Gas_Pool Heater_E4 | F4 | Commercial | College (WA) | New | Miscellaneous | Natural Gas | Pool Heater | E4 | Utility - Cost of Equipment | 0 | 0 | 0 | 0 | 0 | 0 | 0 | 0 | 0 | 0 | 0 | 0 | 0 | 0 | 0 | 0 | 0 | 0 | 0 | 0 | 0 | 0 | 0 | 0 | 0 | 0 | 0
F4_Commercial_College (WA)_New_Miscellaneous_Natural Gas_Pool Heater_E5 | F4 | Commercial | College (WA) | New | Miscellaneous | Natural Gas | Pool Heater | E5 | Utility - Cost of Equipment | 0 | 0 | 0 | 0 | 0 | 0 | 0 | 0 | 0 | 0 | 0 | 0 | 0 | 0 | 0 | 0 | 0 | 0 | 0 | 0 | 0 | 0 | 0 | 0 | 0 | 0 | 0
F4_Commercial_College (WA)_New_Miscellaneous_Natural Gas_Pool Heater_E6 | F4 | Commercial | College (WA) | New | Miscellaneous | Natural Gas | Pool Heater | E6 | Utility - Cost of Equipment | 0 | 0 | 0 | 0 | 0 | 0 | 0 | 0 | 0 | 0 | 0 | 0 | 0 | 0 | 0 | 0 | 0 | 0 | 0 | 0 | 0 | 0 | 0 | 0 | 0 | 0 | 0
F4_Commercial_College (WA)_New_Miscellaneous_Natural Gas_Pool Heater_E7 | F4 | Commercial | College (WA) | New | Miscellaneous | Natural Gas | Pool Heater | E7 | Utility - Cost of Equipment | 0 | 0 | 0 | 0 | 0 | 0 | 0 | 0 | 0 | 0 | 0 | 0 | 0 | 0 | 0 | 0 | 0 | 0 | 0 | 0 | 0 | 0 | 0 | 0 | 0 | 0 | 0
F4_Commercial_College (WA)_New_Miscellaneous_Natural Gas_Pool Heater_E8 | F4 | Commercial | College (WA) | New | Miscellaneous | Natural Gas | Pool Heater | E8 | Utility - Cost of Equipment | 0 | 0 | 0 | 0 | 0 | 0 | 0 | 0 | 0 | 0 | 0 | 0 | 0 | 0 | 0 | 0 | 0 | 0 | 0 | 0 | 0 | 0 | 0 | 0 | 0 | 0 | 0
F4_Commercial_College (WA)_New_Miscellaneous_Natural Gas_Pool Heater_E9 | F4 | Commercial | College (WA) | New | Miscellaneous | Natural Gas | Pool Heater | E9 | Utility - Cost of Equipment | 0 | 0 | 0 | 0 | 0 | 0 | 0 | 0 | 0 | 0 | 0 | 0 | 0 | 0 | 0 | 0 | 0 | 0 | 0 | 0 | 0 | 0 | 0 | 0 | 0 | 0 | 0
F4_Commercial_College (WA)_New_Miscellaneous_Natural Gas_Pool Heater_E10 | F4 | Commercial | College (WA) | New | Miscellaneous | Natural Gas | Pool Heater | E10 | Utility - Cost of Equipment | 0 | 0 | 0 | 0 | 0 | 0 | 0 | 0 | 0 | 0 | 0 | 0 | 0 | 0 | 0 | 0 | 0 | 0 | 0 | 0 | 0 | 0 | 0 | 0 | 0 | 0 | 0
F5_Commercial_College (WA)_New_Miscellaneous_Natural Gas_Pool Heater_E1 | F5 | Commercial | College (WA) | New | Miscellaneous | Natural Gas | Pool Heater | E1 | Utility - Cost of Operation | 0.0023646 | 0.0023825 | 0.0024211 | 0.0024834 | 0.0025694 | 0.0026943 | 0.0028313 | 0.0029686 | 0.0031016 | 0.0032438 | 0.0033512 | 0.0034519 | 0.0035657 | 0.0036756 | 0.0037676 | 0.0038501 | 0.0039177 | 0.0039823 | 0.0040538 | 0.0041211 | 0.0041908 | 0.0042643 | 0.0043383 | 0.0044154 | 0.0044938 | 0.0045737 | 0.0046549
F5_Commercial_College (WA)_New_Miscellaneous_Natural Gas_Pool Heater_E2 | F5 | Commercial | College (WA) | New | Miscellaneous | Natural Gas | Pool Heater | E2 | Utility - Cost of Operation | 0.0020099 | 0.0020251 | 0.0020579 | 0.0021109 | 0.002184 | 0.0022902 | 0.0024066 | 0.0025234 | 0.0026364 | 0.0027573 | 0.0028485 | 0.0029341 | 0.0030309 | 0.0031242 | 0.0032025 | 0.0032726 | 0.00333 | 0.003385 | 0.0034458 | 0.003503 | 0.0035622 | 0.0036247 | 0.0036876 | 0.0037531 | 0.0038198 | 0.0038876 | 0.0039567
F5_Commercial_College (WA)_New_Miscellaneous_Natural Gas_Pool Heater_E3 | F5 | Commercial | College (WA) | New | Miscellaneous | Natural Gas | Pool Heater | E3 | Utility - Cost of Operation | 0 | 0 | 0 | 0 | 0 | 0 | 0 | 0 | 0 | 0 | 0 | 0 | 0 | 0 | 0 | 0 | 0 | 0 | 0 | 0 | 0 | 0 | 0 | 0 | 0 | 0 | 0
F5_Commercial_College (WA)_New_Miscellaneous_Natural Gas_Pool Heater_E4 | F5 | Commercial | College (WA) | New | Miscellaneous | Natural Gas | Pool Heater | E4 | Utility - Cost of Operation | 0 | 0 | 0 | 0 | 0 | 0 | 0 | 0 | 0 | 0 | 0 | 0 | 0 | 0 | 0 | 0 | 0 | 0 | 0 | 0 | 0 | 0 | 0 | 0 | 0 | 0 | 0
F5_Commercial_College (WA)_New_Miscellaneous_Natural Gas_Pool Heater_E5 | F5 | Commercial | College (WA) | New | Miscellaneous | Natural Gas | Pool Heater | E5 | Utility - Cost of Operation | 0 | 0 | 0 | 0 | 0 | 0 | 0 | 0 | 0 | 0 | 0 | 0 | 0 | 0 | 0 | 0 | 0 | 0 | 0 | 0 | 0 | 0 | 0 | 0 | 0 | 0 | 0
F5_Commercial_College (WA)_New_Miscellaneous_Natural Gas_Pool Heater_E6 | F5 | Commercial | College (WA) | New | Miscellaneous | Natural Gas | Pool Heater | E6 | Utility - Cost of Operation | 0 | 0 | 0 | 0 | 0 | 0 | 0 | 0 | 0 | 0 | 0 | 0 | 0 | 0 | 0 | 0 | 0 | 0 | 0 | 0 | 0 | 0 | 0 | 0 | 0 | 0 | 0
F5_Commercial_College (WA)_New_Miscellaneous_Natural Gas_Pool Heater_E7 | F5 | Commercial | College (WA) | New | Miscellaneous | Natural Gas | Pool Heater | E7 | Utility - Cost of Operation | 0 | 0 | 0 | 0 | 0 | 0 | 0 | 0 | 0 | 0 | 0 | 0 | 0 | 0 | 0 | 0 | 0 | 0 | 0 | 0 | 0 | 0 | 0 | 0 | 0 | 0 | 0
F5_Commercial_College (WA)_New_Miscellaneous_Natural Gas_Pool Heater_E8 | F5 | Commercial | College (WA) | New | Miscellaneous | Natural Gas | Pool Heater | E8 | Utility - Cost of Operation | 0 | 0 | 0 | 0 | 0 | 0 | 0 | 0 | 0 | 0 | 0 | 0 | 0 | 0 | 0 | 0 | 0 | 0 | 0 | 0 | 0 | 0 | 0 | 0 | 0 | 0 | 0
F5_Commercial_College (WA)_New_Miscellaneous_Natural Gas_Pool Heater_E9 | F5 | Commercial | College (WA) | New | Miscellaneous | Natural Gas | Pool Heater | E9 | Utility - Cost of Operation | 0 | 0 | 0 | 0 | 0 | 0 | 0 | 0 | 0 | 0 | 0 | 0 | 0 | 0 | 0 | 0 | 0 | 0 | 0 | 0 | 0 | 0 | 0 | 0 | 0 | 0 | 0
F5_Commercial_College (WA)_New_Miscellaneous_Natural Gas_Pool Heater_E10 | F5 | Commercial | College (WA) | New | Miscellaneous | Natural Gas | Pool Heater | E10 | Utility - Cost of Operation | 0 | 0 | 0 | 0 | 0 | 0 | 0 | 0 | 0 | 0 | 0 | 0 | 0 | 0 | 0 | 0 | 0 | 0 | 0 | 0 | 0 | 0 | 0 | 0 | 0 | 0 | 0
F6_Commercial_College (WA)_New_Miscellaneous_Natural Gas_Pool Heater_E1 | F6 | Commercial | College (WA) | New | Miscellaneous | Natural Gas | Pool Heater | E1 | Utility - Value of Sales | 0.0028375 | 0.002859 | 0.0028979 | 0.0029565 | 0.0030335 | 0.0031457 | 0.0032588 | 0.0033674 | 0.0034653 | 0.0035682 | 0.0036863 | 0.0037971 | 0.0039223 | 0.0040381 | 0.0041287 | 0.0042021 | 0.0042516 | 0.0042892 | 0.0043316 | 0.0043663 | 0.0044003 | 0.0044776 | 0.0045552 | 0.0046362 | 0.0047185 | 0.0048024 | 0.0048877
F6_Commercial_College (WA)_New_Miscellaneous_Natural Gas_Pool Heater_E2 | F6 | Commercial | College (WA) | New | Miscellaneous | Natural Gas | Pool Heater | E2 | Utility - Value of Sales | 0.0024118 | 0.0024301 | 0.0024632 | 0.002513 | 0.0025785 | 0.0026738 | 0.00277 | 0.0028623 | 0.0029455 | 0.003033 | 0.0031333 | 0.0032275 | 0.0033339 | 0.0034324 | 0.0035094 | 0.0035718 | 0.0036138 | 0.0036458 | 0.0036819 | 0.0037113 | 0.0037403 | 0.0038059 | 0.0038719 | 0.0039407 | 0.0040107 | 0.004082 | 0.0041545
F6_Commercial_College (WA)_New_Miscellaneous_Natural Gas_Pool Heater_E3 | F6 | Commercial | College (WA) | New | Miscellaneous | Natural Gas | Pool Heater | E3 | Utility - Value of Sales | 0 | 0 | 0 | 0 | 0 | 0 | 0 | 0 | 0 | 0 | 0 | 0 | 0 | 0 | 0 | 0 | 0 | 0 | 0 | 0 | 0 | 0 | 0 | 0 | 0 | 0 | 0
F6_Commercial_College (WA)_New_Miscellaneous_Natural Gas_Pool Heater_E4 | F6 | Commercial | College (WA) | New | Miscellaneous | Natural Gas | Pool Heater | E4 | Utility - Value of Sales | 0 | 0 | 0 | 0 | 0 | 0 | 0 | 0 | 0 | 0 | 0 | 0 | 0 | 0 | 0 | 0 | 0 | 0 | 0 | 0 | 0 | 0 | 0 | 0 | 0 | 0 | 0
F6_Commercial_College (WA)_New_Miscellaneous_Natural Gas_Pool Heater_E5 | F6 | Commercial | College (WA) | New | Miscellaneous | Natural Gas | Pool Heater | E5 | Utility - Value of Sales | 0 | 0 | 0 | 0 | 0 | 0 | 0 | 0 | 0 | 0 | 0 | 0 | 0 | 0 | 0 | 0 | 0 | 0 | 0 | 0 | 0 | 0 | 0 | 0 | 0 | 0 | 0
F6_Commercial_College (WA)_New_Miscellaneous_Natural Gas_Pool Heater_E6 | F6 | Commercial | College (WA) | New | Miscellaneous | Natural Gas | Pool Heater | E6 | Utility - Value of Sales | 0 | 0 | 0 | 0 | 0 | 0 | 0 | 0 | 0 | 0 | 0 | 0 | 0 | 0 | 0 | 0 | 0 | 0 | 0 | 0 | 0 | 0 | 0 | 0 | 0 | 0 | 0
F6_Commercial_College (WA)_New_Miscellaneous_Natural Gas_Pool Heater_E7 | F6 | Commercial | College (WA) | New | Miscellaneous | Natural Gas | Pool Heater | E7 | Utility - Value of Sales | 0 | 0 | 0 | 0 | 0 | 0 | 0 | 0 | 0 | 0 | 0 | 0 | 0 | 0 | 0 | 0 | 0 | 0 | 0 | 0 | 0 | 0 | 0 | 0 | 0 | 0 | 0
F6_Commercial_College (WA)_New_Miscellaneous_Natural Gas_Pool Heater_E8 | F6 | Commercial | College (WA) | New | Miscellaneous | Natural Gas | Pool Heater | E8 | Utility - Value of Sales | 0 | 0 | 0 | 0 | 0 | 0 | 0 | 0 | 0 | 0 | 0 | 0 | 0 | 0 | 0 | 0 | 0 | 0 | 0 | 0 | 0 | 0 | 0 | 0 | 0 | 0 | 0
F6_Commercial_College (WA)_New_Miscellaneous_Natural Gas_Pool Heater_E9 | F6 | Commercial | College (WA) | New | Miscellaneous | Natural Gas | Pool Heater | E9 | Utility - Value of Sales | 0 | 0 | 0 | 0 | 0 | 0 | 0 | 0 | 0 | 0 | 0 | 0 | 0 | 0 | 0 | 0 | 0 | 0 | 0 | 0 | 0 | 0 | 0 | 0 | 0 | 0 | 0
F6_Commercial_College (WA)_New_Miscellaneous_Natural Gas_Pool Heater_E10 | F6 | Commercial | College (WA) | New | Miscellaneous | Natural Gas | Pool Heater | E10 | Utility - Value of Sales | 0 | 0 | 0 | 0 | 0 | 0 | 0 | 0 | 0 | 0 | 0 | 0 | 0 | 0 | 0 | 0 | 0 | 0 | 0 | 0 | 0 | 0 | 0 | 0 | 0 | 0 | 0
F1_Commercial_College (WA)_New_Miscellaneous_Natural Gas_Miscellaneous_E1 | F1 | Commercial | College (WA) | New | Miscellaneous | Natural Gas | Miscellaneous | E1 | RVT - Cost of Equipment | 0.24753 | 0.24753 | 0.24753 | 0.24753 | 0.24753 | 0.24753 | 0.24753 | 0.24753 | 0.24753 | 0.24753 | 0.24753 | 0.24753 | 0.24753 | 0.24753 | 0.24753 | 0.24753 | 0.24753 | 0.24753 | 0.24753 | 0.24753 | 0.24753 | 0.24753 | 0.24753 | 0.24753 | 0.24753 | 0.24753 | 0.24753
F1_Commercial_College (WA)_New_Miscellaneous_Natural Gas_Miscellaneous_E2 | F1 | Commercial | College (WA) | New | Miscellaneous | Natural Gas | Miscellaneous | E2 | RVT - Cost of Equipment | 0 | 0 | 0 | 0 | 0 | 0 | 0 | 0 | 0 | 0 | 0 | 0 | 0 | 0 | 0 | 0 | 0 | 0 | 0 | 0 | 0 | 0 | 0 | 0 | 0 | 0 | 0
F1_Commercial_College (WA)_New_Miscellaneous_Natural Gas_Miscellaneous_E3 | F1 | Commercial | College (WA) | New | Miscellaneous | Natural Gas | Miscellaneous | E3 | RVT - Cost of Equipment | 0 | 0 | 0 | 0 | 0 | 0 | 0 | 0 | 0 | 0 | 0 | 0 | 0 | 0 | 0 | 0 | 0 | 0 | 0 | 0 | 0 | 0 | 0 | 0 | 0 | 0 | 0
F1_Commercial_College (WA)_New_Miscellaneous_Natural Gas_Miscellaneous_E4 | F1 | Commercial | College (WA) | New | Miscellaneous | Natural Gas | Miscellaneous | E4 | RVT - Cost of Equipment | 0 | 0 | 0 | 0 | 0 | 0 | 0 | 0 | 0 | 0 | 0 | 0 | 0 | 0 | 0 | 0 | 0 | 0 | 0 | 0 | 0 | 0 | 0 | 0 | 0 | 0 | 0
F1_Commercial_College (WA)_New_Miscellaneous_Natural Gas_Miscellaneous_E5 | F1 | Commercial | College (WA) | New | Miscellaneous | Natural Gas | Miscellaneous | E5 | RVT - Cost of Equipment | 0 | 0 | 0 | 0 | 0 | 0 | 0 | 0 | 0 | 0 | 0 | 0 | 0 | 0 | 0 | 0 | 0 | 0 | 0 | 0 | 0 | 0 | 0 | 0 | 0 | 0 | 0
F1_Commercial_College (WA)_New_Miscellaneous_Natural Gas_Miscellaneous_E6 | F1 | Commercial | College (WA) | New | Miscellaneous | Natural Gas | Miscellaneous | E6 | RVT - Cost of Equipment | 0 | 0 | 0 | 0 | 0 | 0 | 0 | 0 | 0 | 0 | 0 | 0 | 0 | 0 | 0 | 0 | 0 | 0 | 0 | 0 | 0 | 0 | 0 | 0 | 0 | 0 | 0
F1_Commercial_College (WA)_New_Miscellaneous_Natural Gas_Miscellaneous_E7 | F1 | Commercial | College (WA) | New | Miscellaneous | Natural Gas | Miscellaneous | E7 | RVT - Cost of Equipment | 0 | 0 | 0 | 0 | 0 | 0 | 0 | 0 | 0 | 0 | 0 | 0 | 0 | 0 | 0 | 0 | 0 | 0 | 0 | 0 | 0 | 0 | 0 | 0 | 0 | 0 | 0
F1_Commercial_College (WA)_New_Miscellaneous_Natural Gas_Miscellaneous_E8 | F1 | Commercial | College (WA) | New | Miscellaneous | Natural Gas | Miscellaneous | E8 | RVT - Cost of Equipment | 0 | 0 | 0 | 0 | 0 | 0 | 0 | 0 | 0 | 0 | 0 | 0 | 0 | 0 | 0 | 0 | 0 | 0 | 0 | 0 | 0 | 0 | 0 | 0 | 0 | 0 | 0
F1_Commercial_College (WA)_New_Miscellaneous_Natural Gas_Miscellaneous_E9 | F1 | Commercial | College (WA) | New | Miscellaneous | Natural Gas | Miscellaneous | E9 | RVT - Cost of Equipment | 0 | 0 | 0 | 0 | 0 | 0 | 0 | 0 | 0 | 0 | 0 | 0 | 0 | 0 | 0 | 0 | 0 | 0 | 0 | 0 | 0 | 0 | 0 | 0 | 0 | 0 | 0
F1_Commercial_College (WA)_New_Miscellaneous_Natural Gas_Miscellaneous_E10 | F1 | Commercial | College (WA) | New | Miscellaneous | Natural Gas | Miscellaneous | E10 | RVT - Cost of Equipment | 0 | 0 | 0 | 0 | 0 | 0 | 0 | 0 | 0 | 0 | 0 | 0 | 0 | 0 | 0 | 0 | 0 | 0 | 0 | 0 | 0 | 0 | 0 | 0 | 0 | 0 | 0
F2_Commercial_College (WA)_New_Miscellaneous_Natural Gas_Miscellaneous_E1 | F2 | Commercial | College (WA) | New | Miscellaneous | Natural Gas | Miscellaneous | E1 | RVT - Cost of Operation | 0.010821 | 0.010891 | 0.011006 | 0.011186 | 0.011451 | 0.011888 | 0.012337 | 0.012757 | 0.013124 | 0.013504 | 0.01394 | 0.01435 | 0.014838 | 0.015306 | 0.015678 | 0.01598 | 0.016182 | 0.016346 | 0.016509 | 0.016613 | 0.016713 | 0.017006 | 0.0173 | 0.017607 | 0.01792 | 0.018238 | 0.018563
F2_Commercial_College (WA)_New_Miscellaneous_Natural Gas_Miscellaneous_E2 | F2 | Commercial | College (WA) | New | Miscellaneous | Natural Gas | Miscellaneous | E2 | RVT - Cost of Operation | 0 | 0 | 0 | 0 | 0 | 0 | 0 | 0 | 0 | 0 | 0 | 0 | 0 | 0 | 0 | 0 | 0 | 0 | 0 | 0 | 0 | 0 | 0 | 0 | 0 | 0 | 0
F2_Commercial_College (WA)_New_Miscellaneous_Natural Gas_Miscellaneous_E3 | F2 | Commercial | College (WA) | New | Miscellaneous | Natural Gas | Miscellaneous | E3 | RVT - Cost of Operation | 0 | 0 | 0 | 0 | 0 | 0 | 0 | 0 | 0 | 0 | 0 | 0 | 0 | 0 | 0 | 0 | 0 | 0 | 0 | 0 | 0 | 0 | 0 | 0 | 0 | 0 | 0
F2_Commercial_College (WA)_New_Miscellaneous_Natural Gas_Miscellaneous_E4 | F2 | Commercial | College (WA) | New | Miscellaneous | Natural Gas | Miscellaneous | E4 | RVT - Cost of Operation | 0 | 0 | 0 | 0 | 0 | 0 | 0 | 0 | 0 | 0 | 0 | 0 | 0 | 0 | 0 | 0 | 0 | 0 | 0 | 0 | 0 | 0 | 0 | 0 | 0 | 0 | 0
F2_Commercial_College (WA)_New_Miscellaneous_Natural Gas_Miscellaneous_E5 | F2 | Commercial | College (WA) | New | Miscellaneous | Natural Gas | Miscellaneous | E5 | RVT - Cost of Operation | 0 | 0 | 0 | 0 | 0 | 0 | 0 | 0 | 0 | 0 | 0 | 0 | 0 | 0 | 0 | 0 | 0 | 0 | 0 | 0 | 0 | 0 | 0 | 0 | 0 | 0 | 0
F2_Commercial_College (WA)_New_Miscellaneous_Natural Gas_Miscellaneous_E6 | F2 | Commercial | College (WA) | New | Miscellaneous | Natural Gas | Miscellaneous | E6 | RVT - Cost of Operation | 0 | 0 | 0 | 0 | 0 | 0 | 0 | 0 | 0 | 0 | 0 | 0 | 0 | 0 | 0 | 0 | 0 | 0 | 0 | 0 | 0 | 0 | 0 | 0 | 0 | 0 | 0
F2_Commercial_College (WA)_New_Miscellaneous_Natural Gas_Miscellaneous_E7 | F2 | Commercial | College (WA) | New | Miscellaneous | Natural Gas | Miscellaneous | E7 | RVT - Cost of Operation | 0 | 0 | 0 | 0 | 0 | 0 | 0 | 0 | 0 | 0 | 0 | 0 | 0 | 0 | 0 | 0 | 0 | 0 | 0 | 0 | 0 | 0 | 0 | 0 | 0 | 0 | 0
F2_Commercial_College (WA)_New_Miscellaneous_Natural Gas_Miscellaneous_E8 | F2 | Commercial | College (WA) | New | Miscellaneous | Natural Gas | Miscellaneous | E8 | RVT - Cost of Operation | 0 | 0 | 0 | 0 | 0 | 0 | 0 | 0 | 0 | 0 | 0 | 0 | 0 | 0 | 0 | 0 | 0 | 0 | 0 | 0 | 0 | 0 | 0 | 0 | 0 | 0 | 0
F2_Commercial_College (WA)_New_Miscellaneous_Natural Gas_Miscellaneous_E9 | F2 | Commercial | College (WA) | New | Miscellaneous | Natural Gas | Miscellaneous | E9 | RVT - Cost of Operation | 0 | 0 | 0 | 0 | 0 | 0 | 0 | 0 | 0 | 0 | 0 | 0 | 0 | 0 | 0 | 0 | 0 | 0 | 0 | 0 | 0 | 0 | 0 | 0 | 0 | 0 | 0
F2_Commercial_College (WA)_New_Miscellaneous_Natural Gas_Miscellaneous_E10 | F2 | Commercial | College (WA) | New | Miscellaneous | Natural Gas | Miscellaneous | E10 | RVT - Cost of Operation | 0 | 0 | 0 | 0 | 0 | 0 | 0 | 0 | 0 | 0 | 0 | 0 | 0 | 0 | 0 | 0 | 0 | 0 | 0 | 0 | 0 | 0 | 0 | 0 | 0 | 0 | 0
F3_Commercial_College (WA)_New_Miscellaneous_Natural Gas_Miscellaneous_E1 | F3 | Commercial | College (WA) | New | Miscellaneous | Natural Gas | Miscellaneous | E1 | System - kBTUs of Consumption | 2.7641 | 2.7641 | 2.7641 | 2.7641 | 2.7641 | 2.7641 | 2.7641 | 2.7641 | 2.7641 | 2.7641 | 2.7641 | 2.7641 | 2.7641 | 2.7641 | 2.7641 | 2.7641 | 2.7641 | 2.7641 | 2.7641 | 2.7641 | 2.7641 | 2.7641 | 2.7641 | 2.7641 | 2.7641 | 2.7641 | 2.7641
F3_Commercial_College (WA)_New_Miscellaneous_Natural Gas_Miscellaneous_E2 | F3 | Commercial | College (WA) | New | Miscellaneous | Natural Gas | Miscellaneous | E2 | System - kBTUs of Consumption | 0 | 0 | 0 | 0 | 0 | 0 | 0 | 0 | 0 | 0 | 0 | 0 | 0 | 0 | 0 | 0 | 0 | 0 | 0 | 0 | 0 | 0 | 0 | 0 | 0 | 0 | 0
F3_Commercial_College (WA)_New_Miscellaneous_Natural Gas_Miscellaneous_E3 | F3 | Commercial | College (WA) | New | Miscellaneous | Natural Gas | Miscellaneous | E3 | System - kBTUs of Consumption | 0 | 0 | 0 | 0 | 0 | 0 | 0 | 0 | 0 | 0 | 0 | 0 | 0 | 0 | 0 | 0 | 0 | 0 | 0 | 0 | 0 | 0 | 0 | 0 | 0 | 0 | 0
F3_Commercial_College (WA)_New_Miscellaneous_Natural Gas_Miscellaneous_E4 | F3 | Commercial | College (WA) | New | Miscellaneous | Natural Gas | Miscellaneous | E4 | System - kBTUs of Consumption | 0 | 0 | 0 | 0 | 0 | 0 | 0 | 0 | 0 | 0 | 0 | 0 | 0 | 0 | 0 | 0 | 0 | 0 | 0 | 0 | 0 | 0 | 0 | 0 | 0 | 0 | 0
F3_Commercial_College (WA)_New_Miscellaneous_Natural Gas_Miscellaneous_E5 | F3 | Commercial | College (WA) | New | Miscellaneous | Natural Gas | Miscellaneous | E5 | System - kBTUs of Consumption | 0 | 0 | 0 | 0 | 0 | 0 | 0 | 0 | 0 | 0 | 0 | 0 | 0 | 0 | 0 | 0 | 0 | 0 | 0 | 0 | 0 | 0 | 0 | 0 | 0 | 0 | 0
F3_Commercial_College (WA)_New_Miscellaneous_Natural Gas_Miscellaneous_E6 | F3 | Commercial | College (WA) | New | Miscellaneous | Natural Gas | Miscellaneous | E6 | System - kBTUs of Consumption | 0 | 0 | 0 | 0 | 0 | 0 | 0 | 0 | 0 | 0 | 0 | 0 | 0 | 0 | 0 | 0 | 0 | 0 | 0 | 0 | 0 | 0 | 0 | 0 | 0 | 0 | 0
F3_Commercial_College (WA)_New_Miscellaneous_Natural Gas_Miscellaneous_E7 | F3 | Commercial | College (WA) | New | Miscellaneous | Natural Gas | Miscellaneous | E7 | System - kBTUs of Consumption | 0 | 0 | 0 | 0 | 0 | 0 | 0 | 0 | 0 | 0 | 0 | 0 | 0 | 0 | 0 | 0 | 0 | 0 | 0 | 0 | 0 | 0 | 0 | 0 | 0 | 0 | 0
F3_Commercial_College (WA)_New_Miscellaneous_Natural Gas_Miscellaneous_E8 | F3 | Commercial | College (WA) | New | Miscellaneous | Natural Gas | Miscellaneous | E8 | System - kBTUs of Consumption | 0 | 0 | 0 | 0 | 0 | 0 | 0 | 0 | 0 | 0 | 0 | 0 | 0 | 0 | 0 | 0 | 0 | 0 | 0 | 0 | 0 | 0 | 0 | 0 | 0 | 0 | 0
F3_Commercial_College (WA)_New_Miscellaneous_Natural Gas_Miscellaneous_E9 | F3 | Commercial | College (WA) | New | Miscellaneous | Natural Gas | Miscellaneous | E9 | System - kBTUs of Consumption | 0 | 0 | 0 | 0 | 0 | 0 | 0 | 0 | 0 | 0 | 0 | 0 | 0 | 0 | 0 | 0 | 0 | 0 | 0 | 0 | 0 | 0 | 0 | 0 | 0 | 0 | 0
F3_Commercial_College (WA)_New_Miscellaneous_Natural Gas_Miscellaneous_E10 | F3 | Commercial | College (WA) | New | Miscellaneous | Natural Gas | Miscellaneous | E10 | System - kBTUs of Consumption | 0 | 0 | 0 | 0 | 0 | 0 | 0 | 0 | 0 | 0 | 0 | 0 | 0 | 0 | 0 | 0 | 0 | 0 | 0 | 0 | 0 | 0 | 0 | 0 | 0 | 0 | 0
F4_Commercial_College (WA)_New_Miscellaneous_Natural Gas_Miscellaneous_E1 | F4 | Commercial | College (WA) | New | Miscellaneous | Natural Gas | Miscellaneous | E1 | Utility - Cost of Equipment | 0.24753 | 0.24753 | 0.24753 | 0.24753 | 0.24753 | 0.24753 | 0.24753 | 0.24753 | 0.24753 | 0.24753 | 0.24753 | 0.24753 | 0.24753 | 0.24753 | 0.24753 | 0.24753 | 0.24753 | 0.24753 | 0.24753 | 0.24753 | 0.24753 | 0.24753 | 0.24753 | 0.24753 | 0.24753 | 0.24753 | 0.24753
F4_Commercial_College (WA)_New_Miscellaneous_Natural Gas_Miscellaneous_E2 | F4 | Commercial | College (WA) | New | Miscellaneous | Natural Gas | Miscellaneous | E2 | Utility - Cost of Equipment | 0 | 0 | 0 | 0 | 0 | 0 | 0 | 0 | 0 | 0 | 0 | 0 | 0 | 0 | 0 | 0 | 0 | 0 | 0 | 0 | 0 | 0 | 0 | 0 | 0 | 0 | 0
F4_Commercial_College (WA)_New_Miscellaneous_Natural Gas_Miscellaneous_E3 | F4 | Commercial | College (WA) | New | Miscellaneous | Natural Gas | Miscellaneous | E3 | Utility - Cost of Equipment | 0 | 0 | 0 | 0 | 0 | 0 | 0 | 0 | 0 | 0 | 0 | 0 | 0 | 0 | 0 | 0 | 0 | 0 | 0 | 0 | 0 | 0 | 0 | 0 | 0 | 0 | 0
F4_Commercial_College (WA)_New_Miscellaneous_Natural Gas_Miscellaneous_E4 | F4 | Commercial | College (WA) | New | Miscellaneous | Natural Gas | Miscellaneous | E4 | Utility - Cost of Equipment | 0 | 0 | 0 | 0 | 0 | 0 | 0 | 0 | 0 | 0 | 0 | 0 | 0 | 0 | 0 | 0 | 0 | 0 | 0 | 0 | 0 | 0 | 0 | 0 | 0 | 0 | 0
F4_Commercial_College (WA)_New_Miscellaneous_Natural Gas_Miscellaneous_E5 | F4 | Commercial | College (WA) | New | Miscellaneous | Natural Gas | Miscellaneous | E5 | Utility - Cost of Equipment | 0 | 0 | 0 | 0 | 0 | 0 | 0 | 0 | 0 | 0 | 0 | 0 | 0 | 0 | 0 | 0 | 0 | 0 | 0 | 0 | 0 | 0 | 0 | 0 | 0 | 0 | 0
F4_Commercial_College (WA)_New_Miscellaneous_Natural Gas_Miscellaneous_E6 | F4 | Commercial | College (WA) | New | Miscellaneous | Natural Gas | Miscellaneous | E6 | Utility - Cost of Equipment | 0 | 0 | 0 | 0 | 0 | 0 | 0 | 0 | 0 | 0 | 0 | 0 | 0 | 0 | 0 | 0 | 0 | 0 | 0 | 0 | 0 | 0 | 0 | 0 | 0 | 0 | 0
F4_Commercial_College (WA)_New_Miscellaneous_Natural Gas_Miscellaneous_E7 | F4 | Commercial | College (WA) | New | Miscellaneous | Natural Gas | Miscellaneous | E7 | Utility - Cost of Equipment | 0 | 0 | 0 | 0 | 0 | 0 | 0 | 0 | 0 | 0 | 0 | 0 | 0 | 0 | 0 | 0 | 0 | 0 | 0 | 0 | 0 | 0 | 0 | 0 | 0 | 0 | 0
F4_Commercial_College (WA)_New_Miscellaneous_Natural Gas_Miscellaneous_E8 | F4 | Commercial | College (WA) | New | Miscellaneous | Natural Gas | Miscellaneous | E8 | Utility - Cost of Equipment | 0 | 0 | 0 | 0 | 0 | 0 | 0 | 0 | 0 | 0 | 0 | 0 | 0 | 0 | 0 | 0 | 0 | 0 | 0 | 0 | 0 | 0 | 0 | 0 | 0 | 0 | 0
F4_Commercial_College (WA)_New_Miscellaneous_Natural Gas_Miscellaneous_E9 | F4 | Commercial | College (WA) | New | Miscellaneous | Natural Gas | Miscellaneous | E9 | Utility - Cost of Equipment | 0 | 0 | 0 | 0 | 0 | 0 | 0 | 0 | 0 | 0 | 0 | 0 | 0 | 0 | 0 | 0 | 0 | 0 | 0 | 0 | 0 | 0 | 0 | 0 | 0 | 0 | 0
F4_Commercial_College (WA)_New_Miscellaneous_Natural Gas_Miscellaneous_E10 | F4 | Commercial | College (WA) | New | Miscellaneous | Natural Gas | Miscellaneous | E10 | Utility - Cost of Equipment | 0 | 0 | 0 | 0 | 0 | 0 | 0 | 0 | 0 | 0 | 0 | 0 | 0 | 0 | 0 | 0 | 0 | 0 | 0 | 0 | 0 | 0 | 0 | 0 | 0 | 0 | 0
F5_Commercial_College (WA)_New_Miscellaneous_Natural Gas_Miscellaneous_E1 | F5 | Commercial | College (WA) | New | Miscellaneous | Natural Gas | Miscellaneous | E1 | Utility - Cost of Operation | 0.0090179 | 0.0090756 | 0.0091918 | 0.0093849 | 0.009676 | 0.010141 | 0.010652 | 0.011181 | 0.011712 | 0.012276 | 0.012673 | 0.013046 | 0.013489 | 0.013929 | 0.014298 | 0.014623 | 0.01488 | 0.015127 | 0.015401 | 0.015655 | 0.015918 | 0.016196 | 0.016476 | 0.016769 | 0.017067 | 0.01737 | 0.017679
F5_Commercial_College (WA)_New_Miscellaneous_Natural Gas_Miscellaneous_E2 | F5 | Commercial | College (WA) | New | Miscellaneous | Natural Gas | Miscellaneous | E2 | Utility - Cost of Operation | 0 | 0 | 0 | 0 | 0 | 0 | 0 | 0 | 0 | 0 | 0 | 0 | 0 | 0 | 0 | 0 | 0 | 0 | 0 | 0 | 0 | 0 | 0 | 0 | 0 | 0 | 0
F5_Commercial_College (WA)_New_Miscellaneous_Natural Gas_Miscellaneous_E3 | F5 | Commercial | College (WA) | New | Miscellaneous | Natural Gas | Miscellaneous | E3 | Utility - Cost of Operation | 0 | 0 | 0 | 0 | 0 | 0 | 0 | 0 | 0 | 0 | 0 | 0 | 0 | 0 | 0 | 0 | 0 | 0 | 0 | 0 | 0 | 0 | 0 | 0 | 0 | 0 | 0
F5_Commercial_College (WA)_New_Miscellaneous_Natural Gas_Miscellaneous_E4 | F5 | Commercial | College (WA) | New | Miscellaneous | Natural Gas | Miscellaneous | E4 | Utility - Cost of Operation | 0 | 0 | 0 | 0 | 0 | 0 | 0 | 0 | 0 | 0 | 0 | 0 | 0 | 0 | 0 | 0 | 0 | 0 | 0 | 0 | 0 | 0 | 0 | 0 | 0 | 0 | 0
F5_Commercial_College (WA)_New_Miscellaneous_Natural Gas_Miscellaneous_E5 | F5 | Commercial | College (WA) | New | Miscellaneous | Natural Gas | Miscellaneous | E5 | Utility - Cost of Operation | 0 | 0 | 0 | 0 | 0 | 0 | 0 | 0 | 0 | 0 | 0 | 0 | 0 | 0 | 0 | 0 | 0 | 0 | 0 | 0 | 0 | 0 | 0 | 0 | 0 | 0 | 0
F5_Commercial_College (WA)_New_Miscellaneous_Natural Gas_Miscellaneous_E6 | F5 | Commercial | College (WA) | New | Miscellaneous | Natural Gas | Miscellaneous | E6 | Utility - Cost of Operation | 0 | 0 | 0 | 0 | 0 | 0 | 0 | 0 | 0 | 0 | 0 | 0 | 0 | 0 | 0 | 0 | 0 | 0 | 0 | 0 | 0 | 0 | 0 | 0 | 0 | 0 | 0
F5_Commercial_College (WA)_New_Miscellaneous_Natural Gas_Miscellaneous_E7 | F5 | Commercial | College (WA) | New | Miscellaneous | Natural Gas | Miscellaneous | E7 | Utility - Cost of Operation | 0 | 0 | 0 | 0 | 0 | 0 | 0 | 0 | 0 | 0 | 0 | 0 | 0 | 0 | 0 | 0 | 0 | 0 | 0 | 0 | 0 | 0 | 0 | 0 | 0 | 0 | 0
F5_Commercial_College (WA)_New_Miscellaneous_Natural Gas_Miscellaneous_E8 | F5 | Commercial | College (WA) | New | Miscellaneous | Natural Gas | Miscellaneous | E8 | Utility - Cost of Operation | 0 | 0 | 0 | 0 | 0 | 0 | 0 | 0 | 0 | 0 | 0 | 0 | 0 | 0 | 0 | 0 | 0 | 0 | 0 | 0 | 0 | 0 | 0 | 0 | 0 | 0 | 0
F5_Commercial_College (WA)_New_Miscellaneous_Natural Gas_Miscellaneous_E9 | F5 | Commercial | College (WA) | New | Miscellaneous | Natural Gas | Miscellaneous | E9 | Utility - Cost of Operation | 0 | 0 | 0 | 0 | 0 | 0 | 0 | 0 | 0 | 0 | 0 | 0 | 0 | 0 | 0 | 0 | 0 | 0 | 0 | 0 | 0 | 0 | 0 | 0 | 0 | 0 | 0
F5_Commercial_College (WA)_New_Miscellaneous_Natural Gas_Miscellaneous_E10 | F5 | Commercial | College (WA) | New | Miscellaneous | Natural Gas | Miscellaneous | E10 | Utility - Cost of Operation | 0 | 0 | 0 | 0 | 0 | 0 | 0 | 0 | 0 | 0 | 0 | 0 | 0 | 0 | 0 | 0 | 0 | 0 | 0 | 0 | 0 | 0 | 0 | 0 | 0 | 0 | 0
F6_Commercial_College (WA)_New_Miscellaneous_Natural Gas_Miscellaneous_E1 | F6 | Commercial | College (WA) | New | Miscellaneous | Natural Gas | Miscellaneous | E1 | Utility - Value of Sales | 0.010821 | 0.010891 | 0.011006 | 0.011186 | 0.011451 | 0.011888 | 0.012337 | 0.012757 | 0.013124 | 0.013504 | 0.01394 | 0.01435 | 0.014838 | 0.015306 | 0.015678 | 0.01598 | 0.016182 | 0.016346 | 0.016509 | 0.016613 | 0.016713 | 0.017006 | 0.0173 | 0.017607 | 0.01792 | 0.018238 | 0.018563
F6_Commercial_College (WA)_New_Miscellaneous_Natural Gas_Miscellaneous_E2 | F6 | Commercial | College (WA) | New | Miscellaneous | Natural Gas | Miscellaneous | E2 | Utility - Value of Sales | 0 | 0 | 0 | 0 | 0 | 0 | 0 | 0 | 0 | 0 | 0 | 0 | 0 | 0 | 0 | 0 | 0 | 0 | 0 | 0 | 0 | 0 | 0 | 0 | 0 | 0 | 0
F6_Commercial_College (WA)_New_Miscellaneous_Natural Gas_Miscellaneous_E3 | F6 | Commercial | College (WA) | New | Miscellaneous | Natural Gas | Miscellaneous | E3 | Utility - Value of Sales | 0 | 0 | 0 | 0 | 0 | 0 | 0 | 0 | 0 | 0 | 0 | 0 | 0 | 0 | 0 | 0 | 0 | 0 | 0 | 0 | 0 | 0 | 0 | 0 | 0 | 0 | 0
F6_Commercial_College (WA)_New_Miscellaneous_Natural Gas_Miscellaneous_E4 | F6 | Commercial | College (WA) | New | Miscellaneous | Natural Gas | Miscellaneous | E4 | Utility - Value of Sales | 0 | 0 | 0 | 0 | 0 | 0 | 0 | 0 | 0 | 0 | 0 | 0 | 0 | 0 | 0 | 0 | 0 | 0 | 0 | 0 | 0 | 0 | 0 | 0 | 0 | 0 | 0
F6_Commercial_College (WA)_New_Miscellaneous_Natural Gas_Miscellaneous_E5 | F6 | Commercial | College (WA) | New | Miscellaneous | Natural Gas | Miscellaneous | E5 | Utility - Value of Sales | 0 | 0 | 0 | 0 | 0 | 0 | 0 | 0 | 0 | 0 | 0 | 0 | 0 | 0 | 0 | 0 | 0 | 0 | 0 | 0 | 0 | 0 | 0 | 0 | 0 | 0 | 0
F6_Commercial_College (WA)_New_Miscellaneous_Natural Gas_Miscellaneous_E6 | F6 | Commercial | College (WA) | New | Miscellaneous | Natural Gas | Miscellaneous | E6 | Utility - Value of Sales | 0 | 0 | 0 | 0 | 0 | 0 | 0 | 0 | 0 | 0 | 0 | 0 | 0 | 0 | 0 | 0 | 0 | 0 | 0 | 0 | 0 | 0 | 0 | 0 | 0 | 0 | 0
F6_Commercial_College (WA)_New_Miscellaneous_Natural Gas_Miscellaneous_E7 | F6 | Commercial | College (WA) | New | Miscellaneous | Natural Gas | Miscellaneous | E7 | Utility - Value of Sales | 0 | 0 | 0 | 0 | 0 | 0 | 0 | 0 | 0 | 0 | 0 | 0 | 0 | 0 | 0 | 0 | 0 | 0 | 0 | 0 | 0 | 0 | 0 | 0 | 0 | 0 | 0
F6_Commercial_College (WA)_New_Miscellaneous_Natural Gas_Miscellaneous_E8 | F6 | Commercial | College (WA) | New | Miscellaneous | Natural Gas | Miscellaneous | E8 | Utility - Value of Sales | 0 | 0 | 0 | 0 | 0 | 0 | 0 | 0 | 0 | 0 | 0 | 0 | 0 | 0 | 0 | 0 | 0 | 0 | 0 | 0 | 0 | 0 | 0 | 0 | 0 | 0 | 0
F6_Commercial_College (WA)_New_Miscellaneous_Natural Gas_Miscellaneous_E9 | F6 | Commercial | College (WA) | New | Miscellaneous | Natural Gas | Miscellaneous | E9 | Utility - Value of Sales | 0 | 0 | 0 | 0 | 0 | 0 | 0 | 0 | 0 | 0 | 0 | 0 | 0 | 0 | 0 | 0 | 0 | 0 | 0 | 0 | 0 | 0 | 0 | 0 | 0 | 0 | 0
F6_Commercial_College (WA)_New_Miscellaneous_Natural Gas_Miscellaneous_E10 | F6 | Commercial | College (WA) | New | Miscellaneous | Natural Gas | Miscellaneous | E10 | Utility - Value of Sales | 0 | 0 | 0 | 0 | 0 | 0 | 0 | 0 | 0 | 0 | 0 | 0 | 0 | 0 | 0 | 0 | 0 | 0 | 0 | 0 | 0 | 0 | 0 | 0 | 0 | 0 | 0
F1_Commercial_Health (WA)_Existing_Space Heating_Natural Gas_Furnace_E1 | F1 | Commercial | Health (WA) | Existing | Space Heating | Natural Gas | Furnace | E1 | RVT - Cost of Equipment | 0.081941 | 0.081941 | 0.081941 | 0.081941 | 0.081941 | 0.081941 | 0.081941 | 0.081941 | 0.081941 | 0.081941 | 0.081941 | 0.081941 | 0.081941 | 0.081941 | 0.081941 | 0.081941 | 0.081941 | 0.081941 | 0.081941 | 0.081941 | 0.081941 | 0.081941 | 0.081941 | 0.081941 | 0.081941 | 0.081941 | 0.081941
F1_Commercial_Health (WA)_Existing_Space Heating_Natural Gas_Furnace_E2 | F1 | Commercial | Health (WA) | Existing | Space Heating | Natural Gas | Furnace | E2 | RVT - Cost of Equipment | 0.16562 | 0.16562 | 0.16562 | 0.16562 | 0.16562 | 0.16562 | 0.16562 | 0.16562 | 0.16562 | 0.16562 | 0.16562 | 0.16562 | 0.16562 | 0.16562 | 0.16562 | 0.16562 | 0.16562 | 0.16562 | 0.16562 | 0.16562 | 0.16562 | 0.16562 | 0.16562 | 0.16562 | 0.16562 | 0.16562 | 0.16562
F1_Commercial_Health (WA)_Existing_Space Heating_Natural Gas_Furnace_E3 | F1 | Commercial | Health (WA) | Existing | Space Heating | Natural Gas | Furnace | E3 | RVT - Cost of Equipment | 0.10068 | 0.10068 | 0.10068 | 0.10068 | 0.10068 | 0.10068 | 0.10068 | 0.10068 | 0.10068 | 0.10068 | 0.10068 | 0.10068 | 0.10068 | 0.10068 | 0.10068 | 0.10068 | 0.10068 | 0.10068 | 0.10068 | 0.10068 | 0.10068 | 0.10068 | 0.10068 | 0.10068 | 0.10068 | 0.10068 | 0.10068
F1_Commercial_Health (WA)_Existing_Space Heating_Natural Gas_Furnace_E4 | F1 | Commercial | Health (WA) | Existing | Space Heating | Natural Gas | Furnace | E4 | RVT - Cost of Equipment | 0 | 0 | 0 | 0 | 0 | 0 | 0 | 0 | 0 | 0 | 0 | 0 | 0 | 0 | 0 | 0 | 0 | 0 | 0 | 0 | 0 | 0 | 0 | 0 | 0 | 0 | 0
F1_Commercial_Health (WA)_Existing_Space Heating_Natural Gas_Furnace_E5 | F1 | Commercial | Health (WA) | Existing | Space Heating | Natural Gas | Furnace | E5 | RVT - Cost of Equipment | 0 | 0 | 0 | 0 | 0 | 0 | 0 | 0 | 0 | 0 | 0 | 0 | 0 | 0 | 0 | 0 | 0 | 0 | 0 | 0 | 0 | 0 | 0 | 0 | 0 | 0 | 0
F1_Commercial_Health (WA)_Existing_Space Heating_Natural Gas_Furnace_E6 | F1 | Commercial | Health (WA) | Existing | Space Heating | Natural Gas | Furnace | E6 | RVT - Cost of Equipment | 0 | 0 | 0 | 0 | 0 | 0 | 0 | 0 | 0 | 0 | 0 | 0 | 0 | 0 | 0 | 0 | 0 | 0 | 0 | 0 | 0 | 0 | 0 | 0 | 0 | 0 | 0
F1_Commercial_Health (WA)_Existing_Space Heating_Natural Gas_Furnace_E7 | F1 | Commercial | Health (WA) | Existing | Space Heating | Natural Gas | Furnace | E7 | RVT - Cost of Equipment | 0 | 0 | 0 | 0 | 0 | 0 | 0 | 0 | 0 | 0 | 0 | 0 | 0 | 0 | 0 | 0 | 0 | 0 | 0 | 0 | 0 | 0 | 0 | 0 | 0 | 0 | 0
F1_Commercial_Health (WA)_Existing_Space Heating_Natural Gas_Furnace_E8 | F1 | Commercial | Health (WA) | Existing | Space Heating | Natural Gas | Furnace | E8 | RVT - Cost of Equipment | 0 | 0 | 0 | 0 | 0 | 0 | 0 | 0 | 0 | 0 | 0 | 0 | 0 | 0 | 0 | 0 | 0 | 0 | 0 | 0 | 0 | 0 | 0 | 0 | 0 | 0 | 0
F1_Commercial_Health (WA)_Existing_Space Heating_Natural Gas_Furnace_E9 | F1 | Commercial | Health (WA) | Existing | Space Heating | Natural Gas | Furnace | E9 | RVT - Cost of Equipment | 0 | 0 | 0 | 0 | 0 | 0 | 0 | 0 | 0 | 0 | 0 | 0 | 0 | 0 | 0 | 0 | 0 | 0 | 0 | 0 | 0 | 0 | 0 | 0 | 0 | 0 | 0
F1_Commercial_Health (WA)_Existing_Space Heating_Natural Gas_Furnace_E10 | F1 | Commercial | Health (WA) | Existing | Space Heating | Natural Gas | Furnace | E10 | RVT - Cost of Equipment | 0 | 0 | 0 | 0 | 0 | 0 | 0 | 0 | 0 | 0 | 0 | 0 | 0 | 0 | 0 | 0 | 0 | 0 | 0 | 0 | 0 | 0 | 0 | 0 | 0 | 0 | 0
F2_Commercial_Health (WA)_Existing_Space Heating_Natural Gas_Furnace_E1 | F2 | Commercial | Health (WA) | Existing | Space Heating | Natural Gas | Furnace | E1 | RVT - Cost of Operation | 0.095589 | 0.096384 | 0.097705 | 0.099233 | 0.10098 | 0.10383 | 0.10666 | 0.10962 | 0.11222 | 0.11474 | 0.11759 | 0.12008 | 0.12286 | 0.12572 | 0.12827 | 0.13071 | 0.13286 | 0.13506 | 0.13734 | 0.13964 | 0.14195 | 0.14505 | 0.14872 | 0.15187 | 0.1551 | 0.15839 | 0.16175
F2_Commercial_Health (WA)_Existing_Space Heating_Natural Gas_Furnace_E2 | F2 | Commercial | Health (WA) | Existing | Space Heating | Natural Gas | Furnace | E2 | RVT - Cost of Operation | 0.084965 | 0.085671 | 0.086846 | 0.088204 | 0.089761 | 0.092295 | 0.094809 | 0.097438 | 0.099745 | 0.10198 | 0.10452 | 0.10674 | 0.10921 | 0.11175 | 0.11401 | 0.11618 | 0.1181 | 0.12005 | 0.12207 | 0.12412 | 0.12618 | 0.12893 | 0.13219 | 0.135 | 0.13786 | 0.14079 | 0.14377
F2_Commercial_Health (WA)_Existing_Space Heating_Natural Gas_Furnace_E3 | F2 | Commercial | Health (WA) | Existing | Space Heating | Natural Gas | Furnace | E3 | RVT - Cost of Operation | 0.079658 | 0.08032 | 0.081421 | 0.082694 | 0.084154 | 0.086529 | 0.088886 | 0.091351 | 0.093514 | 0.095613 | 0.097992 | 0.10007 | 0.10238 | 0.10477 | 0.10689 | 0.10892 | 0.11072 | 0.11255 | 0.11445 | 0.11637 | 0.11829 | 0.12087 | 0.12393 | 0.12656 | 0.12925 | 0.13199 | 0.13479
F2_Commercial_Health (WA)_Existing_Space Heating_Natural Gas_Furnace_E4 | F2 | Commercial | Health (WA) | Existing | Space Heating | Natural Gas | Furnace | E4 | RVT - Cost of Operation | 0 | 0 | 0 | 0 | 0 | 0 | 0 | 0 | 0 | 0 | 0 | 0 | 0 | 0 | 0 | 0 | 0 | 0 | 0 | 0 | 0 | 0 | 0 | 0 | 0 | 0 | 0
F2_Commercial_Health (WA)_Existing_Space Heating_Natural Gas_Furnace_E5 | F2 | Commercial | Health (WA) | Existing | Space Heating | Natural Gas | Furnace | E5 | RVT - Cost of Operation | 0 | 0 | 0 | 0 | 0 | 0 | 0 | 0 | 0 | 0 | 0 | 0 | 0 | 0 | 0 | 0 | 0 | 0 | 0 | 0 | 0 | 0 | 0 | 0 | 0 | 0 | 0
F2_Commercial_Health (WA)_Existing_Space Heating_Natural Gas_Furnace_E6 | F2 | Commercial | Health (WA) | Existing | Space Heating | Natural Gas | Furnace | E6 | RVT - Cost of Operation | 0 | 0 | 0 | 0 | 0 | 0 | 0 | 0 | 0 | 0 | 0 | 0 | 0 | 0 | 0 | 0 | 0 | 0 | 0 | 0 | 0 | 0 | 0 | 0 | 0 | 0 | 0
F2_Commercial_Health (WA)_Existing_Space Heating_Natural Gas_Furnace_E7 | F2 | Commercial | Health (WA) | Existing | Space Heating | Natural Gas | Furnace | E7 | RVT - Cost of Operation | 0 | 0 | 0 | 0 | 0 | 0 | 0 | 0 | 0 | 0 | 0 | 0 | 0 | 0 | 0 | 0 | 0 | 0 | 0 | 0 | 0 | 0 | 0 | 0 | 0 | 0 | 0
F2_Commercial_Health (WA)_Existing_Space Heating_Natural Gas_Furnace_E8 | F2 | Commercial | Health (WA) | Existing | Space Heating | Natural Gas | Furnace | E8 | RVT - Cost of Operation | 0 | 0 | 0 | 0 | 0 | 0 | 0 | 0 | 0 | 0 | 0 | 0 | 0 | 0 | 0 | 0 | 0 | 0 | 0 | 0 | 0 | 0 | 0 | 0 | 0 | 0 | 0
F2_Commercial_Health (WA)_Existing_Space Heating_Natural Gas_Furnace_E9 | F2 | Commercial | Health (WA) | Existing | Space Heating | Natural Gas | Furnace | E9 | RVT - Cost of Operation | 0 | 0 | 0 | 0 | 0 | 0 | 0 | 0 | 0 | 0 | 0 | 0 | 0 | 0 | 0 | 0 | 0 | 0 | 0 | 0 | 0 | 0 | 0 | 0 | 0 | 0 | 0
F2_Commercial_Health (WA)_Existing_Space Heating_Natural Gas_Furnace_E10 | F2 | Commercial | Health (WA) | Existing | Space Heating | Natural Gas | Furnace | E10 | RVT - Cost of Operation | 0 | 0 | 0 | 0 | 0 | 0 | 0 | 0 | 0 | 0 | 0 | 0 | 0 | 0 | 0 | 0 | 0 | 0 | 0 | 0 | 0 | 0 | 0 | 0 | 0 | 0 | 0
F3_Commercial_Health (WA)_Existing_Space Heating_Natural Gas_Furnace_E1 | F3 | Commercial | Health (WA) | Existing | Space Heating | Natural Gas | Furnace | E1 | System - kBTUs of Consumption | 21.0357 | 20.9829 | 20.9829 | 20.9829 | 20.9829 | 20.9829 | 20.9829 | 20.9829 | 20.9829 | 20.9829 | 20.9829 | 20.9829 | 20.9829 | 20.9829 | 20.9829 | 20.9829 | 20.9829 | 20.9829 | 20.9829 | 20.9829 | 20.9829 | 20.9829 | 20.9829 | 20.9829 | 20.9829 | 20.9829 | 20.9829
F3_Commercial_Health (WA)_Existing_Space Heating_Natural Gas_Furnace_E2 | F3 | Commercial | Health (WA) | Existing | Space Heating | Natural Gas | Furnace | E2 | System - kBTUs of Consumption | 18.6978 | 18.6509 | 18.6509 | 18.6509 | 18.6509 | 18.6509 | 18.6509 | 18.6509 | 18.6509 | 18.6509 | 18.6509 | 18.6509 | 18.6509 | 18.6509 | 18.6509 | 18.6509 | 18.6509 | 18.6509 | 18.6509 | 18.6509 | 18.6509 | 18.6509 | 18.6509 | 18.6509 | 18.6509 | 18.6509 | 18.6509
F3_Commercial_Health (WA)_Existing_Space Heating_Natural Gas_Furnace_E3 | F3 | Commercial | Health (WA) | Existing | Space Heating | Natural Gas | Furnace | E3 | System - kBTUs of Consumption | 17.5298 | 17.4858 | 17.4858 | 17.4858 | 17.4858 | 17.4858 | 17.4858 | 17.4858 | 17.4858 | 17.4858 | 17.4858 | 17.4858 | 17.4858 | 17.4858 | 17.4858 | 17.4858 | 17.4858 | 17.4858 | 17.4858 | 17.4858 | 17.4858 | 17.4858 | 17.4858 | 17.4858 | 17.4858 | 17.4858 | 17.4858
F3_Commercial_Health (WA)_Existing_Space Heating_Natural Gas_Furnace_E4 | F3 | Commercial | Health (WA) | Existing | Space Heating | Natural Gas | Furnace | E4 | System - kBTUs of Consumption | 0 | 0 | 0 | 0 | 0 | 0 | 0 | 0 | 0 | 0 | 0 | 0 | 0 | 0 | 0 | 0 | 0 | 0 | 0 | 0 | 0 | 0 | 0 | 0 | 0 | 0 | 0
F3_Commercial_Health (WA)_Existing_Space Heating_Natural Gas_Furnace_E5 | F3 | Commercial | Health (WA) | Existing | Space Heating | Natural Gas | Furnace | E5 | System - kBTUs of Consumption | 0 | 0 | 0 | 0 | 0 | 0 | 0 | 0 | 0 | 0 | 0 | 0 | 0 | 0 | 0 | 0 | 0 | 0 | 0 | 0 | 0 | 0 | 0 | 0 | 0 | 0 | 0
F3_Commercial_Health (WA)_Existing_Space Heating_Natural Gas_Furnace_E6 | F3 | Commercial | Health (WA) | Existing | Space Heating | Natural Gas | Furnace | E6 | System - kBTUs of Consumption | 0 | 0 | 0 | 0 | 0 | 0 | 0 | 0 | 0 | 0 | 0 | 0 | 0 | 0 | 0 | 0 | 0 | 0 | 0 | 0 | 0 | 0 | 0 | 0 | 0 | 0 | 0
F3_Commercial_Health (WA)_Existing_Space Heating_Natural Gas_Furnace_E7 | F3 | Commercial | Health (WA) | Existing | Space Heating | Natural Gas | Furnace | E7 | System - kBTUs of Consumption | 0 | 0 | 0 | 0 | 0 | 0 | 0 | 0 | 0 | 0 | 0 | 0 | 0 | 0 | 0 | 0 | 0 | 0 | 0 | 0 | 0 | 0 | 0 | 0 | 0 | 0 | 0
F3_Commercial_Health (WA)_Existing_Space Heating_Natural Gas_Furnace_E8 | F3 | Commercial | Health (WA) | Existing | Space Heating | Natural Gas | Furnace | E8 | System - kBTUs of Consumption | 0 | 0 | 0 | 0 | 0 | 0 | 0 | 0 | 0 | 0 | 0 | 0 | 0 | 0 | 0 | 0 | 0 | 0 | 0 | 0 | 0 | 0 | 0 | 0 | 0 | 0 | 0
F3_Commercial_Health (WA)_Existing_Space Heating_Natural Gas_Furnace_E9 | F3 | Commercial | Health (WA) | Existing | Space Heating | Natural Gas | Furnace | E9 | System - kBTUs of Consumption | 0 | 0 | 0 | 0 | 0 | 0 | 0 | 0 | 0 | 0 | 0 | 0 | 0 | 0 | 0 | 0 | 0 | 0 | 0 | 0 | 0 | 0 | 0 | 0 | 0 | 0 | 0
F3_Commercial_Health (WA)_Existing_Space Heating_Natural Gas_Furnace_E10 | F3 | Commercial | Health (WA) | Existing | Space Heating | Natural Gas | Furnace | E10 | System - kBTUs of Consumption | 0 | 0 | 0 | 0 | 0 | 0 | 0 | 0 | 0 | 0 | 0 | 0 | 0 | 0 | 0 | 0 | 0 | 0 | 0 | 0 | 0 | 0 | 0 | 0 | 0 | 0 | 0
F4_Commercial_Health (WA)_Existing_Space Heating_Natural Gas_Furnace_E1 | F4 | Commercial | Health (WA) | Existing | Space Heating | Natural Gas | Furnace | E1 | Utility - Cost of Equipment | 0.081941 | 0.081941 | 0.081941 | 0.081941 | 0.081941 | 0.081941 | 0.081941 | 0.081941 | 0.081941 | 0.081941 | 0.081941 | 0.081941 | 0.081941 | 0.081941 | 0.081941 | 0.081941 | 0.081941 | 0.081941 | 0.081941 | 0.081941 | 0.081941 | 0.081941 | 0.081941 | 0.081941 | 0.081941 | 0.081941 | 0.081941
F4_Commercial_Health (WA)_Existing_Space Heating_Natural Gas_Furnace_E2 | F4 | Commercial | Health (WA) | Existing | Space Heating | Natural Gas | Furnace | E2 | Utility - Cost of Equipment | 0.16562 | 0.16562 | 0.16562 | 0.16562 | 0.16562 | 0.16562 | 0.16562 | 0.16562 | 0.16562 | 0.16562 | 0.16562 | 0.16562 | 0.16562 | 0.16562 | 0.16562 | 0.16562 | 0.16562 | 0.16562 | 0.16562 | 0.16562 | 0.16562 | 0.16562 | 0.16562 | 0.16562 | 0.16562 | 0.16562 | 0.16562
F4_Commercial_Health (WA)_Existing_Space Heating_Natural Gas_Furnace_E3 | F4 | Commercial | Health (WA) | Existing | Space Heating | Natural Gas | Furnace | E3 | Utility - Cost of Equipment | 0.10068 | 0.10068 | 0.10068 | 0.10068 | 0.10068 | 0.10068 | 0.10068 | 0.10068 | 0.10068 | 0.10068 | 0.10068 | 0.10068 | 0.10068 | 0.10068 | 0.10068 | 0.10068 | 0.10068 | 0.10068 | 0.10068 | 0.10068 | 0.10068 | 0.10068 | 0.10068 | 0.10068 | 0.10068 | 0.10068 | 0.10068
F4_Commercial_Health (WA)_Existing_Space Heating_Natural Gas_Furnace_E4 | F4 | Commercial | Health (WA) | Existing | Space Heating | Natural Gas | Furnace | E4 | Utility - Cost of Equipment | 0 | 0 | 0 | 0 | 0 | 0 | 0 | 0 | 0 | 0 | 0 | 0 | 0 | 0 | 0 | 0 | 0 | 0 | 0 | 0 | 0 | 0 | 0 | 0 | 0 | 0 | 0
F4_Commercial_Health (WA)_Existing_Space Heating_Natural Gas_Furnace_E5 | F4 | Commercial | Health (WA) | Existing | Space Heating | Natural Gas | Furnace | E5 | Utility - Cost of Equipment | 0 | 0 | 0 | 0 | 0 | 0 | 0 | 0 | 0 | 0 | 0 | 0 | 0 | 0 | 0 | 0 | 0 | 0 | 0 | 0 | 0 | 0 | 0 | 0 | 0 | 0 | 0
F4_Commercial_Health (WA)_Existing_Space Heating_Natural Gas_Furnace_E6 | F4 | Commercial | Health (WA) | Existing | Space Heating | Natural Gas | Furnace | E6 | Utility - Cost of Equipment | 0 | 0 | 0 | 0 | 0 | 0 | 0 | 0 | 0 | 0 | 0 | 0 | 0 | 0 | 0 | 0 | 0 | 0 | 0 | 0 | 0 | 0 | 0 | 0 | 0 | 0 | 0
F4_Commercial_Health (WA)_Existing_Space Heating_Natural Gas_Furnace_E7 | F4 | Commercial | Health (WA) | Existing | Space Heating | Natural Gas | Furnace | E7 | Utility - Cost of Equipment | 0 | 0 | 0 | 0 | 0 | 0 | 0 | 0 | 0 | 0 | 0 | 0 | 0 | 0 | 0 | 0 | 0 | 0 | 0 | 0 | 0 | 0 | 0 | 0 | 0 | 0 | 0
F4_Commercial_Health (WA)_Existing_Space Heating_Natural Gas_Furnace_E8 | F4 | Commercial | Health (WA) | Existing | Space Heating | Natural Gas | Furnace | E8 | Utility - Cost of Equipment | 0 | 0 | 0 | 0 | 0 | 0 | 0 | 0 | 0 | 0 | 0 | 0 | 0 | 0 | 0 | 0 | 0 | 0 | 0 | 0 | 0 | 0 | 0 | 0 | 0 | 0 | 0
F4_Commercial_Health (WA)_Existing_Space Heating_Natural Gas_Furnace_E9 | F4 | Commercial | Health (WA) | Existing | Space Heating | Natural Gas | Furnace | E9 | Utility - Cost of Equipment | 0 | 0 | 0 | 0 | 0 | 0 | 0 | 0 | 0 | 0 | 0 | 0 | 0 | 0 | 0 | 0 | 0 | 0 | 0 | 0 | 0 | 0 | 0 | 0 | 0 | 0 | 0
F4_Commercial_Health (WA)_Existing_Space Heating_Natural Gas_Furnace_E10 | F4 | Commercial | Health (WA) | Existing | Space Heating | Natural Gas | Furnace | E10 | Utility - Cost of Equipment | 0 | 0 | 0 | 0 | 0 | 0 | 0 | 0 | 0 | 0 | 0 | 0 | 0 | 0 | 0 | 0 | 0 | 0 | 0 | 0 | 0 | 0 | 0 | 0 | 0 | 0 | 0
F5_Commercial_Health (WA)_Existing_Space Heating_Natural Gas_Furnace_E1 | F5 | Commercial | Health (WA) | Existing | Space Heating | Natural Gas | Furnace | E1 | Utility - Cost of Operation | 0.081893 | 0.083083 | 0.084771 | 0.086697 | 0.088881 | 0.09206 | 0.095305 | 0.098749 | 0.10199 | 0.10528 | 0.10815 | 0.11075 | 0.11364 | 0.11663 | 0.11937 | 0.12205 | 0.12451 | 0.12704 | 0.12969 | 0.13242 | 0.13519 | 0.13814 | 0.14164 | 0.14464 | 0.14771 | 0.15085 | 0.15405
F5_Commercial_Health (WA)_Existing_Space Heating_Natural Gas_Furnace_E2 | F5 | Commercial | Health (WA) | Existing | Space Heating | Natural Gas | Furnace | E2 | Utility - Cost of Operation | 0.072791 | 0.073849 | 0.075349 | 0.077061 | 0.079003 | 0.081828 | 0.084713 | 0.087774 | 0.090655 | 0.093576 | 0.096133 | 0.098443 | 0.10101 | 0.10367 | 0.1061 | 0.10849 | 0.11067 | 0.11292 | 0.11528 | 0.1177 | 0.12017 | 0.12279 | 0.12589 | 0.12857 | 0.1313 | 0.13408 | 0.13693
F5_Commercial_Health (WA)_Existing_Space Heating_Natural Gas_Furnace_E3 | F5 | Commercial | Health (WA) | Existing | Space Heating | Natural Gas | Furnace | E3 | Utility - Cost of Operation | 0.068244 | 0.069236 | 0.070642 | 0.072247 | 0.074068 | 0.076717 | 0.079421 | 0.08229 | 0.084992 | 0.08773 | 0.090127 | 0.092293 | 0.094698 | 0.097191 | 0.099474 | 0.10171 | 0.10375 | 0.10587 | 0.10808 | 0.11035 | 0.11266 | 0.11512 | 0.11803 | 0.12054 | 0.12309 | 0.12571 | 0.12837
F5_Commercial_Health (WA)_Existing_Space Heating_Natural Gas_Furnace_E4 | F5 | Commercial | Health (WA) | Existing | Space Heating | Natural Gas | Furnace | E4 | Utility - Cost of Operation | 0 | 0 | 0 | 0 | 0 | 0 | 0 | 0 | 0 | 0 | 0 | 0 | 0 | 0 | 0 | 0 | 0 | 0 | 0 | 0 | 0 | 0 | 0 | 0 | 0 | 0 | 0
F5_Commercial_Health (WA)_Existing_Space Heating_Natural Gas_Furnace_E5 | F5 | Commercial | Health (WA) | Existing | Space Heating | Natural Gas | Furnace | E5 | Utility - Cost of Operation | 0 | 0 | 0 | 0 | 0 | 0 | 0 | 0 | 0 | 0 | 0 | 0 | 0 | 0 | 0 | 0 | 0 | 0 | 0 | 0 | 0 | 0 | 0 | 0 | 0 | 0 | 0
F5_Commercial_Health (WA)_Existing_Space Heating_Natural Gas_Furnace_E6 | F5 | Commercial | Health (WA) | Existing | Space Heating | Natural Gas | Furnace | E6 | Utility - Cost of Operation | 0 | 0 | 0 | 0 | 0 | 0 | 0 | 0 | 0 | 0 | 0 | 0 | 0 | 0 | 0 | 0 | 0 | 0 | 0 | 0 | 0 | 0 | 0 | 0 | 0 | 0 | 0
F5_Commercial_Health (WA)_Existing_Space Heating_Natural Gas_Furnace_E7 | F5 | Commercial | Health (WA) | Existing | Space Heating | Natural Gas | Furnace | E7 | Utility - Cost of Operation | 0 | 0 | 0 | 0 | 0 | 0 | 0 | 0 | 0 | 0 | 0 | 0 | 0 | 0 | 0 | 0 | 0 | 0 | 0 | 0 | 0 | 0 | 0 | 0 | 0 | 0 | 0
F5_Commercial_Health (WA)_Existing_Space Heating_Natural Gas_Furnace_E8 | F5 | Commercial | Health (WA) | Existing | Space Heating | Natural Gas | Furnace | E8 | Utility - Cost of Operation | 0 | 0 | 0 | 0 | 0 | 0 | 0 | 0 | 0 | 0 | 0 | 0 | 0 | 0 | 0 | 0 | 0 | 0 | 0 | 0 | 0 | 0 | 0 | 0 | 0 | 0 | 0
F5_Commercial_Health (WA)_Existing_Space Heating_Natural Gas_Furnace_E9 | F5 | Commercial | Health (WA) | Existing | Space Heating | Natural Gas | Furnace | E9 | Utility - Cost of Operation | 0 | 0 | 0 | 0 | 0 | 0 | 0 | 0 | 0 | 0 | 0 | 0 | 0 | 0 | 0 | 0 | 0 | 0 | 0 | 0 | 0 | 0 | 0 | 0 | 0 | 0 | 0
F5_Commercial_Health (WA)_Existing_Space Heating_Natural Gas_Furnace_E10 | F5 | Commercial | Health (WA) | Existing | Space Heating | Natural Gas | Furnace | E10 | Utility - Cost of Operation | 0 | 0 | 0 | 0 | 0 | 0 | 0 | 0 | 0 | 0 | 0 | 0 | 0 | 0 | 0 | 0 | 0 | 0 | 0 | 0 | 0 | 0 | 0 | 0 | 0 | 0 | 0
F6_Commercial_Health (WA)_Existing_Space Heating_Natural Gas_Furnace_E1 | F6 | Commercial | Health (WA) | Existing | Space Heating | Natural Gas | Furnace | E1 | Utility - Value of Sales | 0.095589 | 0.096384 | 0.097705 | 0.099233 | 0.10098 | 0.10383 | 0.10666 | 0.10962 | 0.11222 | 0.11474 | 0.11759 | 0.12008 | 0.12286 | 0.12572 | 0.12827 | 0.13071 | 0.13286 | 0.13506 | 0.13734 | 0.13964 | 0.14195 | 0.14505 | 0.14872 | 0.15187 | 0.1551 | 0.15839 | 0.16175
F6_Commercial_Health (WA)_Existing_Space Heating_Natural Gas_Furnace_E2 | F6 | Commercial | Health (WA) | Existing | Space Heating | Natural Gas | Furnace | E2 | Utility - Value of Sales | 0.084965 | 0.085671 | 0.086846 | 0.088204 | 0.089761 | 0.092295 | 0.094809 | 0.097438 | 0.099745 | 0.10198 | 0.10452 | 0.10674 | 0.10921 | 0.11175 | 0.11401 | 0.11618 | 0.1181 | 0.12005 | 0.12207 | 0.12412 | 0.12618 | 0.12893 | 0.13219 | 0.135 | 0.13786 | 0.14079 | 0.14377
F6_Commercial_Health (WA)_Existing_Space Heating_Natural Gas_Furnace_E3 | F6 | Commercial | Health (WA) | Existing | Space Heating | Natural Gas | Furnace | E3 | Utility - Value of Sales | 0.079658 | 0.08032 | 0.081421 | 0.082694 | 0.084154 | 0.086529 | 0.088886 | 0.091351 | 0.093514 | 0.095613 | 0.097992 | 0.10007 | 0.10238 | 0.10477 | 0.10689 | 0.10892 | 0.11072 | 0.11255 | 0.11445 | 0.11637 | 0.11829 | 0.12087 | 0.12393 | 0.12656 | 0.12925 | 0.13199 | 0.13479
F6_Commercial_Health (WA)_Existing_Space Heating_Natural Gas_Furnace_E4 | F6 | Commercial | Health (WA) | Existing | Space Heating | Natural Gas | Furnace | E4 | Utility - Value of Sales | 0 | 0 | 0 | 0 | 0 | 0 | 0 | 0 | 0 | 0 | 0 | 0 | 0 | 0 | 0 | 0 | 0 | 0 | 0 | 0 | 0 | 0 | 0 | 0 | 0 | 0 | 0
F6_Commercial_Health (WA)_Existing_Space Heating_Natural Gas_Furnace_E5 | F6 | Commercial | Health (WA) | Existing | Space Heating | Natural Gas | Furnace | E5 | Utility - Value of Sales | 0 | 0 | 0 | 0 | 0 | 0 | 0 | 0 | 0 | 0 | 0 | 0 | 0 | 0 | 0 | 0 | 0 | 0 | 0 | 0 | 0 | 0 | 0 | 0 | 0 | 0 | 0
F6_Commercial_Health (WA)_Existing_Space Heating_Natural Gas_Furnace_E6 | F6 | Commercial | Health (WA) | Existing | Space Heating | Natural Gas | Furnace | E6 | Utility - Value of Sales | 0 | 0 | 0 | 0 | 0 | 0 | 0 | 0 | 0 | 0 | 0 | 0 | 0 | 0 | 0 | 0 | 0 | 0 | 0 | 0 | 0 | 0 | 0 | 0 | 0 | 0 | 0
F6_Commercial_Health (WA)_Existing_Space Heating_Natural Gas_Furnace_E7 | F6 | Commercial | Health (WA) | Existing | Space Heating | Natural Gas | Furnace | E7 | Utility - Value of Sales | 0 | 0 | 0 | 0 | 0 | 0 | 0 | 0 | 0 | 0 | 0 | 0 | 0 | 0 | 0 | 0 | 0 | 0 | 0 | 0 | 0 | 0 | 0 | 0 | 0 | 0 | 0
F6_Commercial_Health (WA)_Existing_Space Heating_Natural Gas_Furnace_E8 | F6 | Commercial | Health (WA) | Existing | Space Heating | Natural Gas | Furnace | E8 | Utility - Value of Sales | 0 | 0 | 0 | 0 | 0 | 0 | 0 | 0 | 0 | 0 | 0 | 0 | 0 | 0 | 0 | 0 | 0 | 0 | 0 | 0 | 0 | 0 | 0 | 0 | 0 | 0 | 0
F6_Commercial_Health (WA)_Existing_Space Heating_Natural Gas_Furnace_E9 | F6 | Commercial | Health (WA) | Existing | Space Heating | Natural Gas | Furnace | E9 | Utility - Value of Sales | 0 | 0 | 0 | 0 | 0 | 0 | 0 | 0 | 0 | 0 | 0 | 0 | 0 | 0 | 0 | 0 | 0 | 0 | 0 | 0 | 0 | 0 | 0 | 0 | 0 | 0 | 0
F6_Commercial_Health (WA)_Existing_Space Heating_Natural Gas_Furnace_E10 | F6 | Commercial | Health (WA) | Existing | Space Heating | Natural Gas | Furnace | E10 | Utility - Value of Sales | 0 | 0 | 0 | 0 | 0 | 0 | 0 | 0 | 0 | 0 | 0 | 0 | 0 | 0 | 0 | 0 | 0 | 0 | 0 | 0 | 0 | 0 | 0 | 0 | 0 | 0 | 0
F1_Commercial_Health (WA)_Existing_Space Heating_Natural Gas_Boiler_E1 | F1 | Commercial | Health (WA) | Existing | Space Heating | Natural Gas | Boiler | E1 | RVT - Cost of Equipment | 0.15373 | 0.15373 | 0.15373 | 0.15373 | 0.15373 | 0.15373 | 0.15373 | 0.15373 | 0.15373 | 0.15373 | 0.15373 | 0.15373 | 0.15373 | 0.15373 | 0.15373 | 0.15373 | 0.15373 | 0.15373 | 0.15373 | 0.15373 | 0.15373 | 0.15373 | 0.15373 | 0.15373 | 0.15373 | 0.15373 | 0.15373
F1_Commercial_Health (WA)_Existing_Space Heating_Natural Gas_Boiler_E2 | F1 | Commercial | Health (WA) | Existing | Space Heating | Natural Gas | Boiler | E2 | RVT - Cost of Equipment | 0.16018 | 0.16018 | 0.16018 | 0.16018 | 0.16018 | 0.16018 | 0.16018 | 0.16018 | 0.16018 | 0.16018 | 0.16018 | 0.16018 | 0.16018 | 0.16018 | 0.16018 | 0.16018 | 0.16018 | 0.16018 | 0.16018 | 0.16018 | 0.16018 | 0.16018 | 0.16018 | 0.16018 | 0.16018 | 0.16018 | 0.16018
F1_Commercial_Health (WA)_Existing_Space Heating_Natural Gas_Boiler_E3 | F1 | Commercial | Health (WA) | Existing | Space Heating | Natural Gas | Boiler | E3 | RVT - Cost of Equipment | 0.14954 | 0.14954 | 0.14954 | 0.14954 | 0.14954 | 0.14954 | 0.14954 | 0.14954 | 0.14954 | 0.14954 | 0.14954 | 0.14954 | 0.14954 | 0.14954 | 0.14954 | 0.14954 | 0.14954 | 0.14954 | 0.14954 | 0.14954 | 0.14954 | 0.14954 | 0.14954 | 0.14954 | 0.14954 | 0.14954 | 0.14954
F1_Commercial_Health (WA)_Existing_Space Heating_Natural Gas_Boiler_E4 | F1 | Commercial | Health (WA) | Existing | Space Heating | Natural Gas | Boiler | E4 | RVT - Cost of Equipment | 1.2332 | 1.2332 | 1.2332 | 1.2332 | 1.2332 | 1.2332 | 1.2332 | 1.2332 | 1.2332 | 1.2332 | 1.2332 | 1.2332 | 1.2332 | 1.2332 | 1.2332 | 1.2332 | 1.2332 | 1.2332 | 1.2332 | 1.2332 | 1.2332 | 1.2332 | 1.2332 | 1.2332 | 1.2332 | 1.2332 | 1.2332
F1_Commercial_Health (WA)_Existing_Space Heating_Natural Gas_Boiler_E5 | F1 | Commercial | Health (WA) | Existing | Space Heating | Natural Gas | Boiler | E5 | RVT - Cost of Equipment | 0 | 0 | 0 | 0 | 0 | 0 | 0 | 0 | 0 | 0 | 0 | 0 | 0 | 0 | 0 | 0 | 0 | 0 | 0 | 0 | 0 | 0 | 0 | 0 | 0 | 0 | 0
F1_Commercial_Health (WA)_Existing_Space Heating_Natural Gas_Boiler_E6 | F1 | Commercial | Health (WA) | Existing | Space Heating | Natural Gas | Boiler | E6 | RVT - Cost of Equipment | 0 | 0 | 0 | 0 | 0 | 0 | 0 | 0 | 0 | 0 | 0 | 0 | 0 | 0 | 0 | 0 | 0 | 0 | 0 | 0 | 0 | 0 | 0 | 0 | 0 | 0 | 0
F1_Commercial_Health (WA)_Existing_Space Heating_Natural Gas_Boiler_E7 | F1 | Commercial | Health (WA) | Existing | Space Heating | Natural Gas | Boiler | E7 | RVT - Cost of Equipment | 0 | 0 | 0 | 0 | 0 | 0 | 0 | 0 | 0 | 0 | 0 | 0 | 0 | 0 | 0 | 0 | 0 | 0 | 0 | 0 | 0 | 0 | 0 | 0 | 0 | 0 | 0
F1_Commercial_Health (WA)_Existing_Space Heating_Natural Gas_Boiler_E8 | F1 | Commercial | Health (WA) | Existing | Space Heating | Natural Gas | Boiler | E8 | RVT - Cost of Equipment | 0 | 0 | 0 | 0 | 0 | 0 | 0 | 0 | 0 | 0 | 0 | 0 | 0 | 0 | 0 | 0 | 0 | 0 | 0 | 0 | 0 | 0 | 0 | 0 | 0 | 0 | 0
F1_Commercial_Health (WA)_Existing_Space Heating_Natural Gas_Boiler_E9 | F1 | Commercial | Health (WA) | Existing | Space Heating | Natural Gas | Boiler | E9 | RVT - Cost of Equipment | 0 | 0 | 0 | 0 | 0 | 0 | 0 | 0 | 0 | 0 | 0 | 0 | 0 | 0 | 0 | 0 | 0 | 0 | 0 | 0 | 0 | 0 | 0 | 0 | 0 | 0 | 0
F1_Commercial_Health (WA)_Existing_Space Heating_Natural Gas_Boiler_E10 | F1 | Commercial | Health (WA) | Existing | Space Heating | Natural Gas | Boiler | E10 | RVT - Cost of Equipment | 0 | 0 | 0 | 0 | 0 | 0 | 0 | 0 | 0 | 0 | 0 | 0 | 0 | 0 | 0 | 0 | 0 | 0 | 0 | 0 | 0 | 0 | 0 | 0 | 0 | 0 | 0
F2_Commercial_Health (WA)_Existing_Space Heating_Natural Gas_Boiler_E1 | F2 | Commercial | Health (WA) | Existing | Space Heating | Natural Gas | Boiler | E1 | RVT - Cost of Operation | 0.23071 | 0.23349 | 0.23716 | 0.24117 | 0.24554 | 0.25171 | 0.25789 | 0.26435 | 0.2703 | 0.27621 | 0.28274 | 0.28878 | 0.29533 | 0.302 | 0.30821 | 0.3143 | 0.31998 | 0.32576 | 0.33173 | 0.33779 | 0.3439 | 0.3513 | 0.35962 | 0.36709 | 0.37464 | 0.38041 | 0.38561
F2_Commercial_Health (WA)_Existing_Space Heating_Natural Gas_Boiler_E2 | F2 | Commercial | Health (WA) | Existing | Space Heating | Natural Gas | Boiler | E2 | RVT - Cost of Operation | 0.21714 | 0.21975 | 0.22321 | 0.22698 | 0.23109 | 0.2369 | 0.24271 | 0.24879 | 0.2544 | 0.25995 | 0.2661 | 0.27179 | 0.27795 | 0.28423 | 0.29008 | 0.29581 | 0.30115 | 0.3066 | 0.31221 | 0.31792 | 0.32367 | 0.33063 | 0.33846 | 0.34549 | 0.3526 | 0.35803 | 0.36292
F2_Commercial_Health (WA)_Existing_Space Heating_Natural Gas_Boiler_E3 | F2 | Commercial | Health (WA) | Existing | Space Heating | Natural Gas | Boiler | E3 | RVT - Cost of Operation | 0.19027 | 0.19256 | 0.19559 | 0.1989 | 0.2025 | 0.20759 | 0.21269 | 0.21801 | 0.22292 | 0.2278 | 0.23318 | 0.23817 | 0.24356 | 0.24907 | 0.25419 | 0.25922 | 0.26389 | 0.26867 | 0.27359 | 0.27859 | 0.28363 | 0.28973 | 0.29659 | 0.30275 | 0.30898 | 0.31374 | 0.31802
F2_Commercial_Health (WA)_Existing_Space Heating_Natural Gas_Boiler_E4 | F2 | Commercial | Health (WA) | Existing | Space Heating | Natural Gas | Boiler | E4 | RVT - Cost of Operation | 0.12021 | 0.12121 | 0.12287 | 0.12479 | 0.12699 | 0.13058 | 0.13414 | 0.13786 | 0.14112 | 0.14429 | 0.14788 | 0.15101 | 0.15451 | 0.1581 | 0.1613 | 0.16438 | 0.16708 | 0.16985 | 0.17271 | 0.17561 | 0.17851 | 0.18241 | 0.18702 | 0.19099 | 0.19505 | 0.19919 | 0.20341
F2_Commercial_Health (WA)_Existing_Space Heating_Natural Gas_Boiler_E5 | F2 | Commercial | Health (WA) | Existing | Space Heating | Natural Gas | Boiler | E5 | RVT - Cost of Operation | 0 | 0 | 0 | 0 | 0 | 0 | 0 | 0 | 0 | 0 | 0 | 0 | 0 | 0 | 0 | 0 | 0 | 0 | 0 | 0 | 0 | 0 | 0 | 0 | 0 | 0 | 0
F2_Commercial_Health (WA)_Existing_Space Heating_Natural Gas_Boiler_E6 | F2 | Commercial | Health (WA) | Existing | Space Heating | Natural Gas | Boiler | E6 | RVT - Cost of Operation | 0 | 0 | 0 | 0 | 0 | 0 | 0 | 0 | 0 | 0 | 0 | 0 | 0 | 0 | 0 | 0 | 0 | 0 | 0 | 0 | 0 | 0 | 0 | 0 | 0 | 0 | 0
F2_Commercial_Health (WA)_Existing_Space Heating_Natural Gas_Boiler_E7 | F2 | Commercial | Health (WA) | Existing | Space Heating | Natural Gas | Boiler | E7 | RVT - Cost of Operation | 0 | 0 | 0 | 0 | 0 | 0 | 0 | 0 | 0 | 0 | 0 | 0 | 0 | 0 | 0 | 0 | 0 | 0 | 0 | 0 | 0 | 0 | 0 | 0 | 0 | 0 | 0
F2_Commercial_Health (WA)_Existing_Space Heating_Natural Gas_Boiler_E8 | F2 | Commercial | Health (WA) | Existing | Space Heating | Natural Gas | Boiler | E8 | RVT - Cost of Operation | 0 | 0 | 0 | 0 | 0 | 0 | 0 | 0 | 0 | 0 | 0 | 0 | 0 | 0 | 0 | 0 | 0 | 0 | 0 | 0 | 0 | 0 | 0 | 0 | 0 | 0 | 0
F2_Commercial_Health (WA)_Existing_Space Heating_Natural Gas_Boiler_E9 | F2 | Commercial | Health (WA) | Existing | Space Heating | Natural Gas | Boiler | E9 | RVT - Cost of Operation | 0 | 0 | 0 | 0 | 0 | 0 | 0 | 0 | 0 | 0 | 0 | 0 | 0 | 0 | 0 | 0 | 0 | 0 | 0 | 0 | 0 | 0 | 0 | 0 | 0 | 0 | 0
F2_Commercial_Health (WA)_Existing_Space Heating_Natural Gas_Boiler_E10 | F2 | Commercial | Health (WA) | Existing | Space Heating | Natural Gas | Boiler | E10 | RVT - Cost of Operation | 0 | 0 | 0 | 0 | 0 | 0 | 0 | 0 | 0 | 0 | 0 | 0 | 0 | 0 | 0 | 0 | 0 | 0 | 0 | 0 | 0 | 0 | 0 | 0 | 0 | 0 | 0
F3_Commercial_Health (WA)_Existing_Space Heating_Natural Gas_Boiler_E1 | F3 | Commercial | Health (WA) | Existing | Space Heating | Natural Gas | Boiler | E1 | System - kBTUs of Consumption | 45.3967 | 45.3385 | 45.3385 | 45.3385 | 45.3385 | 45.3385 | 45.3385 | 45.3385 | 45.3385 | 45.3385 | 45.3385 | 45.3385 | 45.3385 | 45.3385 | 45.3385 | 45.3385 | 45.3385 | 45.3385 | 45.3385 | 45.3385 | 45.3385 | 45.3385 | 45.3385 | 45.3385 | 45.3385 | 44.7788 | 44.0791
F3_Commercial_Health (WA)_Existing_Space Heating_Natural Gas_Boiler_E2 | F3 | Commercial | Health (WA) | Existing | Space Heating | Natural Gas | Boiler | E2 | System - kBTUs of Consumption | 42.7257 | 42.671 | 42.671 | 42.671 | 42.671 | 42.671 | 42.671 | 42.671 | 42.671 | 42.671 | 42.671 | 42.671 | 42.671 | 42.671 | 42.671 | 42.671 | 42.671 | 42.671 | 42.671 | 42.671 | 42.671 | 42.671 | 42.671 | 42.671 | 42.671 | 42.1442 | 41.4857
F3_Commercial_Health (WA)_Existing_Space Heating_Natural Gas_Boiler_E3 | F3 | Commercial | Health (WA) | Existing | Space Heating | Natural Gas | Boiler | E3 | System - kBTUs of Consumption | 37.44 | 37.3921 | 37.3921 | 37.3921 | 37.3921 | 37.3921 | 37.3921 | 37.3921 | 37.3921 | 37.3921 | 37.3921 | 37.3921 | 37.3921 | 37.3921 | 37.3921 | 37.3921 | 37.3921 | 37.3921 | 37.3921 | 37.3921 | 37.3921 | 37.3921 | 37.3921 | 37.3921 | 37.3921 | 36.9304 | 36.3534
F3_Commercial_Health (WA)_Existing_Space Heating_Natural Gas_Boiler_E4 | F3 | Commercial | Health (WA) | Existing | Space Heating | Natural Gas | Boiler | E4 | System - kBTUs of Consumption | 26.4539 | 26.3875 | 26.3875 | 26.3875 | 26.3875 | 26.3875 | 26.3875 | 26.3875 | 26.3875 | 26.3875 | 26.3875 | 26.3875 | 26.3875 | 26.3875 | 26.3875 | 26.3875 | 26.3875 | 26.3875 | 26.3875 | 26.3875 | 26.3875 | 26.3875 | 26.3875 | 26.3875 | 26.3875 | 26.3875 | 26.3875
F3_Commercial_Health (WA)_Existing_Space Heating_Natural Gas_Boiler_E5 | F3 | Commercial | Health (WA) | Existing | Space Heating | Natural Gas | Boiler | E5 | System - kBTUs of Consumption | 0 | 0 | 0 | 0 | 0 | 0 | 0 | 0 | 0 | 0 | 0 | 0 | 0 | 0 | 0 | 0 | 0 | 0 | 0 | 0 | 0 | 0 | 0 | 0 | 0 | 0 | 0
F3_Commercial_Health (WA)_Existing_Space Heating_Natural Gas_Boiler_E6 | F3 | Commercial | Health (WA) | Existing | Space Heating | Natural Gas | Boiler | E6 | System - kBTUs of Consumption | 0 | 0 | 0 | 0 | 0 | 0 | 0 | 0 | 0 | 0 | 0 | 0 | 0 | 0 | 0 | 0 | 0 | 0 | 0 | 0 | 0 | 0 | 0 | 0 | 0 | 0 | 0
F3_Commercial_Health (WA)_Existing_Space Heating_Natural Gas_Boiler_E7 | F3 | Commercial | Health (WA) | Existing | Space Heating | Natural Gas | Boiler | E7 | System - kBTUs of Consumption | 0 | 0 | 0 | 0 | 0 | 0 | 0 | 0 | 0 | 0 | 0 | 0 | 0 | 0 | 0 | 0 | 0 | 0 | 0 | 0 | 0 | 0 | 0 | 0 | 0 | 0 | 0
F3_Commercial_Health (WA)_Existing_Space Heating_Natural Gas_Boiler_E8 | F3 | Commercial | Health (WA) | Existing | Space Heating | Natural Gas | Boiler | E8 | System - kBTUs of Consumption | 0 | 0 | 0 | 0 | 0 | 0 | 0 | 0 | 0 | 0 | 0 | 0 | 0 | 0 | 0 | 0 | 0 | 0 | 0 | 0 | 0 | 0 | 0 | 0 | 0 | 0 | 0
F3_Commercial_Health (WA)_Existing_Space Heating_Natural Gas_Boiler_E9 | F3 | Commercial | Health (WA) | Existing | Space Heating | Natural Gas | Boiler | E9 | System - kBTUs of Consumption | 0 | 0 | 0 | 0 | 0 | 0 | 0 | 0 | 0 | 0 | 0 | 0 | 0 | 0 | 0 | 0 | 0 | 0 | 0 | 0 | 0 | 0 | 0 | 0 | 0 | 0 | 0
F3_Commercial_Health (WA)_Existing_Space Heating_Natural Gas_Boiler_E10 | F3 | Commercial | Health (WA) | Existing | Space Heating | Natural Gas | Boiler | E10 | System - kBTUs of Consumption | 0 | 0 | 0 | 0 | 0 | 0 | 0 | 0 | 0 | 0 | 0 | 0 | 0 | 0 | 0 | 0 | 0 | 0 | 0 | 0 | 0 | 0 | 0 | 0 | 0 | 0 | 0
F4_Commercial_Health (WA)_Existing_Space Heating_Natural Gas_Boiler_E1 | F4 | Commercial | Health (WA) | Existing | Space Heating | Natural Gas | Boiler | E1 | Utility - Cost of Equipment | 0.15373 | 0.15373 | 0.15373 | 0.15373 | 0.15373 | 0.15373 | 0.15373 | 0.15373 | 0.15373 | 0.15373 | 0.15373 | 0.15373 | 0.15373 | 0.15373 | 0.15373 | 0.15373 | 0.15373 | 0.15373 | 0.15373 | 0.15373 | 0.15373 | 0.15373 | 0.15373 | 0.15373 | 0.15373 | 0.15373 | 0.15373
F4_Commercial_Health (WA)_Existing_Space Heating_Natural Gas_Boiler_E2 | F4 | Commercial | Health (WA) | Existing | Space Heating | Natural Gas | Boiler | E2 | Utility - Cost of Equipment | 0.16018 | 0.16018 | 0.16018 | 0.16018 | 0.16018 | 0.16018 | 0.16018 | 0.16018 | 0.16018 | 0.16018 | 0.16018 | 0.16018 | 0.16018 | 0.16018 | 0.16018 | 0.16018 | 0.16018 | 0.16018 | 0.16018 | 0.16018 | 0.16018 | 0.16018 | 0.16018 | 0.16018 | 0.16018 | 0.16018 | 0.16018
F4_Commercial_Health (WA)_Existing_Space Heating_Natural Gas_Boiler_E3 | F4 | Commercial | Health (WA) | Existing | Space Heating | Natural Gas | Boiler | E3 | Utility - Cost of Equipment | 0.14954 | 0.14954 | 0.14954 | 0.14954 | 0.14954 | 0.14954 | 0.14954 | 0.14954 | 0.14954 | 0.14954 | 0.14954 | 0.14954 | 0.14954 | 0.14954 | 0.14954 | 0.14954 | 0.14954 | 0.14954 | 0.14954 | 0.14954 | 0.14954 | 0.14954 | 0.14954 | 0.14954 | 0.14954 | 0.14954 | 0.14954
F4_Commercial_Health (WA)_Existing_Space Heating_Natural Gas_Boiler_E4 | F4 | Commercial | Health (WA) | Existing | Space Heating | Natural Gas | Boiler | E4 | Utility - Cost of Equipment | 1.2332 | 1.2332 | 1.2332 | 1.2332 | 1.2332 | 1.2332 | 1.2332 | 1.2332 | 1.2332 | 1.2332 | 1.2332 | 1.2332 | 1.2332 | 1.2332 | 1.2332 | 1.2332 | 1.2332 | 1.2332 | 1.2332 | 1.2332 | 1.2332 | 1.2332 | 1.2332 | 1.2332 | 1.2332 | 1.2332 | 1.2332
F4_Commercial_Health (WA)_Existing_Space Heating_Natural Gas_Boiler_E5 | F4 | Commercial | Health (WA) | Existing | Space Heating | Natural Gas | Boiler | E5 | Utility - Cost of Equipment | 0 | 0 | 0 | 0 | 0 | 0 | 0 | 0 | 0 | 0 | 0 | 0 | 0 | 0 | 0 | 0 | 0 | 0 | 0 | 0 | 0 | 0 | 0 | 0 | 0 | 0 | 0
F4_Commercial_Health (WA)_Existing_Space Heating_Natural Gas_Boiler_E6 | F4 | Commercial | Health (WA) | Existing | Space Heating | Natural Gas | Boiler | E6 | Utility - Cost of Equipment | 0 | 0 | 0 | 0 | 0 | 0 | 0 | 0 | 0 | 0 | 0 | 0 | 0 | 0 | 0 | 0 | 0 | 0 | 0 | 0 | 0 | 0 | 0 | 0 | 0 | 0 | 0
F4_Commercial_Health (WA)_Existing_Space Heating_Natural Gas_Boiler_E7 | F4 | Commercial | Health (WA) | Existing | Space Heating | Natural Gas | Boiler | E7 | Utility - Cost of Equipment | 0 | 0 | 0 | 0 | 0 | 0 | 0 | 0 | 0 | 0 | 0 | 0 | 0 | 0 | 0 | 0 | 0 | 0 | 0 | 0 | 0 | 0 | 0 | 0 | 0 | 0 | 0
F4_Commercial_Health (WA)_Existing_Space Heating_Natural Gas_Boiler_E8 | F4 | Commercial | Health (WA) | Existing | Space Heating | Natural Gas | Boiler | E8 | Utility - Cost of Equipment | 0 | 0 | 0 | 0 | 0 | 0 | 0 | 0 | 0 | 0 | 0 | 0 | 0 | 0 | 0 | 0 | 0 | 0 | 0 | 0 | 0 | 0 | 0 | 0 | 0 | 0 | 0
F4_Commercial_Health (WA)_Existing_Space Heating_Natural Gas_Boiler_E9 | F4 | Commercial | Health (WA) | Existing | Space Heating | Natural Gas | Boiler | E9 | Utility - Cost of Equipment | 0 | 0 | 0 | 0 | 0 | 0 | 0 | 0 | 0 | 0 | 0 | 0 | 0 | 0 | 0 | 0 | 0 | 0 | 0 | 0 | 0 | 0 | 0 | 0 | 0 | 0 | 0
F4_Commercial_Health (WA)_Existing_Space Heating_Natural Gas_Boiler_E10 | F4 | Commercial | Health (WA) | Existing | Space Heating | Natural Gas | Boiler | E10 | Utility - Cost of Equipment | 0 | 0 | 0 | 0 | 0 | 0 | 0 | 0 | 0 | 0 | 0 | 0 | 0 | 0 | 0 | 0 | 0 | 0 | 0 | 0 | 0 | 0 | 0 | 0 | 0 | 0 | 0
F5_Commercial_Health (WA)_Existing_Space Heating_Natural Gas_Boiler_E1 | F5 | Commercial | Health (WA) | Existing | Space Heating | Natural Gas | Boiler | E1 | Utility - Cost of Operation | 0.20351 | 0.20706 | 0.21145 | 0.21622 | 0.2214 | 0.2282 | 0.23513 | 0.24242 | 0.24944 | 0.25658 | 0.2631 | 0.26921 | 0.27583 | 0.28262 | 0.28905 | 0.29542 | 0.30147 | 0.3077 | 0.31416 | 0.32078 | 0.32753 | 0.33457 | 0.34249 | 0.34961 | 0.3568 | 0.3623 | 0.36724
F5_Commercial_Health (WA)_Existing_Space Heating_Natural Gas_Boiler_E2 | F5 | Commercial | Health (WA) | Existing | Space Heating | Natural Gas | Boiler | E2 | Utility - Cost of Operation | 0.19153 | 0.19488 | 0.19901 | 0.2035 | 0.20837 | 0.21477 | 0.22129 | 0.22816 | 0.23477 | 0.24148 | 0.24762 | 0.25338 | 0.2596 | 0.26599 | 0.27204 | 0.27804 | 0.28373 | 0.28959 | 0.29567 | 0.3019 | 0.30826 | 0.31488 | 0.32234 | 0.32904 | 0.33581 | 0.34098 | 0.34564
F5_Commercial_Health (WA)_Existing_Space Heating_Natural Gas_Boiler_E3 | F5 | Commercial | Health (WA) | Existing | Space Heating | Natural Gas | Boiler | E3 | Utility - Cost of Operation | 0.16784 | 0.17077 | 0.17439 | 0.17832 | 0.18259 | 0.1882 | 0.19391 | 0.19993 | 0.20572 | 0.21161 | 0.21698 | 0.22203 | 0.22749 | 0.23309 | 0.23838 | 0.24364 | 0.24863 | 0.25377 | 0.25909 | 0.26455 | 0.27012 | 0.27593 | 0.28246 | 0.28833 | 0.29426 | 0.2988 | 0.30288
F5_Commercial_Health (WA)_Existing_Space Heating_Natural Gas_Boiler_E4 | F5 | Commercial | Health (WA) | Existing | Space Heating | Natural Gas | Boiler | E4 | Utility - Cost of Operation | 0.10299 | 0.10448 | 0.1066 | 0.10903 | 0.11177 | 0.11577 | 0.11985 | 0.12418 | 0.12826 | 0.13239 | 0.13601 | 0.13928 | 0.14291 | 0.14667 | 0.15012 | 0.15349 | 0.15657 | 0.15976 | 0.1631 | 0.16652 | 0.17001 | 0.17372 | 0.17812 | 0.1819 | 0.18576 | 0.1897 | 0.19373
F5_Commercial_Health (WA)_Existing_Space Heating_Natural Gas_Boiler_E5 | F5 | Commercial | Health (WA) | Existing | Space Heating | Natural Gas | Boiler | E5 | Utility - Cost of Operation | 0 | 0 | 0 | 0 | 0 | 0 | 0 | 0 | 0 | 0 | 0 | 0 | 0 | 0 | 0 | 0 | 0 | 0 | 0 | 0 | 0 | 0 | 0 | 0 | 0 | 0 | 0
F5_Commercial_Health (WA)_Existing_Space Heating_Natural Gas_Boiler_E6 | F5 | Commercial | Health (WA) | Existing | Space Heating | Natural Gas | Boiler | E6 | Utility - Cost of Operation | 0 | 0 | 0 | 0 | 0 | 0 | 0 | 0 | 0 | 0 | 0 | 0 | 0 | 0 | 0 | 0 | 0 | 0 | 0 | 0 | 0 | 0 | 0 | 0 | 0 | 0 | 0
F5_Commercial_Health (WA)_Existing_Space Heating_Natural Gas_Boiler_E7 | F5 | Commercial | Health (WA) | Existing | Space Heating | Natural Gas | Boiler | E7 | Utility - Cost of Operation | 0 | 0 | 0 | 0 | 0 | 0 | 0 | 0 | 0 | 0 | 0 | 0 | 0 | 0 | 0 | 0 | 0 | 0 | 0 | 0 | 0 | 0 | 0 | 0 | 0 | 0 | 0
F5_Commercial_Health (WA)_Existing_Space Heating_Natural Gas_Boiler_E8 | F5 | Commercial | Health (WA) | Existing | Space Heating | Natural Gas | Boiler | E8 | Utility - Cost of Operation | 0 | 0 | 0 | 0 | 0 | 0 | 0 | 0 | 0 | 0 | 0 | 0 | 0 | 0 | 0 | 0 | 0 | 0 | 0 | 0 | 0 | 0 | 0 | 0 | 0 | 0 | 0
F5_Commercial_Health (WA)_Existing_Space Heating_Natural Gas_Boiler_E9 | F5 | Commercial | Health (WA) | Existing | Space Heating | Natural Gas | Boiler | E9 | Utility - Cost of Operation | 0 | 0 | 0 | 0 | 0 | 0 | 0 | 0 | 0 | 0 | 0 | 0 | 0 | 0 | 0 | 0 | 0 | 0 | 0 | 0 | 0 | 0 | 0 | 0 | 0 | 0 | 0
F5_Commercial_Health (WA)_Existing_Space Heating_Natural Gas_Boiler_E10 | F5 | Commercial | Health (WA) | Existing | Space Heating | Natural Gas | Boiler | E10 | Utility - Cost of Operation | 0 | 0 | 0 | 0 | 0 | 0 | 0 | 0 | 0 | 0 | 0 | 0 | 0 | 0 | 0 | 0 | 0 | 0 | 0 | 0 | 0 | 0 | 0 | 0 | 0 | 0 | 0
F6_Commercial_Health (WA)_Existing_Space Heating_Natural Gas_Boiler_E1 | F6 | Commercial | Health (WA) | Existing | Space Heating | Natural Gas | Boiler | E1 | Utility - Value of Sales | 0.23071 | 0.23349 | 0.23716 | 0.24117 | 0.24554 | 0.25171 | 0.25789 | 0.26435 | 0.2703 | 0.27621 | 0.28274 | 0.28878 | 0.29533 | 0.302 | 0.30821 | 0.3143 | 0.31998 | 0.32576 | 0.33173 | 0.33779 | 0.3439 | 0.3513 | 0.35962 | 0.36709 | 0.37464 | 0.38041 | 0.38561
F6_Commercial_Health (WA)_Existing_Space Heating_Natural Gas_Boiler_E2 | F6 | Commercial | Health (WA) | Existing | Space Heating | Natural Gas | Boiler | E2 | Utility - Value of Sales | 0.21714 | 0.21975 | 0.22321 | 0.22698 | 0.23109 | 0.2369 | 0.24271 | 0.24879 | 0.2544 | 0.25995 | 0.2661 | 0.27179 | 0.27795 | 0.28423 | 0.29008 | 0.29581 | 0.30115 | 0.3066 | 0.31221 | 0.31792 | 0.32367 | 0.33063 | 0.33846 | 0.34549 | 0.3526 | 0.35803 | 0.36292
F6_Commercial_Health (WA)_Existing_Space Heating_Natural Gas_Boiler_E3 | F6 | Commercial | Health (WA) | Existing | Space Heating | Natural Gas | Boiler | E3 | Utility - Value of Sales | 0.19027 | 0.19256 | 0.19559 | 0.1989 | 0.2025 | 0.20759 | 0.21269 | 0.21801 | 0.22292 | 0.2278 | 0.23318 | 0.23817 | 0.24356 | 0.24907 | 0.25419 | 0.25922 | 0.26389 | 0.26867 | 0.27359 | 0.27859 | 0.28363 | 0.28973 | 0.29659 | 0.30275 | 0.30898 | 0.31374 | 0.31802
F6_Commercial_Health (WA)_Existing_Space Heating_Natural Gas_Boiler_E4 | F6 | Commercial | Health (WA) | Existing | Space Heating | Natural Gas | Boiler | E4 | Utility - Value of Sales | 0.12021 | 0.12121 | 0.12287 | 0.12479 | 0.12699 | 0.13058 | 0.13414 | 0.13786 | 0.14112 | 0.14429 | 0.14788 | 0.15101 | 0.15451 | 0.1581 | 0.1613 | 0.16438 | 0.16708 | 0.16985 | 0.17271 | 0.17561 | 0.17851 | 0.18241 | 0.18702 | 0.19099 | 0.19505 | 0.19919 | 0.20341
F6_Commercial_Health (WA)_Existing_Space Heating_Natural Gas_Boiler_E5 | F6 | Commercial | Health (WA) | Existing | Space Heating | Natural Gas | Boiler | E5 | Utility - Value of Sales | 0 | 0 | 0 | 0 | 0 | 0 | 0 | 0 | 0 | 0 | 0 | 0 | 0 | 0 | 0 | 0 | 0 | 0 | 0 | 0 | 0 | 0 | 0 | 0 | 0 | 0 | 0
F6_Commercial_Health (WA)_Existing_Space Heating_Natural Gas_Boiler_E6 | F6 | Commercial | Health (WA) | Existing | Space Heating | Natural Gas | Boiler | E6 | Utility - Value of Sales | 0 | 0 | 0 | 0 | 0 | 0 | 0 | 0 | 0 | 0 | 0 | 0 | 0 | 0 | 0 | 0 | 0 | 0 | 0 | 0 | 0 | 0 | 0 | 0 | 0 | 0 | 0
F6_Commercial_Health (WA)_Existing_Space Heating_Natural Gas_Boiler_E7 | F6 | Commercial | Health (WA) | Existing | Space Heating | Natural Gas | Boiler | E7 | Utility - Value of Sales | 0 | 0 | 0 | 0 | 0 | 0 | 0 | 0 | 0 | 0 | 0 | 0 | 0 | 0 | 0 | 0 | 0 | 0 | 0 | 0 | 0 | 0 | 0 | 0 | 0 | 0 | 0
F6_Commercial_Health (WA)_Existing_Space Heating_Natural Gas_Boiler_E8 | F6 | Commercial | Health (WA) | Existing | Space Heating | Natural Gas | Boiler | E8 | Utility - Value of Sales | 0 | 0 | 0 | 0 | 0 | 0 | 0 | 0 | 0 | 0 | 0 | 0 | 0 | 0 | 0 | 0 | 0 | 0 | 0 | 0 | 0 | 0 | 0 | 0 | 0 | 0 | 0
F6_Commercial_Health (WA)_Existing_Space Heating_Natural Gas_Boiler_E9 | F6 | Commercial | Health (WA) | Existing | Space Heating | Natural Gas | Boiler | E9 | Utility - Value of Sales | 0 | 0 | 0 | 0 | 0 | 0 | 0 | 0 | 0 | 0 | 0 | 0 | 0 | 0 | 0 | 0 | 0 | 0 | 0 | 0 | 0 | 0 | 0 | 0 | 0 | 0 | 0
F6_Commercial_Health (WA)_Existing_Space Heating_Natural Gas_Boiler_E10 | F6 | Commercial | Health (WA) | Existing | Space Heating | Natural Gas | Boiler | E10 | Utility - Value of Sales | 0 | 0 | 0 | 0 | 0 | 0 | 0 | 0 | 0 | 0 | 0 | 0 | 0 | 0 | 0 | 0 | 0 | 0 | 0 | 0 | 0 | 0 | 0 | 0 | 0 | 0 | 0
F1_Commercial_Health (WA)_Existing_Space Heating_Natural Gas_Unit Heater_E1 | F1 | Commercial | Health (WA) | Existing | Space Heating | Natural Gas | Unit Heater | E1 | RVT - Cost of Equipment | 0.00013308 | 0.00013308 | 0.00013308 | 0.00013308 | 0.00013308 | 0.00013308 | 0.00013308 | 0.00013308 | 0.00013308 | 0.00013308 | 0.00013308 | 0.00013308 | 0.00013308 | 0.00013308 | 0.00013308 | 0.00013308 | 0.00013308 | 0.00013308 | 0.00013308 | 0.00013308 | 0.00013308 | 0.00013308 | 0.00013308 | 0.00013308 | 0.00013308 | 0.00013308 | 0.00013308
F1_Commercial_Health (WA)_Existing_Space Heating_Natural Gas_Unit Heater_E2 | F1 | Commercial | Health (WA) | Existing | Space Heating | Natural Gas | Unit Heater | E2 | RVT - Cost of Equipment | 0.00029187 | 0.00029187 | 0.00029187 | 0.00029187 | 0.00029187 | 0.00029187 | 0.00029187 | 0.00029187 | 0.00029187 | 0.00029187 | 0.00029187 | 0.00029187 | 0.00029187 | 0.00029187 | 0.00029187 | 0.00029187 | 0.00029187 | 0.00029187 | 0.00029187 | 0.00029187 | 0.00029187 | 0.00029187 | 0.00029187 | 0.00029187 | 0.00029187 | 0.00029187 | 0.00029187
F1_Commercial_Health (WA)_Existing_Space Heating_Natural Gas_Unit Heater_E3 | F1 | Commercial | Health (WA) | Existing | Space Heating | Natural Gas | Unit Heater | E3 | RVT - Cost of Equipment | 0.00018509 | 0.00018509 | 0.00018509 | 0.00018509 | 0.00018509 | 0.00018509 | 0.00018509 | 0.00018509 | 0.00018509 | 0.00018509 | 0.00018509 | 0.00018509 | 0.00018509 | 0.00018509 | 0.00018509 | 0.00018509 | 0.00018509 | 0.00018509 | 0.00018509 | 0.00018509 | 0.00018509 | 0.00018509 | 0.00018509 | 0.00018509 | 0.00018509 | 0.00018509 | 0.00018509
F1_Commercial_Health (WA)_Existing_Space Heating_Natural Gas_Unit Heater_E4 | F1 | Commercial | Health (WA) | Existing | Space Heating | Natural Gas | Unit Heater | E4 | RVT - Cost of Equipment | 0 | 0 | 0 | 0 | 0 | 0 | 0 | 0 | 0 | 0 | 0 | 0 | 0 | 0 | 0 | 0 | 0 | 0 | 0 | 0 | 0 | 0 | 0 | 0 | 0 | 0 | 0
F1_Commercial_Health (WA)_Existing_Space Heating_Natural Gas_Unit Heater_E5 | F1 | Commercial | Health (WA) | Existing | Space Heating | Natural Gas | Unit Heater | E5 | RVT - Cost of Equipment | 0 | 0 | 0 | 0 | 0 | 0 | 0 | 0 | 0 | 0 | 0 | 0 | 0 | 0 | 0 | 0 | 0 | 0 | 0 | 0 | 0 | 0 | 0 | 0 | 0 | 0 | 0
F1_Commercial_Health (WA)_Existing_Space Heating_Natural Gas_Unit Heater_E6 | F1 | Commercial | Health (WA) | Existing | Space Heating | Natural Gas | Unit Heater | E6 | RVT - Cost of Equipment | 0 | 0 | 0 | 0 | 0 | 0 | 0 | 0 | 0 | 0 | 0 | 0 | 0 | 0 | 0 | 0 | 0 | 0 | 0 | 0 | 0 | 0 | 0 | 0 | 0 | 0 | 0
F1_Commercial_Health (WA)_Existing_Space Heating_Natural Gas_Unit Heater_E7 | F1 | Commercial | Health (WA) | Existing | Space Heating | Natural Gas | Unit Heater | E7 | RVT - Cost of Equipment | 0 | 0 | 0 | 0 | 0 | 0 | 0 | 0 | 0 | 0 | 0 | 0 | 0 | 0 | 0 | 0 | 0 | 0 | 0 | 0 | 0 | 0 | 0 | 0 | 0 | 0 | 0
F1_Commercial_Health (WA)_Existing_Space Heating_Natural Gas_Unit Heater_E8 | F1 | Commercial | Health (WA) | Existing | Space Heating | Natural Gas | Unit Heater | E8 | RVT - Cost of Equipment | 0 | 0 | 0 | 0 | 0 | 0 | 0 | 0 | 0 | 0 | 0 | 0 | 0 | 0 | 0 | 0 | 0 | 0 | 0 | 0 | 0 | 0 | 0 | 0 | 0 | 0 | 0
F1_Commercial_Health (WA)_Existing_Space Heating_Natural Gas_Unit Heater_E9 | F1 | Commercial | Health (WA) | Existing | Space Heating | Natural Gas | Unit Heater | E9 | RVT - Cost of Equipment | 0 | 0 | 0 | 0 | 0 | 0 | 0 | 0 | 0 | 0 | 0 | 0 | 0 | 0 | 0 | 0 | 0 | 0 | 0 | 0 | 0 | 0 | 0 | 0 | 0 | 0 | 0
F1_Commercial_Health (WA)_Existing_Space Heating_Natural Gas_Unit Heater_E10 | F1 | Commercial | Health (WA) | Existing | Space Heating | Natural Gas | Unit Heater | E10 | RVT - Cost of Equipment | 0 | 0 | 0 | 0 | 0 | 0 | 0 | 0 | 0 | 0 | 0 | 0 | 0 | 0 | 0 | 0 | 0 | 0 | 0 | 0 | 0 | 0 | 0 | 0 | 0 | 0 | 0
F2_Commercial_Health (WA)_Existing_Space Heating_Natural Gas_Unit Heater_E1 | F2 | Commercial | Health (WA) | Existing | Space Heating | Natural Gas | Unit Heater | E1 | RVT - Cost of Operation | 0.05686 | 0.057458 | 0.058315 | 0.05926 | 0.060301 | 0.061874 | 0.063431 | 0.065068 | 0.066553 | 0.068018 | 0.069666 | 0.071158 | 0.072794 | 0.074463 | 0.075983 | 0.077459 | 0.078798 | 0.080165 | 0.081578 | 0.08301 | 0.08445 | 0.086283 | 0.088405 | 0.090281 | 0.092198 | 0.094155 | 0.096153
F2_Commercial_Health (WA)_Existing_Space Heating_Natural Gas_Unit Heater_E2 | F2 | Commercial | Health (WA) | Existing | Space Heating | Natural Gas | Unit Heater | E2 | RVT - Cost of Operation | 0.050572 | 0.051105 | 0.051867 | 0.052707 | 0.053633 | 0.055032 | 0.056417 | 0.057873 | 0.059194 | 0.060497 | 0.061963 | 0.06329 | 0.064745 | 0.066229 | 0.067581 | 0.068894 | 0.070085 | 0.071301 | 0.072557 | 0.073831 | 0.075112 | 0.076742 | 0.078629 | 0.080298 | 0.082003 | 0.083743 | 0.085521
F2_Commercial_Health (WA)_Existing_Space Heating_Natural Gas_Unit Heater_E3 | F2 | Commercial | Health (WA) | Existing | Space Heating | Natural Gas | Unit Heater | E3 | RVT - Cost of Operation | 0.04832 | 0.048721 | 0.049389 | 0.050162 | 0.051047 | 0.052488 | 0.053918 | 0.055413 | 0.056725 | 0.057998 | 0.059442 | 0.060702 | 0.062106 | 0.063551 | 0.064838 | 0.066073 | 0.067161 | 0.068272 | 0.069424 | 0.070589 | 0.071756 | 0.07332 | 0.075176 | 0.076772 | 0.078401 | 0.080065 | 0.081765
F2_Commercial_Health (WA)_Existing_Space Heating_Natural Gas_Unit Heater_E4 | F2 | Commercial | Health (WA) | Existing | Space Heating | Natural Gas | Unit Heater | E4 | RVT - Cost of Operation | 0 | 0 | 0 | 0 | 0 | 0 | 0 | 0 | 0 | 0 | 0 | 0 | 0 | 0 | 0 | 0 | 0 | 0 | 0 | 0 | 0 | 0 | 0 | 0 | 0 | 0 | 0
F2_Commercial_Health (WA)_Existing_Space Heating_Natural Gas_Unit Heater_E5 | F2 | Commercial | Health (WA) | Existing | Space Heating | Natural Gas | Unit Heater | E5 | RVT - Cost of Operation | 0 | 0 | 0 | 0 | 0 | 0 | 0 | 0 | 0 | 0 | 0 | 0 | 0 | 0 | 0 | 0 | 0 | 0 | 0 | 0 | 0 | 0 | 0 | 0 | 0 | 0 | 0
F2_Commercial_Health (WA)_Existing_Space Heating_Natural Gas_Unit Heater_E6 | F2 | Commercial | Health (WA) | Existing | Space Heating | Natural Gas | Unit Heater | E6 | RVT - Cost of Operation | 0 | 0 | 0 | 0 | 0 | 0 | 0 | 0 | 0 | 0 | 0 | 0 | 0 | 0 | 0 | 0 | 0 | 0 | 0 | 0 | 0 | 0 | 0 | 0 | 0 | 0 | 0
F2_Commercial_Health (WA)_Existing_Space Heating_Natural Gas_Unit Heater_E7 | F2 | Commercial | Health (WA) | Existing | Space Heating | Natural Gas | Unit Heater | E7 | RVT - Cost of Operation | 0 | 0 | 0 | 0 | 0 | 0 | 0 | 0 | 0 | 0 | 0 | 0 | 0 | 0 | 0 | 0 | 0 | 0 | 0 | 0 | 0 | 0 | 0 | 0 | 0 | 0 | 0
F2_Commercial_Health (WA)_Existing_Space Heating_Natural Gas_Unit Heater_E8 | F2 | Commercial | Health (WA) | Existing | Space Heating | Natural Gas | Unit Heater | E8 | RVT - Cost of Operation | 0 | 0 | 0 | 0 | 0 | 0 | 0 | 0 | 0 | 0 | 0 | 0 | 0 | 0 | 0 | 0 | 0 | 0 | 0 | 0 | 0 | 0 | 0 | 0 | 0 | 0 | 0
F2_Commercial_Health (WA)_Existing_Space Heating_Natural Gas_Unit Heater_E9 | F2 | Commercial | Health (WA) | Existing | Space Heating | Natural Gas | Unit Heater | E9 | RVT - Cost of Operation | 0 | 0 | 0 | 0 | 0 | 0 | 0 | 0 | 0 | 0 | 0 | 0 | 0 | 0 | 0 | 0 | 0 | 0 | 0 | 0 | 0 | 0 | 0 | 0 | 0 | 0 | 0
F2_Commercial_Health (WA)_Existing_Space Heating_Natural Gas_Unit Heater_E10 | F2 | Commercial | Health (WA) | Existing | Space Heating | Natural Gas | Unit Heater | E10 | RVT - Cost of Operation | 0 | 0 | 0 | 0 | 0 | 0 | 0 | 0 | 0 | 0 | 0 | 0 | 0 | 0 | 0 | 0 | 0 | 0 | 0 | 0 | 0 | 0 | 0 | 0 | 0 | 0 | 0
F3_Commercial_Health (WA)_Existing_Space Heating_Natural Gas_Unit Heater_E1 | F3 | Commercial | Health (WA) | Existing | Space Heating | Natural Gas | Unit Heater | E1 | System - kBTUs of Consumption | 12.0129 | 11.9902 | 11.9902 | 11.9902 | 11.9902 | 11.9902 | 11.9902 | 11.9902 | 11.9902 | 11.9902 | 11.9902 | 11.9902 | 11.9902 | 11.9902 | 11.9902 | 11.9902 | 11.9902 | 11.9902 | 11.9902 | 11.9902 | 11.9902 | 11.9902 | 11.9902 | 11.9902 | 11.9902 | 11.9902 | 11.9902
F3_Commercial_Health (WA)_Existing_Space Heating_Natural Gas_Unit Heater_E2 | F3 | Commercial | Health (WA) | Existing | Space Heating | Natural Gas | Unit Heater | E2 | System - kBTUs of Consumption | 10.6845 | 10.6644 | 10.6644 | 10.6644 | 10.6644 | 10.6644 | 10.6644 | 10.6644 | 10.6644 | 10.6644 | 10.6644 | 10.6644 | 10.6644 | 10.6644 | 10.6644 | 10.6644 | 10.6644 | 10.6644 | 10.6644 | 10.6644 | 10.6644 | 10.6644 | 10.6644 | 10.6644 | 10.6644 | 10.6644 | 10.6644
F3_Commercial_Health (WA)_Existing_Space Heating_Natural Gas_Unit Heater_E3 | F3 | Commercial | Health (WA) | Existing | Space Heating | Natural Gas | Unit Heater | E3 | System - kBTUs of Consumption | 10.6334 | 10.6068 | 10.6068 | 10.6068 | 10.6068 | 10.6068 | 10.6068 | 10.6068 | 10.6068 | 10.6068 | 10.6068 | 10.6068 | 10.6068 | 10.6068 | 10.6068 | 10.6068 | 10.6068 | 10.6068 | 10.6068 | 10.6068 | 10.6068 | 10.6068 | 10.6068 | 10.6068 | 10.6068 | 10.6068 | 10.6068
F3_Commercial_Health (WA)_Existing_Space Heating_Natural Gas_Unit Heater_E4 | F3 | Commercial | Health (WA) | Existing | Space Heating | Natural Gas | Unit Heater | E4 | System - kBTUs of Consumption | 0 | 0 | 0 | 0 | 0 | 0 | 0 | 0 | 0 | 0 | 0 | 0 | 0 | 0 | 0 | 0 | 0 | 0 | 0 | 0 | 0 | 0 | 0 | 0 | 0 | 0 | 0
F3_Commercial_Health (WA)_Existing_Space Heating_Natural Gas_Unit Heater_E5 | F3 | Commercial | Health (WA) | Existing | Space Heating | Natural Gas | Unit Heater | E5 | System - kBTUs of Consumption | 0 | 0 | 0 | 0 | 0 | 0 | 0 | 0 | 0 | 0 | 0 | 0 | 0 | 0 | 0 | 0 | 0 | 0 | 0 | 0 | 0 | 0 | 0 | 0 | 0 | 0 | 0
F3_Commercial_Health (WA)_Existing_Space Heating_Natural Gas_Unit Heater_E6 | F3 | Commercial | Health (WA) | Existing | Space Heating | Natural Gas | Unit Heater | E6 | System - kBTUs of Consumption | 0 | 0 | 0 | 0 | 0 | 0 | 0 | 0 | 0 | 0 | 0 | 0 | 0 | 0 | 0 | 0 | 0 | 0 | 0 | 0 | 0 | 0 | 0 | 0 | 0 | 0 | 0
F3_Commercial_Health (WA)_Existing_Space Heating_Natural Gas_Unit Heater_E7 | F3 | Commercial | Health (WA) | Existing | Space Heating | Natural Gas | Unit Heater | E7 | System - kBTUs of Consumption | 0 | 0 | 0 | 0 | 0 | 0 | 0 | 0 | 0 | 0 | 0 | 0 | 0 | 0 | 0 | 0 | 0 | 0 | 0 | 0 | 0 | 0 | 0 | 0 | 0 | 0 | 0
F3_Commercial_Health (WA)_Existing_Space Heating_Natural Gas_Unit Heater_E8 | F3 | Commercial | Health (WA) | Existing | Space Heating | Natural Gas | Unit Heater | E8 | System - kBTUs of Consumption | 0 | 0 | 0 | 0 | 0 | 0 | 0 | 0 | 0 | 0 | 0 | 0 | 0 | 0 | 0 | 0 | 0 | 0 | 0 | 0 | 0 | 0 | 0 | 0 | 0 | 0 | 0
F3_Commercial_Health (WA)_Existing_Space Heating_Natural Gas_Unit Heater_E9 | F3 | Commercial | Health (WA) | Existing | Space Heating | Natural Gas | Unit Heater | E9 | System - kBTUs of Consumption | 0 | 0 | 0 | 0 | 0 | 0 | 0 | 0 | 0 | 0 | 0 | 0 | 0 | 0 | 0 | 0 | 0 | 0 | 0 | 0 | 0 | 0 | 0 | 0 | 0 | 0 | 0
F3_Commercial_Health (WA)_Existing_Space Heating_Natural Gas_Unit Heater_E10 | F3 | Commercial | Health (WA) | Existing | Space Heating | Natural Gas | Unit Heater | E10 | System - kBTUs of Consumption | 0 | 0 | 0 | 0 | 0 | 0 | 0 | 0 | 0 | 0 | 0 | 0 | 0 | 0 | 0 | 0 | 0 | 0 | 0 | 0 | 0 | 0 | 0 | 0 | 0 | 0 | 0
F4_Commercial_Health (WA)_Existing_Space Heating_Natural Gas_Unit Heater_E1 | F4 | Commercial | Health (WA) | Existing | Space Heating | Natural Gas | Unit Heater | E1 | Utility - Cost of Equipment | 0.00013308 | 0.00013308 | 0.00013308 | 0.00013308 | 0.00013308 | 0.00013308 | 0.00013308 | 0.00013308 | 0.00013308 | 0.00013308 | 0.00013308 | 0.00013308 | 0.00013308 | 0.00013308 | 0.00013308 | 0.00013308 | 0.00013308 | 0.00013308 | 0.00013308 | 0.00013308 | 0.00013308 | 0.00013308 | 0.00013308 | 0.00013308 | 0.00013308 | 0.00013308 | 0.00013308
F4_Commercial_Health (WA)_Existing_Space Heating_Natural Gas_Unit Heater_E2 | F4 | Commercial | Health (WA) | Existing | Space Heating | Natural Gas | Unit Heater | E2 | Utility - Cost of Equipment | 0.00029187 | 0.00029187 | 0.00029187 | 0.00029187 | 0.00029187 | 0.00029187 | 0.00029187 | 0.00029187 | 0.00029187 | 0.00029187 | 0.00029187 | 0.00029187 | 0.00029187 | 0.00029187 | 0.00029187 | 0.00029187 | 0.00029187 | 0.00029187 | 0.00029187 | 0.00029187 | 0.00029187 | 0.00029187 | 0.00029187 | 0.00029187 | 0.00029187 | 0.00029187 | 0.00029187
F4_Commercial_Health (WA)_Existing_Space Heating_Natural Gas_Unit Heater_E3 | F4 | Commercial | Health (WA) | Existing | Space Heating | Natural Gas | Unit Heater | E3 | Utility - Cost of Equipment | 0.00018509 | 0.00018509 | 0.00018509 | 0.00018509 | 0.00018509 | 0.00018509 | 0.00018509 | 0.00018509 | 0.00018509 | 0.00018509 | 0.00018509 | 0.00018509 | 0.00018509 | 0.00018509 | 0.00018509 | 0.00018509 | 0.00018509 | 0.00018509 | 0.00018509 | 0.00018509 | 0.00018509 | 0.00018509 | 0.00018509 | 0.00018509 | 0.00018509 | 0.00018509 | 0.00018509
F4_Commercial_Health (WA)_Existing_Space Heating_Natural Gas_Unit Heater_E4 | F4 | Commercial | Health (WA) | Existing | Space Heating | Natural Gas | Unit Heater | E4 | Utility - Cost of Equipment | 0 | 0 | 0 | 0 | 0 | 0 | 0 | 0 | 0 | 0 | 0 | 0 | 0 | 0 | 0 | 0 | 0 | 0 | 0 | 0 | 0 | 0 | 0 | 0 | 0 | 0 | 0
F4_Commercial_Health (WA)_Existing_Space Heating_Natural Gas_Unit Heater_E5 | F4 | Commercial | Health (WA) | Existing | Space Heating | Natural Gas | Unit Heater | E5 | Utility - Cost of Equipment | 0 | 0 | 0 | 0 | 0 | 0 | 0 | 0 | 0 | 0 | 0 | 0 | 0 | 0 | 0 | 0 | 0 | 0 | 0 | 0 | 0 | 0 | 0 | 0 | 0 | 0 | 0
F4_Commercial_Health (WA)_Existing_Space Heating_Natural Gas_Unit Heater_E6 | F4 | Commercial | Health (WA) | Existing | Space Heating | Natural Gas | Unit Heater | E6 | Utility - Cost of Equipment | 0 | 0 | 0 | 0 | 0 | 0 | 0 | 0 | 0 | 0 | 0 | 0 | 0 | 0 | 0 | 0 | 0 | 0 | 0 | 0 | 0 | 0 | 0 | 0 | 0 | 0 | 0
F4_Commercial_Health (WA)_Existing_Space Heating_Natural Gas_Unit Heater_E7 | F4 | Commercial | Health (WA) | Existing | Space Heating | Natural Gas | Unit Heater | E7 | Utility - Cost of Equipment | 0 | 0 | 0 | 0 | 0 | 0 | 0 | 0 | 0 | 0 | 0 | 0 | 0 | 0 | 0 | 0 | 0 | 0 | 0 | 0 | 0 | 0 | 0 | 0 | 0 | 0 | 0
F4_Commercial_Health (WA)_Existing_Space Heating_Natural Gas_Unit Heater_E8 | F4 | Commercial | Health (WA) | Existing | Space Heating | Natural Gas | Unit Heater | E8 | Utility - Cost of Equipment | 0 | 0 | 0 | 0 | 0 | 0 | 0 | 0 | 0 | 0 | 0 | 0 | 0 | 0 | 0 | 0 | 0 | 0 | 0 | 0 | 0 | 0 | 0 | 0 | 0 | 0 | 0
F4_Commercial_Health (WA)_Existing_Space Heating_Natural Gas_Unit Heater_E9 | F4 | Commercial | Health (WA) | Existing | Space Heating | Natural Gas | Unit Heater | E9 | Utility - Cost of Equipment | 0 | 0 | 0 | 0 | 0 | 0 | 0 | 0 | 0 | 0 | 0 | 0 | 0 | 0 | 0 | 0 | 0 | 0 | 0 | 0 | 0 | 0 | 0 | 0 | 0 | 0 | 0
F4_Commercial_Health (WA)_Existing_Space Heating_Natural Gas_Unit Heater_E10 | F4 | Commercial | Health (WA) | Existing | Space Heating | Natural Gas | Unit Heater | E10 | Utility - Cost of Equipment | 0 | 0 | 0 | 0 | 0 | 0 | 0 | 0 | 0 | 0 | 0 | 0 | 0 | 0 | 0 | 0 | 0 | 0 | 0 | 0 | 0 | 0 | 0 | 0 | 0 | 0 | 0
F5_Commercial_Health (WA)_Existing_Space Heating_Natural Gas_Unit Heater_E1 | F5 | Commercial | Health (WA) | Existing | Space Heating | Natural Gas | Unit Heater | E1 | Utility - Cost of Operation | 0.049326 | 0.050137 | 0.051194 | 0.052361 | 0.053645 | 0.055414 | 0.057216 | 0.059125 | 0.060951 | 0.062805 | 0.064465 | 0.065996 | 0.067673 | 0.069394 | 0.070996 | 0.072576 | 0.07405 | 0.075569 | 0.077151 | 0.078774 | 0.080429 | 0.082174 | 0.084195 | 0.085982 | 0.087807 | 0.089671 | 0.091574
F5_Commercial_Health (WA)_Existing_Space Heating_Natural Gas_Unit Heater_E2 | F5 | Commercial | Health (WA) | Existing | Space Heating | Natural Gas | Unit Heater | E2 | Utility - Cost of Operation | 0.043872 | 0.044593 | 0.045534 | 0.046571 | 0.047713 | 0.049287 | 0.05089 | 0.052587 | 0.054211 | 0.05586 | 0.057337 | 0.058699 | 0.06019 | 0.06172 | 0.063146 | 0.06455 | 0.065861 | 0.067213 | 0.06862 | 0.070064 | 0.071535 | 0.073088 | 0.074885 | 0.076475 | 0.078098 | 0.079755 | 0.081448
F5_Commercial_Health (WA)_Existing_Space Heating_Natural Gas_Unit Heater_E3 | F5 | Commercial | Health (WA) | Existing | Space Heating | Natural Gas | Unit Heater | E3 | Utility - Cost of Operation | 0.041396 | 0.041998 | 0.042851 | 0.043825 | 0.044929 | 0.046536 | 0.048176 | 0.049917 | 0.051555 | 0.053216 | 0.054671 | 0.055984 | 0.057443 | 0.058956 | 0.060341 | 0.061696 | 0.062937 | 0.064219 | 0.06556 | 0.066936 | 0.068339 | 0.069829 | 0.071596 | 0.073116 | 0.074668 | 0.076253 | 0.077871
F5_Commercial_Health (WA)_Existing_Space Heating_Natural Gas_Unit Heater_E4 | F5 | Commercial | Health (WA) | Existing | Space Heating | Natural Gas | Unit Heater | E4 | Utility - Cost of Operation | 0 | 0 | 0 | 0 | 0 | 0 | 0 | 0 | 0 | 0 | 0 | 0 | 0 | 0 | 0 | 0 | 0 | 0 | 0 | 0 | 0 | 0 | 0 | 0 | 0 | 0 | 0
F5_Commercial_Health (WA)_Existing_Space Heating_Natural Gas_Unit Heater_E5 | F5 | Commercial | Health (WA) | Existing | Space Heating | Natural Gas | Unit Heater | E5 | Utility - Cost of Operation | 0 | 0 | 0 | 0 | 0 | 0 | 0 | 0 | 0 | 0 | 0 | 0 | 0 | 0 | 0 | 0 | 0 | 0 | 0 | 0 | 0 | 0 | 0 | 0 | 0 | 0 | 0
F5_Commercial_Health (WA)_Existing_Space Heating_Natural Gas_Unit Heater_E6 | F5 | Commercial | Health (WA) | Existing | Space Heating | Natural Gas | Unit Heater | E6 | Utility - Cost of Operation | 0 | 0 | 0 | 0 | 0 | 0 | 0 | 0 | 0 | 0 | 0 | 0 | 0 | 0 | 0 | 0 | 0 | 0 | 0 | 0 | 0 | 0 | 0 | 0 | 0 | 0 | 0
F5_Commercial_Health (WA)_Existing_Space Heating_Natural Gas_Unit Heater_E7 | F5 | Commercial | Health (WA) | Existing | Space Heating | Natural Gas | Unit Heater | E7 | Utility - Cost of Operation | 0 | 0 | 0 | 0 | 0 | 0 | 0 | 0 | 0 | 0 | 0 | 0 | 0 | 0 | 0 | 0 | 0 | 0 | 0 | 0 | 0 | 0 | 0 | 0 | 0 | 0 | 0
F5_Commercial_Health (WA)_Existing_Space Heating_Natural Gas_Unit Heater_E8 | F5 | Commercial | Health (WA) | Existing | Space Heating | Natural Gas | Unit Heater | E8 | Utility - Cost of Operation | 0 | 0 | 0 | 0 | 0 | 0 | 0 | 0 | 0 | 0 | 0 | 0 | 0 | 0 | 0 | 0 | 0 | 0 | 0 | 0 | 0 | 0 | 0 | 0 | 0 | 0 | 0
F5_Commercial_Health (WA)_Existing_Space Heating_Natural Gas_Unit Heater_E9 | F5 | Commercial | Health (WA) | Existing | Space Heating | Natural Gas | Unit Heater | E9 | Utility - Cost of Operation | 0 | 0 | 0 | 0 | 0 | 0 | 0 | 0 | 0 | 0 | 0 | 0 | 0 | 0 | 0 | 0 | 0 | 0 | 0 | 0 | 0 | 0 | 0 | 0 | 0 | 0 | 0
F5_Commercial_Health (WA)_Existing_Space Heating_Natural Gas_Unit Heater_E10 | F5 | Commercial | Health (WA) | Existing | Space Heating | Natural Gas | Unit Heater | E10 | Utility - Cost of Operation | 0 | 0 | 0 | 0 | 0 | 0 | 0 | 0 | 0 | 0 | 0 | 0 | 0 | 0 | 0 | 0 | 0 | 0 | 0 | 0 | 0 | 0 | 0 | 0 | 0 | 0 | 0
F6_Commercial_Health (WA)_Existing_Space Heating_Natural Gas_Unit Heater_E1 | F6 | Commercial | Health (WA) | Existing | Space Heating | Natural Gas | Unit Heater | E1 | Utility - Value of Sales | 0.05686 | 0.057458 | 0.058315 | 0.05926 | 0.060301 | 0.061874 | 0.063431 | 0.065068 | 0.066553 | 0.068018 | 0.069666 | 0.071158 | 0.072794 | 0.074463 | 0.075983 | 0.077459 | 0.078798 | 0.080165 | 0.081578 | 0.08301 | 0.08445 | 0.086283 | 0.088405 | 0.090281 | 0.092198 | 0.094155 | 0.096153
F6_Commercial_Health (WA)_Existing_Space Heating_Natural Gas_Unit Heater_E2 | F6 | Commercial | Health (WA) | Existing | Space Heating | Natural Gas | Unit Heater | E2 | Utility - Value of Sales | 0.050572 | 0.051105 | 0.051867 | 0.052707 | 0.053633 | 0.055032 | 0.056417 | 0.057873 | 0.059194 | 0.060497 | 0.061963 | 0.06329 | 0.064745 | 0.066229 | 0.067581 | 0.068894 | 0.070085 | 0.071301 | 0.072557 | 0.073831 | 0.075112 | 0.076742 | 0.078629 | 0.080298 | 0.082003 | 0.083743 | 0.085521
F6_Commercial_Health (WA)_Existing_Space Heating_Natural Gas_Unit Heater_E3 | F6 | Commercial | Health (WA) | Existing | Space Heating | Natural Gas | Unit Heater | E3 | Utility - Value of Sales | 0.04832 | 0.048721 | 0.049389 | 0.050162 | 0.051047 | 0.052488 | 0.053918 | 0.055413 | 0.056725 | 0.057998 | 0.059442 | 0.060702 | 0.062106 | 0.063551 | 0.064838 | 0.066073 | 0.067161 | 0.068272 | 0.069424 | 0.070589 | 0.071756 | 0.07332 | 0.075176 | 0.076772 | 0.078401 | 0.080065 | 0.081765
F6_Commercial_Health (WA)_Existing_Space Heating_Natural Gas_Unit Heater_E4 | F6 | Commercial | Health (WA) | Existing | Space Heating | Natural Gas | Unit Heater | E4 | Utility - Value of Sales | 0 | 0 | 0 | 0 | 0 | 0 | 0 | 0 | 0 | 0 | 0 | 0 | 0 | 0 | 0 | 0 | 0 | 0 | 0 | 0 | 0 | 0 | 0 | 0 | 0 | 0 | 0
F6_Commercial_Health (WA)_Existing_Space Heating_Natural Gas_Unit Heater_E5 | F6 | Commercial | Health (WA) | Existing | Space Heating | Natural Gas | Unit Heater | E5 | Utility - Value of Sales | 0 | 0 | 0 | 0 | 0 | 0 | 0 | 0 | 0 | 0 | 0 | 0 | 0 | 0 | 0 | 0 | 0 | 0 | 0 | 0 | 0 | 0 | 0 | 0 | 0 | 0 | 0
F6_Commercial_Health (WA)_Existing_Space Heating_Natural Gas_Unit Heater_E6 | F6 | Commercial | Health (WA) | Existing | Space Heating | Natural Gas | Unit Heater | E6 | Utility - Value of Sales | 0 | 0 | 0 | 0 | 0 | 0 | 0 | 0 | 0 | 0 | 0 | 0 | 0 | 0 | 0 | 0 | 0 | 0 | 0 | 0 | 0 | 0 | 0 | 0 | 0 | 0 | 0
F6_Commercial_Health (WA)_Existing_Space Heating_Natural Gas_Unit Heater_E7 | F6 | Commercial | Health (WA) | Existing | Space Heating | Natural Gas | Unit Heater | E7 | Utility - Value of Sales | 0 | 0 | 0 | 0 | 0 | 0 | 0 | 0 | 0 | 0 | 0 | 0 | 0 | 0 | 0 | 0 | 0 | 0 | 0 | 0 | 0 | 0 | 0 | 0 | 0 | 0 | 0
F6_Commercial_Health (WA)_Existing_Space Heating_Natural Gas_Unit Heater_E8 | F6 | Commercial | Health (WA) | Existing | Space Heating | Natural Gas | Unit Heater | E8 | Utility - Value of Sales | 0 | 0 | 0 | 0 | 0 | 0 | 0 | 0 | 0 | 0 | 0 | 0 | 0 | 0 | 0 | 0 | 0 | 0 | 0 | 0 | 0 | 0 | 0 | 0 | 0 | 0 | 0
F6_Commercial_Health (WA)_Existing_Space Heating_Natural Gas_Unit Heater_E9 | F6 | Commercial | Health (WA) | Existing | Space Heating | Natural Gas | Unit Heater | E9 | Utility - Value of Sales | 0 | 0 | 0 | 0 | 0 | 0 | 0 | 0 | 0 | 0 | 0 | 0 | 0 | 0 | 0 | 0 | 0 | 0 | 0 | 0 | 0 | 0 | 0 | 0 | 0 | 0 | 0
F6_Commercial_Health (WA)_Existing_Space Heating_Natural Gas_Unit Heater_E10 | F6 | Commercial | Health (WA) | Existing | Space Heating | Natural Gas | Unit Heater | E10 | Utility - Value of Sales | 0 | 0 | 0 | 0 | 0 | 0 | 0 | 0 | 0 | 0 | 0 | 0 | 0 | 0 | 0 | 0 | 0 | 0 | 0 | 0 | 0 | 0 | 0 | 0 | 0 | 0 | 0
F1_Commercial_Health (WA)_Existing_Water Heating_Natural Gas_Water Heater_E1 | F1 | Commercial | Health (WA) | Existing | Water Heating | Natural Gas | Water Heater | E1 | RVT - Cost of Equipment | 0.015522 | 0.015522 | 0.015522 | 0.015522 | 0.015522 | 0.015522 | 0.015522 | 0.015522 | 0.015522 | 0.015522 | 0.015522 | 0.015522 | 0.015522 | 0.015522 | 0.015522 | 0.015522 | 0.015522 | 0.015522 | 0.015522 | 0.015522 | 0.015522 | 0.015522 | 0.015522 | 0.015522 | 0.015522 | 0.015522 | 0.015522
F1_Commercial_Health (WA)_Existing_Water Heating_Natural Gas_Water Heater_E2 | F1 | Commercial | Health (WA) | Existing | Water Heating | Natural Gas | Water Heater | E2 | RVT - Cost of Equipment | 0.018626 | 0.018626 | 0.018626 | 0.018626 | 0.018626 | 0.018626 | 0.018626 | 0.018626 | 0.018626 | 0.018626 | 0.018626 | 0.018626 | 0.018626 | 0.018626 | 0.018626 | 0.018626 | 0.018626 | 0.018626 | 0.018626 | 0.018626 | 0.018626 | 0.018626 | 0.018626 | 0.018626 | 0.018626 | 0.018626 | 0.018626
F1_Commercial_Health (WA)_Existing_Water Heating_Natural Gas_Water Heater_E3 | F1 | Commercial | Health (WA) | Existing | Water Heating | Natural Gas | Water Heater | E3 | RVT - Cost of Equipment | 0.022896 | 0.022896 | 0.022896 | 0.022896 | 0.022896 | 0.022896 | 0.022896 | 0.022896 | 0.022896 | 0.022896 | 0.022896 | 0.022896 | 0.022896 | 0.022896 | 0.022896 | 0.022896 | 0.022896 | 0.022896 | 0.022896 | 0.022896 | 0.022896 | 0.022896 | 0.022896 | 0.022896 | 0.022896 | 0.022896 | 0.022896
F1_Commercial_Health (WA)_Existing_Water Heating_Natural Gas_Water Heater_E4 | F1 | Commercial | Health (WA) | Existing | Water Heating | Natural Gas | Water Heater | E4 | RVT - Cost of Equipment | 0.023077 | 0.023077 | 0.023077 | 0.023077 | 0.023077 | 0.023077 | 0.023077 | 0.023077 | 0.023077 | 0.023077 | 0.023077 | 0.023077 | 0.023077 | 0.023077 | 0.023077 | 0.023077 | 0.023077 | 0.023077 | 0.023077 | 0.023077 | 0.023077 | 0.023077 | 0.023077 | 0.023077 | 0.023077 | 0.023077 | 0.023077
F1_Commercial_Health (WA)_Existing_Water Heating_Natural Gas_Water Heater_E5 | F1 | Commercial | Health (WA) | Existing | Water Heating | Natural Gas | Water Heater | E5 | RVT - Cost of Equipment | 0.049815 | 0.049815 | 0.049815 | 0.049815 | 0.049815 | 0.049815 | 0.049815 | 0.049815 | 0.049815 | 0.049815 | 0.049815 | 0.049815 | 0.049815 | 0.049815 | 0.049815 | 0.049815 | 0.049815 | 0.049815 | 0.049815 | 0.049815 | 0.049815 | 0.049815 | 0.049815 | 0.049815 | 0.049815 | 0.049815 | 0.049815
F1_Commercial_Health (WA)_Existing_Water Heating_Natural Gas_Water Heater_E6 | F1 | Commercial | Health (WA) | Existing | Water Heating | Natural Gas | Water Heater | E6 | RVT - Cost of Equipment | 0 | 0 | 0 | 0 | 0 | 0 | 0 | 0 | 0 | 0 | 0 | 0 | 0 | 0 | 0 | 0 | 0 | 0 | 0 | 0 | 0 | 0 | 0 | 0 | 0 | 0 | 0
F1_Commercial_Health (WA)_Existing_Water Heating_Natural Gas_Water Heater_E7 | F1 | Commercial | Health (WA) | Existing | Water Heating | Natural Gas | Water Heater | E7 | RVT - Cost of Equipment | 0 | 0 | 0 | 0 | 0 | 0 | 0 | 0 | 0 | 0 | 0 | 0 | 0 | 0 | 0 | 0 | 0 | 0 | 0 | 0 | 0 | 0 | 0 | 0 | 0 | 0 | 0
F1_Commercial_Health (WA)_Existing_Water Heating_Natural Gas_Water Heater_E8 | F1 | Commercial | Health (WA) | Existing | Water Heating | Natural Gas | Water Heater | E8 | RVT - Cost of Equipment | 0 | 0 | 0 | 0 | 0 | 0 | 0 | 0 | 0 | 0 | 0 | 0 | 0 | 0 | 0 | 0 | 0 | 0 | 0 | 0 | 0 | 0 | 0 | 0 | 0 | 0 | 0
F1_Commercial_Health (WA)_Existing_Water Heating_Natural Gas_Water Heater_E9 | F1 | Commercial | Health (WA) | Existing | Water Heating | Natural Gas | Water Heater | E9 | RVT - Cost of Equipment | 0 | 0 | 0 | 0 | 0 | 0 | 0 | 0 | 0 | 0 | 0 | 0 | 0 | 0 | 0 | 0 | 0 | 0 | 0 | 0 | 0 | 0 | 0 | 0 | 0 | 0 | 0
F1_Commercial_Health (WA)_Existing_Water Heating_Natural Gas_Water Heater_E10 | F1 | Commercial | Health (WA) | Existing | Water Heating | Natural Gas | Water Heater | E10 | RVT - Cost of Equipment | 0 | 0 | 0 | 0 | 0 | 0 | 0 | 0 | 0 | 0 | 0 | 0 | 0 | 0 | 0 | 0 | 0 | 0 | 0 | 0 | 0 | 0 | 0 | 0 | 0 | 0 | 0
F2_Commercial_Health (WA)_Existing_Water Heating_Natural Gas_Water Heater_E1 | F2 | Commercial | Health (WA) | Existing | Water Heating | Natural Gas | Water Heater | E1 | RVT - Cost of Operation | 0.18395 | 0.18765 | 0.19181 | 0.19648 | 0.20169 | 0.20799 | 0.21424 | 0.22015 | 0.22551 | 0.23073 | 0.23614 | 0.24109 | 0.24638 | 0.25151 | 0.25602 | 0.26017 | 0.26379 | 0.26728 | 0.27097 | 0.27447 | 0.278 | 0.28291 | 0.28787 | 0.29299 | 0.29819 | 0.30349 | 0.30888
F2_Commercial_Health (WA)_Existing_Water Heating_Natural Gas_Water Heater_E2 | F2 | Commercial | Health (WA) | Existing | Water Heating | Natural Gas | Water Heater | E2 | RVT - Cost of Operation | 0.16351 | 0.1668 | 0.1705 | 0.17465 | 0.17928 | 0.18488 | 0.19044 | 0.19569 | 0.20045 | 0.20509 | 0.2099 | 0.2143 | 0.21901 | 0.22357 | 0.22758 | 0.23126 | 0.23448 | 0.23759 | 0.24086 | 0.24398 | 0.24711 | 0.25147 | 0.25589 | 0.26043 | 0.26506 | 0.26977 | 0.27456
F2_Commercial_Health (WA)_Existing_Water Heating_Natural Gas_Water Heater_E3 | F2 | Commercial | Health (WA) | Existing | Water Heating | Natural Gas | Water Heater | E3 | RVT - Cost of Operation | 0.15656 | 0.1597 | 0.16324 | 0.16722 | 0.17165 | 0.17702 | 0.18234 | 0.18736 | 0.19192 | 0.19637 | 0.20097 | 0.20518 | 0.20969 | 0.21405 | 0.21789 | 0.22142 | 0.2245 | 0.22748 | 0.23062 | 0.23359 | 0.23659 | 0.24077 | 0.245 | 0.24935 | 0.25378 | 0.25829 | 0.26288
F2_Commercial_Health (WA)_Existing_Water Heating_Natural Gas_Water Heater_E4 | F2 | Commercial | Health (WA) | Existing | Water Heating | Natural Gas | Water Heater | E4 | RVT - Cost of Operation | 0.16413 | 0.16743 | 0.17103 | 0.17495 | 0.17921 | 0.18423 | 0.1892 | 0.19394 | 0.19832 | 0.20264 | 0.20715 | 0.21138 | 0.21587 | 0.22025 | 0.22419 | 0.22788 | 0.2312 | 0.23444 | 0.23783 | 0.2411 | 0.24439 | 0.24871 | 0.25309 | 0.25759 | 0.26216 | 0.26682 | 0.27156
F2_Commercial_Health (WA)_Existing_Water Heating_Natural Gas_Water Heater_E5 | F2 | Commercial | Health (WA) | Existing | Water Heating | Natural Gas | Water Heater | E5 | RVT - Cost of Operation | 0.096507 | 0.098403 | 0.1006 | 0.10315 | 0.10605 | 0.1096 | 0.11311 | 0.11641 | 0.11938 | 0.12224 | 0.1252 | 0.12786 | 0.13072 | 0.13348 | 0.13588 | 0.13806 | 0.13993 | 0.14172 | 0.14362 | 0.14541 | 0.14721 | 0.14981 | 0.15243 | 0.15514 | 0.1579 | 0.1607 | 0.16356
F2_Commercial_Health (WA)_Existing_Water Heating_Natural Gas_Water Heater_E6 | F2 | Commercial | Health (WA) | Existing | Water Heating | Natural Gas | Water Heater | E6 | RVT - Cost of Operation | 0 | 0 | 0 | 0 | 0 | 0 | 0 | 0 | 0 | 0 | 0 | 0 | 0 | 0 | 0 | 0 | 0 | 0 | 0 | 0 | 0 | 0 | 0 | 0 | 0 | 0 | 0
F2_Commercial_Health (WA)_Existing_Water Heating_Natural Gas_Water Heater_E7 | F2 | Commercial | Health (WA) | Existing | Water Heating | Natural Gas | Water Heater | E7 | RVT - Cost of Operation | 0 | 0 | 0 | 0 | 0 | 0 | 0 | 0 | 0 | 0 | 0 | 0 | 0 | 0 | 0 | 0 | 0 | 0 | 0 | 0 | 0 | 0 | 0 | 0 | 0 | 0 | 0
F2_Commercial_Health (WA)_Existing_Water Heating_Natural Gas_Water Heater_E8 | F2 | Commercial | Health (WA) | Existing | Water Heating | Natural Gas | Water Heater | E8 | RVT - Cost of Operation | 0 | 0 | 0 | 0 | 0 | 0 | 0 | 0 | 0 | 0 | 0 | 0 | 0 | 0 | 0 | 0 | 0 | 0 | 0 | 0 | 0 | 0 | 0 | 0 | 0 | 0 | 0
F2_Commercial_Health (WA)_Existing_Water Heating_Natural Gas_Water Heater_E9 | F2 | Commercial | Health (WA) | Existing | Water Heating | Natural Gas | Water Heater | E9 | RVT - Cost of Operation | 0 | 0 | 0 | 0 | 0 | 0 | 0 | 0 | 0 | 0 | 0 | 0 | 0 | 0 | 0 | 0 | 0 | 0 | 0 | 0 | 0 | 0 | 0 | 0 | 0 | 0 | 0
F2_Commercial_Health (WA)_Existing_Water Heating_Natural Gas_Water Heater_E10 | F2 | Commercial | Health (WA) | Existing | Water Heating | Natural Gas | Water Heater | E10 | RVT - Cost of Operation | 0 | 0 | 0 | 0 | 0 | 0 | 0 | 0 | 0 | 0 | 0 | 0 | 0 | 0 | 0 | 0 | 0 | 0 | 0 | 0 | 0 | 0 | 0 | 0 | 0 | 0 | 0
F3_Commercial_Health (WA)_Existing_Water Heating_Natural Gas_Water Heater_E1 | F3 | Commercial | Health (WA) | Existing | Water Heating | Natural Gas | Water Heater | E1 | System - kBTUs of Consumption | 42.5598 | 42.5598 | 42.5598 | 42.5598 | 42.5598 | 42.5598 | 42.5598 | 42.5598 | 42.5598 | 42.5598 | 42.5598 | 42.5598 | 42.5598 | 42.5598 | 42.5598 | 42.5598 | 42.5598 | 42.5598 | 42.5598 | 42.5598 | 42.5598 | 42.5598 | 42.5598 | 42.5598 | 42.5598 | 42.5598 | 42.5598
F3_Commercial_Health (WA)_Existing_Water Heating_Natural Gas_Water Heater_E2 | F3 | Commercial | Health (WA) | Existing | Water Heating | Natural Gas | Water Heater | E2 | System - kBTUs of Consumption | 37.831 | 37.831 | 37.831 | 37.831 | 37.831 | 37.831 | 37.831 | 37.831 | 37.831 | 37.831 | 37.831 | 37.831 | 37.831 | 37.831 | 37.831 | 37.831 | 37.831 | 37.831 | 37.831 | 37.831 | 37.831 | 37.831 | 37.831 | 37.831 | 37.831 | 37.831 | 37.831
F3_Commercial_Health (WA)_Existing_Water Heating_Natural Gas_Water Heater_E3 | F3 | Commercial | Health (WA) | Existing | Water Heating | Natural Gas | Water Heater | E3 | System - kBTUs of Consumption | 36.2211 | 36.2211 | 36.2211 | 36.2211 | 36.2211 | 36.2211 | 36.2211 | 36.2211 | 36.2211 | 36.2211 | 36.2211 | 36.2211 | 36.2211 | 36.2211 | 36.2211 | 36.2211 | 36.2211 | 36.2211 | 36.2211 | 36.2211 | 36.2211 | 36.2211 | 36.2211 | 36.2211 | 36.2211 | 36.2211 | 36.2211
F3_Commercial_Health (WA)_Existing_Water Heating_Natural Gas_Water Heater_E4 | F3 | Commercial | Health (WA) | Existing | Water Heating | Natural Gas | Water Heater | E4 | System - kBTUs of Consumption | 36.1827 | 36.1827 | 36.1827 | 36.1827 | 36.1827 | 36.1827 | 36.1827 | 36.1827 | 36.1827 | 36.1827 | 36.1827 | 36.1827 | 36.1827 | 36.1827 | 36.1827 | 36.1827 | 36.1827 | 36.1827 | 36.1827 | 36.1827 | 36.1827 | 36.1827 | 36.1827 | 36.1827 | 36.1827 | 36.1827 | 36.1827
F3_Commercial_Health (WA)_Existing_Water Heating_Natural Gas_Water Heater_E5 | F3 | Commercial | Health (WA) | Existing | Water Heating | Natural Gas | Water Heater | E5 | System - kBTUs of Consumption | 22.6986 | 22.6986 | 22.6986 | 22.6986 | 22.6986 | 22.6986 | 22.6986 | 22.6986 | 22.6986 | 22.6986 | 22.6986 | 22.6986 | 22.6986 | 22.6986 | 22.6986 | 22.6986 | 22.6986 | 22.6986 | 22.6986 | 22.6986 | 22.6986 | 22.6986 | 22.6986 | 22.6986 | 22.6986 | 22.6986 | 22.6986
F3_Commercial_Health (WA)_Existing_Water Heating_Natural Gas_Water Heater_E6 | F3 | Commercial | Health (WA) | Existing | Water Heating | Natural Gas | Water Heater | E6 | System - kBTUs of Consumption | 0 | 0 | 0 | 0 | 0 | 0 | 0 | 0 | 0 | 0 | 0 | 0 | 0 | 0 | 0 | 0 | 0 | 0 | 0 | 0 | 0 | 0 | 0 | 0 | 0 | 0 | 0
F3_Commercial_Health (WA)_Existing_Water Heating_Natural Gas_Water Heater_E7 | F3 | Commercial | Health (WA) | Existing | Water Heating | Natural Gas | Water Heater | E7 | System - kBTUs of Consumption | 0 | 0 | 0 | 0 | 0 | 0 | 0 | 0 | 0 | 0 | 0 | 0 | 0 | 0 | 0 | 0 | 0 | 0 | 0 | 0 | 0 | 0 | 0 | 0 | 0 | 0 | 0
F3_Commercial_Health (WA)_Existing_Water Heating_Natural Gas_Water Heater_E8 | F3 | Commercial | Health (WA) | Existing | Water Heating | Natural Gas | Water Heater | E8 | System - kBTUs of Consumption | 0 | 0 | 0 | 0 | 0 | 0 | 0 | 0 | 0 | 0 | 0 | 0 | 0 | 0 | 0 | 0 | 0 | 0 | 0 | 0 | 0 | 0 | 0 | 0 | 0 | 0 | 0
F3_Commercial_Health (WA)_Existing_Water Heating_Natural Gas_Water Heater_E9 | F3 | Commercial | Health (WA) | Existing | Water Heating | Natural Gas | Water Heater | E9 | System - kBTUs of Consumption | 0 | 0 | 0 | 0 | 0 | 0 | 0 | 0 | 0 | 0 | 0 | 0 | 0 | 0 | 0 | 0 | 0 | 0 | 0 | 0 | 0 | 0 | 0 | 0 | 0 | 0 | 0
F3_Commercial_Health (WA)_Existing_Water Heating_Natural Gas_Water Heater_E10 | F3 | Commercial | Health (WA) | Existing | Water Heating | Natural Gas | Water Heater | E10 | System - kBTUs of Consumption | 0 | 0 | 0 | 0 | 0 | 0 | 0 | 0 | 0 | 0 | 0 | 0 | 0 | 0 | 0 | 0 | 0 | 0 | 0 | 0 | 0 | 0 | 0 | 0 | 0 | 0 | 0
F4_Commercial_Health (WA)_Existing_Water Heating_Natural Gas_Water Heater_E1 | F4 | Commercial | Health (WA) | Existing | Water Heating | Natural Gas | Water Heater | E1 | Utility - Cost of Equipment | 0.015522 | 0.015522 | 0.015522 | 0.015522 | 0.015522 | 0.015522 | 0.015522 | 0.015522 | 0.015522 | 0.015522 | 0.015522 | 0.015522 | 0.015522 | 0.015522 | 0.015522 | 0.015522 | 0.015522 | 0.015522 | 0.015522 | 0.015522 | 0.015522 | 0.015522 | 0.015522 | 0.015522 | 0.015522 | 0.015522 | 0.015522
F4_Commercial_Health (WA)_Existing_Water Heating_Natural Gas_Water Heater_E2 | F4 | Commercial | Health (WA) | Existing | Water Heating | Natural Gas | Water Heater | E2 | Utility - Cost of Equipment | 0.018626 | 0.018626 | 0.018626 | 0.018626 | 0.018626 | 0.018626 | 0.018626 | 0.018626 | 0.018626 | 0.018626 | 0.018626 | 0.018626 | 0.018626 | 0.018626 | 0.018626 | 0.018626 | 0.018626 | 0.018626 | 0.018626 | 0.018626 | 0.018626 | 0.018626 | 0.018626 | 0.018626 | 0.018626 | 0.018626 | 0.018626
F4_Commercial_Health (WA)_Existing_Water Heating_Natural Gas_Water Heater_E3 | F4 | Commercial | Health (WA) | Existing | Water Heating | Natural Gas | Water Heater | E3 | Utility - Cost of Equipment | 0.022896 | 0.022896 | 0.022896 | 0.022896 | 0.022896 | 0.022896 | 0.022896 | 0.022896 | 0.022896 | 0.022896 | 0.022896 | 0.022896 | 0.022896 | 0.022896 | 0.022896 | 0.022896 | 0.022896 | 0.022896 | 0.022896 | 0.022896 | 0.022896 | 0.022896 | 0.022896 | 0.022896 | 0.022896 | 0.022896 | 0.022896
F4_Commercial_Health (WA)_Existing_Water Heating_Natural Gas_Water Heater_E4 | F4 | Commercial | Health (WA) | Existing | Water Heating | Natural Gas | Water Heater | E4 | Utility - Cost of Equipment | 0.023077 | 0.023077 | 0.023077 | 0.023077 | 0.023077 | 0.023077 | 0.023077 | 0.023077 | 0.023077 | 0.023077 | 0.023077 | 0.023077 | 0.023077 | 0.023077 | 0.023077 | 0.023077 | 0.023077 | 0.023077 | 0.023077 | 0.023077 | 0.023077 | 0.023077 | 0.023077 | 0.023077 | 0.023077 | 0.023077 | 0.023077
F4_Commercial_Health (WA)_Existing_Water Heating_Natural Gas_Water Heater_E5 | F4 | Commercial | Health (WA) | Existing | Water Heating | Natural Gas | Water Heater | E5 | Utility - Cost of Equipment | 0.049815 | 0.049815 | 0.049815 | 0.049815 | 0.049815 | 0.049815 | 0.049815 | 0.049815 | 0.049815 | 0.049815 | 0.049815 | 0.049815 | 0.049815 | 0.049815 | 0.049815 | 0.049815 | 0.049815 | 0.049815 | 0.049815 | 0.049815 | 0.049815 | 0.049815 | 0.049815 | 0.049815 | 0.049815 | 0.049815 | 0.049815
F4_Commercial_Health (WA)_Existing_Water Heating_Natural Gas_Water Heater_E6 | F4 | Commercial | Health (WA) | Existing | Water Heating | Natural Gas | Water Heater | E6 | Utility - Cost of Equipment | 0 | 0 | 0 | 0 | 0 | 0 | 0 | 0 | 0 | 0 | 0 | 0 | 0 | 0 | 0 | 0 | 0 | 0 | 0 | 0 | 0 | 0 | 0 | 0 | 0 | 0 | 0
F4_Commercial_Health (WA)_Existing_Water Heating_Natural Gas_Water Heater_E7 | F4 | Commercial | Health (WA) | Existing | Water Heating | Natural Gas | Water Heater | E7 | Utility - Cost of Equipment | 0 | 0 | 0 | 0 | 0 | 0 | 0 | 0 | 0 | 0 | 0 | 0 | 0 | 0 | 0 | 0 | 0 | 0 | 0 | 0 | 0 | 0 | 0 | 0 | 0 | 0 | 0
F4_Commercial_Health (WA)_Existing_Water Heating_Natural Gas_Water Heater_E8 | F4 | Commercial | Health (WA) | Existing | Water Heating | Natural Gas | Water Heater | E8 | Utility - Cost of Equipment | 0 | 0 | 0 | 0 | 0 | 0 | 0 | 0 | 0 | 0 | 0 | 0 | 0 | 0 | 0 | 0 | 0 | 0 | 0 | 0 | 0 | 0 | 0 | 0 | 0 | 0 | 0
F4_Commercial_Health (WA)_Existing_Water Heating_Natural Gas_Water Heater_E9 | F4 | Commercial | Health (WA) | Existing | Water Heating | Natural Gas | Water Heater | E9 | Utility - Cost of Equipment | 0 | 0 | 0 | 0 | 0 | 0 | 0 | 0 | 0 | 0 | 0 | 0 | 0 | 0 | 0 | 0 | 0 | 0 | 0 | 0 | 0 | 0 | 0 | 0 | 0 | 0 | 0
F4_Commercial_Health (WA)_Existing_Water Heating_Natural Gas_Water Heater_E10 | F4 | Commercial | Health (WA) | Existing | Water Heating | Natural Gas | Water Heater | E10 | Utility - Cost of Equipment | 0 | 0 | 0 | 0 | 0 | 0 | 0 | 0 | 0 | 0 | 0 | 0 | 0 | 0 | 0 | 0 | 0 | 0 | 0 | 0 | 0 | 0 | 0 | 0 | 0 | 0 | 0
F5_Commercial_Health (WA)_Existing_Water Heating_Natural Gas_Water Heater_E1 | F5 | Commercial | Health (WA) | Existing | Water Heating | Natural Gas | Water Heater | E1 | Utility - Cost of Operation | 0.1578 | 0.16194 | 0.16659 | 0.1718 | 0.17761 | 0.18447 | 0.19146 | 0.19835 | 0.20497 | 0.21169 | 0.21716 | 0.22233 | 0.22785 | 0.23328 | 0.23821 | 0.24288 | 0.24714 | 0.25137 | 0.25585 | 0.26025 | 0.26476 | 0.26943 | 0.27417 | 0.27904 | 0.28399 | 0.28904 | 0.29417
F5_Commercial_Health (WA)_Existing_Water Heating_Natural Gas_Water Heater_E2 | F5 | Commercial | Health (WA) | Existing | Water Heating | Natural Gas | Water Heater | E2 | Utility - Cost of Operation | 0.14026 | 0.14395 | 0.14808 | 0.15272 | 0.15787 | 0.16397 | 0.17019 | 0.17631 | 0.1822 | 0.18817 | 0.19303 | 0.19762 | 0.20253 | 0.20736 | 0.21175 | 0.21589 | 0.21968 | 0.22344 | 0.22742 | 0.23133 | 0.23534 | 0.2395 | 0.2437 | 0.24803 | 0.25244 | 0.25692 | 0.26149
F5_Commercial_Health (WA)_Existing_Water Heating_Natural Gas_Water Heater_E3 | F5 | Commercial | Health (WA) | Existing | Water Heating | Natural Gas | Water Heater | E3 | Utility - Cost of Operation | 0.1343 | 0.13782 | 0.14178 | 0.14622 | 0.15116 | 0.157 | 0.16295 | 0.16881 | 0.17444 | 0.18016 | 0.18482 | 0.18921 | 0.19391 | 0.19854 | 0.20274 | 0.20671 | 0.21033 | 0.21393 | 0.21774 | 0.22149 | 0.22533 | 0.22931 | 0.23333 | 0.23748 | 0.2417 | 0.24599 | 0.25036
F5_Commercial_Health (WA)_Existing_Water Heating_Natural Gas_Water Heater_E4 | F5 | Commercial | Health (WA) | Existing | Water Heating | Natural Gas | Water Heater | E4 | Utility - Cost of Operation | 0.1426 | 0.14628 | 0.15031 | 0.1547 | 0.15949 | 0.16504 | 0.17067 | 0.17623 | 0.18161 | 0.18708 | 0.19164 | 0.19599 | 0.20062 | 0.2052 | 0.20942 | 0.21346 | 0.21721 | 0.22095 | 0.22488 | 0.22877 | 0.23275 | 0.23687 | 0.24104 | 0.24532 | 0.24968 | 0.25411 | 0.25863
F5_Commercial_Health (WA)_Existing_Water Heating_Natural Gas_Water Heater_E5 | F5 | Commercial | Health (WA) | Existing | Water Heating | Natural Gas | Water Heater | E5 | Utility - Cost of Operation | 0.082248 | 0.084411 | 0.086879 | 0.089693 | 0.092872 | 0.096677 | 0.10056 | 0.10438 | 0.10804 | 0.11176 | 0.11474 | 0.11754 | 0.12054 | 0.12349 | 0.12614 | 0.12864 | 0.13089 | 0.13312 | 0.13549 | 0.13781 | 0.1402 | 0.14267 | 0.14517 | 0.14775 | 0.15038 | 0.15305 | 0.15577
F5_Commercial_Health (WA)_Existing_Water Heating_Natural Gas_Water Heater_E6 | F5 | Commercial | Health (WA) | Existing | Water Heating | Natural Gas | Water Heater | E6 | Utility - Cost of Operation | 0 | 0 | 0 | 0 | 0 | 0 | 0 | 0 | 0 | 0 | 0 | 0 | 0 | 0 | 0 | 0 | 0 | 0 | 0 | 0 | 0 | 0 | 0 | 0 | 0 | 0 | 0
F5_Commercial_Health (WA)_Existing_Water Heating_Natural Gas_Water Heater_E7 | F5 | Commercial | Health (WA) | Existing | Water Heating | Natural Gas | Water Heater | E7 | Utility - Cost of Operation | 0 | 0 | 0 | 0 | 0 | 0 | 0 | 0 | 0 | 0 | 0 | 0 | 0 | 0 | 0 | 0 | 0 | 0 | 0 | 0 | 0 | 0 | 0 | 0 | 0 | 0 | 0
F5_Commercial_Health (WA)_Existing_Water Heating_Natural Gas_Water Heater_E8 | F5 | Commercial | Health (WA) | Existing | Water Heating | Natural Gas | Water Heater | E8 | Utility - Cost of Operation | 0 | 0 | 0 | 0 | 0 | 0 | 0 | 0 | 0 | 0 | 0 | 0 | 0 | 0 | 0 | 0 | 0 | 0 | 0 | 0 | 0 | 0 | 0 | 0 | 0 | 0 | 0
F5_Commercial_Health (WA)_Existing_Water Heating_Natural Gas_Water Heater_E9 | F5 | Commercial | Health (WA) | Existing | Water Heating | Natural Gas | Water Heater | E9 | Utility - Cost of Operation | 0 | 0 | 0 | 0 | 0 | 0 | 0 | 0 | 0 | 0 | 0 | 0 | 0 | 0 | 0 | 0 | 0 | 0 | 0 | 0 | 0 | 0 | 0 | 0 | 0 | 0 | 0
F5_Commercial_Health (WA)_Existing_Water Heating_Natural Gas_Water Heater_E10 | F5 | Commercial | Health (WA) | Existing | Water Heating | Natural Gas | Water Heater | E10 | Utility - Cost of Operation | 0 | 0 | 0 | 0 | 0 | 0 | 0 | 0 | 0 | 0 | 0 | 0 | 0 | 0 | 0 | 0 | 0 | 0 | 0 | 0 | 0 | 0 | 0 | 0 | 0 | 0 | 0
F6_Commercial_Health (WA)_Existing_Water Heating_Natural Gas_Water Heater_E1 | F6 | Commercial | Health (WA) | Existing | Water Heating | Natural Gas | Water Heater | E1 | Utility - Value of Sales | 0.18395 | 0.18765 | 0.19181 | 0.19648 | 0.20169 | 0.20799 | 0.21424 | 0.22015 | 0.22551 | 0.23073 | 0.23614 | 0.24109 | 0.24638 | 0.25151 | 0.25602 | 0.26017 | 0.26379 | 0.26728 | 0.27097 | 0.27447 | 0.278 | 0.28291 | 0.28787 | 0.29299 | 0.29819 | 0.30349 | 0.30888
F6_Commercial_Health (WA)_Existing_Water Heating_Natural Gas_Water Heater_E2 | F6 | Commercial | Health (WA) | Existing | Water Heating | Natural Gas | Water Heater | E2 | Utility - Value of Sales | 0.16351 | 0.1668 | 0.1705 | 0.17465 | 0.17928 | 0.18488 | 0.19044 | 0.19569 | 0.20045 | 0.20509 | 0.2099 | 0.2143 | 0.21901 | 0.22357 | 0.22758 | 0.23126 | 0.23448 | 0.23759 | 0.24086 | 0.24398 | 0.24711 | 0.25147 | 0.25589 | 0.26043 | 0.26506 | 0.26977 | 0.27456
F6_Commercial_Health (WA)_Existing_Water Heating_Natural Gas_Water Heater_E3 | F6 | Commercial | Health (WA) | Existing | Water Heating | Natural Gas | Water Heater | E3 | Utility - Value of Sales | 0.15656 | 0.1597 | 0.16324 | 0.16722 | 0.17165 | 0.17702 | 0.18234 | 0.18736 | 0.19192 | 0.19637 | 0.20097 | 0.20518 | 0.20969 | 0.21405 | 0.21789 | 0.22142 | 0.2245 | 0.22748 | 0.23062 | 0.23359 | 0.23659 | 0.24077 | 0.245 | 0.24935 | 0.25378 | 0.25829 | 0.26288
F6_Commercial_Health (WA)_Existing_Water Heating_Natural Gas_Water Heater_E4 | F6 | Commercial | Health (WA) | Existing | Water Heating | Natural Gas | Water Heater | E4 | Utility - Value of Sales | 0.16413 | 0.16743 | 0.17103 | 0.17495 | 0.17921 | 0.18423 | 0.1892 | 0.19394 | 0.19832 | 0.20264 | 0.20715 | 0.21138 | 0.21587 | 0.22025 | 0.22419 | 0.22788 | 0.2312 | 0.23444 | 0.23783 | 0.2411 | 0.24439 | 0.24871 | 0.25309 | 0.25759 | 0.26216 | 0.26682 | 0.27156
F6_Commercial_Health (WA)_Existing_Water Heating_Natural Gas_Water Heater_E5 | F6 | Commercial | Health (WA) | Existing | Water Heating | Natural Gas | Water Heater | E5 | Utility - Value of Sales | 0.096507 | 0.098403 | 0.1006 | 0.10315 | 0.10605 | 0.1096 | 0.11311 | 0.11641 | 0.11938 | 0.12224 | 0.1252 | 0.12786 | 0.13072 | 0.13348 | 0.13588 | 0.13806 | 0.13993 | 0.14172 | 0.14362 | 0.14541 | 0.14721 | 0.14981 | 0.15243 | 0.15514 | 0.1579 | 0.1607 | 0.16356
F6_Commercial_Health (WA)_Existing_Water Heating_Natural Gas_Water Heater_E6 | F6 | Commercial | Health (WA) | Existing | Water Heating | Natural Gas | Water Heater | E6 | Utility - Value of Sales | 0 | 0 | 0 | 0 | 0 | 0 | 0 | 0 | 0 | 0 | 0 | 0 | 0 | 0 | 0 | 0 | 0 | 0 | 0 | 0 | 0 | 0 | 0 | 0 | 0 | 0 | 0
F6_Commercial_Health (WA)_Existing_Water Heating_Natural Gas_Water Heater_E7 | F6 | Commercial | Health (WA) | Existing | Water Heating | Natural Gas | Water Heater | E7 | Utility - Value of Sales | 0 | 0 | 0 | 0 | 0 | 0 | 0 | 0 | 0 | 0 | 0 | 0 | 0 | 0 | 0 | 0 | 0 | 0 | 0 | 0 | 0 | 0 | 0 | 0 | 0 | 0 | 0
F6_Commercial_Health (WA)_Existing_Water Heating_Natural Gas_Water Heater_E8 | F6 | Commercial | Health (WA) | Existing | Water Heating | Natural Gas | Water Heater | E8 | Utility - Value of Sales | 0 | 0 | 0 | 0 | 0 | 0 | 0 | 0 | 0 | 0 | 0 | 0 | 0 | 0 | 0 | 0 | 0 | 0 | 0 | 0 | 0 | 0 | 0 | 0 | 0 | 0 | 0
F6_Commercial_Health (WA)_Existing_Water Heating_Natural Gas_Water Heater_E9 | F6 | Commercial | Health (WA) | Existing | Water Heating | Natural Gas | Water Heater | E9 | Utility - Value of Sales | 0 | 0 | 0 | 0 | 0 | 0 | 0 | 0 | 0 | 0 | 0 | 0 | 0 | 0 | 0 | 0 | 0 | 0 | 0 | 0 | 0 | 0 | 0 | 0 | 0 | 0 | 0
F6_Commercial_Health (WA)_Existing_Water Heating_Natural Gas_Water Heater_E10 | F6 | Commercial | Health (WA) | Existing | Water Heating | Natural Gas | Water Heater | E10 | Utility - Value of Sales | 0 | 0 | 0 | 0 | 0 | 0 | 0 | 0 | 0 | 0 | 0 | 0 | 0 | 0 | 0 | 0 | 0 | 0 | 0 | 0 | 0 | 0 | 0 | 0 | 0 | 0 | 0
F1_Commercial_Health (WA)_Existing_Food Preparation_Natural Gas_Oven_E1 | F1 | Commercial | Health (WA) | Existing | Food Preparation | Natural Gas | Oven | E1 | RVT - Cost of Equipment | 0.00033589 | 0.00033589 | 0.00033589 | 0.00033589 | 0.00033589 | 0.00033589 | 0.00033589 | 0.00033589 | 0.00033589 | 0.00033589 | 0.00033589 | 0.00033589 | 0.00033589 | 0.00033589 | 0.00033589 | 0.00033589 | 0.00033589 | 0.00033589 | 0.00033589 | 0.00033589 | 0.00033589 | 0.00033589 | 0.00033589 | 0.00033589 | 0.00033589 | 0.00033589 | 0.00033589
F1_Commercial_Health (WA)_Existing_Food Preparation_Natural Gas_Oven_E2 | F1 | Commercial | Health (WA) | Existing | Food Preparation | Natural Gas | Oven | E2 | RVT - Cost of Equipment | 0.00045768 | 0.00045768 | 0.00045768 | 0.00045768 | 0.00045768 | 0.00045768 | 0.00045768 | 0.00045768 | 0.00045768 | 0.00045768 | 0.00045768 | 0.00045768 | 0.00045768 | 0.00045768 | 0.00045768 | 0.00045768 | 0.00045768 | 0.00045768 | 0.00045768 | 0.00045768 | 0.00045768 | 0.00045768 | 0.00045768 | 0.00045768 | 0.00045768 | 0.00045768 | 0.00045768
F1_Commercial_Health (WA)_Existing_Food Preparation_Natural Gas_Oven_E3 | F1 | Commercial | Health (WA) | Existing | Food Preparation | Natural Gas | Oven | E3 | RVT - Cost of Equipment | 0 | 0 | 0 | 0 | 0 | 0 | 0 | 0 | 0 | 0 | 0 | 0 | 0 | 0 | 0 | 0 | 0 | 0 | 0 | 0 | 0 | 0 | 0 | 0 | 0 | 0 | 0
F1_Commercial_Health (WA)_Existing_Food Preparation_Natural Gas_Oven_E4 | F1 | Commercial | Health (WA) | Existing | Food Preparation | Natural Gas | Oven | E4 | RVT - Cost of Equipment | 0 | 0 | 0 | 0 | 0 | 0 | 0 | 0 | 0 | 0 | 0 | 0 | 0 | 0 | 0 | 0 | 0 | 0 | 0 | 0 | 0 | 0 | 0 | 0 | 0 | 0 | 0
F1_Commercial_Health (WA)_Existing_Food Preparation_Natural Gas_Oven_E5 | F1 | Commercial | Health (WA) | Existing | Food Preparation | Natural Gas | Oven | E5 | RVT - Cost of Equipment | 0 | 0 | 0 | 0 | 0 | 0 | 0 | 0 | 0 | 0 | 0 | 0 | 0 | 0 | 0 | 0 | 0 | 0 | 0 | 0 | 0 | 0 | 0 | 0 | 0 | 0 | 0
F1_Commercial_Health (WA)_Existing_Food Preparation_Natural Gas_Oven_E6 | F1 | Commercial | Health (WA) | Existing | Food Preparation | Natural Gas | Oven | E6 | RVT - Cost of Equipment | 0 | 0 | 0 | 0 | 0 | 0 | 0 | 0 | 0 | 0 | 0 | 0 | 0 | 0 | 0 | 0 | 0 | 0 | 0 | 0 | 0 | 0 | 0 | 0 | 0 | 0 | 0
F1_Commercial_Health (WA)_Existing_Food Preparation_Natural Gas_Oven_E7 | F1 | Commercial | Health (WA) | Existing | Food Preparation | Natural Gas | Oven | E7 | RVT - Cost of Equipment | 0 | 0 | 0 | 0 | 0 | 0 | 0 | 0 | 0 | 0 | 0 | 0 | 0 | 0 | 0 | 0 | 0 | 0 | 0 | 0 | 0 | 0 | 0 | 0 | 0 | 0 | 0
F1_Commercial_Health (WA)_Existing_Food Preparation_Natural Gas_Oven_E8 | F1 | Commercial | Health (WA) | Existing | Food Preparation | Natural Gas | Oven | E8 | RVT - Cost of Equipment | 0 | 0 | 0 | 0 | 0 | 0 | 0 | 0 | 0 | 0 | 0 | 0 | 0 | 0 | 0 | 0 | 0 | 0 | 0 | 0 | 0 | 0 | 0 | 0 | 0 | 0 | 0
F1_Commercial_Health (WA)_Existing_Food Preparation_Natural Gas_Oven_E9 | F1 | Commercial | Health (WA) | Existing | Food Preparation | Natural Gas | Oven | E9 | RVT - Cost of Equipment | 0 | 0 | 0 | 0 | 0 | 0 | 0 | 0 | 0 | 0 | 0 | 0 | 0 | 0 | 0 | 0 | 0 | 0 | 0 | 0 | 0 | 0 | 0 | 0 | 0 | 0 | 0
F1_Commercial_Health (WA)_Existing_Food Preparation_Natural Gas_Oven_E10 | F1 | Commercial | Health (WA) | Existing | Food Preparation | Natural Gas | Oven | E10 | RVT - Cost of Equipment | 0 | 0 | 0 | 0 | 0 | 0 | 0 | 0 | 0 | 0 | 0 | 0 | 0 | 0 | 0 | 0 | 0 | 0 | 0 | 0 | 0 | 0 | 0 | 0 | 0 | 0 | 0
F2_Commercial_Health (WA)_Existing_Food Preparation_Natural Gas_Oven_E1 | F2 | Commercial | Health (WA) | Existing | Food Preparation | Natural Gas | Oven | E1 | RVT - Cost of Operation | 0.10001 | 0.10167 | 0.1037 | 0.10617 | 0.1091 | 0.11298 | 0.11696 | 0.1208 | 0.12435 | 0.12775 | 0.13124 | 0.13436 | 0.13762 | 0.14063 | 0.14316 | 0.14541 | 0.14725 | 0.14898 | 0.15085 | 0.15255 | 0.15426 | 0.15698 | 0.15973 | 0.16257 | 0.16545 | 0.16839 | 0.17139
F2_Commercial_Health (WA)_Existing_Food Preparation_Natural Gas_Oven_E2 | F2 | Commercial | Health (WA) | Existing | Food Preparation | Natural Gas | Oven | E2 | RVT - Cost of Operation | 0.071017 | 0.072199 | 0.07364 | 0.07539 | 0.077473 | 0.080227 | 0.083051 | 0.085783 | 0.088298 | 0.090713 | 0.093194 | 0.09541 | 0.097722 | 0.099858 | 0.10166 | 0.10325 | 0.10456 | 0.10579 | 0.10711 | 0.10833 | 0.10954 | 0.11147 | 0.11342 | 0.11544 | 0.11749 | 0.11958 | 0.1217
F2_Commercial_Health (WA)_Existing_Food Preparation_Natural Gas_Oven_E3 | F2 | Commercial | Health (WA) | Existing | Food Preparation | Natural Gas | Oven | E3 | RVT - Cost of Operation | 0 | 0 | 0 | 0 | 0 | 0 | 0 | 0 | 0 | 0 | 0 | 0 | 0 | 0 | 0 | 0 | 0 | 0 | 0 | 0 | 0 | 0 | 0 | 0 | 0 | 0 | 0
F2_Commercial_Health (WA)_Existing_Food Preparation_Natural Gas_Oven_E4 | F2 | Commercial | Health (WA) | Existing | Food Preparation | Natural Gas | Oven | E4 | RVT - Cost of Operation | 0 | 0 | 0 | 0 | 0 | 0 | 0 | 0 | 0 | 0 | 0 | 0 | 0 | 0 | 0 | 0 | 0 | 0 | 0 | 0 | 0 | 0 | 0 | 0 | 0 | 0 | 0
F2_Commercial_Health (WA)_Existing_Food Preparation_Natural Gas_Oven_E5 | F2 | Commercial | Health (WA) | Existing | Food Preparation | Natural Gas | Oven | E5 | RVT - Cost of Operation | 0 | 0 | 0 | 0 | 0 | 0 | 0 | 0 | 0 | 0 | 0 | 0 | 0 | 0 | 0 | 0 | 0 | 0 | 0 | 0 | 0 | 0 | 0 | 0 | 0 | 0 | 0
F2_Commercial_Health (WA)_Existing_Food Preparation_Natural Gas_Oven_E6 | F2 | Commercial | Health (WA) | Existing | Food Preparation | Natural Gas | Oven | E6 | RVT - Cost of Operation | 0 | 0 | 0 | 0 | 0 | 0 | 0 | 0 | 0 | 0 | 0 | 0 | 0 | 0 | 0 | 0 | 0 | 0 | 0 | 0 | 0 | 0 | 0 | 0 | 0 | 0 | 0
F2_Commercial_Health (WA)_Existing_Food Preparation_Natural Gas_Oven_E7 | F2 | Commercial | Health (WA) | Existing | Food Preparation | Natural Gas | Oven | E7 | RVT - Cost of Operation | 0 | 0 | 0 | 0 | 0 | 0 | 0 | 0 | 0 | 0 | 0 | 0 | 0 | 0 | 0 | 0 | 0 | 0 | 0 | 0 | 0 | 0 | 0 | 0 | 0 | 0 | 0
F2_Commercial_Health (WA)_Existing_Food Preparation_Natural Gas_Oven_E8 | F2 | Commercial | Health (WA) | Existing | Food Preparation | Natural Gas | Oven | E8 | RVT - Cost of Operation | 0 | 0 | 0 | 0 | 0 | 0 | 0 | 0 | 0 | 0 | 0 | 0 | 0 | 0 | 0 | 0 | 0 | 0 | 0 | 0 | 0 | 0 | 0 | 0 | 0 | 0 | 0
F2_Commercial_Health (WA)_Existing_Food Preparation_Natural Gas_Oven_E9 | F2 | Commercial | Health (WA) | Existing | Food Preparation | Natural Gas | Oven | E9 | RVT - Cost of Operation | 0 | 0 | 0 | 0 | 0 | 0 | 0 | 0 | 0 | 0 | 0 | 0 | 0 | 0 | 0 | 0 | 0 | 0 | 0 | 0 | 0 | 0 | 0 | 0 | 0 | 0 | 0
F2_Commercial_Health (WA)_Existing_Food Preparation_Natural Gas_Oven_E10 | F2 | Commercial | Health (WA) | Existing | Food Preparation | Natural Gas | Oven | E10 | RVT - Cost of Operation | 0 | 0 | 0 | 0 | 0 | 0 | 0 | 0 | 0 | 0 | 0 | 0 | 0 | 0 | 0 | 0 | 0 | 0 | 0 | 0 | 0 | 0 | 0 | 0 | 0 | 0 | 0
F3_Commercial_Health (WA)_Existing_Food Preparation_Natural Gas_Oven_E1 | F3 | Commercial | Health (WA) | Existing | Food Preparation | Natural Gas | Oven | E1 | System - kBTUs of Consumption | 24.2416 | 24.2416 | 24.2416 | 24.2416 | 24.2416 | 24.2416 | 24.2416 | 24.2416 | 24.2416 | 24.2416 | 24.2416 | 24.2416 | 24.2416 | 24.2416 | 24.2416 | 24.2416 | 24.2416 | 24.2416 | 24.2416 | 24.2416 | 24.2416 | 24.2416 | 24.2416 | 24.2416 | 24.2416 | 24.2416 | 24.2416
F3_Commercial_Health (WA)_Existing_Food Preparation_Natural Gas_Oven_E2 | F3 | Commercial | Health (WA) | Existing | Food Preparation | Natural Gas | Oven | E2 | System - kBTUs of Consumption | 17.2138 | 17.2138 | 17.2138 | 17.2138 | 17.2138 | 17.2138 | 17.2138 | 17.2138 | 17.2138 | 17.2138 | 17.2138 | 17.2138 | 17.2138 | 17.2138 | 17.2138 | 17.2138 | 17.2138 | 17.2138 | 17.2138 | 17.2138 | 17.2138 | 17.2138 | 17.2138 | 17.2138 | 17.2138 | 17.2138 | 17.2138
F3_Commercial_Health (WA)_Existing_Food Preparation_Natural Gas_Oven_E3 | F3 | Commercial | Health (WA) | Existing | Food Preparation | Natural Gas | Oven | E3 | System - kBTUs of Consumption | 0 | 0 | 0 | 0 | 0 | 0 | 0 | 0 | 0 | 0 | 0 | 0 | 0 | 0 | 0 | 0 | 0 | 0 | 0 | 0 | 0 | 0 | 0 | 0 | 0 | 0 | 0
F3_Commercial_Health (WA)_Existing_Food Preparation_Natural Gas_Oven_E4 | F3 | Commercial | Health (WA) | Existing | Food Preparation | Natural Gas | Oven | E4 | System - kBTUs of Consumption | 0 | 0 | 0 | 0 | 0 | 0 | 0 | 0 | 0 | 0 | 0 | 0 | 0 | 0 | 0 | 0 | 0 | 0 | 0 | 0 | 0 | 0 | 0 | 0 | 0 | 0 | 0
F3_Commercial_Health (WA)_Existing_Food Preparation_Natural Gas_Oven_E5 | F3 | Commercial | Health (WA) | Existing | Food Preparation | Natural Gas | Oven | E5 | System - kBTUs of Consumption | 0 | 0 | 0 | 0 | 0 | 0 | 0 | 0 | 0 | 0 | 0 | 0 | 0 | 0 | 0 | 0 | 0 | 0 | 0 | 0 | 0 | 0 | 0 | 0 | 0 | 0 | 0
F3_Commercial_Health (WA)_Existing_Food Preparation_Natural Gas_Oven_E6 | F3 | Commercial | Health (WA) | Existing | Food Preparation | Natural Gas | Oven | E6 | System - kBTUs of Consumption | 0 | 0 | 0 | 0 | 0 | 0 | 0 | 0 | 0 | 0 | 0 | 0 | 0 | 0 | 0 | 0 | 0 | 0 | 0 | 0 | 0 | 0 | 0 | 0 | 0 | 0 | 0
F3_Commercial_Health (WA)_Existing_Food Preparation_Natural Gas_Oven_E7 | F3 | Commercial | Health (WA) | Existing | Food Preparation | Natural Gas | Oven | E7 | System - kBTUs of Consumption | 0 | 0 | 0 | 0 | 0 | 0 | 0 | 0 | 0 | 0 | 0 | 0 | 0 | 0 | 0 | 0 | 0 | 0 | 0 | 0 | 0 | 0 | 0 | 0 | 0 | 0 | 0
F3_Commercial_Health (WA)_Existing_Food Preparation_Natural Gas_Oven_E8 | F3 | Commercial | Health (WA) | Existing | Food Preparation | Natural Gas | Oven | E8 | System - kBTUs of Consumption | 0 | 0 | 0 | 0 | 0 | 0 | 0 | 0 | 0 | 0 | 0 | 0 | 0 | 0 | 0 | 0 | 0 | 0 | 0 | 0 | 0 | 0 | 0 | 0 | 0 | 0 | 0
F3_Commercial_Health (WA)_Existing_Food Preparation_Natural Gas_Oven_E9 | F3 | Commercial | Health (WA) | Existing | Food Preparation | Natural Gas | Oven | E9 | System - kBTUs of Consumption | 0 | 0 | 0 | 0 | 0 | 0 | 0 | 0 | 0 | 0 | 0 | 0 | 0 | 0 | 0 | 0 | 0 | 0 | 0 | 0 | 0 | 0 | 0 | 0 | 0 | 0 | 0
F3_Commercial_Health (WA)_Existing_Food Preparation_Natural Gas_Oven_E10 | F3 | Commercial | Health (WA) | Existing | Food Preparation | Natural Gas | Oven | E10 | System - kBTUs of Consumption | 0 | 0 | 0 | 0 | 0 | 0 | 0 | 0 | 0 | 0 | 0 | 0 | 0 | 0 | 0 | 0 | 0 | 0 | 0 | 0 | 0 | 0 | 0 | 0 | 0 | 0 | 0
F4_Commercial_Health (WA)_Existing_Food Preparation_Natural Gas_Oven_E1 | F4 | Commercial | Health (WA) | Existing | Food Preparation | Natural Gas | Oven | E1 | Utility - Cost of Equipment | 0.00033589 | 0.00033589 | 0.00033589 | 0.00033589 | 0.00033589 | 0.00033589 | 0.00033589 | 0.00033589 | 0.00033589 | 0.00033589 | 0.00033589 | 0.00033589 | 0.00033589 | 0.00033589 | 0.00033589 | 0.00033589 | 0.00033589 | 0.00033589 | 0.00033589 | 0.00033589 | 0.00033589 | 0.00033589 | 0.00033589 | 0.00033589 | 0.00033589 | 0.00033589 | 0.00033589
F4_Commercial_Health (WA)_Existing_Food Preparation_Natural Gas_Oven_E2 | F4 | Commercial | Health (WA) | Existing | Food Preparation | Natural Gas | Oven | E2 | Utility - Cost of Equipment | 0.00045768 | 0.00045768 | 0.00045768 | 0.00045768 | 0.00045768 | 0.00045768 | 0.00045768 | 0.00045768 | 0.00045768 | 0.00045768 | 0.00045768 | 0.00045768 | 0.00045768 | 0.00045768 | 0.00045768 | 0.00045768 | 0.00045768 | 0.00045768 | 0.00045768 | 0.00045768 | 0.00045768 | 0.00045768 | 0.00045768 | 0.00045768 | 0.00045768 | 0.00045768 | 0.00045768
F4_Commercial_Health (WA)_Existing_Food Preparation_Natural Gas_Oven_E3 | F4 | Commercial | Health (WA) | Existing | Food Preparation | Natural Gas | Oven | E3 | Utility - Cost of Equipment | 0 | 0 | 0 | 0 | 0 | 0 | 0 | 0 | 0 | 0 | 0 | 0 | 0 | 0 | 0 | 0 | 0 | 0 | 0 | 0 | 0 | 0 | 0 | 0 | 0 | 0 | 0
F4_Commercial_Health (WA)_Existing_Food Preparation_Natural Gas_Oven_E4 | F4 | Commercial | Health (WA) | Existing | Food Preparation | Natural Gas | Oven | E4 | Utility - Cost of Equipment | 0 | 0 | 0 | 0 | 0 | 0 | 0 | 0 | 0 | 0 | 0 | 0 | 0 | 0 | 0 | 0 | 0 | 0 | 0 | 0 | 0 | 0 | 0 | 0 | 0 | 0 | 0
F4_Commercial_Health (WA)_Existing_Food Preparation_Natural Gas_Oven_E5 | F4 | Commercial | Health (WA) | Existing | Food Preparation | Natural Gas | Oven | E5 | Utility - Cost of Equipment | 0 | 0 | 0 | 0 | 0 | 0 | 0 | 0 | 0 | 0 | 0 | 0 | 0 | 0 | 0 | 0 | 0 | 0 | 0 | 0 | 0 | 0 | 0 | 0 | 0 | 0 | 0
F4_Commercial_Health (WA)_Existing_Food Preparation_Natural Gas_Oven_E6 | F4 | Commercial | Health (WA) | Existing | Food Preparation | Natural Gas | Oven | E6 | Utility - Cost of Equipment | 0 | 0 | 0 | 0 | 0 | 0 | 0 | 0 | 0 | 0 | 0 | 0 | 0 | 0 | 0 | 0 | 0 | 0 | 0 | 0 | 0 | 0 | 0 | 0 | 0 | 0 | 0
F4_Commercial_Health (WA)_Existing_Food Preparation_Natural Gas_Oven_E7 | F4 | Commercial | Health (WA) | Existing | Food Preparation | Natural Gas | Oven | E7 | Utility - Cost of Equipment | 0 | 0 | 0 | 0 | 0 | 0 | 0 | 0 | 0 | 0 | 0 | 0 | 0 | 0 | 0 | 0 | 0 | 0 | 0 | 0 | 0 | 0 | 0 | 0 | 0 | 0 | 0
F4_Commercial_Health (WA)_Existing_Food Preparation_Natural Gas_Oven_E8 | F4 | Commercial | Health (WA) | Existing | Food Preparation | Natural Gas | Oven | E8 | Utility - Cost of Equipment | 0 | 0 | 0 | 0 | 0 | 0 | 0 | 0 | 0 | 0 | 0 | 0 | 0 | 0 | 0 | 0 | 0 | 0 | 0 | 0 | 0 | 0 | 0 | 0 | 0 | 0 | 0
F4_Commercial_Health (WA)_Existing_Food Preparation_Natural Gas_Oven_E9 | F4 | Commercial | Health (WA) | Existing | Food Preparation | Natural Gas | Oven | E9 | Utility - Cost of Equipment | 0 | 0 | 0 | 0 | 0 | 0 | 0 | 0 | 0 | 0 | 0 | 0 | 0 | 0 | 0 | 0 | 0 | 0 | 0 | 0 | 0 | 0 | 0 | 0 | 0 | 0 | 0
F4_Commercial_Health (WA)_Existing_Food Preparation_Natural Gas_Oven_E10 | F4 | Commercial | Health (WA) | Existing | Food Preparation | Natural Gas | Oven | E10 | Utility - Cost of Equipment | 0 | 0 | 0 | 0 | 0 | 0 | 0 | 0 | 0 | 0 | 0 | 0 | 0 | 0 | 0 | 0 | 0 | 0 | 0 | 0 | 0 | 0 | 0 | 0 | 0 | 0 | 0
F5_Commercial_Health (WA)_Existing_Food Preparation_Natural Gas_Oven_E1 | F5 | Commercial | Health (WA) | Existing | Food Preparation | Natural Gas | Oven | E1 | Utility - Cost of Operation | 0.084072 | 0.086013 | 0.088454 | 0.091334 | 0.094683 | 0.098907 | 0.10331 | 0.10769 | 0.11192 | 0.11621 | 0.11956 | 0.12268 | 0.12603 | 0.1293 | 0.13219 | 0.13486 | 0.13721 | 0.13953 | 0.14202 | 0.14443 | 0.14692 | 0.14951 | 0.15212 | 0.15482 | 0.15758 | 0.16037 | 0.16322
F5_Commercial_Health (WA)_Existing_Food Preparation_Natural Gas_Oven_E2 | F5 | Commercial | Health (WA) | Existing | Food Preparation | Natural Gas | Oven | E2 | Utility - Cost of Operation | 0.059699 | 0.061077 | 0.062811 | 0.064856 | 0.067234 | 0.070234 | 0.073358 | 0.076473 | 0.079477 | 0.082523 | 0.0849 | 0.087111 | 0.089495 | 0.091818 | 0.093866 | 0.095763 | 0.097435 | 0.099079 | 0.10085 | 0.10256 | 0.10433 | 0.10616 | 0.10802 | 0.10994 | 0.11189 | 0.11388 | 0.1159
F5_Commercial_Health (WA)_Existing_Food Preparation_Natural Gas_Oven_E3 | F5 | Commercial | Health (WA) | Existing | Food Preparation | Natural Gas | Oven | E3 | Utility - Cost of Operation | 0 | 0 | 0 | 0 | 0 | 0 | 0 | 0 | 0 | 0 | 0 | 0 | 0 | 0 | 0 | 0 | 0 | 0 | 0 | 0 | 0 | 0 | 0 | 0 | 0 | 0 | 0
F5_Commercial_Health (WA)_Existing_Food Preparation_Natural Gas_Oven_E4 | F5 | Commercial | Health (WA) | Existing | Food Preparation | Natural Gas | Oven | E4 | Utility - Cost of Operation | 0 | 0 | 0 | 0 | 0 | 0 | 0 | 0 | 0 | 0 | 0 | 0 | 0 | 0 | 0 | 0 | 0 | 0 | 0 | 0 | 0 | 0 | 0 | 0 | 0 | 0 | 0
F5_Commercial_Health (WA)_Existing_Food Preparation_Natural Gas_Oven_E5 | F5 | Commercial | Health (WA) | Existing | Food Preparation | Natural Gas | Oven | E5 | Utility - Cost of Operation | 0 | 0 | 0 | 0 | 0 | 0 | 0 | 0 | 0 | 0 | 0 | 0 | 0 | 0 | 0 | 0 | 0 | 0 | 0 | 0 | 0 | 0 | 0 | 0 | 0 | 0 | 0
F5_Commercial_Health (WA)_Existing_Food Preparation_Natural Gas_Oven_E6 | F5 | Commercial | Health (WA) | Existing | Food Preparation | Natural Gas | Oven | E6 | Utility - Cost of Operation | 0 | 0 | 0 | 0 | 0 | 0 | 0 | 0 | 0 | 0 | 0 | 0 | 0 | 0 | 0 | 0 | 0 | 0 | 0 | 0 | 0 | 0 | 0 | 0 | 0 | 0 | 0
F5_Commercial_Health (WA)_Existing_Food Preparation_Natural Gas_Oven_E7 | F5 | Commercial | Health (WA) | Existing | Food Preparation | Natural Gas | Oven | E7 | Utility - Cost of Operation | 0 | 0 | 0 | 0 | 0 | 0 | 0 | 0 | 0 | 0 | 0 | 0 | 0 | 0 | 0 | 0 | 0 | 0 | 0 | 0 | 0 | 0 | 0 | 0 | 0 | 0 | 0
F5_Commercial_Health (WA)_Existing_Food Preparation_Natural Gas_Oven_E8 | F5 | Commercial | Health (WA) | Existing | Food Preparation | Natural Gas | Oven | E8 | Utility - Cost of Operation | 0 | 0 | 0 | 0 | 0 | 0 | 0 | 0 | 0 | 0 | 0 | 0 | 0 | 0 | 0 | 0 | 0 | 0 | 0 | 0 | 0 | 0 | 0 | 0 | 0 | 0 | 0
F5_Commercial_Health (WA)_Existing_Food Preparation_Natural Gas_Oven_E9 | F5 | Commercial | Health (WA) | Existing | Food Preparation | Natural Gas | Oven | E9 | Utility - Cost of Operation | 0 | 0 | 0 | 0 | 0 | 0 | 0 | 0 | 0 | 0 | 0 | 0 | 0 | 0 | 0 | 0 | 0 | 0 | 0 | 0 | 0 | 0 | 0 | 0 | 0 | 0 | 0
F5_Commercial_Health (WA)_Existing_Food Preparation_Natural Gas_Oven_E10 | F5 | Commercial | Health (WA) | Existing | Food Preparation | Natural Gas | Oven | E10 | Utility - Cost of Operation | 0 | 0 | 0 | 0 | 0 | 0 | 0 | 0 | 0 | 0 | 0 | 0 | 0 | 0 | 0 | 0 | 0 | 0 | 0 | 0 | 0 | 0 | 0 | 0 | 0 | 0 | 0
F6_Commercial_Health (WA)_Existing_Food Preparation_Natural Gas_Oven_E1 | F6 | Commercial | Health (WA) | Existing | Food Preparation | Natural Gas | Oven | E1 | Utility - Value of Sales | 0.10001 | 0.10167 | 0.1037 | 0.10617 | 0.1091 | 0.11298 | 0.11696 | 0.1208 | 0.12435 | 0.12775 | 0.13124 | 0.13436 | 0.13762 | 0.14063 | 0.14316 | 0.14541 | 0.14725 | 0.14898 | 0.15085 | 0.15255 | 0.15426 | 0.15698 | 0.15973 | 0.16257 | 0.16545 | 0.16839 | 0.17139
F6_Commercial_Health (WA)_Existing_Food Preparation_Natural Gas_Oven_E2 | F6 | Commercial | Health (WA) | Existing | Food Preparation | Natural Gas | Oven | E2 | Utility - Value of Sales | 0.071017 | 0.072199 | 0.07364 | 0.07539 | 0.077473 | 0.080227 | 0.083051 | 0.085783 | 0.088298 | 0.090713 | 0.093194 | 0.09541 | 0.097722 | 0.099858 | 0.10166 | 0.10325 | 0.10456 | 0.10579 | 0.10711 | 0.10833 | 0.10954 | 0.11147 | 0.11342 | 0.11544 | 0.11749 | 0.11958 | 0.1217
F6_Commercial_Health (WA)_Existing_Food Preparation_Natural Gas_Oven_E3 | F6 | Commercial | Health (WA) | Existing | Food Preparation | Natural Gas | Oven | E3 | Utility - Value of Sales | 0 | 0 | 0 | 0 | 0 | 0 | 0 | 0 | 0 | 0 | 0 | 0 | 0 | 0 | 0 | 0 | 0 | 0 | 0 | 0 | 0 | 0 | 0 | 0 | 0 | 0 | 0
F6_Commercial_Health (WA)_Existing_Food Preparation_Natural Gas_Oven_E4 | F6 | Commercial | Health (WA) | Existing | Food Preparation | Natural Gas | Oven | E4 | Utility - Value of Sales | 0 | 0 | 0 | 0 | 0 | 0 | 0 | 0 | 0 | 0 | 0 | 0 | 0 | 0 | 0 | 0 | 0 | 0 | 0 | 0 | 0 | 0 | 0 | 0 | 0 | 0 | 0
F6_Commercial_Health (WA)_Existing_Food Preparation_Natural Gas_Oven_E5 | F6 | Commercial | Health (WA) | Existing | Food Preparation | Natural Gas | Oven | E5 | Utility - Value of Sales | 0 | 0 | 0 | 0 | 0 | 0 | 0 | 0 | 0 | 0 | 0 | 0 | 0 | 0 | 0 | 0 | 0 | 0 | 0 | 0 | 0 | 0 | 0 | 0 | 0 | 0 | 0
F6_Commercial_Health (WA)_Existing_Food Preparation_Natural Gas_Oven_E6 | F6 | Commercial | Health (WA) | Existing | Food Preparation | Natural Gas | Oven | E6 | Utility - Value of Sales | 0 | 0 | 0 | 0 | 0 | 0 | 0 | 0 | 0 | 0 | 0 | 0 | 0 | 0 | 0 | 0 | 0 | 0 | 0 | 0 | 0 | 0 | 0 | 0 | 0 | 0 | 0
F6_Commercial_Health (WA)_Existing_Food Preparation_Natural Gas_Oven_E7 | F6 | Commercial | Health (WA) | Existing | Food Preparation | Natural Gas | Oven | E7 | Utility - Value of Sales | 0 | 0 | 0 | 0 | 0 | 0 | 0 | 0 | 0 | 0 | 0 | 0 | 0 | 0 | 0 | 0 | 0 | 0 | 0 | 0 | 0 | 0 | 0 | 0 | 0 | 0 | 0
F6_Commercial_Health (WA)_Existing_Food Preparation_Natural Gas_Oven_E8 | F6 | Commercial | Health (WA) | Existing | Food Preparation | Natural Gas | Oven | E8 | Utility - Value of Sales | 0 | 0 | 0 | 0 | 0 | 0 | 0 | 0 | 0 | 0 | 0 | 0 | 0 | 0 | 0 | 0 | 0 | 0 | 0 | 0 | 0 | 0 | 0 | 0 | 0 | 0 | 0
F6_Commercial_Health (WA)_Existing_Food Preparation_Natural Gas_Oven_E9 | F6 | Commercial | Health (WA) | Existing | Food Preparation | Natural Gas | Oven | E9 | Utility - Value of Sales | 0 | 0 | 0 | 0 | 0 | 0 | 0 | 0 | 0 | 0 | 0 | 0 | 0 | 0 | 0 | 0 | 0 | 0 | 0 | 0 | 0 | 0 | 0 | 0 | 0 | 0 | 0
F6_Commercial_Health (WA)_Existing_Food Preparation_Natural Gas_Oven_E10 | F6 | Commercial | Health (WA) | Existing | Food Preparation | Natural Gas | Oven | E10 | Utility - Value of Sales | 0 | 0 | 0 | 0 | 0 | 0 | 0 | 0 | 0 | 0 | 0 | 0 | 0 | 0 | 0 | 0 | 0 | 0 | 0 | 0 | 0 | 0 | 0 | 0 | 0 | 0 | 0
F1_Commercial_Health (WA)_Existing_Food Preparation_Natural Gas_Conveyor Oven_E1 | F1 | Commercial | Health (WA) | Existing | Food Preparation | Natural Gas | Conveyor Oven | E1 | RVT - Cost of Equipment | 0.00019458 | 0.00019458 | 0.00019458 | 0.00019458 | 0.00019458 | 0.00019458 | 0.00019458 | 0.00019458 | 0.00019458 | 0.00019458 | 0.00019458 | 0.00019458 | 0.00019458 | 0.00019458 | 0.00019458 | 0.00019458 | 0.00019458 | 0.00019458 | 0.00019458 | 0.00019458 | 0.00019458 | 0.00019458 | 0.00019458 | 0.00019458 | 0.00019458 | 0.00019458 | 0.00019458
F1_Commercial_Health (WA)_Existing_Food Preparation_Natural Gas_Conveyor Oven_E2 | F1 | Commercial | Health (WA) | Existing | Food Preparation | Natural Gas | Conveyor Oven | E2 | RVT - Cost of Equipment | 0.00041223 | 0.00041223 | 0.00041223 | 0.00041223 | 0.00041223 | 0.00041223 | 0.00041223 | 0.00041223 | 0.00041223 | 0.00041223 | 0.00041223 | 0.00041223 | 0.00041223 | 0.00041223 | 0.00041223 | 0.00041223 | 0.00041223 | 0.00041223 | 0.00041223 | 0.00041223 | 0.00041223 | 0.00041223 | 0.00041223 | 0.00041223 | 0.00041223 | 0.00041223 | 0.00041223
F1_Commercial_Health (WA)_Existing_Food Preparation_Natural Gas_Conveyor Oven_E3 | F1 | Commercial | Health (WA) | Existing | Food Preparation | Natural Gas | Conveyor Oven | E3 | RVT - Cost of Equipment | 0 | 0 | 0 | 0 | 0 | 0 | 0 | 0 | 0 | 0 | 0 | 0 | 0 | 0 | 0 | 0 | 0 | 0 | 0 | 0 | 0 | 0 | 0 | 0 | 0 | 0 | 0
F1_Commercial_Health (WA)_Existing_Food Preparation_Natural Gas_Conveyor Oven_E4 | F1 | Commercial | Health (WA) | Existing | Food Preparation | Natural Gas | Conveyor Oven | E4 | RVT - Cost of Equipment | 0 | 0 | 0 | 0 | 0 | 0 | 0 | 0 | 0 | 0 | 0 | 0 | 0 | 0 | 0 | 0 | 0 | 0 | 0 | 0 | 0 | 0 | 0 | 0 | 0 | 0 | 0
F1_Commercial_Health (WA)_Existing_Food Preparation_Natural Gas_Conveyor Oven_E5 | F1 | Commercial | Health (WA) | Existing | Food Preparation | Natural Gas | Conveyor Oven | E5 | RVT - Cost of Equipment | 0 | 0 | 0 | 0 | 0 | 0 | 0 | 0 | 0 | 0 | 0 | 0 | 0 | 0 | 0 | 0 | 0 | 0 | 0 | 0 | 0 | 0 | 0 | 0 | 0 | 0 | 0
F1_Commercial_Health (WA)_Existing_Food Preparation_Natural Gas_Conveyor Oven_E6 | F1 | Commercial | Health (WA) | Existing | Food Preparation | Natural Gas | Conveyor Oven | E6 | RVT - Cost of Equipment | 0 | 0 | 0 | 0 | 0 | 0 | 0 | 0 | 0 | 0 | 0 | 0 | 0 | 0 | 0 | 0 | 0 | 0 | 0 | 0 | 0 | 0 | 0 | 0 | 0 | 0 | 0
F1_Commercial_Health (WA)_Existing_Food Preparation_Natural Gas_Conveyor Oven_E7 | F1 | Commercial | Health (WA) | Existing | Food Preparation | Natural Gas | Conveyor Oven | E7 | RVT - Cost of Equipment | 0 | 0 | 0 | 0 | 0 | 0 | 0 | 0 | 0 | 0 | 0 | 0 | 0 | 0 | 0 | 0 | 0 | 0 | 0 | 0 | 0 | 0 | 0 | 0 | 0 | 0 | 0
F1_Commercial_Health (WA)_Existing_Food Preparation_Natural Gas_Conveyor Oven_E8 | F1 | Commercial | Health (WA) | Existing | Food Preparation | Natural Gas | Conveyor Oven | E8 | RVT - Cost of Equipment | 0 | 0 | 0 | 0 | 0 | 0 | 0 | 0 | 0 | 0 | 0 | 0 | 0 | 0 | 0 | 0 | 0 | 0 | 0 | 0 | 0 | 0 | 0 | 0 | 0 | 0 | 0
F1_Commercial_Health (WA)_Existing_Food Preparation_Natural Gas_Conveyor Oven_E9 | F1 | Commercial | Health (WA) | Existing | Food Preparation | Natural Gas | Conveyor Oven | E9 | RVT - Cost of Equipment | 0 | 0 | 0 | 0 | 0 | 0 | 0 | 0 | 0 | 0 | 0 | 0 | 0 | 0 | 0 | 0 | 0 | 0 | 0 | 0 | 0 | 0 | 0 | 0 | 0 | 0 | 0
F1_Commercial_Health (WA)_Existing_Food Preparation_Natural Gas_Conveyor Oven_E10 | F1 | Commercial | Health (WA) | Existing | Food Preparation | Natural Gas | Conveyor Oven | E10 | RVT - Cost of Equipment | 0 | 0 | 0 | 0 | 0 | 0 | 0 | 0 | 0 | 0 | 0 | 0 | 0 | 0 | 0 | 0 | 0 | 0 | 0 | 0 | 0 | 0 | 0 | 0 | 0 | 0 | 0
F2_Commercial_Health (WA)_Existing_Food Preparation_Natural Gas_Conveyor Oven_E1 | F2 | Commercial | Health (WA) | Existing | Food Preparation | Natural Gas | Conveyor Oven | E1 | RVT - Cost of Operation | 0.17399 | 0.17771 | 0.18175 | 0.18613 | 0.19089 | 0.19648 | 0.20196 | 0.20718 | 0.21195 | 0.21665 | 0.22157 | 0.22615 | 0.23103 | 0.23578 | 0.24 | 0.24392 | 0.2474 | 0.25077 | 0.25432 | 0.25771 | 0.26113 | 0.26574 | 0.27041 | 0.27522 | 0.28011 | 0.28508 | 0.29015
F2_Commercial_Health (WA)_Existing_Food Preparation_Natural Gas_Conveyor Oven_E2 | F2 | Commercial | Health (WA) | Existing | Food Preparation | Natural Gas | Conveyor Oven | E2 | RVT - Cost of Operation | 0.13827 | 0.14123 | 0.14444 | 0.14793 | 0.1517 | 0.15615 | 0.16051 | 0.16465 | 0.16845 | 0.17218 | 0.17609 | 0.17973 | 0.18361 | 0.18738 | 0.19074 | 0.19385 | 0.19661 | 0.1993 | 0.20212 | 0.20481 | 0.20753 | 0.2112 | 0.21491 | 0.21873 | 0.22261 | 0.22657 | 0.23059
F2_Commercial_Health (WA)_Existing_Food Preparation_Natural Gas_Conveyor Oven_E3 | F2 | Commercial | Health (WA) | Existing | Food Preparation | Natural Gas | Conveyor Oven | E3 | RVT - Cost of Operation | 0 | 0 | 0 | 0 | 0 | 0 | 0 | 0 | 0 | 0 | 0 | 0 | 0 | 0 | 0 | 0 | 0 | 0 | 0 | 0 | 0 | 0 | 0 | 0 | 0 | 0 | 0
F2_Commercial_Health (WA)_Existing_Food Preparation_Natural Gas_Conveyor Oven_E4 | F2 | Commercial | Health (WA) | Existing | Food Preparation | Natural Gas | Conveyor Oven | E4 | RVT - Cost of Operation | 0 | 0 | 0 | 0 | 0 | 0 | 0 | 0 | 0 | 0 | 0 | 0 | 0 | 0 | 0 | 0 | 0 | 0 | 0 | 0 | 0 | 0 | 0 | 0 | 0 | 0 | 0
F2_Commercial_Health (WA)_Existing_Food Preparation_Natural Gas_Conveyor Oven_E5 | F2 | Commercial | Health (WA) | Existing | Food Preparation | Natural Gas | Conveyor Oven | E5 | RVT - Cost of Operation | 0 | 0 | 0 | 0 | 0 | 0 | 0 | 0 | 0 | 0 | 0 | 0 | 0 | 0 | 0 | 0 | 0 | 0 | 0 | 0 | 0 | 0 | 0 | 0 | 0 | 0 | 0
F2_Commercial_Health (WA)_Existing_Food Preparation_Natural Gas_Conveyor Oven_E6 | F2 | Commercial | Health (WA) | Existing | Food Preparation | Natural Gas | Conveyor Oven | E6 | RVT - Cost of Operation | 0 | 0 | 0 | 0 | 0 | 0 | 0 | 0 | 0 | 0 | 0 | 0 | 0 | 0 | 0 | 0 | 0 | 0 | 0 | 0 | 0 | 0 | 0 | 0 | 0 | 0 | 0
F2_Commercial_Health (WA)_Existing_Food Preparation_Natural Gas_Conveyor Oven_E7 | F2 | Commercial | Health (WA) | Existing | Food Preparation | Natural Gas | Conveyor Oven | E7 | RVT - Cost of Operation | 0 | 0 | 0 | 0 | 0 | 0 | 0 | 0 | 0 | 0 | 0 | 0 | 0 | 0 | 0 | 0 | 0 | 0 | 0 | 0 | 0 | 0 | 0 | 0 | 0 | 0 | 0
F2_Commercial_Health (WA)_Existing_Food Preparation_Natural Gas_Conveyor Oven_E8 | F2 | Commercial | Health (WA) | Existing | Food Preparation | Natural Gas | Conveyor Oven | E8 | RVT - Cost of Operation | 0 | 0 | 0 | 0 | 0 | 0 | 0 | 0 | 0 | 0 | 0 | 0 | 0 | 0 | 0 | 0 | 0 | 0 | 0 | 0 | 0 | 0 | 0 | 0 | 0 | 0 | 0
F2_Commercial_Health (WA)_Existing_Food Preparation_Natural Gas_Conveyor Oven_E9 | F2 | Commercial | Health (WA) | Existing | Food Preparation | Natural Gas | Conveyor Oven | E9 | RVT - Cost of Operation | 0 | 0 | 0 | 0 | 0 | 0 | 0 | 0 | 0 | 0 | 0 | 0 | 0 | 0 | 0 | 0 | 0 | 0 | 0 | 0 | 0 | 0 | 0 | 0 | 0 | 0 | 0
F2_Commercial_Health (WA)_Existing_Food Preparation_Natural Gas_Conveyor Oven_E10 | F2 | Commercial | Health (WA) | Existing | Food Preparation | Natural Gas | Conveyor Oven | E10 | RVT - Cost of Operation | 0 | 0 | 0 | 0 | 0 | 0 | 0 | 0 | 0 | 0 | 0 | 0 | 0 | 0 | 0 | 0 | 0 | 0 | 0 | 0 | 0 | 0 | 0 | 0 | 0 | 0 | 0
F3_Commercial_Health (WA)_Existing_Food Preparation_Natural Gas_Conveyor Oven_E1 | F3 | Commercial | Health (WA) | Existing | Food Preparation | Natural Gas | Conveyor Oven | E1 | System - kBTUs of Consumption | 39.1222 | 39.1222 | 39.1222 | 39.1222 | 39.1222 | 39.1222 | 39.1222 | 39.1222 | 39.1222 | 39.1222 | 39.1222 | 39.1222 | 39.1222 | 39.1222 | 39.1222 | 39.1222 | 39.1222 | 39.1222 | 39.1222 | 39.1222 | 39.1222 | 39.1222 | 39.1222 | 39.1222 | 39.1222 | 39.1222 | 39.1222
F3_Commercial_Health (WA)_Existing_Food Preparation_Natural Gas_Conveyor Oven_E2 | F3 | Commercial | Health (WA) | Existing | Food Preparation | Natural Gas | Conveyor Oven | E2 | System - kBTUs of Consumption | 31.0918 | 31.0918 | 31.0918 | 31.0918 | 31.0918 | 31.0918 | 31.0918 | 31.0918 | 31.0918 | 31.0918 | 31.0918 | 31.0918 | 31.0918 | 31.0918 | 31.0918 | 31.0918 | 31.0918 | 31.0918 | 31.0918 | 31.0918 | 31.0918 | 31.0918 | 31.0918 | 31.0918 | 31.0918 | 31.0918 | 31.0918
F3_Commercial_Health (WA)_Existing_Food Preparation_Natural Gas_Conveyor Oven_E3 | F3 | Commercial | Health (WA) | Existing | Food Preparation | Natural Gas | Conveyor Oven | E3 | System - kBTUs of Consumption | 0 | 0 | 0 | 0 | 0 | 0 | 0 | 0 | 0 | 0 | 0 | 0 | 0 | 0 | 0 | 0 | 0 | 0 | 0 | 0 | 0 | 0 | 0 | 0 | 0 | 0 | 0
F3_Commercial_Health (WA)_Existing_Food Preparation_Natural Gas_Conveyor Oven_E4 | F3 | Commercial | Health (WA) | Existing | Food Preparation | Natural Gas | Conveyor Oven | E4 | System - kBTUs of Consumption | 0 | 0 | 0 | 0 | 0 | 0 | 0 | 0 | 0 | 0 | 0 | 0 | 0 | 0 | 0 | 0 | 0 | 0 | 0 | 0 | 0 | 0 | 0 | 0 | 0 | 0 | 0
F3_Commercial_Health (WA)_Existing_Food Preparation_Natural Gas_Conveyor Oven_E5 | F3 | Commercial | Health (WA) | Existing | Food Preparation | Natural Gas | Conveyor Oven | E5 | System - kBTUs of Consumption | 0 | 0 | 0 | 0 | 0 | 0 | 0 | 0 | 0 | 0 | 0 | 0 | 0 | 0 | 0 | 0 | 0 | 0 | 0 | 0 | 0 | 0 | 0 | 0 | 0 | 0 | 0
F3_Commercial_Health (WA)_Existing_Food Preparation_Natural Gas_Conveyor Oven_E6 | F3 | Commercial | Health (WA) | Existing | Food Preparation | Natural Gas | Conveyor Oven | E6 | System - kBTUs of Consumption | 0 | 0 | 0 | 0 | 0 | 0 | 0 | 0 | 0 | 0 | 0 | 0 | 0 | 0 | 0 | 0 | 0 | 0 | 0 | 0 | 0 | 0 | 0 | 0 | 0 | 0 | 0
F3_Commercial_Health (WA)_Existing_Food Preparation_Natural Gas_Conveyor Oven_E7 | F3 | Commercial | Health (WA) | Existing | Food Preparation | Natural Gas | Conveyor Oven | E7 | System - kBTUs of Consumption | 0 | 0 | 0 | 0 | 0 | 0 | 0 | 0 | 0 | 0 | 0 | 0 | 0 | 0 | 0 | 0 | 0 | 0 | 0 | 0 | 0 | 0 | 0 | 0 | 0 | 0 | 0
F3_Commercial_Health (WA)_Existing_Food Preparation_Natural Gas_Conveyor Oven_E8 | F3 | Commercial | Health (WA) | Existing | Food Preparation | Natural Gas | Conveyor Oven | E8 | System - kBTUs of Consumption | 0 | 0 | 0 | 0 | 0 | 0 | 0 | 0 | 0 | 0 | 0 | 0 | 0 | 0 | 0 | 0 | 0 | 0 | 0 | 0 | 0 | 0 | 0 | 0 | 0 | 0 | 0
F3_Commercial_Health (WA)_Existing_Food Preparation_Natural Gas_Conveyor Oven_E9 | F3 | Commercial | Health (WA) | Existing | Food Preparation | Natural Gas | Conveyor Oven | E9 | System - kBTUs of Consumption | 0 | 0 | 0 | 0 | 0 | 0 | 0 | 0 | 0 | 0 | 0 | 0 | 0 | 0 | 0 | 0 | 0 | 0 | 0 | 0 | 0 | 0 | 0 | 0 | 0 | 0 | 0
F3_Commercial_Health (WA)_Existing_Food Preparation_Natural Gas_Conveyor Oven_E10 | F3 | Commercial | Health (WA) | Existing | Food Preparation | Natural Gas | Conveyor Oven | E10 | System - kBTUs of Consumption | 0 | 0 | 0 | 0 | 0 | 0 | 0 | 0 | 0 | 0 | 0 | 0 | 0 | 0 | 0 | 0 | 0 | 0 | 0 | 0 | 0 | 0 | 0 | 0 | 0 | 0 | 0
F4_Commercial_Health (WA)_Existing_Food Preparation_Natural Gas_Conveyor Oven_E1 | F4 | Commercial | Health (WA) | Existing | Food Preparation | Natural Gas | Conveyor Oven | E1 | Utility - Cost of Equipment | 0.00019458 | 0.00019458 | 0.00019458 | 0.00019458 | 0.00019458 | 0.00019458 | 0.00019458 | 0.00019458 | 0.00019458 | 0.00019458 | 0.00019458 | 0.00019458 | 0.00019458 | 0.00019458 | 0.00019458 | 0.00019458 | 0.00019458 | 0.00019458 | 0.00019458 | 0.00019458 | 0.00019458 | 0.00019458 | 0.00019458 | 0.00019458 | 0.00019458 | 0.00019458 | 0.00019458
F4_Commercial_Health (WA)_Existing_Food Preparation_Natural Gas_Conveyor Oven_E2 | F4 | Commercial | Health (WA) | Existing | Food Preparation | Natural Gas | Conveyor Oven | E2 | Utility - Cost of Equipment | 0.00041223 | 0.00041223 | 0.00041223 | 0.00041223 | 0.00041223 | 0.00041223 | 0.00041223 | 0.00041223 | 0.00041223 | 0.00041223 | 0.00041223 | 0.00041223 | 0.00041223 | 0.00041223 | 0.00041223 | 0.00041223 | 0.00041223 | 0.00041223 | 0.00041223 | 0.00041223 | 0.00041223 | 0.00041223 | 0.00041223 | 0.00041223 | 0.00041223 | 0.00041223 | 0.00041223
F4_Commercial_Health (WA)_Existing_Food Preparation_Natural Gas_Conveyor Oven_E3 | F4 | Commercial | Health (WA) | Existing | Food Preparation | Natural Gas | Conveyor Oven | E3 | Utility - Cost of Equipment | 0 | 0 | 0 | 0 | 0 | 0 | 0 | 0 | 0 | 0 | 0 | 0 | 0 | 0 | 0 | 0 | 0 | 0 | 0 | 0 | 0 | 0 | 0 | 0 | 0 | 0 | 0
F4_Commercial_Health (WA)_Existing_Food Preparation_Natural Gas_Conveyor Oven_E4 | F4 | Commercial | Health (WA) | Existing | Food Preparation | Natural Gas | Conveyor Oven | E4 | Utility - Cost of Equipment | 0 | 0 | 0 | 0 | 0 | 0 | 0 | 0 | 0 | 0 | 0 | 0 | 0 | 0 | 0 | 0 | 0 | 0 | 0 | 0 | 0 | 0 | 0 | 0 | 0 | 0 | 0
F4_Commercial_Health (WA)_Existing_Food Preparation_Natural Gas_Conveyor Oven_E5 | F4 | Commercial | Health (WA) | Existing | Food Preparation | Natural Gas | Conveyor Oven | E5 | Utility - Cost of Equipment | 0 | 0 | 0 | 0 | 0 | 0 | 0 | 0 | 0 | 0 | 0 | 0 | 0 | 0 | 0 | 0 | 0 | 0 | 0 | 0 | 0 | 0 | 0 | 0 | 0 | 0 | 0
F4_Commercial_Health (WA)_Existing_Food Preparation_Natural Gas_Conveyor Oven_E6 | F4 | Commercial | Health (WA) | Existing | Food Preparation | Natural Gas | Conveyor Oven | E6 | Utility - Cost of Equipment | 0 | 0 | 0 | 0 | 0 | 0 | 0 | 0 | 0 | 0 | 0 | 0 | 0 | 0 | 0 | 0 | 0 | 0 | 0 | 0 | 0 | 0 | 0 | 0 | 0 | 0 | 0
F4_Commercial_Health (WA)_Existing_Food Preparation_Natural Gas_Conveyor Oven_E7 | F4 | Commercial | Health (WA) | Existing | Food Preparation | Natural Gas | Conveyor Oven | E7 | Utility - Cost of Equipment | 0 | 0 | 0 | 0 | 0 | 0 | 0 | 0 | 0 | 0 | 0 | 0 | 0 | 0 | 0 | 0 | 0 | 0 | 0 | 0 | 0 | 0 | 0 | 0 | 0 | 0 | 0
F4_Commercial_Health (WA)_Existing_Food Preparation_Natural Gas_Conveyor Oven_E8 | F4 | Commercial | Health (WA) | Existing | Food Preparation | Natural Gas | Conveyor Oven | E8 | Utility - Cost of Equipment | 0 | 0 | 0 | 0 | 0 | 0 | 0 | 0 | 0 | 0 | 0 | 0 | 0 | 0 | 0 | 0 | 0 | 0 | 0 | 0 | 0 | 0 | 0 | 0 | 0 | 0 | 0
F4_Commercial_Health (WA)_Existing_Food Preparation_Natural Gas_Conveyor Oven_E9 | F4 | Commercial | Health (WA) | Existing | Food Preparation | Natural Gas | Conveyor Oven | E9 | Utility - Cost of Equipment | 0 | 0 | 0 | 0 | 0 | 0 | 0 | 0 | 0 | 0 | 0 | 0 | 0 | 0 | 0 | 0 | 0 | 0 | 0 | 0 | 0 | 0 | 0 | 0 | 0 | 0 | 0
F4_Commercial_Health (WA)_Existing_Food Preparation_Natural Gas_Conveyor Oven_E10 | F4 | Commercial | Health (WA) | Existing | Food Preparation | Natural Gas | Conveyor Oven | E10 | Utility - Cost of Equipment | 0 | 0 | 0 | 0 | 0 | 0 | 0 | 0 | 0 | 0 | 0 | 0 | 0 | 0 | 0 | 0 | 0 | 0 | 0 | 0 | 0 | 0 | 0 | 0 | 0 | 0 | 0
F5_Commercial_Health (WA)_Existing_Food Preparation_Natural Gas_Conveyor Oven_E1 | F5 | Commercial | Health (WA) | Existing | Food Preparation | Natural Gas | Conveyor Oven | E1 | Utility - Cost of Operation | 0.15009 | 0.15411 | 0.15854 | 0.16339 | 0.1687 | 0.17489 | 0.18116 | 0.18736 | 0.19333 | 0.19939 | 0.20439 | 0.20914 | 0.2142 | 0.21919 | 0.22376 | 0.22811 | 0.23211 | 0.2361 | 0.2403 | 0.24445 | 0.24869 | 0.25309 | 0.25754 | 0.26211 | 0.26677 | 0.27151 | 0.27633
F5_Commercial_Health (WA)_Existing_Food Preparation_Natural Gas_Conveyor Oven_E2 | F5 | Commercial | Health (WA) | Existing | Food Preparation | Natural Gas | Conveyor Oven | E2 | Utility - Cost of Operation | 0.11928 | 0.12248 | 0.126 | 0.12985 | 0.13407 | 0.13899 | 0.14398 | 0.1489 | 0.15365 | 0.15846 | 0.16244 | 0.16621 | 0.17023 | 0.1742 | 0.17783 | 0.18129 | 0.18447 | 0.18763 | 0.19098 | 0.19427 | 0.19765 | 0.20114 | 0.20467 | 0.20831 | 0.21201 | 0.21578 | 0.21961
F5_Commercial_Health (WA)_Existing_Food Preparation_Natural Gas_Conveyor Oven_E3 | F5 | Commercial | Health (WA) | Existing | Food Preparation | Natural Gas | Conveyor Oven | E3 | Utility - Cost of Operation | 0 | 0 | 0 | 0 | 0 | 0 | 0 | 0 | 0 | 0 | 0 | 0 | 0 | 0 | 0 | 0 | 0 | 0 | 0 | 0 | 0 | 0 | 0 | 0 | 0 | 0 | 0
F5_Commercial_Health (WA)_Existing_Food Preparation_Natural Gas_Conveyor Oven_E4 | F5 | Commercial | Health (WA) | Existing | Food Preparation | Natural Gas | Conveyor Oven | E4 | Utility - Cost of Operation | 0 | 0 | 0 | 0 | 0 | 0 | 0 | 0 | 0 | 0 | 0 | 0 | 0 | 0 | 0 | 0 | 0 | 0 | 0 | 0 | 0 | 0 | 0 | 0 | 0 | 0 | 0
F5_Commercial_Health (WA)_Existing_Food Preparation_Natural Gas_Conveyor Oven_E5 | F5 | Commercial | Health (WA) | Existing | Food Preparation | Natural Gas | Conveyor Oven | E5 | Utility - Cost of Operation | 0 | 0 | 0 | 0 | 0 | 0 | 0 | 0 | 0 | 0 | 0 | 0 | 0 | 0 | 0 | 0 | 0 | 0 | 0 | 0 | 0 | 0 | 0 | 0 | 0 | 0 | 0
F5_Commercial_Health (WA)_Existing_Food Preparation_Natural Gas_Conveyor Oven_E6 | F5 | Commercial | Health (WA) | Existing | Food Preparation | Natural Gas | Conveyor Oven | E6 | Utility - Cost of Operation | 0 | 0 | 0 | 0 | 0 | 0 | 0 | 0 | 0 | 0 | 0 | 0 | 0 | 0 | 0 | 0 | 0 | 0 | 0 | 0 | 0 | 0 | 0 | 0 | 0 | 0 | 0
F5_Commercial_Health (WA)_Existing_Food Preparation_Natural Gas_Conveyor Oven_E7 | F5 | Commercial | Health (WA) | Existing | Food Preparation | Natural Gas | Conveyor Oven | E7 | Utility - Cost of Operation | 0 | 0 | 0 | 0 | 0 | 0 | 0 | 0 | 0 | 0 | 0 | 0 | 0 | 0 | 0 | 0 | 0 | 0 | 0 | 0 | 0 | 0 | 0 | 0 | 0 | 0 | 0
F5_Commercial_Health (WA)_Existing_Food Preparation_Natural Gas_Conveyor Oven_E8 | F5 | Commercial | Health (WA) | Existing | Food Preparation | Natural Gas | Conveyor Oven | E8 | Utility - Cost of Operation | 0 | 0 | 0 | 0 | 0 | 0 | 0 | 0 | 0 | 0 | 0 | 0 | 0 | 0 | 0 | 0 | 0 | 0 | 0 | 0 | 0 | 0 | 0 | 0 | 0 | 0 | 0
F5_Commercial_Health (WA)_Existing_Food Preparation_Natural Gas_Conveyor Oven_E9 | F5 | Commercial | Health (WA) | Existing | Food Preparation | Natural Gas | Conveyor Oven | E9 | Utility - Cost of Operation | 0 | 0 | 0 | 0 | 0 | 0 | 0 | 0 | 0 | 0 | 0 | 0 | 0 | 0 | 0 | 0 | 0 | 0 | 0 | 0 | 0 | 0 | 0 | 0 | 0 | 0 | 0
F5_Commercial_Health (WA)_Existing_Food Preparation_Natural Gas_Conveyor Oven_E10 | F5 | Commercial | Health (WA) | Existing | Food Preparation | Natural Gas | Conveyor Oven | E10 | Utility - Cost of Operation | 0 | 0 | 0 | 0 | 0 | 0 | 0 | 0 | 0 | 0 | 0 | 0 | 0 | 0 | 0 | 0 | 0 | 0 | 0 | 0 | 0 | 0 | 0 | 0 | 0 | 0 | 0
F6_Commercial_Health (WA)_Existing_Food Preparation_Natural Gas_Conveyor Oven_E1 | F6 | Commercial | Health (WA) | Existing | Food Preparation | Natural Gas | Conveyor Oven | E1 | Utility - Value of Sales | 0.17399 | 0.17771 | 0.18175 | 0.18613 | 0.19089 | 0.19648 | 0.20196 | 0.20718 | 0.21195 | 0.21665 | 0.22157 | 0.22615 | 0.23103 | 0.23578 | 0.24 | 0.24392 | 0.2474 | 0.25077 | 0.25432 | 0.25771 | 0.26113 | 0.26574 | 0.27041 | 0.27522 | 0.28011 | 0.28508 | 0.29015
F6_Commercial_Health (WA)_Existing_Food Preparation_Natural Gas_Conveyor Oven_E2 | F6 | Commercial | Health (WA) | Existing | Food Preparation | Natural Gas | Conveyor Oven | E2 | Utility - Value of Sales | 0.13827 | 0.14123 | 0.14444 | 0.14793 | 0.1517 | 0.15615 | 0.16051 | 0.16465 | 0.16845 | 0.17218 | 0.17609 | 0.17973 | 0.18361 | 0.18738 | 0.19074 | 0.19385 | 0.19661 | 0.1993 | 0.20212 | 0.20481 | 0.20753 | 0.2112 | 0.21491 | 0.21873 | 0.22261 | 0.22657 | 0.23059
F6_Commercial_Health (WA)_Existing_Food Preparation_Natural Gas_Conveyor Oven_E3 | F6 | Commercial | Health (WA) | Existing | Food Preparation | Natural Gas | Conveyor Oven | E3 | Utility - Value of Sales | 0 | 0 | 0 | 0 | 0 | 0 | 0 | 0 | 0 | 0 | 0 | 0 | 0 | 0 | 0 | 0 | 0 | 0 | 0 | 0 | 0 | 0 | 0 | 0 | 0 | 0 | 0
F6_Commercial_Health (WA)_Existing_Food Preparation_Natural Gas_Conveyor Oven_E4 | F6 | Commercial | Health (WA) | Existing | Food Preparation | Natural Gas | Conveyor Oven | E4 | Utility - Value of Sales | 0 | 0 | 0 | 0 | 0 | 0 | 0 | 0 | 0 | 0 | 0 | 0 | 0 | 0 | 0 | 0 | 0 | 0 | 0 | 0 | 0 | 0 | 0 | 0 | 0 | 0 | 0
F6_Commercial_Health (WA)_Existing_Food Preparation_Natural Gas_Conveyor Oven_E5 | F6 | Commercial | Health (WA) | Existing | Food Preparation | Natural Gas | Conveyor Oven | E5 | Utility - Value of Sales | 0 | 0 | 0 | 0 | 0 | 0 | 0 | 0 | 0 | 0 | 0 | 0 | 0 | 0 | 0 | 0 | 0 | 0 | 0 | 0 | 0 | 0 | 0 | 0 | 0 | 0 | 0
F6_Commercial_Health (WA)_Existing_Food Preparation_Natural Gas_Conveyor Oven_E6 | F6 | Commercial | Health (WA) | Existing | Food Preparation | Natural Gas | Conveyor Oven | E6 | Utility - Value of Sales | 0 | 0 | 0 | 0 | 0 | 0 | 0 | 0 | 0 | 0 | 0 | 0 | 0 | 0 | 0 | 0 | 0 | 0 | 0 | 0 | 0 | 0 | 0 | 0 | 0 | 0 | 0
F6_Commercial_Health (WA)_Existing_Food Preparation_Natural Gas_Conveyor Oven_E7 | F6 | Commercial | Health (WA) | Existing | Food Preparation | Natural Gas | Conveyor Oven | E7 | Utility - Value of Sales | 0 | 0 | 0 | 0 | 0 | 0 | 0 | 0 | 0 | 0 | 0 | 0 | 0 | 0 | 0 | 0 | 0 | 0 | 0 | 0 | 0 | 0 | 0 | 0 | 0 | 0 | 0
F6_Commercial_Health (WA)_Existing_Food Preparation_Natural Gas_Conveyor Oven_E8 | F6 | Commercial | Health (WA) | Existing | Food Preparation | Natural Gas | Conveyor Oven | E8 | Utility - Value of Sales | 0 | 0 | 0 | 0 | 0 | 0 | 0 | 0 | 0 | 0 | 0 | 0 | 0 | 0 | 0 | 0 | 0 | 0 | 0 | 0 | 0 | 0 | 0 | 0 | 0 | 0 | 0
F6_Commercial_Health (WA)_Existing_Food Preparation_Natural Gas_Conveyor Oven_E9 | F6 | Commercial | Health (WA) | Existing | Food Preparation | Natural Gas | Conveyor Oven | E9 | Utility - Value of Sales | 0 | 0 | 0 | 0 | 0 | 0 | 0 | 0 | 0 | 0 | 0 | 0 | 0 | 0 | 0 | 0 | 0 | 0 | 0 | 0 | 0 | 0 | 0 | 0 | 0 | 0 | 0
F6_Commercial_Health (WA)_Existing_Food Preparation_Natural Gas_Conveyor Oven_E10 | F6 | Commercial | Health (WA) | Existing | Food Preparation | Natural Gas | Conveyor Oven | E10 | Utility - Value of Sales | 0 | 0 | 0 | 0 | 0 | 0 | 0 | 0 | 0 | 0 | 0 | 0 | 0 | 0 | 0 | 0 | 0 | 0 | 0 | 0 | 0 | 0 | 0 | 0 | 0 | 0 | 0
F1_Commercial_Health (WA)_Existing_Food Preparation_Natural Gas_Double Rack Oven_E1 | F1 | Commercial | Health (WA) | Existing | Food Preparation | Natural Gas | Double Rack Oven | E1 | RVT - Cost of Equipment | 0.00041237 | 0.00041237 | 0.00041237 | 0.00041237 | 0.00041237 | 0.00041237 | 0.00041237 | 0.00041237 | 0.00041237 | 0.00041237 | 0.00041237 | 0.00041237 | 0.00041237 | 0.00041237 | 0.00041237 | 0.00041237 | 0.00041237 | 0.00041237 | 0.00041237 | 0.00041237 | 0.00041237 | 0.00041237 | 0.00041237 | 0.00041237 | 0.00041237 | 0.00041237 | 0.00041237
F1_Commercial_Health (WA)_Existing_Food Preparation_Natural Gas_Double Rack Oven_E2 | F1 | Commercial | Health (WA) | Existing | Food Preparation | Natural Gas | Double Rack Oven | E2 | RVT - Cost of Equipment | 0.0018708 | 0.0018708 | 0.0018708 | 0.0018708 | 0.0018708 | 0.0018708 | 0.0018708 | 0.0018708 | 0.0018708 | 0.0018708 | 0.0018708 | 0.0018708 | 0.0018708 | 0.0018708 | 0.0018708 | 0.0018708 | 0.0018708 | 0.0018708 | 0.0018708 | 0.0018708 | 0.0018708 | 0.0018708 | 0.0018708 | 0.0018708 | 0.0018708 | 0.0018708 | 0.0018708
F1_Commercial_Health (WA)_Existing_Food Preparation_Natural Gas_Double Rack Oven_E3 | F1 | Commercial | Health (WA) | Existing | Food Preparation | Natural Gas | Double Rack Oven | E3 | RVT - Cost of Equipment | 0 | 0 | 0 | 0 | 0 | 0 | 0 | 0 | 0 | 0 | 0 | 0 | 0 | 0 | 0 | 0 | 0 | 0 | 0 | 0 | 0 | 0 | 0 | 0 | 0 | 0 | 0
F1_Commercial_Health (WA)_Existing_Food Preparation_Natural Gas_Double Rack Oven_E4 | F1 | Commercial | Health (WA) | Existing | Food Preparation | Natural Gas | Double Rack Oven | E4 | RVT - Cost of Equipment | 0 | 0 | 0 | 0 | 0 | 0 | 0 | 0 | 0 | 0 | 0 | 0 | 0 | 0 | 0 | 0 | 0 | 0 | 0 | 0 | 0 | 0 | 0 | 0 | 0 | 0 | 0
F1_Commercial_Health (WA)_Existing_Food Preparation_Natural Gas_Double Rack Oven_E5 | F1 | Commercial | Health (WA) | Existing | Food Preparation | Natural Gas | Double Rack Oven | E5 | RVT - Cost of Equipment | 0 | 0 | 0 | 0 | 0 | 0 | 0 | 0 | 0 | 0 | 0 | 0 | 0 | 0 | 0 | 0 | 0 | 0 | 0 | 0 | 0 | 0 | 0 | 0 | 0 | 0 | 0
F1_Commercial_Health (WA)_Existing_Food Preparation_Natural Gas_Double Rack Oven_E6 | F1 | Commercial | Health (WA) | Existing | Food Preparation | Natural Gas | Double Rack Oven | E6 | RVT - Cost of Equipment | 0 | 0 | 0 | 0 | 0 | 0 | 0 | 0 | 0 | 0 | 0 | 0 | 0 | 0 | 0 | 0 | 0 | 0 | 0 | 0 | 0 | 0 | 0 | 0 | 0 | 0 | 0
F1_Commercial_Health (WA)_Existing_Food Preparation_Natural Gas_Double Rack Oven_E7 | F1 | Commercial | Health (WA) | Existing | Food Preparation | Natural Gas | Double Rack Oven | E7 | RVT - Cost of Equipment | 0 | 0 | 0 | 0 | 0 | 0 | 0 | 0 | 0 | 0 | 0 | 0 | 0 | 0 | 0 | 0 | 0 | 0 | 0 | 0 | 0 | 0 | 0 | 0 | 0 | 0 | 0
F1_Commercial_Health (WA)_Existing_Food Preparation_Natural Gas_Double Rack Oven_E8 | F1 | Commercial | Health (WA) | Existing | Food Preparation | Natural Gas | Double Rack Oven | E8 | RVT - Cost of Equipment | 0 | 0 | 0 | 0 | 0 | 0 | 0 | 0 | 0 | 0 | 0 | 0 | 0 | 0 | 0 | 0 | 0 | 0 | 0 | 0 | 0 | 0 | 0 | 0 | 0 | 0 | 0
F1_Commercial_Health (WA)_Existing_Food Preparation_Natural Gas_Double Rack Oven_E9 | F1 | Commercial | Health (WA) | Existing | Food Preparation | Natural Gas | Double Rack Oven | E9 | RVT - Cost of Equipment | 0 | 0 | 0 | 0 | 0 | 0 | 0 | 0 | 0 | 0 | 0 | 0 | 0 | 0 | 0 | 0 | 0 | 0 | 0 | 0 | 0 | 0 | 0 | 0 | 0 | 0 | 0
F1_Commercial_Health (WA)_Existing_Food Preparation_Natural Gas_Double Rack Oven_E10 | F1 | Commercial | Health (WA) | Existing | Food Preparation | Natural Gas | Double Rack Oven | E10 | RVT - Cost of Equipment | 0 | 0 | 0 | 0 | 0 | 0 | 0 | 0 | 0 | 0 | 0 | 0 | 0 | 0 | 0 | 0 | 0 | 0 | 0 | 0 | 0 | 0 | 0 | 0 | 0 | 0 | 0
F2_Commercial_Health (WA)_Existing_Food Preparation_Natural Gas_Double Rack Oven_E1 | F2 | Commercial | Health (WA) | Existing | Food Preparation | Natural Gas | Double Rack Oven | E1 | RVT - Cost of Operation | 0.28234 | 0.28767 | 0.29393 | 0.30123 | 0.30959 | 0.32003 | 0.33049 | 0.34043 | 0.34942 | 0.35814 | 0.36717 | 0.37538 | 0.38405 | 0.39225 | 0.3993 | 0.40566 | 0.41105 | 0.41619 | 0.42165 | 0.42676 | 0.43188 | 0.4395 | 0.44721 | 0.45515 | 0.46324 | 0.47147 | 0.47984
F2_Commercial_Health (WA)_Existing_Food Preparation_Natural Gas_Double Rack Oven_E2 | F2 | Commercial | Health (WA) | Existing | Food Preparation | Natural Gas | Double Rack Oven | E2 | RVT - Cost of Operation | 0.17492 | 0.17822 | 0.1821 | 0.18662 | 0.1918 | 0.19827 | 0.20475 | 0.21091 | 0.21648 | 0.22188 | 0.22748 | 0.23256 | 0.23793 | 0.24301 | 0.24738 | 0.25132 | 0.25466 | 0.25784 | 0.26123 | 0.26439 | 0.26757 | 0.27229 | 0.27706 | 0.28198 | 0.28699 | 0.29209 | 0.29728
F2_Commercial_Health (WA)_Existing_Food Preparation_Natural Gas_Double Rack Oven_E3 | F2 | Commercial | Health (WA) | Existing | Food Preparation | Natural Gas | Double Rack Oven | E3 | RVT - Cost of Operation | 0 | 0 | 0 | 0 | 0 | 0 | 0 | 0 | 0 | 0 | 0 | 0 | 0 | 0 | 0 | 0 | 0 | 0 | 0 | 0 | 0 | 0 | 0 | 0 | 0 | 0 | 0
F2_Commercial_Health (WA)_Existing_Food Preparation_Natural Gas_Double Rack Oven_E4 | F2 | Commercial | Health (WA) | Existing | Food Preparation | Natural Gas | Double Rack Oven | E4 | RVT - Cost of Operation | 0 | 0 | 0 | 0 | 0 | 0 | 0 | 0 | 0 | 0 | 0 | 0 | 0 | 0 | 0 | 0 | 0 | 0 | 0 | 0 | 0 | 0 | 0 | 0 | 0 | 0 | 0
F2_Commercial_Health (WA)_Existing_Food Preparation_Natural Gas_Double Rack Oven_E5 | F2 | Commercial | Health (WA) | Existing | Food Preparation | Natural Gas | Double Rack Oven | E5 | RVT - Cost of Operation | 0 | 0 | 0 | 0 | 0 | 0 | 0 | 0 | 0 | 0 | 0 | 0 | 0 | 0 | 0 | 0 | 0 | 0 | 0 | 0 | 0 | 0 | 0 | 0 | 0 | 0 | 0
F2_Commercial_Health (WA)_Existing_Food Preparation_Natural Gas_Double Rack Oven_E6 | F2 | Commercial | Health (WA) | Existing | Food Preparation | Natural Gas | Double Rack Oven | E6 | RVT - Cost of Operation | 0 | 0 | 0 | 0 | 0 | 0 | 0 | 0 | 0 | 0 | 0 | 0 | 0 | 0 | 0 | 0 | 0 | 0 | 0 | 0 | 0 | 0 | 0 | 0 | 0 | 0 | 0
F2_Commercial_Health (WA)_Existing_Food Preparation_Natural Gas_Double Rack Oven_E7 | F2 | Commercial | Health (WA) | Existing | Food Preparation | Natural Gas | Double Rack Oven | E7 | RVT - Cost of Operation | 0 | 0 | 0 | 0 | 0 | 0 | 0 | 0 | 0 | 0 | 0 | 0 | 0 | 0 | 0 | 0 | 0 | 0 | 0 | 0 | 0 | 0 | 0 | 0 | 0 | 0 | 0
F2_Commercial_Health (WA)_Existing_Food Preparation_Natural Gas_Double Rack Oven_E8 | F2 | Commercial | Health (WA) | Existing | Food Preparation | Natural Gas | Double Rack Oven | E8 | RVT - Cost of Operation | 0 | 0 | 0 | 0 | 0 | 0 | 0 | 0 | 0 | 0 | 0 | 0 | 0 | 0 | 0 | 0 | 0 | 0 | 0 | 0 | 0 | 0 | 0 | 0 | 0 | 0 | 0
F2_Commercial_Health (WA)_Existing_Food Preparation_Natural Gas_Double Rack Oven_E9 | F2 | Commercial | Health (WA) | Existing | Food Preparation | Natural Gas | Double Rack Oven | E9 | RVT - Cost of Operation | 0 | 0 | 0 | 0 | 0 | 0 | 0 | 0 | 0 | 0 | 0 | 0 | 0 | 0 | 0 | 0 | 0 | 0 | 0 | 0 | 0 | 0 | 0 | 0 | 0 | 0 | 0
F2_Commercial_Health (WA)_Existing_Food Preparation_Natural Gas_Double Rack Oven_E10 | F2 | Commercial | Health (WA) | Existing | Food Preparation | Natural Gas | Double Rack Oven | E10 | RVT - Cost of Operation | 0 | 0 | 0 | 0 | 0 | 0 | 0 | 0 | 0 | 0 | 0 | 0 | 0 | 0 | 0 | 0 | 0 | 0 | 0 | 0 | 0 | 0 | 0 | 0 | 0 | 0 | 0
F3_Commercial_Health (WA)_Existing_Food Preparation_Natural Gas_Double Rack Oven_E1 | F3 | Commercial | Health (WA) | Existing | Food Preparation | Natural Gas | Double Rack Oven | E1 | System - kBTUs of Consumption | 67.3554 | 67.3554 | 67.3554 | 67.3554 | 67.3554 | 67.3554 | 67.3554 | 67.3554 | 67.3554 | 67.3554 | 67.3554 | 67.3554 | 67.3554 | 67.3554 | 67.3554 | 67.3554 | 67.3554 | 67.3554 | 67.3554 | 67.3554 | 67.3554 | 67.3554 | 67.3554 | 67.3554 | 67.3554 | 67.3554 | 67.3554
F3_Commercial_Health (WA)_Existing_Food Preparation_Natural Gas_Double Rack Oven_E2 | F3 | Commercial | Health (WA) | Existing | Food Preparation | Natural Gas | Double Rack Oven | E2 | System - kBTUs of Consumption | 41.7293 | 41.7293 | 41.7293 | 41.7293 | 41.7293 | 41.7293 | 41.7293 | 41.7293 | 41.7293 | 41.7293 | 41.7293 | 41.7293 | 41.7293 | 41.7293 | 41.7293 | 41.7293 | 41.7293 | 41.7293 | 41.7293 | 41.7293 | 41.7293 | 41.7293 | 41.7293 | 41.7293 | 41.7293 | 41.7293 | 41.7293
F3_Commercial_Health (WA)_Existing_Food Preparation_Natural Gas_Double Rack Oven_E3 | F3 | Commercial | Health (WA) | Existing | Food Preparation | Natural Gas | Double Rack Oven | E3 | System - kBTUs of Consumption | 0 | 0 | 0 | 0 | 0 | 0 | 0 | 0 | 0 | 0 | 0 | 0 | 0 | 0 | 0 | 0 | 0 | 0 | 0 | 0 | 0 | 0 | 0 | 0 | 0 | 0 | 0
F3_Commercial_Health (WA)_Existing_Food Preparation_Natural Gas_Double Rack Oven_E4 | F3 | Commercial | Health (WA) | Existing | Food Preparation | Natural Gas | Double Rack Oven | E4 | System - kBTUs of Consumption | 0 | 0 | 0 | 0 | 0 | 0 | 0 | 0 | 0 | 0 | 0 | 0 | 0 | 0 | 0 | 0 | 0 | 0 | 0 | 0 | 0 | 0 | 0 | 0 | 0 | 0 | 0
F3_Commercial_Health (WA)_Existing_Food Preparation_Natural Gas_Double Rack Oven_E5 | F3 | Commercial | Health (WA) | Existing | Food Preparation | Natural Gas | Double Rack Oven | E5 | System - kBTUs of Consumption | 0 | 0 | 0 | 0 | 0 | 0 | 0 | 0 | 0 | 0 | 0 | 0 | 0 | 0 | 0 | 0 | 0 | 0 | 0 | 0 | 0 | 0 | 0 | 0 | 0 | 0 | 0
F3_Commercial_Health (WA)_Existing_Food Preparation_Natural Gas_Double Rack Oven_E6 | F3 | Commercial | Health (WA) | Existing | Food Preparation | Natural Gas | Double Rack Oven | E6 | System - kBTUs of Consumption | 0 | 0 | 0 | 0 | 0 | 0 | 0 | 0 | 0 | 0 | 0 | 0 | 0 | 0 | 0 | 0 | 0 | 0 | 0 | 0 | 0 | 0 | 0 | 0 | 0 | 0 | 0
F3_Commercial_Health (WA)_Existing_Food Preparation_Natural Gas_Double Rack Oven_E7 | F3 | Commercial | Health (WA) | Existing | Food Preparation | Natural Gas | Double Rack Oven | E7 | System - kBTUs of Consumption | 0 | 0 | 0 | 0 | 0 | 0 | 0 | 0 | 0 | 0 | 0 | 0 | 0 | 0 | 0 | 0 | 0 | 0 | 0 | 0 | 0 | 0 | 0 | 0 | 0 | 0 | 0
F3_Commercial_Health (WA)_Existing_Food Preparation_Natural Gas_Double Rack Oven_E8 | F3 | Commercial | Health (WA) | Existing | Food Preparation | Natural Gas | Double Rack Oven | E8 | System - kBTUs of Consumption | 0 | 0 | 0 | 0 | 0 | 0 | 0 | 0 | 0 | 0 | 0 | 0 | 0 | 0 | 0 | 0 | 0 | 0 | 0 | 0 | 0 | 0 | 0 | 0 | 0 | 0 | 0
F3_Commercial_Health (WA)_Existing_Food Preparation_Natural Gas_Double Rack Oven_E9 | F3 | Commercial | Health (WA) | Existing | Food Preparation | Natural Gas | Double Rack Oven | E9 | System - kBTUs of Consumption | 0 | 0 | 0 | 0 | 0 | 0 | 0 | 0 | 0 | 0 | 0 | 0 | 0 | 0 | 0 | 0 | 0 | 0 | 0 | 0 | 0 | 0 | 0 | 0 | 0 | 0 | 0
F3_Commercial_Health (WA)_Existing_Food Preparation_Natural Gas_Double Rack Oven_E10 | F3 | Commercial | Health (WA) | Existing | Food Preparation | Natural Gas | Double Rack Oven | E10 | System - kBTUs of Consumption | 0 | 0 | 0 | 0 | 0 | 0 | 0 | 0 | 0 | 0 | 0 | 0 | 0 | 0 | 0 | 0 | 0 | 0 | 0 | 0 | 0 | 0 | 0 | 0 | 0 | 0 | 0
F4_Commercial_Health (WA)_Existing_Food Preparation_Natural Gas_Double Rack Oven_E1 | F4 | Commercial | Health (WA) | Existing | Food Preparation | Natural Gas | Double Rack Oven | E1 | Utility - Cost of Equipment | 0.00041237 | 0.00041237 | 0.00041237 | 0.00041237 | 0.00041237 | 0.00041237 | 0.00041237 | 0.00041237 | 0.00041237 | 0.00041237 | 0.00041237 | 0.00041237 | 0.00041237 | 0.00041237 | 0.00041237 | 0.00041237 | 0.00041237 | 0.00041237 | 0.00041237 | 0.00041237 | 0.00041237 | 0.00041237 | 0.00041237 | 0.00041237 | 0.00041237 | 0.00041237 | 0.00041237
F4_Commercial_Health (WA)_Existing_Food Preparation_Natural Gas_Double Rack Oven_E2 | F4 | Commercial | Health (WA) | Existing | Food Preparation | Natural Gas | Double Rack Oven | E2 | Utility - Cost of Equipment | 0.0018708 | 0.0018708 | 0.0018708 | 0.0018708 | 0.0018708 | 0.0018708 | 0.0018708 | 0.0018708 | 0.0018708 | 0.0018708 | 0.0018708 | 0.0018708 | 0.0018708 | 0.0018708 | 0.0018708 | 0.0018708 | 0.0018708 | 0.0018708 | 0.0018708 | 0.0018708 | 0.0018708 | 0.0018708 | 0.0018708 | 0.0018708 | 0.0018708 | 0.0018708 | 0.0018708
F4_Commercial_Health (WA)_Existing_Food Preparation_Natural Gas_Double Rack Oven_E3 | F4 | Commercial | Health (WA) | Existing | Food Preparation | Natural Gas | Double Rack Oven | E3 | Utility - Cost of Equipment | 0 | 0 | 0 | 0 | 0 | 0 | 0 | 0 | 0 | 0 | 0 | 0 | 0 | 0 | 0 | 0 | 0 | 0 | 0 | 0 | 0 | 0 | 0 | 0 | 0 | 0 | 0
F4_Commercial_Health (WA)_Existing_Food Preparation_Natural Gas_Double Rack Oven_E4 | F4 | Commercial | Health (WA) | Existing | Food Preparation | Natural Gas | Double Rack Oven | E4 | Utility - Cost of Equipment | 0 | 0 | 0 | 0 | 0 | 0 | 0 | 0 | 0 | 0 | 0 | 0 | 0 | 0 | 0 | 0 | 0 | 0 | 0 | 0 | 0 | 0 | 0 | 0 | 0 | 0 | 0
F4_Commercial_Health (WA)_Existing_Food Preparation_Natural Gas_Double Rack Oven_E5 | F4 | Commercial | Health (WA) | Existing | Food Preparation | Natural Gas | Double Rack Oven | E5 | Utility - Cost of Equipment | 0 | 0 | 0 | 0 | 0 | 0 | 0 | 0 | 0 | 0 | 0 | 0 | 0 | 0 | 0 | 0 | 0 | 0 | 0 | 0 | 0 | 0 | 0 | 0 | 0 | 0 | 0
F4_Commercial_Health (WA)_Existing_Food Preparation_Natural Gas_Double Rack Oven_E6 | F4 | Commercial | Health (WA) | Existing | Food Preparation | Natural Gas | Double Rack Oven | E6 | Utility - Cost of Equipment | 0 | 0 | 0 | 0 | 0 | 0 | 0 | 0 | 0 | 0 | 0 | 0 | 0 | 0 | 0 | 0 | 0 | 0 | 0 | 0 | 0 | 0 | 0 | 0 | 0 | 0 | 0
F4_Commercial_Health (WA)_Existing_Food Preparation_Natural Gas_Double Rack Oven_E7 | F4 | Commercial | Health (WA) | Existing | Food Preparation | Natural Gas | Double Rack Oven | E7 | Utility - Cost of Equipment | 0 | 0 | 0 | 0 | 0 | 0 | 0 | 0 | 0 | 0 | 0 | 0 | 0 | 0 | 0 | 0 | 0 | 0 | 0 | 0 | 0 | 0 | 0 | 0 | 0 | 0 | 0
F4_Commercial_Health (WA)_Existing_Food Preparation_Natural Gas_Double Rack Oven_E8 | F4 | Commercial | Health (WA) | Existing | Food Preparation | Natural Gas | Double Rack Oven | E8 | Utility - Cost of Equipment | 0 | 0 | 0 | 0 | 0 | 0 | 0 | 0 | 0 | 0 | 0 | 0 | 0 | 0 | 0 | 0 | 0 | 0 | 0 | 0 | 0 | 0 | 0 | 0 | 0 | 0 | 0
F4_Commercial_Health (WA)_Existing_Food Preparation_Natural Gas_Double Rack Oven_E9 | F4 | Commercial | Health (WA) | Existing | Food Preparation | Natural Gas | Double Rack Oven | E9 | Utility - Cost of Equipment | 0 | 0 | 0 | 0 | 0 | 0 | 0 | 0 | 0 | 0 | 0 | 0 | 0 | 0 | 0 | 0 | 0 | 0 | 0 | 0 | 0 | 0 | 0 | 0 | 0 | 0 | 0
F4_Commercial_Health (WA)_Existing_Food Preparation_Natural Gas_Double Rack Oven_E10 | F4 | Commercial | Health (WA) | Existing | Food Preparation | Natural Gas | Double Rack Oven | E10 | Utility - Cost of Equipment | 0 | 0 | 0 | 0 | 0 | 0 | 0 | 0 | 0 | 0 | 0 | 0 | 0 | 0 | 0 | 0 | 0 | 0 | 0 | 0 | 0 | 0 | 0 | 0 | 0 | 0 | 0
F5_Commercial_Health (WA)_Existing_Food Preparation_Natural Gas_Double Rack Oven_E1 | F5 | Commercial | Health (WA) | Existing | Food Preparation | Natural Gas | Double Rack Oven | E1 | Utility - Cost of Operation | 0.23972 | 0.24576 | 0.25292 | 0.26112 | 0.2704 | 0.28168 | 0.2933 | 0.3048 | 0.31588 | 0.32711 | 0.33604 | 0.34441 | 0.3534 | 0.36221 | 0.37008 | 0.37745 | 0.38405 | 0.39057 | 0.39754 | 0.40434 | 0.41132 | 0.41858 | 0.42591 | 0.43348 | 0.44118 | 0.44902 | 0.45699
F5_Commercial_Health (WA)_Existing_Food Preparation_Natural Gas_Double Rack Oven_E2 | F5 | Commercial | Health (WA) | Existing | Food Preparation | Natural Gas | Double Rack Oven | E2 | Utility - Cost of Operation | 0.14851 | 0.15226 | 0.15669 | 0.16177 | 0.16752 | 0.17451 | 0.18171 | 0.18884 | 0.1957 | 0.20265 | 0.20819 | 0.21338 | 0.21895 | 0.2244 | 0.22928 | 0.23384 | 0.23794 | 0.24198 | 0.24629 | 0.2505 | 0.25483 | 0.25932 | 0.26387 | 0.26856 | 0.27333 | 0.27818 | 0.28313
F5_Commercial_Health (WA)_Existing_Food Preparation_Natural Gas_Double Rack Oven_E3 | F5 | Commercial | Health (WA) | Existing | Food Preparation | Natural Gas | Double Rack Oven | E3 | Utility - Cost of Operation | 0 | 0 | 0 | 0 | 0 | 0 | 0 | 0 | 0 | 0 | 0 | 0 | 0 | 0 | 0 | 0 | 0 | 0 | 0 | 0 | 0 | 0 | 0 | 0 | 0 | 0 | 0
F5_Commercial_Health (WA)_Existing_Food Preparation_Natural Gas_Double Rack Oven_E4 | F5 | Commercial | Health (WA) | Existing | Food Preparation | Natural Gas | Double Rack Oven | E4 | Utility - Cost of Operation | 0 | 0 | 0 | 0 | 0 | 0 | 0 | 0 | 0 | 0 | 0 | 0 | 0 | 0 | 0 | 0 | 0 | 0 | 0 | 0 | 0 | 0 | 0 | 0 | 0 | 0 | 0
F5_Commercial_Health (WA)_Existing_Food Preparation_Natural Gas_Double Rack Oven_E5 | F5 | Commercial | Health (WA) | Existing | Food Preparation | Natural Gas | Double Rack Oven | E5 | Utility - Cost of Operation | 0 | 0 | 0 | 0 | 0 | 0 | 0 | 0 | 0 | 0 | 0 | 0 | 0 | 0 | 0 | 0 | 0 | 0 | 0 | 0 | 0 | 0 | 0 | 0 | 0 | 0 | 0
F5_Commercial_Health (WA)_Existing_Food Preparation_Natural Gas_Double Rack Oven_E6 | F5 | Commercial | Health (WA) | Existing | Food Preparation | Natural Gas | Double Rack Oven | E6 | Utility - Cost of Operation | 0 | 0 | 0 | 0 | 0 | 0 | 0 | 0 | 0 | 0 | 0 | 0 | 0 | 0 | 0 | 0 | 0 | 0 | 0 | 0 | 0 | 0 | 0 | 0 | 0 | 0 | 0
F5_Commercial_Health (WA)_Existing_Food Preparation_Natural Gas_Double Rack Oven_E7 | F5 | Commercial | Health (WA) | Existing | Food Preparation | Natural Gas | Double Rack Oven | E7 | Utility - Cost of Operation | 0 | 0 | 0 | 0 | 0 | 0 | 0 | 0 | 0 | 0 | 0 | 0 | 0 | 0 | 0 | 0 | 0 | 0 | 0 | 0 | 0 | 0 | 0 | 0 | 0 | 0 | 0
F5_Commercial_Health (WA)_Existing_Food Preparation_Natural Gas_Double Rack Oven_E8 | F5 | Commercial | Health (WA) | Existing | Food Preparation | Natural Gas | Double Rack Oven | E8 | Utility - Cost of Operation | 0 | 0 | 0 | 0 | 0 | 0 | 0 | 0 | 0 | 0 | 0 | 0 | 0 | 0 | 0 | 0 | 0 | 0 | 0 | 0 | 0 | 0 | 0 | 0 | 0 | 0 | 0
F5_Commercial_Health (WA)_Existing_Food Preparation_Natural Gas_Double Rack Oven_E9 | F5 | Commercial | Health (WA) | Existing | Food Preparation | Natural Gas | Double Rack Oven | E9 | Utility - Cost of Operation | 0 | 0 | 0 | 0 | 0 | 0 | 0 | 0 | 0 | 0 | 0 | 0 | 0 | 0 | 0 | 0 | 0 | 0 | 0 | 0 | 0 | 0 | 0 | 0 | 0 | 0 | 0
F5_Commercial_Health (WA)_Existing_Food Preparation_Natural Gas_Double Rack Oven_E10 | F5 | Commercial | Health (WA) | Existing | Food Preparation | Natural Gas | Double Rack Oven | E10 | Utility - Cost of Operation | 0 | 0 | 0 | 0 | 0 | 0 | 0 | 0 | 0 | 0 | 0 | 0 | 0 | 0 | 0 | 0 | 0 | 0 | 0 | 0 | 0 | 0 | 0 | 0 | 0 | 0 | 0
F6_Commercial_Health (WA)_Existing_Food Preparation_Natural Gas_Double Rack Oven_E1 | F6 | Commercial | Health (WA) | Existing | Food Preparation | Natural Gas | Double Rack Oven | E1 | Utility - Value of Sales | 0.28234 | 0.28767 | 0.29393 | 0.30123 | 0.30959 | 0.32003 | 0.33049 | 0.34043 | 0.34942 | 0.35814 | 0.36717 | 0.37538 | 0.38405 | 0.39225 | 0.3993 | 0.40566 | 0.41105 | 0.41619 | 0.42165 | 0.42676 | 0.43188 | 0.4395 | 0.44721 | 0.45515 | 0.46324 | 0.47147 | 0.47984
F6_Commercial_Health (WA)_Existing_Food Preparation_Natural Gas_Double Rack Oven_E2 | F6 | Commercial | Health (WA) | Existing | Food Preparation | Natural Gas | Double Rack Oven | E2 | Utility - Value of Sales | 0.17492 | 0.17822 | 0.1821 | 0.18662 | 0.1918 | 0.19827 | 0.20475 | 0.21091 | 0.21648 | 0.22188 | 0.22748 | 0.23256 | 0.23793 | 0.24301 | 0.24738 | 0.25132 | 0.25466 | 0.25784 | 0.26123 | 0.26439 | 0.26757 | 0.27229 | 0.27706 | 0.28198 | 0.28699 | 0.29209 | 0.29728
F6_Commercial_Health (WA)_Existing_Food Preparation_Natural Gas_Double Rack Oven_E3 | F6 | Commercial | Health (WA) | Existing | Food Preparation | Natural Gas | Double Rack Oven | E3 | Utility - Value of Sales | 0 | 0 | 0 | 0 | 0 | 0 | 0 | 0 | 0 | 0 | 0 | 0 | 0 | 0 | 0 | 0 | 0 | 0 | 0 | 0 | 0 | 0 | 0 | 0 | 0 | 0 | 0
F6_Commercial_Health (WA)_Existing_Food Preparation_Natural Gas_Double Rack Oven_E4 | F6 | Commercial | Health (WA) | Existing | Food Preparation | Natural Gas | Double Rack Oven | E4 | Utility - Value of Sales | 0 | 0 | 0 | 0 | 0 | 0 | 0 | 0 | 0 | 0 | 0 | 0 | 0 | 0 | 0 | 0 | 0 | 0 | 0 | 0 | 0 | 0 | 0 | 0 | 0 | 0 | 0
F6_Commercial_Health (WA)_Existing_Food Preparation_Natural Gas_Double Rack Oven_E5 | F6 | Commercial | Health (WA) | Existing | Food Preparation | Natural Gas | Double Rack Oven | E5 | Utility - Value of Sales | 0 | 0 | 0 | 0 | 0 | 0 | 0 | 0 | 0 | 0 | 0 | 0 | 0 | 0 | 0 | 0 | 0 | 0 | 0 | 0 | 0 | 0 | 0 | 0 | 0 | 0 | 0
F6_Commercial_Health (WA)_Existing_Food Preparation_Natural Gas_Double Rack Oven_E6 | F6 | Commercial | Health (WA) | Existing | Food Preparation | Natural Gas | Double Rack Oven | E6 | Utility - Value of Sales | 0 | 0 | 0 | 0 | 0 | 0 | 0 | 0 | 0 | 0 | 0 | 0 | 0 | 0 | 0 | 0 | 0 | 0 | 0 | 0 | 0 | 0 | 0 | 0 | 0 | 0 | 0
F6_Commercial_Health (WA)_Existing_Food Preparation_Natural Gas_Double Rack Oven_E7 | F6 | Commercial | Health (WA) | Existing | Food Preparation | Natural Gas | Double Rack Oven | E7 | Utility - Value of Sales | 0 | 0 | 0 | 0 | 0 | 0 | 0 | 0 | 0 | 0 | 0 | 0 | 0 | 0 | 0 | 0 | 0 | 0 | 0 | 0 | 0 | 0 | 0 | 0 | 0 | 0 | 0
F6_Commercial_Health (WA)_Existing_Food Preparation_Natural Gas_Double Rack Oven_E8 | F6 | Commercial | Health (WA) | Existing | Food Preparation | Natural Gas | Double Rack Oven | E8 | Utility - Value of Sales | 0 | 0 | 0 | 0 | 0 | 0 | 0 | 0 | 0 | 0 | 0 | 0 | 0 | 0 | 0 | 0 | 0 | 0 | 0 | 0 | 0 | 0 | 0 | 0 | 0 | 0 | 0
F6_Commercial_Health (WA)_Existing_Food Preparation_Natural Gas_Double Rack Oven_E9 | F6 | Commercial | Health (WA) | Existing | Food Preparation | Natural Gas | Double Rack Oven | E9 | Utility - Value of Sales | 0 | 0 | 0 | 0 | 0 | 0 | 0 | 0 | 0 | 0 | 0 | 0 | 0 | 0 | 0 | 0 | 0 | 0 | 0 | 0 | 0 | 0 | 0 | 0 | 0 | 0 | 0
F6_Commercial_Health (WA)_Existing_Food Preparation_Natural Gas_Double Rack Oven_E10 | F6 | Commercial | Health (WA) | Existing | Food Preparation | Natural Gas | Double Rack Oven | E10 | Utility - Value of Sales | 0 | 0 | 0 | 0 | 0 | 0 | 0 | 0 | 0 | 0 | 0 | 0 | 0 | 0 | 0 | 0 | 0 | 0 | 0 | 0 | 0 | 0 | 0 | 0 | 0 | 0 | 0
F1_Commercial_Health (WA)_Existing_Food Preparation_Natural Gas_Fryer_E1 | F1 | Commercial | Health (WA) | Existing | Food Preparation | Natural Gas | Fryer | E1 | RVT - Cost of Equipment | 0.014545 | 0.014545 | 0.014545 | 0.014545 | 0.014545 | 0.014545 | 0.014545 | 0.014545 | 0.014545 | 0.014545 | 0.014545 | 0.014545 | 0.014545 | 0.014545 | 0.014545 | 0.014545 | 0.014545 | 0.014545 | 0.014545 | 0.014545 | 0.014545 | 0.014545 | 0.014545 | 0.014545 | 0.014545 | 0.014545 | 0.014545
F1_Commercial_Health (WA)_Existing_Food Preparation_Natural Gas_Fryer_E2 | F1 | Commercial | Health (WA) | Existing | Food Preparation | Natural Gas | Fryer | E2 | RVT - Cost of Equipment | 0.021526 | 0.021526 | 0.021526 | 0.021526 | 0.021526 | 0.021526 | 0.021526 | 0.021526 | 0.021526 | 0.021526 | 0.021526 | 0.021526 | 0.021526 | 0.021526 | 0.021526 | 0.021526 | 0.021526 | 0.021526 | 0.021526 | 0.021526 | 0.021526 | 0.021526 | 0.021526 | 0.021526 | 0.021526 | 0.021526 | 0.021526
F1_Commercial_Health (WA)_Existing_Food Preparation_Natural Gas_Fryer_E3 | F1 | Commercial | Health (WA) | Existing | Food Preparation | Natural Gas | Fryer | E3 | RVT - Cost of Equipment | 0 | 0 | 0 | 0 | 0 | 0 | 0 | 0 | 0 | 0 | 0 | 0 | 0 | 0 | 0 | 0 | 0 | 0 | 0 | 0 | 0 | 0 | 0 | 0 | 0 | 0 | 0
F1_Commercial_Health (WA)_Existing_Food Preparation_Natural Gas_Fryer_E4 | F1 | Commercial | Health (WA) | Existing | Food Preparation | Natural Gas | Fryer | E4 | RVT - Cost of Equipment | 0 | 0 | 0 | 0 | 0 | 0 | 0 | 0 | 0 | 0 | 0 | 0 | 0 | 0 | 0 | 0 | 0 | 0 | 0 | 0 | 0 | 0 | 0 | 0 | 0 | 0 | 0
F1_Commercial_Health (WA)_Existing_Food Preparation_Natural Gas_Fryer_E5 | F1 | Commercial | Health (WA) | Existing | Food Preparation | Natural Gas | Fryer | E5 | RVT - Cost of Equipment | 0 | 0 | 0 | 0 | 0 | 0 | 0 | 0 | 0 | 0 | 0 | 0 | 0 | 0 | 0 | 0 | 0 | 0 | 0 | 0 | 0 | 0 | 0 | 0 | 0 | 0 | 0
F1_Commercial_Health (WA)_Existing_Food Preparation_Natural Gas_Fryer_E6 | F1 | Commercial | Health (WA) | Existing | Food Preparation | Natural Gas | Fryer | E6 | RVT - Cost of Equipment | 0 | 0 | 0 | 0 | 0 | 0 | 0 | 0 | 0 | 0 | 0 | 0 | 0 | 0 | 0 | 0 | 0 | 0 | 0 | 0 | 0 | 0 | 0 | 0 | 0 | 0 | 0
F1_Commercial_Health (WA)_Existing_Food Preparation_Natural Gas_Fryer_E7 | F1 | Commercial | Health (WA) | Existing | Food Preparation | Natural Gas | Fryer | E7 | RVT - Cost of Equipment | 0 | 0 | 0 | 0 | 0 | 0 | 0 | 0 | 0 | 0 | 0 | 0 | 0 | 0 | 0 | 0 | 0 | 0 | 0 | 0 | 0 | 0 | 0 | 0 | 0 | 0 | 0
F1_Commercial_Health (WA)_Existing_Food Preparation_Natural Gas_Fryer_E8 | F1 | Commercial | Health (WA) | Existing | Food Preparation | Natural Gas | Fryer | E8 | RVT - Cost of Equipment | 0 | 0 | 0 | 0 | 0 | 0 | 0 | 0 | 0 | 0 | 0 | 0 | 0 | 0 | 0 | 0 | 0 | 0 | 0 | 0 | 0 | 0 | 0 | 0 | 0 | 0 | 0
F1_Commercial_Health (WA)_Existing_Food Preparation_Natural Gas_Fryer_E9 | F1 | Commercial | Health (WA) | Existing | Food Preparation | Natural Gas | Fryer | E9 | RVT - Cost of Equipment | 0 | 0 | 0 | 0 | 0 | 0 | 0 | 0 | 0 | 0 | 0 | 0 | 0 | 0 | 0 | 0 | 0 | 0 | 0 | 0 | 0 | 0 | 0 | 0 | 0 | 0 | 0
F1_Commercial_Health (WA)_Existing_Food Preparation_Natural Gas_Fryer_E10 | F1 | Commercial | Health (WA) | Existing | Food Preparation | Natural Gas | Fryer | E10 | RVT - Cost of Equipment | 0 | 0 | 0 | 0 | 0 | 0 | 0 | 0 | 0 | 0 | 0 | 0 | 0 | 0 | 0 | 0 | 0 | 0 | 0 | 0 | 0 | 0 | 0 | 0 | 0 | 0 | 0
F2_Commercial_Health (WA)_Existing_Food Preparation_Natural Gas_Fryer_E1 | F2 | Commercial | Health (WA) | Existing | Food Preparation | Natural Gas | Fryer | E1 | RVT - Cost of Operation | 0.14637 | 0.14932 | 0.15263 | 0.15635 | 0.16049 | 0.1655 | 0.17048 | 0.17518 | 0.17944 | 0.1836 | 0.1879 | 0.19184 | 0.19605 | 0.20013 | 0.20372 | 0.20702 | 0.2099 | 0.21268 | 0.21562 | 0.2184 | 0.22121 | 0.22511 | 0.22907 | 0.23314 | 0.23728 | 0.24149 | 0.24578
F2_Commercial_Health (WA)_Existing_Food Preparation_Natural Gas_Fryer_E2 | F2 | Commercial | Health (WA) | Existing | Food Preparation | Natural Gas | Fryer | E2 | RVT - Cost of Operation | 0.10096 | 0.10298 | 0.10527 | 0.10783 | 0.11069 | 0.11415 | 0.11758 | 0.12082 | 0.12376 | 0.12663 | 0.12959 | 0.13231 | 0.13522 | 0.13803 | 0.14051 | 0.14278 | 0.14477 | 0.14669 | 0.14871 | 0.15063 | 0.15257 | 0.15526 | 0.15799 | 0.1608 | 0.16365 | 0.16656 | 0.16952
F2_Commercial_Health (WA)_Existing_Food Preparation_Natural Gas_Fryer_E3 | F2 | Commercial | Health (WA) | Existing | Food Preparation | Natural Gas | Fryer | E3 | RVT - Cost of Operation | 0 | 0 | 0 | 0 | 0 | 0 | 0 | 0 | 0 | 0 | 0 | 0 | 0 | 0 | 0 | 0 | 0 | 0 | 0 | 0 | 0 | 0 | 0 | 0 | 0 | 0 | 0
F2_Commercial_Health (WA)_Existing_Food Preparation_Natural Gas_Fryer_E4 | F2 | Commercial | Health (WA) | Existing | Food Preparation | Natural Gas | Fryer | E4 | RVT - Cost of Operation | 0 | 0 | 0 | 0 | 0 | 0 | 0 | 0 | 0 | 0 | 0 | 0 | 0 | 0 | 0 | 0 | 0 | 0 | 0 | 0 | 0 | 0 | 0 | 0 | 0 | 0 | 0
F2_Commercial_Health (WA)_Existing_Food Preparation_Natural Gas_Fryer_E5 | F2 | Commercial | Health (WA) | Existing | Food Preparation | Natural Gas | Fryer | E5 | RVT - Cost of Operation | 0 | 0 | 0 | 0 | 0 | 0 | 0 | 0 | 0 | 0 | 0 | 0 | 0 | 0 | 0 | 0 | 0 | 0 | 0 | 0 | 0 | 0 | 0 | 0 | 0 | 0 | 0
F2_Commercial_Health (WA)_Existing_Food Preparation_Natural Gas_Fryer_E6 | F2 | Commercial | Health (WA) | Existing | Food Preparation | Natural Gas | Fryer | E6 | RVT - Cost of Operation | 0 | 0 | 0 | 0 | 0 | 0 | 0 | 0 | 0 | 0 | 0 | 0 | 0 | 0 | 0 | 0 | 0 | 0 | 0 | 0 | 0 | 0 | 0 | 0 | 0 | 0 | 0
F2_Commercial_Health (WA)_Existing_Food Preparation_Natural Gas_Fryer_E7 | F2 | Commercial | Health (WA) | Existing | Food Preparation | Natural Gas | Fryer | E7 | RVT - Cost of Operation | 0 | 0 | 0 | 0 | 0 | 0 | 0 | 0 | 0 | 0 | 0 | 0 | 0 | 0 | 0 | 0 | 0 | 0 | 0 | 0 | 0 | 0 | 0 | 0 | 0 | 0 | 0
F2_Commercial_Health (WA)_Existing_Food Preparation_Natural Gas_Fryer_E8 | F2 | Commercial | Health (WA) | Existing | Food Preparation | Natural Gas | Fryer | E8 | RVT - Cost of Operation | 0 | 0 | 0 | 0 | 0 | 0 | 0 | 0 | 0 | 0 | 0 | 0 | 0 | 0 | 0 | 0 | 0 | 0 | 0 | 0 | 0 | 0 | 0 | 0 | 0 | 0 | 0
F2_Commercial_Health (WA)_Existing_Food Preparation_Natural Gas_Fryer_E9 | F2 | Commercial | Health (WA) | Existing | Food Preparation | Natural Gas | Fryer | E9 | RVT - Cost of Operation | 0 | 0 | 0 | 0 | 0 | 0 | 0 | 0 | 0 | 0 | 0 | 0 | 0 | 0 | 0 | 0 | 0 | 0 | 0 | 0 | 0 | 0 | 0 | 0 | 0 | 0 | 0
F2_Commercial_Health (WA)_Existing_Food Preparation_Natural Gas_Fryer_E10 | F2 | Commercial | Health (WA) | Existing | Food Preparation | Natural Gas | Fryer | E10 | RVT - Cost of Operation | 0 | 0 | 0 | 0 | 0 | 0 | 0 | 0 | 0 | 0 | 0 | 0 | 0 | 0 | 0 | 0 | 0 | 0 | 0 | 0 | 0 | 0 | 0 | 0 | 0 | 0 | 0
F3_Commercial_Health (WA)_Existing_Food Preparation_Natural Gas_Fryer_E1 | F3 | Commercial | Health (WA) | Existing | Food Preparation | Natural Gas | Fryer | E1 | System - kBTUs of Consumption | 33.8657 | 33.8657 | 33.8657 | 33.8657 | 33.8657 | 33.8657 | 33.8657 | 33.8657 | 33.8657 | 33.8657 | 33.8657 | 33.8657 | 33.8657 | 33.8657 | 33.8657 | 33.8657 | 33.8657 | 33.8657 | 33.8657 | 33.8657 | 33.8657 | 33.8657 | 33.8657 | 33.8657 | 33.8657 | 33.8657 | 33.8657
F3_Commercial_Health (WA)_Existing_Food Preparation_Natural Gas_Fryer_E2 | F3 | Commercial | Health (WA) | Existing | Food Preparation | Natural Gas | Fryer | E2 | System - kBTUs of Consumption | 23.3573 | 23.3573 | 23.3573 | 23.3573 | 23.3573 | 23.3573 | 23.3573 | 23.3573 | 23.3573 | 23.3573 | 23.3573 | 23.3573 | 23.3573 | 23.3573 | 23.3573 | 23.3573 | 23.3573 | 23.3573 | 23.3573 | 23.3573 | 23.3573 | 23.3573 | 23.3573 | 23.3573 | 23.3573 | 23.3573 | 23.3573
F3_Commercial_Health (WA)_Existing_Food Preparation_Natural Gas_Fryer_E3 | F3 | Commercial | Health (WA) | Existing | Food Preparation | Natural Gas | Fryer | E3 | System - kBTUs of Consumption | 0 | 0 | 0 | 0 | 0 | 0 | 0 | 0 | 0 | 0 | 0 | 0 | 0 | 0 | 0 | 0 | 0 | 0 | 0 | 0 | 0 | 0 | 0 | 0 | 0 | 0 | 0
F3_Commercial_Health (WA)_Existing_Food Preparation_Natural Gas_Fryer_E4 | F3 | Commercial | Health (WA) | Existing | Food Preparation | Natural Gas | Fryer | E4 | System - kBTUs of Consumption | 0 | 0 | 0 | 0 | 0 | 0 | 0 | 0 | 0 | 0 | 0 | 0 | 0 | 0 | 0 | 0 | 0 | 0 | 0 | 0 | 0 | 0 | 0 | 0 | 0 | 0 | 0
F3_Commercial_Health (WA)_Existing_Food Preparation_Natural Gas_Fryer_E5 | F3 | Commercial | Health (WA) | Existing | Food Preparation | Natural Gas | Fryer | E5 | System - kBTUs of Consumption | 0 | 0 | 0 | 0 | 0 | 0 | 0 | 0 | 0 | 0 | 0 | 0 | 0 | 0 | 0 | 0 | 0 | 0 | 0 | 0 | 0 | 0 | 0 | 0 | 0 | 0 | 0
F3_Commercial_Health (WA)_Existing_Food Preparation_Natural Gas_Fryer_E6 | F3 | Commercial | Health (WA) | Existing | Food Preparation | Natural Gas | Fryer | E6 | System - kBTUs of Consumption | 0 | 0 | 0 | 0 | 0 | 0 | 0 | 0 | 0 | 0 | 0 | 0 | 0 | 0 | 0 | 0 | 0 | 0 | 0 | 0 | 0 | 0 | 0 | 0 | 0 | 0 | 0
F3_Commercial_Health (WA)_Existing_Food Preparation_Natural Gas_Fryer_E7 | F3 | Commercial | Health (WA) | Existing | Food Preparation | Natural Gas | Fryer | E7 | System - kBTUs of Consumption | 0 | 0 | 0 | 0 | 0 | 0 | 0 | 0 | 0 | 0 | 0 | 0 | 0 | 0 | 0 | 0 | 0 | 0 | 0 | 0 | 0 | 0 | 0 | 0 | 0 | 0 | 0
F3_Commercial_Health (WA)_Existing_Food Preparation_Natural Gas_Fryer_E8 | F3 | Commercial | Health (WA) | Existing | Food Preparation | Natural Gas | Fryer | E8 | System - kBTUs of Consumption | 0 | 0 | 0 | 0 | 0 | 0 | 0 | 0 | 0 | 0 | 0 | 0 | 0 | 0 | 0 | 0 | 0 | 0 | 0 | 0 | 0 | 0 | 0 | 0 | 0 | 0 | 0
F3_Commercial_Health (WA)_Existing_Food Preparation_Natural Gas_Fryer_E9 | F3 | Commercial | Health (WA) | Existing | Food Preparation | Natural Gas | Fryer | E9 | System - kBTUs of Consumption | 0 | 0 | 0 | 0 | 0 | 0 | 0 | 0 | 0 | 0 | 0 | 0 | 0 | 0 | 0 | 0 | 0 | 0 | 0 | 0 | 0 | 0 | 0 | 0 | 0 | 0 | 0
F3_Commercial_Health (WA)_Existing_Food Preparation_Natural Gas_Fryer_E10 | F3 | Commercial | Health (WA) | Existing | Food Preparation | Natural Gas | Fryer | E10 | System - kBTUs of Consumption | 0 | 0 | 0 | 0 | 0 | 0 | 0 | 0 | 0 | 0 | 0 | 0 | 0 | 0 | 0 | 0 | 0 | 0 | 0 | 0 | 0 | 0 | 0 | 0 | 0 | 0 | 0
F4_Commercial_Health (WA)_Existing_Food Preparation_Natural Gas_Fryer_E1 | F4 | Commercial | Health (WA) | Existing | Food Preparation | Natural Gas | Fryer | E1 | Utility - Cost of Equipment | 0.014545 | 0.014545 | 0.014545 | 0.014545 | 0.014545 | 0.014545 | 0.014545 | 0.014545 | 0.014545 | 0.014545 | 0.014545 | 0.014545 | 0.014545 | 0.014545 | 0.014545 | 0.014545 | 0.014545 | 0.014545 | 0.014545 | 0.014545 | 0.014545 | 0.014545 | 0.014545 | 0.014545 | 0.014545 | 0.014545 | 0.014545
F4_Commercial_Health (WA)_Existing_Food Preparation_Natural Gas_Fryer_E2 | F4 | Commercial | Health (WA) | Existing | Food Preparation | Natural Gas | Fryer | E2 | Utility - Cost of Equipment | 0.021526 | 0.021526 | 0.021526 | 0.021526 | 0.021526 | 0.021526 | 0.021526 | 0.021526 | 0.021526 | 0.021526 | 0.021526 | 0.021526 | 0.021526 | 0.021526 | 0.021526 | 0.021526 | 0.021526 | 0.021526 | 0.021526 | 0.021526 | 0.021526 | 0.021526 | 0.021526 | 0.021526 | 0.021526 | 0.021526 | 0.021526
F4_Commercial_Health (WA)_Existing_Food Preparation_Natural Gas_Fryer_E3 | F4 | Commercial | Health (WA) | Existing | Food Preparation | Natural Gas | Fryer | E3 | Utility - Cost of Equipment | 0 | 0 | 0 | 0 | 0 | 0 | 0 | 0 | 0 | 0 | 0 | 0 | 0 | 0 | 0 | 0 | 0 | 0 | 0 | 0 | 0 | 0 | 0 | 0 | 0 | 0 | 0
F4_Commercial_Health (WA)_Existing_Food Preparation_Natural Gas_Fryer_E4 | F4 | Commercial | Health (WA) | Existing | Food Preparation | Natural Gas | Fryer | E4 | Utility - Cost of Equipment | 0 | 0 | 0 | 0 | 0 | 0 | 0 | 0 | 0 | 0 | 0 | 0 | 0 | 0 | 0 | 0 | 0 | 0 | 0 | 0 | 0 | 0 | 0 | 0 | 0 | 0 | 0
F4_Commercial_Health (WA)_Existing_Food Preparation_Natural Gas_Fryer_E5 | F4 | Commercial | Health (WA) | Existing | Food Preparation | Natural Gas | Fryer | E5 | Utility - Cost of Equipment | 0 | 0 | 0 | 0 | 0 | 0 | 0 | 0 | 0 | 0 | 0 | 0 | 0 | 0 | 0 | 0 | 0 | 0 | 0 | 0 | 0 | 0 | 0 | 0 | 0 | 0 | 0
F4_Commercial_Health (WA)_Existing_Food Preparation_Natural Gas_Fryer_E6 | F4 | Commercial | Health (WA) | Existing | Food Preparation | Natural Gas | Fryer | E6 | Utility - Cost of Equipment | 0 | 0 | 0 | 0 | 0 | 0 | 0 | 0 | 0 | 0 | 0 | 0 | 0 | 0 | 0 | 0 | 0 | 0 | 0 | 0 | 0 | 0 | 0 | 0 | 0 | 0 | 0
F4_Commercial_Health (WA)_Existing_Food Preparation_Natural Gas_Fryer_E7 | F4 | Commercial | Health (WA) | Existing | Food Preparation | Natural Gas | Fryer | E7 | Utility - Cost of Equipment | 0 | 0 | 0 | 0 | 0 | 0 | 0 | 0 | 0 | 0 | 0 | 0 | 0 | 0 | 0 | 0 | 0 | 0 | 0 | 0 | 0 | 0 | 0 | 0 | 0 | 0 | 0
F4_Commercial_Health (WA)_Existing_Food Preparation_Natural Gas_Fryer_E8 | F4 | Commercial | Health (WA) | Existing | Food Preparation | Natural Gas | Fryer | E8 | Utility - Cost of Equipment | 0 | 0 | 0 | 0 | 0 | 0 | 0 | 0 | 0 | 0 | 0 | 0 | 0 | 0 | 0 | 0 | 0 | 0 | 0 | 0 | 0 | 0 | 0 | 0 | 0 | 0 | 0
F4_Commercial_Health (WA)_Existing_Food Preparation_Natural Gas_Fryer_E9 | F4 | Commercial | Health (WA) | Existing | Food Preparation | Natural Gas | Fryer | E9 | Utility - Cost of Equipment | 0 | 0 | 0 | 0 | 0 | 0 | 0 | 0 | 0 | 0 | 0 | 0 | 0 | 0 | 0 | 0 | 0 | 0 | 0 | 0 | 0 | 0 | 0 | 0 | 0 | 0 | 0
F4_Commercial_Health (WA)_Existing_Food Preparation_Natural Gas_Fryer_E10 | F4 | Commercial | Health (WA) | Existing | Food Preparation | Natural Gas | Fryer | E10 | Utility - Cost of Equipment | 0 | 0 | 0 | 0 | 0 | 0 | 0 | 0 | 0 | 0 | 0 | 0 | 0 | 0 | 0 | 0 | 0 | 0 | 0 | 0 | 0 | 0 | 0 | 0 | 0 | 0 | 0
F5_Commercial_Health (WA)_Existing_Food Preparation_Natural Gas_Fryer_E1 | F5 | Commercial | Health (WA) | Existing | Food Preparation | Natural Gas | Fryer | E1 | Utility - Cost of Operation | 0.12556 | 0.12886 | 0.13256 | 0.13671 | 0.14133 | 0.14679 | 0.15235 | 0.15783 | 0.1631 | 0.16845 | 0.1728 | 0.17691 | 0.1813 | 0.18563 | 0.18955 | 0.19327 | 0.19666 | 0.20002 | 0.20358 | 0.20708 | 0.21067 | 0.21439 | 0.21816 | 0.22204 | 0.22598 | 0.22999 | 0.23408
F5_Commercial_Health (WA)_Existing_Food Preparation_Natural Gas_Fryer_E2 | F5 | Commercial | Health (WA) | Existing | Food Preparation | Natural Gas | Fryer | E2 | Utility - Cost of Operation | 0.086601 | 0.088876 | 0.091429 | 0.094288 | 0.097473 | 0.10124 | 0.10508 | 0.10886 | 0.11249 | 0.11618 | 0.11918 | 0.12201 | 0.12505 | 0.12803 | 0.13073 | 0.1333 | 0.13563 | 0.13795 | 0.14041 | 0.14283 | 0.1453 | 0.14787 | 0.15047 | 0.15314 | 0.15586 | 0.15863 | 0.16145
F5_Commercial_Health (WA)_Existing_Food Preparation_Natural Gas_Fryer_E3 | F5 | Commercial | Health (WA) | Existing | Food Preparation | Natural Gas | Fryer | E3 | Utility - Cost of Operation | 0 | 0 | 0 | 0 | 0 | 0 | 0 | 0 | 0 | 0 | 0 | 0 | 0 | 0 | 0 | 0 | 0 | 0 | 0 | 0 | 0 | 0 | 0 | 0 | 0 | 0 | 0
F5_Commercial_Health (WA)_Existing_Food Preparation_Natural Gas_Fryer_E4 | F5 | Commercial | Health (WA) | Existing | Food Preparation | Natural Gas | Fryer | E4 | Utility - Cost of Operation | 0 | 0 | 0 | 0 | 0 | 0 | 0 | 0 | 0 | 0 | 0 | 0 | 0 | 0 | 0 | 0 | 0 | 0 | 0 | 0 | 0 | 0 | 0 | 0 | 0 | 0 | 0
F5_Commercial_Health (WA)_Existing_Food Preparation_Natural Gas_Fryer_E5 | F5 | Commercial | Health (WA) | Existing | Food Preparation | Natural Gas | Fryer | E5 | Utility - Cost of Operation | 0 | 0 | 0 | 0 | 0 | 0 | 0 | 0 | 0 | 0 | 0 | 0 | 0 | 0 | 0 | 0 | 0 | 0 | 0 | 0 | 0 | 0 | 0 | 0 | 0 | 0 | 0
F5_Commercial_Health (WA)_Existing_Food Preparation_Natural Gas_Fryer_E6 | F5 | Commercial | Health (WA) | Existing | Food Preparation | Natural Gas | Fryer | E6 | Utility - Cost of Operation | 0 | 0 | 0 | 0 | 0 | 0 | 0 | 0 | 0 | 0 | 0 | 0 | 0 | 0 | 0 | 0 | 0 | 0 | 0 | 0 | 0 | 0 | 0 | 0 | 0 | 0 | 0
F5_Commercial_Health (WA)_Existing_Food Preparation_Natural Gas_Fryer_E7 | F5 | Commercial | Health (WA) | Existing | Food Preparation | Natural Gas | Fryer | E7 | Utility - Cost of Operation | 0 | 0 | 0 | 0 | 0 | 0 | 0 | 0 | 0 | 0 | 0 | 0 | 0 | 0 | 0 | 0 | 0 | 0 | 0 | 0 | 0 | 0 | 0 | 0 | 0 | 0 | 0
F5_Commercial_Health (WA)_Existing_Food Preparation_Natural Gas_Fryer_E8 | F5 | Commercial | Health (WA) | Existing | Food Preparation | Natural Gas | Fryer | E8 | Utility - Cost of Operation | 0 | 0 | 0 | 0 | 0 | 0 | 0 | 0 | 0 | 0 | 0 | 0 | 0 | 0 | 0 | 0 | 0 | 0 | 0 | 0 | 0 | 0 | 0 | 0 | 0 | 0 | 0
F5_Commercial_Health (WA)_Existing_Food Preparation_Natural Gas_Fryer_E9 | F5 | Commercial | Health (WA) | Existing | Food Preparation | Natural Gas | Fryer | E9 | Utility - Cost of Operation | 0 | 0 | 0 | 0 | 0 | 0 | 0 | 0 | 0 | 0 | 0 | 0 | 0 | 0 | 0 | 0 | 0 | 0 | 0 | 0 | 0 | 0 | 0 | 0 | 0 | 0 | 0
F5_Commercial_Health (WA)_Existing_Food Preparation_Natural Gas_Fryer_E10 | F5 | Commercial | Health (WA) | Existing | Food Preparation | Natural Gas | Fryer | E10 | Utility - Cost of Operation | 0 | 0 | 0 | 0 | 0 | 0 | 0 | 0 | 0 | 0 | 0 | 0 | 0 | 0 | 0 | 0 | 0 | 0 | 0 | 0 | 0 | 0 | 0 | 0 | 0 | 0 | 0
F6_Commercial_Health (WA)_Existing_Food Preparation_Natural Gas_Fryer_E1 | F6 | Commercial | Health (WA) | Existing | Food Preparation | Natural Gas | Fryer | E1 | Utility - Value of Sales | 0.14637 | 0.14932 | 0.15263 | 0.15635 | 0.16049 | 0.1655 | 0.17048 | 0.17518 | 0.17944 | 0.1836 | 0.1879 | 0.19184 | 0.19605 | 0.20013 | 0.20372 | 0.20702 | 0.2099 | 0.21268 | 0.21562 | 0.2184 | 0.22121 | 0.22511 | 0.22907 | 0.23314 | 0.23728 | 0.24149 | 0.24578
F6_Commercial_Health (WA)_Existing_Food Preparation_Natural Gas_Fryer_E2 | F6 | Commercial | Health (WA) | Existing | Food Preparation | Natural Gas | Fryer | E2 | Utility - Value of Sales | 0.10096 | 0.10298 | 0.10527 | 0.10783 | 0.11069 | 0.11415 | 0.11758 | 0.12082 | 0.12376 | 0.12663 | 0.12959 | 0.13231 | 0.13522 | 0.13803 | 0.14051 | 0.14278 | 0.14477 | 0.14669 | 0.14871 | 0.15063 | 0.15257 | 0.15526 | 0.15799 | 0.1608 | 0.16365 | 0.16656 | 0.16952
F6_Commercial_Health (WA)_Existing_Food Preparation_Natural Gas_Fryer_E3 | F6 | Commercial | Health (WA) | Existing | Food Preparation | Natural Gas | Fryer | E3 | Utility - Value of Sales | 0 | 0 | 0 | 0 | 0 | 0 | 0 | 0 | 0 | 0 | 0 | 0 | 0 | 0 | 0 | 0 | 0 | 0 | 0 | 0 | 0 | 0 | 0 | 0 | 0 | 0 | 0
F6_Commercial_Health (WA)_Existing_Food Preparation_Natural Gas_Fryer_E4 | F6 | Commercial | Health (WA) | Existing | Food Preparation | Natural Gas | Fryer | E4 | Utility - Value of Sales | 0 | 0 | 0 | 0 | 0 | 0 | 0 | 0 | 0 | 0 | 0 | 0 | 0 | 0 | 0 | 0 | 0 | 0 | 0 | 0 | 0 | 0 | 0 | 0 | 0 | 0 | 0
F6_Commercial_Health (WA)_Existing_Food Preparation_Natural Gas_Fryer_E5 | F6 | Commercial | Health (WA) | Existing | Food Preparation | Natural Gas | Fryer | E5 | Utility - Value of Sales | 0 | 0 | 0 | 0 | 0 | 0 | 0 | 0 | 0 | 0 | 0 | 0 | 0 | 0 | 0 | 0 | 0 | 0 | 0 | 0 | 0 | 0 | 0 | 0 | 0 | 0 | 0
F6_Commercial_Health (WA)_Existing_Food Preparation_Natural Gas_Fryer_E6 | F6 | Commercial | Health (WA) | Existing | Food Preparation | Natural Gas | Fryer | E6 | Utility - Value of Sales | 0 | 0 | 0 | 0 | 0 | 0 | 0 | 0 | 0 | 0 | 0 | 0 | 0 | 0 | 0 | 0 | 0 | 0 | 0 | 0 | 0 | 0 | 0 | 0 | 0 | 0 | 0
F6_Commercial_Health (WA)_Existing_Food Preparation_Natural Gas_Fryer_E7 | F6 | Commercial | Health (WA) | Existing | Food Preparation | Natural Gas | Fryer | E7 | Utility - Value of Sales | 0 | 0 | 0 | 0 | 0 | 0 | 0 | 0 | 0 | 0 | 0 | 0 | 0 | 0 | 0 | 0 | 0 | 0 | 0 | 0 | 0 | 0 | 0 | 0 | 0 | 0 | 0
F6_Commercial_Health (WA)_Existing_Food Preparation_Natural Gas_Fryer_E8 | F6 | Commercial | Health (WA) | Existing | Food Preparation | Natural Gas | Fryer | E8 | Utility - Value of Sales | 0 | 0 | 0 | 0 | 0 | 0 | 0 | 0 | 0 | 0 | 0 | 0 | 0 | 0 | 0 | 0 | 0 | 0 | 0 | 0 | 0 | 0 | 0 | 0 | 0 | 0 | 0
F6_Commercial_Health (WA)_Existing_Food Preparation_Natural Gas_Fryer_E9 | F6 | Commercial | Health (WA) | Existing | Food Preparation | Natural Gas | Fryer | E9 | Utility - Value of Sales | 0 | 0 | 0 | 0 | 0 | 0 | 0 | 0 | 0 | 0 | 0 | 0 | 0 | 0 | 0 | 0 | 0 | 0 | 0 | 0 | 0 | 0 | 0 | 0 | 0 | 0 | 0
F6_Commercial_Health (WA)_Existing_Food Preparation_Natural Gas_Fryer_E10 | F6 | Commercial | Health (WA) | Existing | Food Preparation | Natural Gas | Fryer | E10 | Utility - Value of Sales | 0 | 0 | 0 | 0 | 0 | 0 | 0 | 0 | 0 | 0 | 0 | 0 | 0 | 0 | 0 | 0 | 0 | 0 | 0 | 0 | 0 | 0 | 0 | 0 | 0 | 0 | 0
F1_Commercial_Health (WA)_Existing_Food Preparation_Natural Gas_Broiler_E1 | F1 | Commercial | Health (WA) | Existing | Food Preparation | Natural Gas | Broiler | E1 | RVT - Cost of Equipment | 0.0037688 | 0.0037688 | 0.0037688 | 0.0037688 | 0.0037688 | 0.0037688 | 0.0037688 | 0.0037688 | 0.0037688 | 0.0037688 | 0.0037688 | 0.0037688 | 0.0037688 | 0.0037688 | 0.0037688 | 0.0037688 | 0.0037688 | 0.0037688 | 0.0037688 | 0.0037688 | 0.0037688 | 0.0037688 | 0.0037688 | 0.0037688 | 0.0037688 | 0.0037688 | 0.0037688
F1_Commercial_Health (WA)_Existing_Food Preparation_Natural Gas_Broiler_E2 | F1 | Commercial | Health (WA) | Existing | Food Preparation | Natural Gas | Broiler | E2 | RVT - Cost of Equipment | 0.0052763 | 0.0052763 | 0.0052763 | 0.0052763 | 0.0052763 | 0.0052763 | 0.0052763 | 0.0052763 | 0.0052763 | 0.0052763 | 0.0052763 | 0.0052763 | 0.0052763 | 0.0052763 | 0.0052763 | 0.0052763 | 0.0052763 | 0.0052763 | 0.0052763 | 0.0052763 | 0.0052763 | 0.0052763 | 0.0052763 | 0.0052763 | 0.0052763 | 0.0052763 | 0.0052763
F1_Commercial_Health (WA)_Existing_Food Preparation_Natural Gas_Broiler_E3 | F1 | Commercial | Health (WA) | Existing | Food Preparation | Natural Gas | Broiler | E3 | RVT - Cost of Equipment | 0 | 0 | 0 | 0 | 0 | 0 | 0 | 0 | 0 | 0 | 0 | 0 | 0 | 0 | 0 | 0 | 0 | 0 | 0 | 0 | 0 | 0 | 0 | 0 | 0 | 0 | 0
F1_Commercial_Health (WA)_Existing_Food Preparation_Natural Gas_Broiler_E4 | F1 | Commercial | Health (WA) | Existing | Food Preparation | Natural Gas | Broiler | E4 | RVT - Cost of Equipment | 0 | 0 | 0 | 0 | 0 | 0 | 0 | 0 | 0 | 0 | 0 | 0 | 0 | 0 | 0 | 0 | 0 | 0 | 0 | 0 | 0 | 0 | 0 | 0 | 0 | 0 | 0
F1_Commercial_Health (WA)_Existing_Food Preparation_Natural Gas_Broiler_E5 | F1 | Commercial | Health (WA) | Existing | Food Preparation | Natural Gas | Broiler | E5 | RVT - Cost of Equipment | 0 | 0 | 0 | 0 | 0 | 0 | 0 | 0 | 0 | 0 | 0 | 0 | 0 | 0 | 0 | 0 | 0 | 0 | 0 | 0 | 0 | 0 | 0 | 0 | 0 | 0 | 0
F1_Commercial_Health (WA)_Existing_Food Preparation_Natural Gas_Broiler_E6 | F1 | Commercial | Health (WA) | Existing | Food Preparation | Natural Gas | Broiler | E6 | RVT - Cost of Equipment | 0 | 0 | 0 | 0 | 0 | 0 | 0 | 0 | 0 | 0 | 0 | 0 | 0 | 0 | 0 | 0 | 0 | 0 | 0 | 0 | 0 | 0 | 0 | 0 | 0 | 0 | 0
F1_Commercial_Health (WA)_Existing_Food Preparation_Natural Gas_Broiler_E7 | F1 | Commercial | Health (WA) | Existing | Food Preparation | Natural Gas | Broiler | E7 | RVT - Cost of Equipment | 0 | 0 | 0 | 0 | 0 | 0 | 0 | 0 | 0 | 0 | 0 | 0 | 0 | 0 | 0 | 0 | 0 | 0 | 0 | 0 | 0 | 0 | 0 | 0 | 0 | 0 | 0
F1_Commercial_Health (WA)_Existing_Food Preparation_Natural Gas_Broiler_E8 | F1 | Commercial | Health (WA) | Existing | Food Preparation | Natural Gas | Broiler | E8 | RVT - Cost of Equipment | 0 | 0 | 0 | 0 | 0 | 0 | 0 | 0 | 0 | 0 | 0 | 0 | 0 | 0 | 0 | 0 | 0 | 0 | 0 | 0 | 0 | 0 | 0 | 0 | 0 | 0 | 0
F1_Commercial_Health (WA)_Existing_Food Preparation_Natural Gas_Broiler_E9 | F1 | Commercial | Health (WA) | Existing | Food Preparation | Natural Gas | Broiler | E9 | RVT - Cost of Equipment | 0 | 0 | 0 | 0 | 0 | 0 | 0 | 0 | 0 | 0 | 0 | 0 | 0 | 0 | 0 | 0 | 0 | 0 | 0 | 0 | 0 | 0 | 0 | 0 | 0 | 0 | 0
F1_Commercial_Health (WA)_Existing_Food Preparation_Natural Gas_Broiler_E10 | F1 | Commercial | Health (WA) | Existing | Food Preparation | Natural Gas | Broiler | E10 | RVT - Cost of Equipment | 0 | 0 | 0 | 0 | 0 | 0 | 0 | 0 | 0 | 0 | 0 | 0 | 0 | 0 | 0 | 0 | 0 | 0 | 0 | 0 | 0 | 0 | 0 | 0 | 0 | 0 | 0
F2_Commercial_Health (WA)_Existing_Food Preparation_Natural Gas_Broiler_E1 | F2 | Commercial | Health (WA) | Existing | Food Preparation | Natural Gas | Broiler | E1 | RVT - Cost of Operation | 0.14501 | 0.14775 | 0.15096 | 0.15471 | 0.15901 | 0.16436 | 0.16974 | 0.17484 | 0.17946 | 0.18394 | 0.18858 | 0.19279 | 0.19725 | 0.20146 | 0.20508 | 0.20835 | 0.21111 | 0.21375 | 0.21656 | 0.21918 | 0.22181 | 0.22573 | 0.22968 | 0.23376 | 0.23792 | 0.24214 | 0.24645
F2_Commercial_Health (WA)_Existing_Food Preparation_Natural Gas_Broiler_E2 | F2 | Commercial | Health (WA) | Existing | Food Preparation | Natural Gas | Broiler | E2 | RVT - Cost of Operation | 0.12368 | 0.12602 | 0.12876 | 0.13196 | 0.13562 | 0.14019 | 0.14477 | 0.14913 | 0.15307 | 0.15689 | 0.16084 | 0.16444 | 0.16824 | 0.17183 | 0.17492 | 0.1777 | 0.18006 | 0.18231 | 0.18471 | 0.18695 | 0.18919 | 0.19253 | 0.1959 | 0.19938 | 0.20293 | 0.20653 | 0.2102
F2_Commercial_Health (WA)_Existing_Food Preparation_Natural Gas_Broiler_E3 | F2 | Commercial | Health (WA) | Existing | Food Preparation | Natural Gas | Broiler | E3 | RVT - Cost of Operation | 0 | 0 | 0 | 0 | 0 | 0 | 0 | 0 | 0 | 0 | 0 | 0 | 0 | 0 | 0 | 0 | 0 | 0 | 0 | 0 | 0 | 0 | 0 | 0 | 0 | 0 | 0
F2_Commercial_Health (WA)_Existing_Food Preparation_Natural Gas_Broiler_E4 | F2 | Commercial | Health (WA) | Existing | Food Preparation | Natural Gas | Broiler | E4 | RVT - Cost of Operation | 0 | 0 | 0 | 0 | 0 | 0 | 0 | 0 | 0 | 0 | 0 | 0 | 0 | 0 | 0 | 0 | 0 | 0 | 0 | 0 | 0 | 0 | 0 | 0 | 0 | 0 | 0
F2_Commercial_Health (WA)_Existing_Food Preparation_Natural Gas_Broiler_E5 | F2 | Commercial | Health (WA) | Existing | Food Preparation | Natural Gas | Broiler | E5 | RVT - Cost of Operation | 0 | 0 | 0 | 0 | 0 | 0 | 0 | 0 | 0 | 0 | 0 | 0 | 0 | 0 | 0 | 0 | 0 | 0 | 0 | 0 | 0 | 0 | 0 | 0 | 0 | 0 | 0
F2_Commercial_Health (WA)_Existing_Food Preparation_Natural Gas_Broiler_E6 | F2 | Commercial | Health (WA) | Existing | Food Preparation | Natural Gas | Broiler | E6 | RVT - Cost of Operation | 0 | 0 | 0 | 0 | 0 | 0 | 0 | 0 | 0 | 0 | 0 | 0 | 0 | 0 | 0 | 0 | 0 | 0 | 0 | 0 | 0 | 0 | 0 | 0 | 0 | 0 | 0
F2_Commercial_Health (WA)_Existing_Food Preparation_Natural Gas_Broiler_E7 | F2 | Commercial | Health (WA) | Existing | Food Preparation | Natural Gas | Broiler | E7 | RVT - Cost of Operation | 0 | 0 | 0 | 0 | 0 | 0 | 0 | 0 | 0 | 0 | 0 | 0 | 0 | 0 | 0 | 0 | 0 | 0 | 0 | 0 | 0 | 0 | 0 | 0 | 0 | 0 | 0
F2_Commercial_Health (WA)_Existing_Food Preparation_Natural Gas_Broiler_E8 | F2 | Commercial | Health (WA) | Existing | Food Preparation | Natural Gas | Broiler | E8 | RVT - Cost of Operation | 0 | 0 | 0 | 0 | 0 | 0 | 0 | 0 | 0 | 0 | 0 | 0 | 0 | 0 | 0 | 0 | 0 | 0 | 0 | 0 | 0 | 0 | 0 | 0 | 0 | 0 | 0
F2_Commercial_Health (WA)_Existing_Food Preparation_Natural Gas_Broiler_E9 | F2 | Commercial | Health (WA) | Existing | Food Preparation | Natural Gas | Broiler | E9 | RVT - Cost of Operation | 0 | 0 | 0 | 0 | 0 | 0 | 0 | 0 | 0 | 0 | 0 | 0 | 0 | 0 | 0 | 0 | 0 | 0 | 0 | 0 | 0 | 0 | 0 | 0 | 0 | 0 | 0
F2_Commercial_Health (WA)_Existing_Food Preparation_Natural Gas_Broiler_E10 | F2 | Commercial | Health (WA) | Existing | Food Preparation | Natural Gas | Broiler | E10 | RVT - Cost of Operation | 0 | 0 | 0 | 0 | 0 | 0 | 0 | 0 | 0 | 0 | 0 | 0 | 0 | 0 | 0 | 0 | 0 | 0 | 0 | 0 | 0 | 0 | 0 | 0 | 0 | 0 | 0
F3_Commercial_Health (WA)_Existing_Food Preparation_Natural Gas_Broiler_E1 | F3 | Commercial | Health (WA) | Existing | Food Preparation | Natural Gas | Broiler | E1 | System - kBTUs of Consumption | 34.5935 | 34.5935 | 34.5935 | 34.5935 | 34.5935 | 34.5935 | 34.5935 | 34.5935 | 34.5935 | 34.5935 | 34.5935 | 34.5935 | 34.5935 | 34.5935 | 34.5935 | 34.5935 | 34.5935 | 34.5935 | 34.5935 | 34.5935 | 34.5935 | 34.5935 | 34.5935 | 34.5935 | 34.5935 | 34.5935 | 34.5935
F3_Commercial_Health (WA)_Existing_Food Preparation_Natural Gas_Broiler_E2 | F3 | Commercial | Health (WA) | Existing | Food Preparation | Natural Gas | Broiler | E2 | System - kBTUs of Consumption | 29.5056 | 29.5056 | 29.5056 | 29.5056 | 29.5056 | 29.5056 | 29.5056 | 29.5056 | 29.5056 | 29.5056 | 29.5056 | 29.5056 | 29.5056 | 29.5056 | 29.5056 | 29.5056 | 29.5056 | 29.5056 | 29.5056 | 29.5056 | 29.5056 | 29.5056 | 29.5056 | 29.5056 | 29.5056 | 29.5056 | 29.5056
F3_Commercial_Health (WA)_Existing_Food Preparation_Natural Gas_Broiler_E3 | F3 | Commercial | Health (WA) | Existing | Food Preparation | Natural Gas | Broiler | E3 | System - kBTUs of Consumption | 0 | 0 | 0 | 0 | 0 | 0 | 0 | 0 | 0 | 0 | 0 | 0 | 0 | 0 | 0 | 0 | 0 | 0 | 0 | 0 | 0 | 0 | 0 | 0 | 0 | 0 | 0
F3_Commercial_Health (WA)_Existing_Food Preparation_Natural Gas_Broiler_E4 | F3 | Commercial | Health (WA) | Existing | Food Preparation | Natural Gas | Broiler | E4 | System - kBTUs of Consumption | 0 | 0 | 0 | 0 | 0 | 0 | 0 | 0 | 0 | 0 | 0 | 0 | 0 | 0 | 0 | 0 | 0 | 0 | 0 | 0 | 0 | 0 | 0 | 0 | 0 | 0 | 0
F3_Commercial_Health (WA)_Existing_Food Preparation_Natural Gas_Broiler_E5 | F3 | Commercial | Health (WA) | Existing | Food Preparation | Natural Gas | Broiler | E5 | System - kBTUs of Consumption | 0 | 0 | 0 | 0 | 0 | 0 | 0 | 0 | 0 | 0 | 0 | 0 | 0 | 0 | 0 | 0 | 0 | 0 | 0 | 0 | 0 | 0 | 0 | 0 | 0 | 0 | 0
F3_Commercial_Health (WA)_Existing_Food Preparation_Natural Gas_Broiler_E6 | F3 | Commercial | Health (WA) | Existing | Food Preparation | Natural Gas | Broiler | E6 | System - kBTUs of Consumption | 0 | 0 | 0 | 0 | 0 | 0 | 0 | 0 | 0 | 0 | 0 | 0 | 0 | 0 | 0 | 0 | 0 | 0 | 0 | 0 | 0 | 0 | 0 | 0 | 0 | 0 | 0
F3_Commercial_Health (WA)_Existing_Food Preparation_Natural Gas_Broiler_E7 | F3 | Commercial | Health (WA) | Existing | Food Preparation | Natural Gas | Broiler | E7 | System - kBTUs of Consumption | 0 | 0 | 0 | 0 | 0 | 0 | 0 | 0 | 0 | 0 | 0 | 0 | 0 | 0 | 0 | 0 | 0 | 0 | 0 | 0 | 0 | 0 | 0 | 0 | 0 | 0 | 0
F3_Commercial_Health (WA)_Existing_Food Preparation_Natural Gas_Broiler_E8 | F3 | Commercial | Health (WA) | Existing | Food Preparation | Natural Gas | Broiler | E8 | System - kBTUs of Consumption | 0 | 0 | 0 | 0 | 0 | 0 | 0 | 0 | 0 | 0 | 0 | 0 | 0 | 0 | 0 | 0 | 0 | 0 | 0 | 0 | 0 | 0 | 0 | 0 | 0 | 0 | 0
F3_Commercial_Health (WA)_Existing_Food Preparation_Natural Gas_Broiler_E9 | F3 | Commercial | Health (WA) | Existing | Food Preparation | Natural Gas | Broiler | E9 | System - kBTUs of Consumption | 0 | 0 | 0 | 0 | 0 | 0 | 0 | 0 | 0 | 0 | 0 | 0 | 0 | 0 | 0 | 0 | 0 | 0 | 0 | 0 | 0 | 0 | 0 | 0 | 0 | 0 | 0
F3_Commercial_Health (WA)_Existing_Food Preparation_Natural Gas_Broiler_E10 | F3 | Commercial | Health (WA) | Existing | Food Preparation | Natural Gas | Broiler | E10 | System - kBTUs of Consumption | 0 | 0 | 0 | 0 | 0 | 0 | 0 | 0 | 0 | 0 | 0 | 0 | 0 | 0 | 0 | 0 | 0 | 0 | 0 | 0 | 0 | 0 | 0 | 0 | 0 | 0 | 0
F4_Commercial_Health (WA)_Existing_Food Preparation_Natural Gas_Broiler_E1 | F4 | Commercial | Health (WA) | Existing | Food Preparation | Natural Gas | Broiler | E1 | Utility - Cost of Equipment | 0.0037688 | 0.0037688 | 0.0037688 | 0.0037688 | 0.0037688 | 0.0037688 | 0.0037688 | 0.0037688 | 0.0037688 | 0.0037688 | 0.0037688 | 0.0037688 | 0.0037688 | 0.0037688 | 0.0037688 | 0.0037688 | 0.0037688 | 0.0037688 | 0.0037688 | 0.0037688 | 0.0037688 | 0.0037688 | 0.0037688 | 0.0037688 | 0.0037688 | 0.0037688 | 0.0037688
F4_Commercial_Health (WA)_Existing_Food Preparation_Natural Gas_Broiler_E2 | F4 | Commercial | Health (WA) | Existing | Food Preparation | Natural Gas | Broiler | E2 | Utility - Cost of Equipment | 0.0052763 | 0.0052763 | 0.0052763 | 0.0052763 | 0.0052763 | 0.0052763 | 0.0052763 | 0.0052763 | 0.0052763 | 0.0052763 | 0.0052763 | 0.0052763 | 0.0052763 | 0.0052763 | 0.0052763 | 0.0052763 | 0.0052763 | 0.0052763 | 0.0052763 | 0.0052763 | 0.0052763 | 0.0052763 | 0.0052763 | 0.0052763 | 0.0052763 | 0.0052763 | 0.0052763
F4_Commercial_Health (WA)_Existing_Food Preparation_Natural Gas_Broiler_E3 | F4 | Commercial | Health (WA) | Existing | Food Preparation | Natural Gas | Broiler | E3 | Utility - Cost of Equipment | 0 | 0 | 0 | 0 | 0 | 0 | 0 | 0 | 0 | 0 | 0 | 0 | 0 | 0 | 0 | 0 | 0 | 0 | 0 | 0 | 0 | 0 | 0 | 0 | 0 | 0 | 0
F4_Commercial_Health (WA)_Existing_Food Preparation_Natural Gas_Broiler_E4 | F4 | Commercial | Health (WA) | Existing | Food Preparation | Natural Gas | Broiler | E4 | Utility - Cost of Equipment | 0 | 0 | 0 | 0 | 0 | 0 | 0 | 0 | 0 | 0 | 0 | 0 | 0 | 0 | 0 | 0 | 0 | 0 | 0 | 0 | 0 | 0 | 0 | 0 | 0 | 0 | 0
F4_Commercial_Health (WA)_Existing_Food Preparation_Natural Gas_Broiler_E5 | F4 | Commercial | Health (WA) | Existing | Food Preparation | Natural Gas | Broiler | E5 | Utility - Cost of Equipment | 0 | 0 | 0 | 0 | 0 | 0 | 0 | 0 | 0 | 0 | 0 | 0 | 0 | 0 | 0 | 0 | 0 | 0 | 0 | 0 | 0 | 0 | 0 | 0 | 0 | 0 | 0
F4_Commercial_Health (WA)_Existing_Food Preparation_Natural Gas_Broiler_E6 | F4 | Commercial | Health (WA) | Existing | Food Preparation | Natural Gas | Broiler | E6 | Utility - Cost of Equipment | 0 | 0 | 0 | 0 | 0 | 0 | 0 | 0 | 0 | 0 | 0 | 0 | 0 | 0 | 0 | 0 | 0 | 0 | 0 | 0 | 0 | 0 | 0 | 0 | 0 | 0 | 0
F4_Commercial_Health (WA)_Existing_Food Preparation_Natural Gas_Broiler_E7 | F4 | Commercial | Health (WA) | Existing | Food Preparation | Natural Gas | Broiler | E7 | Utility - Cost of Equipment | 0 | 0 | 0 | 0 | 0 | 0 | 0 | 0 | 0 | 0 | 0 | 0 | 0 | 0 | 0 | 0 | 0 | 0 | 0 | 0 | 0 | 0 | 0 | 0 | 0 | 0 | 0
F4_Commercial_Health (WA)_Existing_Food Preparation_Natural Gas_Broiler_E8 | F4 | Commercial | Health (WA) | Existing | Food Preparation | Natural Gas | Broiler | E8 | Utility - Cost of Equipment | 0 | 0 | 0 | 0 | 0 | 0 | 0 | 0 | 0 | 0 | 0 | 0 | 0 | 0 | 0 | 0 | 0 | 0 | 0 | 0 | 0 | 0 | 0 | 0 | 0 | 0 | 0
F4_Commercial_Health (WA)_Existing_Food Preparation_Natural Gas_Broiler_E9 | F4 | Commercial | Health (WA) | Existing | Food Preparation | Natural Gas | Broiler | E9 | Utility - Cost of Equipment | 0 | 0 | 0 | 0 | 0 | 0 | 0 | 0 | 0 | 0 | 0 | 0 | 0 | 0 | 0 | 0 | 0 | 0 | 0 | 0 | 0 | 0 | 0 | 0 | 0 | 0 | 0
F4_Commercial_Health (WA)_Existing_Food Preparation_Natural Gas_Broiler_E10 | F4 | Commercial | Health (WA) | Existing | Food Preparation | Natural Gas | Broiler | E10 | Utility - Cost of Equipment | 0 | 0 | 0 | 0 | 0 | 0 | 0 | 0 | 0 | 0 | 0 | 0 | 0 | 0 | 0 | 0 | 0 | 0 | 0 | 0 | 0 | 0 | 0 | 0 | 0 | 0 | 0
F5_Commercial_Health (WA)_Existing_Food Preparation_Natural Gas_Broiler_E1 | F5 | Commercial | Health (WA) | Existing | Food Preparation | Natural Gas | Broiler | E1 | Utility - Cost of Operation | 0.12312 | 0.12622 | 0.1299 | 0.13411 | 0.13887 | 0.14467 | 0.15064 | 0.15655 | 0.16223 | 0.168 | 0.17259 | 0.17689 | 0.18151 | 0.18603 | 0.19007 | 0.19385 | 0.19725 | 0.2006 | 0.20418 | 0.20767 | 0.21125 | 0.21498 | 0.21875 | 0.22263 | 0.22659 | 0.23061 | 0.23471
F5_Commercial_Health (WA)_Existing_Food Preparation_Natural Gas_Broiler_E2 | F5 | Commercial | Health (WA) | Existing | Food Preparation | Natural Gas | Broiler | E2 | Utility - Cost of Operation | 0.10501 | 0.10766 | 0.11079 | 0.11439 | 0.11845 | 0.12339 | 0.12848 | 0.13352 | 0.13837 | 0.14329 | 0.14721 | 0.15087 | 0.15481 | 0.15867 | 0.16212 | 0.16534 | 0.16824 | 0.17109 | 0.17415 | 0.17712 | 0.18018 | 0.18336 | 0.18657 | 0.18989 | 0.19326 | 0.1967 | 0.20019
F5_Commercial_Health (WA)_Existing_Food Preparation_Natural Gas_Broiler_E3 | F5 | Commercial | Health (WA) | Existing | Food Preparation | Natural Gas | Broiler | E3 | Utility - Cost of Operation | 0 | 0 | 0 | 0 | 0 | 0 | 0 | 0 | 0 | 0 | 0 | 0 | 0 | 0 | 0 | 0 | 0 | 0 | 0 | 0 | 0 | 0 | 0 | 0 | 0 | 0 | 0
F5_Commercial_Health (WA)_Existing_Food Preparation_Natural Gas_Broiler_E4 | F5 | Commercial | Health (WA) | Existing | Food Preparation | Natural Gas | Broiler | E4 | Utility - Cost of Operation | 0 | 0 | 0 | 0 | 0 | 0 | 0 | 0 | 0 | 0 | 0 | 0 | 0 | 0 | 0 | 0 | 0 | 0 | 0 | 0 | 0 | 0 | 0 | 0 | 0 | 0 | 0
F5_Commercial_Health (WA)_Existing_Food Preparation_Natural Gas_Broiler_E5 | F5 | Commercial | Health (WA) | Existing | Food Preparation | Natural Gas | Broiler | E5 | Utility - Cost of Operation | 0 | 0 | 0 | 0 | 0 | 0 | 0 | 0 | 0 | 0 | 0 | 0 | 0 | 0 | 0 | 0 | 0 | 0 | 0 | 0 | 0 | 0 | 0 | 0 | 0 | 0 | 0
F5_Commercial_Health (WA)_Existing_Food Preparation_Natural Gas_Broiler_E6 | F5 | Commercial | Health (WA) | Existing | Food Preparation | Natural Gas | Broiler | E6 | Utility - Cost of Operation | 0 | 0 | 0 | 0 | 0 | 0 | 0 | 0 | 0 | 0 | 0 | 0 | 0 | 0 | 0 | 0 | 0 | 0 | 0 | 0 | 0 | 0 | 0 | 0 | 0 | 0 | 0
F5_Commercial_Health (WA)_Existing_Food Preparation_Natural Gas_Broiler_E7 | F5 | Commercial | Health (WA) | Existing | Food Preparation | Natural Gas | Broiler | E7 | Utility - Cost of Operation | 0 | 0 | 0 | 0 | 0 | 0 | 0 | 0 | 0 | 0 | 0 | 0 | 0 | 0 | 0 | 0 | 0 | 0 | 0 | 0 | 0 | 0 | 0 | 0 | 0 | 0 | 0
F5_Commercial_Health (WA)_Existing_Food Preparation_Natural Gas_Broiler_E8 | F5 | Commercial | Health (WA) | Existing | Food Preparation | Natural Gas | Broiler | E8 | Utility - Cost of Operation | 0 | 0 | 0 | 0 | 0 | 0 | 0 | 0 | 0 | 0 | 0 | 0 | 0 | 0 | 0 | 0 | 0 | 0 | 0 | 0 | 0 | 0 | 0 | 0 | 0 | 0 | 0
F5_Commercial_Health (WA)_Existing_Food Preparation_Natural Gas_Broiler_E9 | F5 | Commercial | Health (WA) | Existing | Food Preparation | Natural Gas | Broiler | E9 | Utility - Cost of Operation | 0 | 0 | 0 | 0 | 0 | 0 | 0 | 0 | 0 | 0 | 0 | 0 | 0 | 0 | 0 | 0 | 0 | 0 | 0 | 0 | 0 | 0 | 0 | 0 | 0 | 0 | 0
F5_Commercial_Health (WA)_Existing_Food Preparation_Natural Gas_Broiler_E10 | F5 | Commercial | Health (WA) | Existing | Food Preparation | Natural Gas | Broiler | E10 | Utility - Cost of Operation | 0 | 0 | 0 | 0 | 0 | 0 | 0 | 0 | 0 | 0 | 0 | 0 | 0 | 0 | 0 | 0 | 0 | 0 | 0 | 0 | 0 | 0 | 0 | 0 | 0 | 0 | 0
F6_Commercial_Health (WA)_Existing_Food Preparation_Natural Gas_Broiler_E1 | F6 | Commercial | Health (WA) | Existing | Food Preparation | Natural Gas | Broiler | E1 | Utility - Value of Sales | 0.14501 | 0.14775 | 0.15096 | 0.15471 | 0.15901 | 0.16436 | 0.16974 | 0.17484 | 0.17946 | 0.18394 | 0.18858 | 0.19279 | 0.19725 | 0.20146 | 0.20508 | 0.20835 | 0.21111 | 0.21375 | 0.21656 | 0.21918 | 0.22181 | 0.22573 | 0.22968 | 0.23376 | 0.23792 | 0.24214 | 0.24645
F6_Commercial_Health (WA)_Existing_Food Preparation_Natural Gas_Broiler_E2 | F6 | Commercial | Health (WA) | Existing | Food Preparation | Natural Gas | Broiler | E2 | Utility - Value of Sales | 0.12368 | 0.12602 | 0.12876 | 0.13196 | 0.13562 | 0.14019 | 0.14477 | 0.14913 | 0.15307 | 0.15689 | 0.16084 | 0.16444 | 0.16824 | 0.17183 | 0.17492 | 0.1777 | 0.18006 | 0.18231 | 0.18471 | 0.18695 | 0.18919 | 0.19253 | 0.1959 | 0.19938 | 0.20293 | 0.20653 | 0.2102
F6_Commercial_Health (WA)_Existing_Food Preparation_Natural Gas_Broiler_E3 | F6 | Commercial | Health (WA) | Existing | Food Preparation | Natural Gas | Broiler | E3 | Utility - Value of Sales | 0 | 0 | 0 | 0 | 0 | 0 | 0 | 0 | 0 | 0 | 0 | 0 | 0 | 0 | 0 | 0 | 0 | 0 | 0 | 0 | 0 | 0 | 0 | 0 | 0 | 0 | 0
F6_Commercial_Health (WA)_Existing_Food Preparation_Natural Gas_Broiler_E4 | F6 | Commercial | Health (WA) | Existing | Food Preparation | Natural Gas | Broiler | E4 | Utility - Value of Sales | 0 | 0 | 0 | 0 | 0 | 0 | 0 | 0 | 0 | 0 | 0 | 0 | 0 | 0 | 0 | 0 | 0 | 0 | 0 | 0 | 0 | 0 | 0 | 0 | 0 | 0 | 0
F6_Commercial_Health (WA)_Existing_Food Preparation_Natural Gas_Broiler_E5 | F6 | Commercial | Health (WA) | Existing | Food Preparation | Natural Gas | Broiler | E5 | Utility - Value of Sales | 0 | 0 | 0 | 0 | 0 | 0 | 0 | 0 | 0 | 0 | 0 | 0 | 0 | 0 | 0 | 0 | 0 | 0 | 0 | 0 | 0 | 0 | 0 | 0 | 0 | 0 | 0
F6_Commercial_Health (WA)_Existing_Food Preparation_Natural Gas_Broiler_E6 | F6 | Commercial | Health (WA) | Existing | Food Preparation | Natural Gas | Broiler | E6 | Utility - Value of Sales | 0 | 0 | 0 | 0 | 0 | 0 | 0 | 0 | 0 | 0 | 0 | 0 | 0 | 0 | 0 | 0 | 0 | 0 | 0 | 0 | 0 | 0 | 0 | 0 | 0 | 0 | 0
F6_Commercial_Health (WA)_Existing_Food Preparation_Natural Gas_Broiler_E7 | F6 | Commercial | Health (WA) | Existing | Food Preparation | Natural Gas | Broiler | E7 | Utility - Value of Sales | 0 | 0 | 0 | 0 | 0 | 0 | 0 | 0 | 0 | 0 | 0 | 0 | 0 | 0 | 0 | 0 | 0 | 0 | 0 | 0 | 0 | 0 | 0 | 0 | 0 | 0 | 0
F6_Commercial_Health (WA)_Existing_Food Preparation_Natural Gas_Broiler_E8 | F6 | Commercial | Health (WA) | Existing | Food Preparation | Natural Gas | Broiler | E8 | Utility - Value of Sales | 0 | 0 | 0 | 0 | 0 | 0 | 0 | 0 | 0 | 0 | 0 | 0 | 0 | 0 | 0 | 0 | 0 | 0 | 0 | 0 | 0 | 0 | 0 | 0 | 0 | 0 | 0
F6_Commercial_Health (WA)_Existing_Food Preparation_Natural Gas_Broiler_E9 | F6 | Commercial | Health (WA) | Existing | Food Preparation | Natural Gas | Broiler | E9 | Utility - Value of Sales | 0 | 0 | 0 | 0 | 0 | 0 | 0 | 0 | 0 | 0 | 0 | 0 | 0 | 0 | 0 | 0 | 0 | 0 | 0 | 0 | 0 | 0 | 0 | 0 | 0 | 0 | 0
F6_Commercial_Health (WA)_Existing_Food Preparation_Natural Gas_Broiler_E10 | F6 | Commercial | Health (WA) | Existing | Food Preparation | Natural Gas | Broiler | E10 | Utility - Value of Sales | 0 | 0 | 0 | 0 | 0 | 0 | 0 | 0 | 0 | 0 | 0 | 0 | 0 | 0 | 0 | 0 | 0 | 0 | 0 | 0 | 0 | 0 | 0 | 0 | 0 | 0 | 0
F1_Commercial_Health (WA)_Existing_Food Preparation_Natural Gas_Griddle_E1 | F1 | Commercial | Health (WA) | Existing | Food Preparation | Natural Gas | Griddle | E1 | RVT - Cost of Equipment | 0.0069813 | 0.0069813 | 0.0069813 | 0.0069813 | 0.0069813 | 0.0069813 | 0.0069813 | 0.0069813 | 0.0069813 | 0.0069813 | 0.0069813 | 0.0069813 | 0.0069813 | 0.0069813 | 0.0069813 | 0.0069813 | 0.0069813 | 0.0069813 | 0.0069813 | 0.0069813 | 0.0069813 | 0.0069813 | 0.0069813 | 0.0069813 | 0.0069813 | 0.0069813 | 0.0069813
F1_Commercial_Health (WA)_Existing_Food Preparation_Natural Gas_Griddle_E2 | F1 | Commercial | Health (WA) | Existing | Food Preparation | Natural Gas | Griddle | E2 | RVT - Cost of Equipment | 0.0074693 | 0.0074693 | 0.0074693 | 0.0074693 | 0.0074693 | 0.0074693 | 0.0074693 | 0.0074693 | 0.0074693 | 0.0074693 | 0.0074693 | 0.0074693 | 0.0074693 | 0.0074693 | 0.0074693 | 0.0074693 | 0.0074693 | 0.0074693 | 0.0074693 | 0.0074693 | 0.0074693 | 0.0074693 | 0.0074693 | 0.0074693 | 0.0074693 | 0.0074693 | 0.0074693
F1_Commercial_Health (WA)_Existing_Food Preparation_Natural Gas_Griddle_E3 | F1 | Commercial | Health (WA) | Existing | Food Preparation | Natural Gas | Griddle | E3 | RVT - Cost of Equipment | 0 | 0 | 0 | 0 | 0 | 0 | 0 | 0 | 0 | 0 | 0 | 0 | 0 | 0 | 0 | 0 | 0 | 0 | 0 | 0 | 0 | 0 | 0 | 0 | 0 | 0 | 0
F1_Commercial_Health (WA)_Existing_Food Preparation_Natural Gas_Griddle_E4 | F1 | Commercial | Health (WA) | Existing | Food Preparation | Natural Gas | Griddle | E4 | RVT - Cost of Equipment | 0 | 0 | 0 | 0 | 0 | 0 | 0 | 0 | 0 | 0 | 0 | 0 | 0 | 0 | 0 | 0 | 0 | 0 | 0 | 0 | 0 | 0 | 0 | 0 | 0 | 0 | 0
F1_Commercial_Health (WA)_Existing_Food Preparation_Natural Gas_Griddle_E5 | F1 | Commercial | Health (WA) | Existing | Food Preparation | Natural Gas | Griddle | E5 | RVT - Cost of Equipment | 0 | 0 | 0 | 0 | 0 | 0 | 0 | 0 | 0 | 0 | 0 | 0 | 0 | 0 | 0 | 0 | 0 | 0 | 0 | 0 | 0 | 0 | 0 | 0 | 0 | 0 | 0
F1_Commercial_Health (WA)_Existing_Food Preparation_Natural Gas_Griddle_E6 | F1 | Commercial | Health (WA) | Existing | Food Preparation | Natural Gas | Griddle | E6 | RVT - Cost of Equipment | 0 | 0 | 0 | 0 | 0 | 0 | 0 | 0 | 0 | 0 | 0 | 0 | 0 | 0 | 0 | 0 | 0 | 0 | 0 | 0 | 0 | 0 | 0 | 0 | 0 | 0 | 0
F1_Commercial_Health (WA)_Existing_Food Preparation_Natural Gas_Griddle_E7 | F1 | Commercial | Health (WA) | Existing | Food Preparation | Natural Gas | Griddle | E7 | RVT - Cost of Equipment | 0 | 0 | 0 | 0 | 0 | 0 | 0 | 0 | 0 | 0 | 0 | 0 | 0 | 0 | 0 | 0 | 0 | 0 | 0 | 0 | 0 | 0 | 0 | 0 | 0 | 0 | 0
F1_Commercial_Health (WA)_Existing_Food Preparation_Natural Gas_Griddle_E8 | F1 | Commercial | Health (WA) | Existing | Food Preparation | Natural Gas | Griddle | E8 | RVT - Cost of Equipment | 0 | 0 | 0 | 0 | 0 | 0 | 0 | 0 | 0 | 0 | 0 | 0 | 0 | 0 | 0 | 0 | 0 | 0 | 0 | 0 | 0 | 0 | 0 | 0 | 0 | 0 | 0
F1_Commercial_Health (WA)_Existing_Food Preparation_Natural Gas_Griddle_E9 | F1 | Commercial | Health (WA) | Existing | Food Preparation | Natural Gas | Griddle | E9 | RVT - Cost of Equipment | 0 | 0 | 0 | 0 | 0 | 0 | 0 | 0 | 0 | 0 | 0 | 0 | 0 | 0 | 0 | 0 | 0 | 0 | 0 | 0 | 0 | 0 | 0 | 0 | 0 | 0 | 0
F1_Commercial_Health (WA)_Existing_Food Preparation_Natural Gas_Griddle_E10 | F1 | Commercial | Health (WA) | Existing | Food Preparation | Natural Gas | Griddle | E10 | RVT - Cost of Equipment | 0 | 0 | 0 | 0 | 0 | 0 | 0 | 0 | 0 | 0 | 0 | 0 | 0 | 0 | 0 | 0 | 0 | 0 | 0 | 0 | 0 | 0 | 0 | 0 | 0 | 0 | 0
F2_Commercial_Health (WA)_Existing_Food Preparation_Natural Gas_Griddle_E1 | F2 | Commercial | Health (WA) | Existing | Food Preparation | Natural Gas | Griddle | E1 | RVT - Cost of Operation | 0.10078 | 0.10268 | 0.10491 | 0.10752 | 0.1105 | 0.11423 | 0.11796 | 0.12151 | 0.12472 | 0.12783 | 0.13106 | 0.13399 | 0.13708 | 0.14001 | 0.14252 | 0.14479 | 0.14672 | 0.14855 | 0.1505 | 0.15232 | 0.15415 | 0.15687 | 0.15962 | 0.16246 | 0.16534 | 0.16828 | 0.17127
F2_Commercial_Health (WA)_Existing_Food Preparation_Natural Gas_Griddle_E2 | F2 | Commercial | Health (WA) | Existing | Food Preparation | Natural Gas | Griddle | E2 | RVT - Cost of Operation | 0.088452 | 0.090123 | 0.092084 | 0.094371 | 0.09699 | 0.10026 | 0.10354 | 0.10665 | 0.10947 | 0.1122 | 0.11503 | 0.1176 | 0.12032 | 0.12288 | 0.12509 | 0.12709 | 0.12877 | 0.13038 | 0.1321 | 0.1337 | 0.1353 | 0.13769 | 0.1401 | 0.14259 | 0.14512 | 0.1477 | 0.15033
F2_Commercial_Health (WA)_Existing_Food Preparation_Natural Gas_Griddle_E3 | F2 | Commercial | Health (WA) | Existing | Food Preparation | Natural Gas | Griddle | E3 | RVT - Cost of Operation | 0 | 0 | 0 | 0 | 0 | 0 | 0 | 0 | 0 | 0 | 0 | 0 | 0 | 0 | 0 | 0 | 0 | 0 | 0 | 0 | 0 | 0 | 0 | 0 | 0 | 0 | 0
F2_Commercial_Health (WA)_Existing_Food Preparation_Natural Gas_Griddle_E4 | F2 | Commercial | Health (WA) | Existing | Food Preparation | Natural Gas | Griddle | E4 | RVT - Cost of Operation | 0 | 0 | 0 | 0 | 0 | 0 | 0 | 0 | 0 | 0 | 0 | 0 | 0 | 0 | 0 | 0 | 0 | 0 | 0 | 0 | 0 | 0 | 0 | 0 | 0 | 0 | 0
F2_Commercial_Health (WA)_Existing_Food Preparation_Natural Gas_Griddle_E5 | F2 | Commercial | Health (WA) | Existing | Food Preparation | Natural Gas | Griddle | E5 | RVT - Cost of Operation | 0 | 0 | 0 | 0 | 0 | 0 | 0 | 0 | 0 | 0 | 0 | 0 | 0 | 0 | 0 | 0 | 0 | 0 | 0 | 0 | 0 | 0 | 0 | 0 | 0 | 0 | 0
F2_Commercial_Health (WA)_Existing_Food Preparation_Natural Gas_Griddle_E6 | F2 | Commercial | Health (WA) | Existing | Food Preparation | Natural Gas | Griddle | E6 | RVT - Cost of Operation | 0 | 0 | 0 | 0 | 0 | 0 | 0 | 0 | 0 | 0 | 0 | 0 | 0 | 0 | 0 | 0 | 0 | 0 | 0 | 0 | 0 | 0 | 0 | 0 | 0 | 0 | 0
F2_Commercial_Health (WA)_Existing_Food Preparation_Natural Gas_Griddle_E7 | F2 | Commercial | Health (WA) | Existing | Food Preparation | Natural Gas | Griddle | E7 | RVT - Cost of Operation | 0 | 0 | 0 | 0 | 0 | 0 | 0 | 0 | 0 | 0 | 0 | 0 | 0 | 0 | 0 | 0 | 0 | 0 | 0 | 0 | 0 | 0 | 0 | 0 | 0 | 0 | 0
F2_Commercial_Health (WA)_Existing_Food Preparation_Natural Gas_Griddle_E8 | F2 | Commercial | Health (WA) | Existing | Food Preparation | Natural Gas | Griddle | E8 | RVT - Cost of Operation | 0 | 0 | 0 | 0 | 0 | 0 | 0 | 0 | 0 | 0 | 0 | 0 | 0 | 0 | 0 | 0 | 0 | 0 | 0 | 0 | 0 | 0 | 0 | 0 | 0 | 0 | 0
F2_Commercial_Health (WA)_Existing_Food Preparation_Natural Gas_Griddle_E9 | F2 | Commercial | Health (WA) | Existing | Food Preparation | Natural Gas | Griddle | E9 | RVT - Cost of Operation | 0 | 0 | 0 | 0 | 0 | 0 | 0 | 0 | 0 | 0 | 0 | 0 | 0 | 0 | 0 | 0 | 0 | 0 | 0 | 0 | 0 | 0 | 0 | 0 | 0 | 0 | 0
F2_Commercial_Health (WA)_Existing_Food Preparation_Natural Gas_Griddle_E10 | F2 | Commercial | Health (WA) | Existing | Food Preparation | Natural Gas | Griddle | E10 | RVT - Cost of Operation | 0 | 0 | 0 | 0 | 0 | 0 | 0 | 0 | 0 | 0 | 0 | 0 | 0 | 0 | 0 | 0 | 0 | 0 | 0 | 0 | 0 | 0 | 0 | 0 | 0 | 0 | 0
F3_Commercial_Health (WA)_Existing_Food Preparation_Natural Gas_Griddle_E1 | F3 | Commercial | Health (WA) | Existing | Food Preparation | Natural Gas | Griddle | E1 | System - kBTUs of Consumption | 24.0413 | 24.0413 | 24.0413 | 24.0413 | 24.0413 | 24.0413 | 24.0413 | 24.0413 | 24.0413 | 24.0413 | 24.0413 | 24.0413 | 24.0413 | 24.0413 | 24.0413 | 24.0413 | 24.0413 | 24.0413 | 24.0413 | 24.0413 | 24.0413 | 24.0413 | 24.0413 | 24.0413 | 24.0413 | 24.0413 | 24.0413
F3_Commercial_Health (WA)_Existing_Food Preparation_Natural Gas_Griddle_E2 | F3 | Commercial | Health (WA) | Existing | Food Preparation | Natural Gas | Griddle | E2 | System - kBTUs of Consumption | 21.1012 | 21.1012 | 21.1012 | 21.1012 | 21.1012 | 21.1012 | 21.1012 | 21.1012 | 21.1012 | 21.1012 | 21.1012 | 21.1012 | 21.1012 | 21.1012 | 21.1012 | 21.1012 | 21.1012 | 21.1012 | 21.1012 | 21.1012 | 21.1012 | 21.1012 | 21.1012 | 21.1012 | 21.1012 | 21.1012 | 21.1012
F3_Commercial_Health (WA)_Existing_Food Preparation_Natural Gas_Griddle_E3 | F3 | Commercial | Health (WA) | Existing | Food Preparation | Natural Gas | Griddle | E3 | System - kBTUs of Consumption | 0 | 0 | 0 | 0 | 0 | 0 | 0 | 0 | 0 | 0 | 0 | 0 | 0 | 0 | 0 | 0 | 0 | 0 | 0 | 0 | 0 | 0 | 0 | 0 | 0 | 0 | 0
F3_Commercial_Health (WA)_Existing_Food Preparation_Natural Gas_Griddle_E4 | F3 | Commercial | Health (WA) | Existing | Food Preparation | Natural Gas | Griddle | E4 | System - kBTUs of Consumption | 0 | 0 | 0 | 0 | 0 | 0 | 0 | 0 | 0 | 0 | 0 | 0 | 0 | 0 | 0 | 0 | 0 | 0 | 0 | 0 | 0 | 0 | 0 | 0 | 0 | 0 | 0
F3_Commercial_Health (WA)_Existing_Food Preparation_Natural Gas_Griddle_E5 | F3 | Commercial | Health (WA) | Existing | Food Preparation | Natural Gas | Griddle | E5 | System - kBTUs of Consumption | 0 | 0 | 0 | 0 | 0 | 0 | 0 | 0 | 0 | 0 | 0 | 0 | 0 | 0 | 0 | 0 | 0 | 0 | 0 | 0 | 0 | 0 | 0 | 0 | 0 | 0 | 0
F3_Commercial_Health (WA)_Existing_Food Preparation_Natural Gas_Griddle_E6 | F3 | Commercial | Health (WA) | Existing | Food Preparation | Natural Gas | Griddle | E6 | System - kBTUs of Consumption | 0 | 0 | 0 | 0 | 0 | 0 | 0 | 0 | 0 | 0 | 0 | 0 | 0 | 0 | 0 | 0 | 0 | 0 | 0 | 0 | 0 | 0 | 0 | 0 | 0 | 0 | 0
F3_Commercial_Health (WA)_Existing_Food Preparation_Natural Gas_Griddle_E7 | F3 | Commercial | Health (WA) | Existing | Food Preparation | Natural Gas | Griddle | E7 | System - kBTUs of Consumption | 0 | 0 | 0 | 0 | 0 | 0 | 0 | 0 | 0 | 0 | 0 | 0 | 0 | 0 | 0 | 0 | 0 | 0 | 0 | 0 | 0 | 0 | 0 | 0 | 0 | 0 | 0
F3_Commercial_Health (WA)_Existing_Food Preparation_Natural Gas_Griddle_E8 | F3 | Commercial | Health (WA) | Existing | Food Preparation | Natural Gas | Griddle | E8 | System - kBTUs of Consumption | 0 | 0 | 0 | 0 | 0 | 0 | 0 | 0 | 0 | 0 | 0 | 0 | 0 | 0 | 0 | 0 | 0 | 0 | 0 | 0 | 0 | 0 | 0 | 0 | 0 | 0 | 0
F3_Commercial_Health (WA)_Existing_Food Preparation_Natural Gas_Griddle_E9 | F3 | Commercial | Health (WA) | Existing | Food Preparation | Natural Gas | Griddle | E9 | System - kBTUs of Consumption | 0 | 0 | 0 | 0 | 0 | 0 | 0 | 0 | 0 | 0 | 0 | 0 | 0 | 0 | 0 | 0 | 0 | 0 | 0 | 0 | 0 | 0 | 0 | 0 | 0 | 0 | 0
F3_Commercial_Health (WA)_Existing_Food Preparation_Natural Gas_Griddle_E10 | F3 | Commercial | Health (WA) | Existing | Food Preparation | Natural Gas | Griddle | E10 | System - kBTUs of Consumption | 0 | 0 | 0 | 0 | 0 | 0 | 0 | 0 | 0 | 0 | 0 | 0 | 0 | 0 | 0 | 0 | 0 | 0 | 0 | 0 | 0 | 0 | 0 | 0 | 0 | 0 | 0
F4_Commercial_Health (WA)_Existing_Food Preparation_Natural Gas_Griddle_E1 | F4 | Commercial | Health (WA) | Existing | Food Preparation | Natural Gas | Griddle | E1 | Utility - Cost of Equipment | 0.0069813 | 0.0069813 | 0.0069813 | 0.0069813 | 0.0069813 | 0.0069813 | 0.0069813 | 0.0069813 | 0.0069813 | 0.0069813 | 0.0069813 | 0.0069813 | 0.0069813 | 0.0069813 | 0.0069813 | 0.0069813 | 0.0069813 | 0.0069813 | 0.0069813 | 0.0069813 | 0.0069813 | 0.0069813 | 0.0069813 | 0.0069813 | 0.0069813 | 0.0069813 | 0.0069813
F4_Commercial_Health (WA)_Existing_Food Preparation_Natural Gas_Griddle_E2 | F4 | Commercial | Health (WA) | Existing | Food Preparation | Natural Gas | Griddle | E2 | Utility - Cost of Equipment | 0.0074693 | 0.0074693 | 0.0074693 | 0.0074693 | 0.0074693 | 0.0074693 | 0.0074693 | 0.0074693 | 0.0074693 | 0.0074693 | 0.0074693 | 0.0074693 | 0.0074693 | 0.0074693 | 0.0074693 | 0.0074693 | 0.0074693 | 0.0074693 | 0.0074693 | 0.0074693 | 0.0074693 | 0.0074693 | 0.0074693 | 0.0074693 | 0.0074693 | 0.0074693 | 0.0074693
F4_Commercial_Health (WA)_Existing_Food Preparation_Natural Gas_Griddle_E3 | F4 | Commercial | Health (WA) | Existing | Food Preparation | Natural Gas | Griddle | E3 | Utility - Cost of Equipment | 0 | 0 | 0 | 0 | 0 | 0 | 0 | 0 | 0 | 0 | 0 | 0 | 0 | 0 | 0 | 0 | 0 | 0 | 0 | 0 | 0 | 0 | 0 | 0 | 0 | 0 | 0
F4_Commercial_Health (WA)_Existing_Food Preparation_Natural Gas_Griddle_E4 | F4 | Commercial | Health (WA) | Existing | Food Preparation | Natural Gas | Griddle | E4 | Utility - Cost of Equipment | 0 | 0 | 0 | 0 | 0 | 0 | 0 | 0 | 0 | 0 | 0 | 0 | 0 | 0 | 0 | 0 | 0 | 0 | 0 | 0 | 0 | 0 | 0 | 0 | 0 | 0 | 0
F4_Commercial_Health (WA)_Existing_Food Preparation_Natural Gas_Griddle_E5 | F4 | Commercial | Health (WA) | Existing | Food Preparation | Natural Gas | Griddle | E5 | Utility - Cost of Equipment | 0 | 0 | 0 | 0 | 0 | 0 | 0 | 0 | 0 | 0 | 0 | 0 | 0 | 0 | 0 | 0 | 0 | 0 | 0 | 0 | 0 | 0 | 0 | 0 | 0 | 0 | 0
F4_Commercial_Health (WA)_Existing_Food Preparation_Natural Gas_Griddle_E6 | F4 | Commercial | Health (WA) | Existing | Food Preparation | Natural Gas | Griddle | E6 | Utility - Cost of Equipment | 0 | 0 | 0 | 0 | 0 | 0 | 0 | 0 | 0 | 0 | 0 | 0 | 0 | 0 | 0 | 0 | 0 | 0 | 0 | 0 | 0 | 0 | 0 | 0 | 0 | 0 | 0
F4_Commercial_Health (WA)_Existing_Food Preparation_Natural Gas_Griddle_E7 | F4 | Commercial | Health (WA) | Existing | Food Preparation | Natural Gas | Griddle | E7 | Utility - Cost of Equipment | 0 | 0 | 0 | 0 | 0 | 0 | 0 | 0 | 0 | 0 | 0 | 0 | 0 | 0 | 0 | 0 | 0 | 0 | 0 | 0 | 0 | 0 | 0 | 0 | 0 | 0 | 0
F4_Commercial_Health (WA)_Existing_Food Preparation_Natural Gas_Griddle_E8 | F4 | Commercial | Health (WA) | Existing | Food Preparation | Natural Gas | Griddle | E8 | Utility - Cost of Equipment | 0 | 0 | 0 | 0 | 0 | 0 | 0 | 0 | 0 | 0 | 0 | 0 | 0 | 0 | 0 | 0 | 0 | 0 | 0 | 0 | 0 | 0 | 0 | 0 | 0 | 0 | 0
F4_Commercial_Health (WA)_Existing_Food Preparation_Natural Gas_Griddle_E9 | F4 | Commercial | Health (WA) | Existing | Food Preparation | Natural Gas | Griddle | E9 | Utility - Cost of Equipment | 0 | 0 | 0 | 0 | 0 | 0 | 0 | 0 | 0 | 0 | 0 | 0 | 0 | 0 | 0 | 0 | 0 | 0 | 0 | 0 | 0 | 0 | 0 | 0 | 0 | 0 | 0
F4_Commercial_Health (WA)_Existing_Food Preparation_Natural Gas_Griddle_E10 | F4 | Commercial | Health (WA) | Existing | Food Preparation | Natural Gas | Griddle | E10 | Utility - Cost of Equipment | 0 | 0 | 0 | 0 | 0 | 0 | 0 | 0 | 0 | 0 | 0 | 0 | 0 | 0 | 0 | 0 | 0 | 0 | 0 | 0 | 0 | 0 | 0 | 0 | 0 | 0 | 0
F5_Commercial_Health (WA)_Existing_Food Preparation_Natural Gas_Griddle_E1 | F5 | Commercial | Health (WA) | Existing | Food Preparation | Natural Gas | Griddle | E1 | Utility - Cost of Operation | 0.085563 | 0.087719 | 0.090274 | 0.093202 | 0.096513 | 0.10054 | 0.10469 | 0.10879 | 0.11275 | 0.11675 | 0.11994 | 0.12293 | 0.12614 | 0.12928 | 0.13209 | 0.13472 | 0.13708 | 0.13941 | 0.14189 | 0.14432 | 0.14681 | 0.1494 | 0.15202 | 0.15472 | 0.15747 | 0.16027 | 0.16312
F5_Commercial_Health (WA)_Existing_Food Preparation_Natural Gas_Griddle_E2 | F5 | Commercial | Health (WA) | Existing | Food Preparation | Natural Gas | Griddle | E2 | Utility - Cost of Operation | 0.075099 | 0.076992 | 0.079234 | 0.081804 | 0.08471 | 0.088246 | 0.091885 | 0.095489 | 0.098958 | 0.10248 | 0.10528 | 0.1079 | 0.11072 | 0.11347 | 0.11594 | 0.11825 | 0.12032 | 0.12236 | 0.12454 | 0.12667 | 0.12886 | 0.13113 | 0.13343 | 0.1358 | 0.13821 | 0.14067 | 0.14317
F5_Commercial_Health (WA)_Existing_Food Preparation_Natural Gas_Griddle_E3 | F5 | Commercial | Health (WA) | Existing | Food Preparation | Natural Gas | Griddle | E3 | Utility - Cost of Operation | 0 | 0 | 0 | 0 | 0 | 0 | 0 | 0 | 0 | 0 | 0 | 0 | 0 | 0 | 0 | 0 | 0 | 0 | 0 | 0 | 0 | 0 | 0 | 0 | 0 | 0 | 0
F5_Commercial_Health (WA)_Existing_Food Preparation_Natural Gas_Griddle_E4 | F5 | Commercial | Health (WA) | Existing | Food Preparation | Natural Gas | Griddle | E4 | Utility - Cost of Operation | 0 | 0 | 0 | 0 | 0 | 0 | 0 | 0 | 0 | 0 | 0 | 0 | 0 | 0 | 0 | 0 | 0 | 0 | 0 | 0 | 0 | 0 | 0 | 0 | 0 | 0 | 0
F5_Commercial_Health (WA)_Existing_Food Preparation_Natural Gas_Griddle_E5 | F5 | Commercial | Health (WA) | Existing | Food Preparation | Natural Gas | Griddle | E5 | Utility - Cost of Operation | 0 | 0 | 0 | 0 | 0 | 0 | 0 | 0 | 0 | 0 | 0 | 0 | 0 | 0 | 0 | 0 | 0 | 0 | 0 | 0 | 0 | 0 | 0 | 0 | 0 | 0 | 0
F5_Commercial_Health (WA)_Existing_Food Preparation_Natural Gas_Griddle_E6 | F5 | Commercial | Health (WA) | Existing | Food Preparation | Natural Gas | Griddle | E6 | Utility - Cost of Operation | 0 | 0 | 0 | 0 | 0 | 0 | 0 | 0 | 0 | 0 | 0 | 0 | 0 | 0 | 0 | 0 | 0 | 0 | 0 | 0 | 0 | 0 | 0 | 0 | 0 | 0 | 0
F5_Commercial_Health (WA)_Existing_Food Preparation_Natural Gas_Griddle_E7 | F5 | Commercial | Health (WA) | Existing | Food Preparation | Natural Gas | Griddle | E7 | Utility - Cost of Operation | 0 | 0 | 0 | 0 | 0 | 0 | 0 | 0 | 0 | 0 | 0 | 0 | 0 | 0 | 0 | 0 | 0 | 0 | 0 | 0 | 0 | 0 | 0 | 0 | 0 | 0 | 0
F5_Commercial_Health (WA)_Existing_Food Preparation_Natural Gas_Griddle_E8 | F5 | Commercial | Health (WA) | Existing | Food Preparation | Natural Gas | Griddle | E8 | Utility - Cost of Operation | 0 | 0 | 0 | 0 | 0 | 0 | 0 | 0 | 0 | 0 | 0 | 0 | 0 | 0 | 0 | 0 | 0 | 0 | 0 | 0 | 0 | 0 | 0 | 0 | 0 | 0 | 0
F5_Commercial_Health (WA)_Existing_Food Preparation_Natural Gas_Griddle_E9 | F5 | Commercial | Health (WA) | Existing | Food Preparation | Natural Gas | Griddle | E9 | Utility - Cost of Operation | 0 | 0 | 0 | 0 | 0 | 0 | 0 | 0 | 0 | 0 | 0 | 0 | 0 | 0 | 0 | 0 | 0 | 0 | 0 | 0 | 0 | 0 | 0 | 0 | 0 | 0 | 0
F5_Commercial_Health (WA)_Existing_Food Preparation_Natural Gas_Griddle_E10 | F5 | Commercial | Health (WA) | Existing | Food Preparation | Natural Gas | Griddle | E10 | Utility - Cost of Operation | 0 | 0 | 0 | 0 | 0 | 0 | 0 | 0 | 0 | 0 | 0 | 0 | 0 | 0 | 0 | 0 | 0 | 0 | 0 | 0 | 0 | 0 | 0 | 0 | 0 | 0 | 0
F6_Commercial_Health (WA)_Existing_Food Preparation_Natural Gas_Griddle_E1 | F6 | Commercial | Health (WA) | Existing | Food Preparation | Natural Gas | Griddle | E1 | Utility - Value of Sales | 0.10078 | 0.10268 | 0.10491 | 0.10752 | 0.1105 | 0.11423 | 0.11796 | 0.12151 | 0.12472 | 0.12783 | 0.13106 | 0.13399 | 0.13708 | 0.14001 | 0.14252 | 0.14479 | 0.14672 | 0.14855 | 0.1505 | 0.15232 | 0.15415 | 0.15687 | 0.15962 | 0.16246 | 0.16534 | 0.16828 | 0.17127
F6_Commercial_Health (WA)_Existing_Food Preparation_Natural Gas_Griddle_E2 | F6 | Commercial | Health (WA) | Existing | Food Preparation | Natural Gas | Griddle | E2 | Utility - Value of Sales | 0.088452 | 0.090123 | 0.092084 | 0.094371 | 0.09699 | 0.10026 | 0.10354 | 0.10665 | 0.10947 | 0.1122 | 0.11503 | 0.1176 | 0.12032 | 0.12288 | 0.12509 | 0.12709 | 0.12877 | 0.13038 | 0.1321 | 0.1337 | 0.1353 | 0.13769 | 0.1401 | 0.14259 | 0.14512 | 0.1477 | 0.15033
F6_Commercial_Health (WA)_Existing_Food Preparation_Natural Gas_Griddle_E3 | F6 | Commercial | Health (WA) | Existing | Food Preparation | Natural Gas | Griddle | E3 | Utility - Value of Sales | 0 | 0 | 0 | 0 | 0 | 0 | 0 | 0 | 0 | 0 | 0 | 0 | 0 | 0 | 0 | 0 | 0 | 0 | 0 | 0 | 0 | 0 | 0 | 0 | 0 | 0 | 0
F6_Commercial_Health (WA)_Existing_Food Preparation_Natural Gas_Griddle_E4 | F6 | Commercial | Health (WA) | Existing | Food Preparation | Natural Gas | Griddle | E4 | Utility - Value of Sales | 0 | 0 | 0 | 0 | 0 | 0 | 0 | 0 | 0 | 0 | 0 | 0 | 0 | 0 | 0 | 0 | 0 | 0 | 0 | 0 | 0 | 0 | 0 | 0 | 0 | 0 | 0
F6_Commercial_Health (WA)_Existing_Food Preparation_Natural Gas_Griddle_E5 | F6 | Commercial | Health (WA) | Existing | Food Preparation | Natural Gas | Griddle | E5 | Utility - Value of Sales | 0 | 0 | 0 | 0 | 0 | 0 | 0 | 0 | 0 | 0 | 0 | 0 | 0 | 0 | 0 | 0 | 0 | 0 | 0 | 0 | 0 | 0 | 0 | 0 | 0 | 0 | 0
F6_Commercial_Health (WA)_Existing_Food Preparation_Natural Gas_Griddle_E6 | F6 | Commercial | Health (WA) | Existing | Food Preparation | Natural Gas | Griddle | E6 | Utility - Value of Sales | 0 | 0 | 0 | 0 | 0 | 0 | 0 | 0 | 0 | 0 | 0 | 0 | 0 | 0 | 0 | 0 | 0 | 0 | 0 | 0 | 0 | 0 | 0 | 0 | 0 | 0 | 0
F6_Commercial_Health (WA)_Existing_Food Preparation_Natural Gas_Griddle_E7 | F6 | Commercial | Health (WA) | Existing | Food Preparation | Natural Gas | Griddle | E7 | Utility - Value of Sales | 0 | 0 | 0 | 0 | 0 | 0 | 0 | 0 | 0 | 0 | 0 | 0 | 0 | 0 | 0 | 0 | 0 | 0 | 0 | 0 | 0 | 0 | 0 | 0 | 0 | 0 | 0
F6_Commercial_Health (WA)_Existing_Food Preparation_Natural Gas_Griddle_E8 | F6 | Commercial | Health (WA) | Existing | Food Preparation | Natural Gas | Griddle | E8 | Utility - Value of Sales | 0 | 0 | 0 | 0 | 0 | 0 | 0 | 0 | 0 | 0 | 0 | 0 | 0 | 0 | 0 | 0 | 0 | 0 | 0 | 0 | 0 | 0 | 0 | 0 | 0 | 0 | 0
F6_Commercial_Health (WA)_Existing_Food Preparation_Natural Gas_Griddle_E9 | F6 | Commercial | Health (WA) | Existing | Food Preparation | Natural Gas | Griddle | E9 | Utility - Value of Sales | 0 | 0 | 0 | 0 | 0 | 0 | 0 | 0 | 0 | 0 | 0 | 0 | 0 | 0 | 0 | 0 | 0 | 0 | 0 | 0 | 0 | 0 | 0 | 0 | 0 | 0 | 0
F6_Commercial_Health (WA)_Existing_Food Preparation_Natural Gas_Griddle_E10 | F6 | Commercial | Health (WA) | Existing | Food Preparation | Natural Gas | Griddle | E10 | Utility - Value of Sales | 0 | 0 | 0 | 0 | 0 | 0 | 0 | 0 | 0 | 0 | 0 | 0 | 0 | 0 | 0 | 0 | 0 | 0 | 0 | 0 | 0 | 0 | 0 | 0 | 0 | 0 | 0
F1_Commercial_Health (WA)_Existing_Food Preparation_Natural Gas_Range_E1 | F1 | Commercial | Health (WA) | Existing | Food Preparation | Natural Gas | Range | E1 | RVT - Cost of Equipment | 0.034393 | 0.034393 | 0.034393 | 0.034393 | 0.034393 | 0.034393 | 0.034393 | 0.034393 | 0.034393 | 0.034393 | 0.034393 | 0.034393 | 0.034393 | 0.034393 | 0.034393 | 0.034393 | 0.034393 | 0.034393 | 0.034393 | 0.034393 | 0.034393 | 0.034393 | 0.034393 | 0.034393 | 0.034393 | 0.034393 | 0.034393
F1_Commercial_Health (WA)_Existing_Food Preparation_Natural Gas_Range_E2 | F1 | Commercial | Health (WA) | Existing | Food Preparation | Natural Gas | Range | E2 | RVT - Cost of Equipment | 0.03745 | 0.03745 | 0.03745 | 0.03745 | 0.03745 | 0.03745 | 0.03745 | 0.03745 | 0.03745 | 0.03745 | 0.03745 | 0.03745 | 0.03745 | 0.03745 | 0.03745 | 0.03745 | 0.03745 | 0.03745 | 0.03745 | 0.03745 | 0.03745 | 0.03745 | 0.03745 | 0.03745 | 0.03745 | 0.03745 | 0.03745
F1_Commercial_Health (WA)_Existing_Food Preparation_Natural Gas_Range_E3 | F1 | Commercial | Health (WA) | Existing | Food Preparation | Natural Gas | Range | E3 | RVT - Cost of Equipment | 0 | 0 | 0 | 0 | 0 | 0 | 0 | 0 | 0 | 0 | 0 | 0 | 0 | 0 | 0 | 0 | 0 | 0 | 0 | 0 | 0 | 0 | 0 | 0 | 0 | 0 | 0
F1_Commercial_Health (WA)_Existing_Food Preparation_Natural Gas_Range_E4 | F1 | Commercial | Health (WA) | Existing | Food Preparation | Natural Gas | Range | E4 | RVT - Cost of Equipment | 0 | 0 | 0 | 0 | 0 | 0 | 0 | 0 | 0 | 0 | 0 | 0 | 0 | 0 | 0 | 0 | 0 | 0 | 0 | 0 | 0 | 0 | 0 | 0 | 0 | 0 | 0
F1_Commercial_Health (WA)_Existing_Food Preparation_Natural Gas_Range_E5 | F1 | Commercial | Health (WA) | Existing | Food Preparation | Natural Gas | Range | E5 | RVT - Cost of Equipment | 0 | 0 | 0 | 0 | 0 | 0 | 0 | 0 | 0 | 0 | 0 | 0 | 0 | 0 | 0 | 0 | 0 | 0 | 0 | 0 | 0 | 0 | 0 | 0 | 0 | 0 | 0
F1_Commercial_Health (WA)_Existing_Food Preparation_Natural Gas_Range_E6 | F1 | Commercial | Health (WA) | Existing | Food Preparation | Natural Gas | Range | E6 | RVT - Cost of Equipment | 0 | 0 | 0 | 0 | 0 | 0 | 0 | 0 | 0 | 0 | 0 | 0 | 0 | 0 | 0 | 0 | 0 | 0 | 0 | 0 | 0 | 0 | 0 | 0 | 0 | 0 | 0
F1_Commercial_Health (WA)_Existing_Food Preparation_Natural Gas_Range_E7 | F1 | Commercial | Health (WA) | Existing | Food Preparation | Natural Gas | Range | E7 | RVT - Cost of Equipment | 0 | 0 | 0 | 0 | 0 | 0 | 0 | 0 | 0 | 0 | 0 | 0 | 0 | 0 | 0 | 0 | 0 | 0 | 0 | 0 | 0 | 0 | 0 | 0 | 0 | 0 | 0
F1_Commercial_Health (WA)_Existing_Food Preparation_Natural Gas_Range_E8 | F1 | Commercial | Health (WA) | Existing | Food Preparation | Natural Gas | Range | E8 | RVT - Cost of Equipment | 0 | 0 | 0 | 0 | 0 | 0 | 0 | 0 | 0 | 0 | 0 | 0 | 0 | 0 | 0 | 0 | 0 | 0 | 0 | 0 | 0 | 0 | 0 | 0 | 0 | 0 | 0
F1_Commercial_Health (WA)_Existing_Food Preparation_Natural Gas_Range_E9 | F1 | Commercial | Health (WA) | Existing | Food Preparation | Natural Gas | Range | E9 | RVT - Cost of Equipment | 0 | 0 | 0 | 0 | 0 | 0 | 0 | 0 | 0 | 0 | 0 | 0 | 0 | 0 | 0 | 0 | 0 | 0 | 0 | 0 | 0 | 0 | 0 | 0 | 0 | 0 | 0
F1_Commercial_Health (WA)_Existing_Food Preparation_Natural Gas_Range_E10 | F1 | Commercial | Health (WA) | Existing | Food Preparation | Natural Gas | Range | E10 | RVT - Cost of Equipment | 0 | 0 | 0 | 0 | 0 | 0 | 0 | 0 | 0 | 0 | 0 | 0 | 0 | 0 | 0 | 0 | 0 | 0 | 0 | 0 | 0 | 0 | 0 | 0 | 0 | 0 | 0
F2_Commercial_Health (WA)_Existing_Food Preparation_Natural Gas_Range_E1 | F2 | Commercial | Health (WA) | Existing | Food Preparation | Natural Gas | Range | E1 | RVT - Cost of Operation | 0.13406 | 0.13629 | 0.13901 | 0.14231 | 0.14625 | 0.15144 | 0.15677 | 0.16193 | 0.16668 | 0.17124 | 0.17592 | 0.1801 | 0.18447 | 0.1885 | 0.1919 | 0.19491 | 0.19738 | 0.1997 | 0.2022 | 0.20449 | 0.20678 | 0.21043 | 0.21411 | 0.21791 | 0.22178 | 0.22572 | 0.22973
F2_Commercial_Health (WA)_Existing_Food Preparation_Natural Gas_Range_E2 | F2 | Commercial | Health (WA) | Existing | Food Preparation | Natural Gas | Range | E2 | RVT - Cost of Operation | 0.067029 | 0.068145 | 0.069504 | 0.071157 | 0.073123 | 0.075722 | 0.078387 | 0.080966 | 0.08334 | 0.085619 | 0.087961 | 0.090052 | 0.092234 | 0.094251 | 0.095949 | 0.097454 | 0.098689 | 0.099852 | 0.1011 | 0.10224 | 0.10339 | 0.10521 | 0.10705 | 0.10896 | 0.11089 | 0.11286 | 0.11487
F2_Commercial_Health (WA)_Existing_Food Preparation_Natural Gas_Range_E3 | F2 | Commercial | Health (WA) | Existing | Food Preparation | Natural Gas | Range | E3 | RVT - Cost of Operation | 0 | 0 | 0 | 0 | 0 | 0 | 0 | 0 | 0 | 0 | 0 | 0 | 0 | 0 | 0 | 0 | 0 | 0 | 0 | 0 | 0 | 0 | 0 | 0 | 0 | 0 | 0
F2_Commercial_Health (WA)_Existing_Food Preparation_Natural Gas_Range_E4 | F2 | Commercial | Health (WA) | Existing | Food Preparation | Natural Gas | Range | E4 | RVT - Cost of Operation | 0 | 0 | 0 | 0 | 0 | 0 | 0 | 0 | 0 | 0 | 0 | 0 | 0 | 0 | 0 | 0 | 0 | 0 | 0 | 0 | 0 | 0 | 0 | 0 | 0 | 0 | 0
F2_Commercial_Health (WA)_Existing_Food Preparation_Natural Gas_Range_E5 | F2 | Commercial | Health (WA) | Existing | Food Preparation | Natural Gas | Range | E5 | RVT - Cost of Operation | 0 | 0 | 0 | 0 | 0 | 0 | 0 | 0 | 0 | 0 | 0 | 0 | 0 | 0 | 0 | 0 | 0 | 0 | 0 | 0 | 0 | 0 | 0 | 0 | 0 | 0 | 0
F2_Commercial_Health (WA)_Existing_Food Preparation_Natural Gas_Range_E6 | F2 | Commercial | Health (WA) | Existing | Food Preparation | Natural Gas | Range | E6 | RVT - Cost of Operation | 0 | 0 | 0 | 0 | 0 | 0 | 0 | 0 | 0 | 0 | 0 | 0 | 0 | 0 | 0 | 0 | 0 | 0 | 0 | 0 | 0 | 0 | 0 | 0 | 0 | 0 | 0
F2_Commercial_Health (WA)_Existing_Food Preparation_Natural Gas_Range_E7 | F2 | Commercial | Health (WA) | Existing | Food Preparation | Natural Gas | Range | E7 | RVT - Cost of Operation | 0 | 0 | 0 | 0 | 0 | 0 | 0 | 0 | 0 | 0 | 0 | 0 | 0 | 0 | 0 | 0 | 0 | 0 | 0 | 0 | 0 | 0 | 0 | 0 | 0 | 0 | 0
F2_Commercial_Health (WA)_Existing_Food Preparation_Natural Gas_Range_E8 | F2 | Commercial | Health (WA) | Existing | Food Preparation | Natural Gas | Range | E8 | RVT - Cost of Operation | 0 | 0 | 0 | 0 | 0 | 0 | 0 | 0 | 0 | 0 | 0 | 0 | 0 | 0 | 0 | 0 | 0 | 0 | 0 | 0 | 0 | 0 | 0 | 0 | 0 | 0 | 0
F2_Commercial_Health (WA)_Existing_Food Preparation_Natural Gas_Range_E9 | F2 | Commercial | Health (WA) | Existing | Food Preparation | Natural Gas | Range | E9 | RVT - Cost of Operation | 0 | 0 | 0 | 0 | 0 | 0 | 0 | 0 | 0 | 0 | 0 | 0 | 0 | 0 | 0 | 0 | 0 | 0 | 0 | 0 | 0 | 0 | 0 | 0 | 0 | 0 | 0
F2_Commercial_Health (WA)_Existing_Food Preparation_Natural Gas_Range_E10 | F2 | Commercial | Health (WA) | Existing | Food Preparation | Natural Gas | Range | E10 | RVT - Cost of Operation | 0 | 0 | 0 | 0 | 0 | 0 | 0 | 0 | 0 | 0 | 0 | 0 | 0 | 0 | 0 | 0 | 0 | 0 | 0 | 0 | 0 | 0 | 0 | 0 | 0 | 0 | 0
F3_Commercial_Health (WA)_Existing_Food Preparation_Natural Gas_Range_E1 | F3 | Commercial | Health (WA) | Existing | Food Preparation | Natural Gas | Range | E1 | System - kBTUs of Consumption | 32.4944 | 32.4944 | 32.4944 | 32.4944 | 32.4944 | 32.4944 | 32.4944 | 32.4944 | 32.4944 | 32.4944 | 32.4944 | 32.4944 | 32.4944 | 32.4944 | 32.4944 | 32.4944 | 32.4944 | 32.4944 | 32.4944 | 32.4944 | 32.4944 | 32.4944 | 32.4944 | 32.4944 | 32.4944 | 32.4944 | 32.4944
F3_Commercial_Health (WA)_Existing_Food Preparation_Natural Gas_Range_E2 | F3 | Commercial | Health (WA) | Existing | Food Preparation | Natural Gas | Range | E2 | System - kBTUs of Consumption | 16.2472 | 16.2472 | 16.2472 | 16.2472 | 16.2472 | 16.2472 | 16.2472 | 16.2472 | 16.2472 | 16.2472 | 16.2472 | 16.2472 | 16.2472 | 16.2472 | 16.2472 | 16.2472 | 16.2472 | 16.2472 | 16.2472 | 16.2472 | 16.2472 | 16.2472 | 16.2472 | 16.2472 | 16.2472 | 16.2472 | 16.2472
F3_Commercial_Health (WA)_Existing_Food Preparation_Natural Gas_Range_E3 | F3 | Commercial | Health (WA) | Existing | Food Preparation | Natural Gas | Range | E3 | System - kBTUs of Consumption | 0 | 0 | 0 | 0 | 0 | 0 | 0 | 0 | 0 | 0 | 0 | 0 | 0 | 0 | 0 | 0 | 0 | 0 | 0 | 0 | 0 | 0 | 0 | 0 | 0 | 0 | 0
F3_Commercial_Health (WA)_Existing_Food Preparation_Natural Gas_Range_E4 | F3 | Commercial | Health (WA) | Existing | Food Preparation | Natural Gas | Range | E4 | System - kBTUs of Consumption | 0 | 0 | 0 | 0 | 0 | 0 | 0 | 0 | 0 | 0 | 0 | 0 | 0 | 0 | 0 | 0 | 0 | 0 | 0 | 0 | 0 | 0 | 0 | 0 | 0 | 0 | 0
F3_Commercial_Health (WA)_Existing_Food Preparation_Natural Gas_Range_E5 | F3 | Commercial | Health (WA) | Existing | Food Preparation | Natural Gas | Range | E5 | System - kBTUs of Consumption | 0 | 0 | 0 | 0 | 0 | 0 | 0 | 0 | 0 | 0 | 0 | 0 | 0 | 0 | 0 | 0 | 0 | 0 | 0 | 0 | 0 | 0 | 0 | 0 | 0 | 0 | 0
F3_Commercial_Health (WA)_Existing_Food Preparation_Natural Gas_Range_E6 | F3 | Commercial | Health (WA) | Existing | Food Preparation | Natural Gas | Range | E6 | System - kBTUs of Consumption | 0 | 0 | 0 | 0 | 0 | 0 | 0 | 0 | 0 | 0 | 0 | 0 | 0 | 0 | 0 | 0 | 0 | 0 | 0 | 0 | 0 | 0 | 0 | 0 | 0 | 0 | 0
F3_Commercial_Health (WA)_Existing_Food Preparation_Natural Gas_Range_E7 | F3 | Commercial | Health (WA) | Existing | Food Preparation | Natural Gas | Range | E7 | System - kBTUs of Consumption | 0 | 0 | 0 | 0 | 0 | 0 | 0 | 0 | 0 | 0 | 0 | 0 | 0 | 0 | 0 | 0 | 0 | 0 | 0 | 0 | 0 | 0 | 0 | 0 | 0 | 0 | 0
F3_Commercial_Health (WA)_Existing_Food Preparation_Natural Gas_Range_E8 | F3 | Commercial | Health (WA) | Existing | Food Preparation | Natural Gas | Range | E8 | System - kBTUs of Consumption | 0 | 0 | 0 | 0 | 0 | 0 | 0 | 0 | 0 | 0 | 0 | 0 | 0 | 0 | 0 | 0 | 0 | 0 | 0 | 0 | 0 | 0 | 0 | 0 | 0 | 0 | 0
F3_Commercial_Health (WA)_Existing_Food Preparation_Natural Gas_Range_E9 | F3 | Commercial | Health (WA) | Existing | Food Preparation | Natural Gas | Range | E9 | System - kBTUs of Consumption | 0 | 0 | 0 | 0 | 0 | 0 | 0 | 0 | 0 | 0 | 0 | 0 | 0 | 0 | 0 | 0 | 0 | 0 | 0 | 0 | 0 | 0 | 0 | 0 | 0 | 0 | 0
F3_Commercial_Health (WA)_Existing_Food Preparation_Natural Gas_Range_E10 | F3 | Commercial | Health (WA) | Existing | Food Preparation | Natural Gas | Range | E10 | System - kBTUs of Consumption | 0 | 0 | 0 | 0 | 0 | 0 | 0 | 0 | 0 | 0 | 0 | 0 | 0 | 0 | 0 | 0 | 0 | 0 | 0 | 0 | 0 | 0 | 0 | 0 | 0 | 0 | 0
F4_Commercial_Health (WA)_Existing_Food Preparation_Natural Gas_Range_E1 | F4 | Commercial | Health (WA) | Existing | Food Preparation | Natural Gas | Range | E1 | Utility - Cost of Equipment | 0.034393 | 0.034393 | 0.034393 | 0.034393 | 0.034393 | 0.034393 | 0.034393 | 0.034393 | 0.034393 | 0.034393 | 0.034393 | 0.034393 | 0.034393 | 0.034393 | 0.034393 | 0.034393 | 0.034393 | 0.034393 | 0.034393 | 0.034393 | 0.034393 | 0.034393 | 0.034393 | 0.034393 | 0.034393 | 0.034393 | 0.034393
F4_Commercial_Health (WA)_Existing_Food Preparation_Natural Gas_Range_E2 | F4 | Commercial | Health (WA) | Existing | Food Preparation | Natural Gas | Range | E2 | Utility - Cost of Equipment | 0.03745 | 0.03745 | 0.03745 | 0.03745 | 0.03745 | 0.03745 | 0.03745 | 0.03745 | 0.03745 | 0.03745 | 0.03745 | 0.03745 | 0.03745 | 0.03745 | 0.03745 | 0.03745 | 0.03745 | 0.03745 | 0.03745 | 0.03745 | 0.03745 | 0.03745 | 0.03745 | 0.03745 | 0.03745 | 0.03745 | 0.03745
F4_Commercial_Health (WA)_Existing_Food Preparation_Natural Gas_Range_E3 | F4 | Commercial | Health (WA) | Existing | Food Preparation | Natural Gas | Range | E3 | Utility - Cost of Equipment | 0 | 0 | 0 | 0 | 0 | 0 | 0 | 0 | 0 | 0 | 0 | 0 | 0 | 0 | 0 | 0 | 0 | 0 | 0 | 0 | 0 | 0 | 0 | 0 | 0 | 0 | 0
F4_Commercial_Health (WA)_Existing_Food Preparation_Natural Gas_Range_E4 | F4 | Commercial | Health (WA) | Existing | Food Preparation | Natural Gas | Range | E4 | Utility - Cost of Equipment | 0 | 0 | 0 | 0 | 0 | 0 | 0 | 0 | 0 | 0 | 0 | 0 | 0 | 0 | 0 | 0 | 0 | 0 | 0 | 0 | 0 | 0 | 0 | 0 | 0 | 0 | 0
F4_Commercial_Health (WA)_Existing_Food Preparation_Natural Gas_Range_E5 | F4 | Commercial | Health (WA) | Existing | Food Preparation | Natural Gas | Range | E5 | Utility - Cost of Equipment | 0 | 0 | 0 | 0 | 0 | 0 | 0 | 0 | 0 | 0 | 0 | 0 | 0 | 0 | 0 | 0 | 0 | 0 | 0 | 0 | 0 | 0 | 0 | 0 | 0 | 0 | 0
F4_Commercial_Health (WA)_Existing_Food Preparation_Natural Gas_Range_E6 | F4 | Commercial | Health (WA) | Existing | Food Preparation | Natural Gas | Range | E6 | Utility - Cost of Equipment | 0 | 0 | 0 | 0 | 0 | 0 | 0 | 0 | 0 | 0 | 0 | 0 | 0 | 0 | 0 | 0 | 0 | 0 | 0 | 0 | 0 | 0 | 0 | 0 | 0 | 0 | 0
F4_Commercial_Health (WA)_Existing_Food Preparation_Natural Gas_Range_E7 | F4 | Commercial | Health (WA) | Existing | Food Preparation | Natural Gas | Range | E7 | Utility - Cost of Equipment | 0 | 0 | 0 | 0 | 0 | 0 | 0 | 0 | 0 | 0 | 0 | 0 | 0 | 0 | 0 | 0 | 0 | 0 | 0 | 0 | 0 | 0 | 0 | 0 | 0 | 0 | 0
F4_Commercial_Health (WA)_Existing_Food Preparation_Natural Gas_Range_E8 | F4 | Commercial | Health (WA) | Existing | Food Preparation | Natural Gas | Range | E8 | Utility - Cost of Equipment | 0 | 0 | 0 | 0 | 0 | 0 | 0 | 0 | 0 | 0 | 0 | 0 | 0 | 0 | 0 | 0 | 0 | 0 | 0 | 0 | 0 | 0 | 0 | 0 | 0 | 0 | 0
F4_Commercial_Health (WA)_Existing_Food Preparation_Natural Gas_Range_E9 | F4 | Commercial | Health (WA) | Existing | Food Preparation | Natural Gas | Range | E9 | Utility - Cost of Equipment | 0 | 0 | 0 | 0 | 0 | 0 | 0 | 0 | 0 | 0 | 0 | 0 | 0 | 0 | 0 | 0 | 0 | 0 | 0 | 0 | 0 | 0 | 0 | 0 | 0 | 0 | 0
F4_Commercial_Health (WA)_Existing_Food Preparation_Natural Gas_Range_E10 | F4 | Commercial | Health (WA) | Existing | Food Preparation | Natural Gas | Range | E10 | Utility - Cost of Equipment | 0 | 0 | 0 | 0 | 0 | 0 | 0 | 0 | 0 | 0 | 0 | 0 | 0 | 0 | 0 | 0 | 0 | 0 | 0 | 0 | 0 | 0 | 0 | 0 | 0 | 0 | 0
F5_Commercial_Health (WA)_Existing_Food Preparation_Natural Gas_Range_E1 | F5 | Commercial | Health (WA) | Existing | Food Preparation | Natural Gas | Range | E1 | Utility - Cost of Operation | 0.11269 | 0.1153 | 0.11857 | 0.12243 | 0.12692 | 0.13258 | 0.13848 | 0.14436 | 0.15003 | 0.15578 | 0.16027 | 0.16444 | 0.16894 | 0.17332 | 0.17719 | 0.18077 | 0.18393 | 0.18703 | 0.19037 | 0.1936 | 0.19693 | 0.20041 | 0.20391 | 0.20753 | 0.21122 | 0.21497 | 0.21879
F5_Commercial_Health (WA)_Existing_Food Preparation_Natural Gas_Range_E2 | F5 | Commercial | Health (WA) | Existing | Food Preparation | Natural Gas | Range | E2 | Utility - Cost of Operation | 0.056347 | 0.057648 | 0.059284 | 0.061214 | 0.063459 | 0.06629 | 0.069238 | 0.072178 | 0.075014 | 0.077889 | 0.080133 | 0.08222 | 0.08447 | 0.086662 | 0.088595 | 0.090385 | 0.091964 | 0.093515 | 0.095184 | 0.096802 | 0.098467 | 0.1002 | 0.10196 | 0.10377 | 0.10561 | 0.10749 | 0.1094
F5_Commercial_Health (WA)_Existing_Food Preparation_Natural Gas_Range_E3 | F5 | Commercial | Health (WA) | Existing | Food Preparation | Natural Gas | Range | E3 | Utility - Cost of Operation | 0 | 0 | 0 | 0 | 0 | 0 | 0 | 0 | 0 | 0 | 0 | 0 | 0 | 0 | 0 | 0 | 0 | 0 | 0 | 0 | 0 | 0 | 0 | 0 | 0 | 0 | 0
F5_Commercial_Health (WA)_Existing_Food Preparation_Natural Gas_Range_E4 | F5 | Commercial | Health (WA) | Existing | Food Preparation | Natural Gas | Range | E4 | Utility - Cost of Operation | 0 | 0 | 0 | 0 | 0 | 0 | 0 | 0 | 0 | 0 | 0 | 0 | 0 | 0 | 0 | 0 | 0 | 0 | 0 | 0 | 0 | 0 | 0 | 0 | 0 | 0 | 0
F5_Commercial_Health (WA)_Existing_Food Preparation_Natural Gas_Range_E5 | F5 | Commercial | Health (WA) | Existing | Food Preparation | Natural Gas | Range | E5 | Utility - Cost of Operation | 0 | 0 | 0 | 0 | 0 | 0 | 0 | 0 | 0 | 0 | 0 | 0 | 0 | 0 | 0 | 0 | 0 | 0 | 0 | 0 | 0 | 0 | 0 | 0 | 0 | 0 | 0
F5_Commercial_Health (WA)_Existing_Food Preparation_Natural Gas_Range_E6 | F5 | Commercial | Health (WA) | Existing | Food Preparation | Natural Gas | Range | E6 | Utility - Cost of Operation | 0 | 0 | 0 | 0 | 0 | 0 | 0 | 0 | 0 | 0 | 0 | 0 | 0 | 0 | 0 | 0 | 0 | 0 | 0 | 0 | 0 | 0 | 0 | 0 | 0 | 0 | 0
F5_Commercial_Health (WA)_Existing_Food Preparation_Natural Gas_Range_E7 | F5 | Commercial | Health (WA) | Existing | Food Preparation | Natural Gas | Range | E7 | Utility - Cost of Operation | 0 | 0 | 0 | 0 | 0 | 0 | 0 | 0 | 0 | 0 | 0 | 0 | 0 | 0 | 0 | 0 | 0 | 0 | 0 | 0 | 0 | 0 | 0 | 0 | 0 | 0 | 0
F5_Commercial_Health (WA)_Existing_Food Preparation_Natural Gas_Range_E8 | F5 | Commercial | Health (WA) | Existing | Food Preparation | Natural Gas | Range | E8 | Utility - Cost of Operation | 0 | 0 | 0 | 0 | 0 | 0 | 0 | 0 | 0 | 0 | 0 | 0 | 0 | 0 | 0 | 0 | 0 | 0 | 0 | 0 | 0 | 0 | 0 | 0 | 0 | 0 | 0
F5_Commercial_Health (WA)_Existing_Food Preparation_Natural Gas_Range_E9 | F5 | Commercial | Health (WA) | Existing | Food Preparation | Natural Gas | Range | E9 | Utility - Cost of Operation | 0 | 0 | 0 | 0 | 0 | 0 | 0 | 0 | 0 | 0 | 0 | 0 | 0 | 0 | 0 | 0 | 0 | 0 | 0 | 0 | 0 | 0 | 0 | 0 | 0 | 0 | 0
F5_Commercial_Health (WA)_Existing_Food Preparation_Natural Gas_Range_E10 | F5 | Commercial | Health (WA) | Existing | Food Preparation | Natural Gas | Range | E10 | Utility - Cost of Operation | 0 | 0 | 0 | 0 | 0 | 0 | 0 | 0 | 0 | 0 | 0 | 0 | 0 | 0 | 0 | 0 | 0 | 0 | 0 | 0 | 0 | 0 | 0 | 0 | 0 | 0 | 0
F6_Commercial_Health (WA)_Existing_Food Preparation_Natural Gas_Range_E1 | F6 | Commercial | Health (WA) | Existing | Food Preparation | Natural Gas | Range | E1 | Utility - Value of Sales | 0.13406 | 0.13629 | 0.13901 | 0.14231 | 0.14625 | 0.15144 | 0.15677 | 0.16193 | 0.16668 | 0.17124 | 0.17592 | 0.1801 | 0.18447 | 0.1885 | 0.1919 | 0.19491 | 0.19738 | 0.1997 | 0.2022 | 0.20449 | 0.20678 | 0.21043 | 0.21411 | 0.21791 | 0.22178 | 0.22572 | 0.22973
F6_Commercial_Health (WA)_Existing_Food Preparation_Natural Gas_Range_E2 | F6 | Commercial | Health (WA) | Existing | Food Preparation | Natural Gas | Range | E2 | Utility - Value of Sales | 0.067029 | 0.068145 | 0.069504 | 0.071157 | 0.073123 | 0.075722 | 0.078387 | 0.080966 | 0.08334 | 0.085619 | 0.087961 | 0.090052 | 0.092234 | 0.094251 | 0.095949 | 0.097454 | 0.098689 | 0.099852 | 0.1011 | 0.10224 | 0.10339 | 0.10521 | 0.10705 | 0.10896 | 0.11089 | 0.11286 | 0.11487
F6_Commercial_Health (WA)_Existing_Food Preparation_Natural Gas_Range_E3 | F6 | Commercial | Health (WA) | Existing | Food Preparation | Natural Gas | Range | E3 | Utility - Value of Sales | 0 | 0 | 0 | 0 | 0 | 0 | 0 | 0 | 0 | 0 | 0 | 0 | 0 | 0 | 0 | 0 | 0 | 0 | 0 | 0 | 0 | 0 | 0 | 0 | 0 | 0 | 0
F6_Commercial_Health (WA)_Existing_Food Preparation_Natural Gas_Range_E4 | F6 | Commercial | Health (WA) | Existing | Food Preparation | Natural Gas | Range | E4 | Utility - Value of Sales | 0 | 0 | 0 | 0 | 0 | 0 | 0 | 0 | 0 | 0 | 0 | 0 | 0 | 0 | 0 | 0 | 0 | 0 | 0 | 0 | 0 | 0 | 0 | 0 | 0 | 0 | 0
F6_Commercial_Health (WA)_Existing_Food Preparation_Natural Gas_Range_E5 | F6 | Commercial | Health (WA) | Existing | Food Preparation | Natural Gas | Range | E5 | Utility - Value of Sales | 0 | 0 | 0 | 0 | 0 | 0 | 0 | 0 | 0 | 0 | 0 | 0 | 0 | 0 | 0 | 0 | 0 | 0 | 0 | 0 | 0 | 0 | 0 | 0 | 0 | 0 | 0
F6_Commercial_Health (WA)_Existing_Food Preparation_Natural Gas_Range_E6 | F6 | Commercial | Health (WA) | Existing | Food Preparation | Natural Gas | Range | E6 | Utility - Value of Sales | 0 | 0 | 0 | 0 | 0 | 0 | 0 | 0 | 0 | 0 | 0 | 0 | 0 | 0 | 0 | 0 | 0 | 0 | 0 | 0 | 0 | 0 | 0 | 0 | 0 | 0 | 0
F6_Commercial_Health (WA)_Existing_Food Preparation_Natural Gas_Range_E7 | F6 | Commercial | Health (WA) | Existing | Food Preparation | Natural Gas | Range | E7 | Utility - Value of Sales | 0 | 0 | 0 | 0 | 0 | 0 | 0 | 0 | 0 | 0 | 0 | 0 | 0 | 0 | 0 | 0 | 0 | 0 | 0 | 0 | 0 | 0 | 0 | 0 | 0 | 0 | 0
F6_Commercial_Health (WA)_Existing_Food Preparation_Natural Gas_Range_E8 | F6 | Commercial | Health (WA) | Existing | Food Preparation | Natural Gas | Range | E8 | Utility - Value of Sales | 0 | 0 | 0 | 0 | 0 | 0 | 0 | 0 | 0 | 0 | 0 | 0 | 0 | 0 | 0 | 0 | 0 | 0 | 0 | 0 | 0 | 0 | 0 | 0 | 0 | 0 | 0
F6_Commercial_Health (WA)_Existing_Food Preparation_Natural Gas_Range_E9 | F6 | Commercial | Health (WA) | Existing | Food Preparation | Natural Gas | Range | E9 | Utility - Value of Sales | 0 | 0 | 0 | 0 | 0 | 0 | 0 | 0 | 0 | 0 | 0 | 0 | 0 | 0 | 0 | 0 | 0 | 0 | 0 | 0 | 0 | 0 | 0 | 0 | 0 | 0 | 0
F6_Commercial_Health (WA)_Existing_Food Preparation_Natural Gas_Range_E10 | F6 | Commercial | Health (WA) | Existing | Food Preparation | Natural Gas | Range | E10 | Utility - Value of Sales | 0 | 0 | 0 | 0 | 0 | 0 | 0 | 0 | 0 | 0 | 0 | 0 | 0 | 0 | 0 | 0 | 0 | 0 | 0 | 0 | 0 | 0 | 0 | 0 | 0 | 0 | 0
F1_Commercial_Health (WA)_Existing_Food Preparation_Natural Gas_Steamer_E1 | F1 | Commercial | Health (WA) | Existing | Food Preparation | Natural Gas | Steamer | E1 | RVT - Cost of Equipment | 0.015182 | 0.015182 | 0.015182 | 0.015182 | 0.015182 | 0.015182 | 0.015182 | 0.015182 | 0.015182 | 0.015182 | 0.015182 | 0.015182 | 0.015182 | 0.015182 | 0.015182 | 0.015182 | 0.015182 | 0.015182 | 0.015182 | 0.015182 | 0.015182 | 0.015182 | 0.015182 | 0.015182 | 0.015182 | 0.015182 | 0.015182
F1_Commercial_Health (WA)_Existing_Food Preparation_Natural Gas_Steamer_E2 | F1 | Commercial | Health (WA) | Existing | Food Preparation | Natural Gas | Steamer | E2 | RVT - Cost of Equipment | 0.016312 | 0.016312 | 0.016312 | 0.016312 | 0.016312 | 0.016312 | 0.016312 | 0.016312 | 0.016312 | 0.016312 | 0.016312 | 0.016312 | 0.016312 | 0.016312 | 0.016312 | 0.016312 | 0.016312 | 0.016312 | 0.016312 | 0.016312 | 0.016312 | 0.016312 | 0.016312 | 0.016312 | 0.016312 | 0.016312 | 0.016312
F1_Commercial_Health (WA)_Existing_Food Preparation_Natural Gas_Steamer_E3 | F1 | Commercial | Health (WA) | Existing | Food Preparation | Natural Gas | Steamer | E3 | RVT - Cost of Equipment | 0 | 0 | 0 | 0 | 0 | 0 | 0 | 0 | 0 | 0 | 0 | 0 | 0 | 0 | 0 | 0 | 0 | 0 | 0 | 0 | 0 | 0 | 0 | 0 | 0 | 0 | 0
F1_Commercial_Health (WA)_Existing_Food Preparation_Natural Gas_Steamer_E4 | F1 | Commercial | Health (WA) | Existing | Food Preparation | Natural Gas | Steamer | E4 | RVT - Cost of Equipment | 0 | 0 | 0 | 0 | 0 | 0 | 0 | 0 | 0 | 0 | 0 | 0 | 0 | 0 | 0 | 0 | 0 | 0 | 0 | 0 | 0 | 0 | 0 | 0 | 0 | 0 | 0
F1_Commercial_Health (WA)_Existing_Food Preparation_Natural Gas_Steamer_E5 | F1 | Commercial | Health (WA) | Existing | Food Preparation | Natural Gas | Steamer | E5 | RVT - Cost of Equipment | 0 | 0 | 0 | 0 | 0 | 0 | 0 | 0 | 0 | 0 | 0 | 0 | 0 | 0 | 0 | 0 | 0 | 0 | 0 | 0 | 0 | 0 | 0 | 0 | 0 | 0 | 0
F1_Commercial_Health (WA)_Existing_Food Preparation_Natural Gas_Steamer_E6 | F1 | Commercial | Health (WA) | Existing | Food Preparation | Natural Gas | Steamer | E6 | RVT - Cost of Equipment | 0 | 0 | 0 | 0 | 0 | 0 | 0 | 0 | 0 | 0 | 0 | 0 | 0 | 0 | 0 | 0 | 0 | 0 | 0 | 0 | 0 | 0 | 0 | 0 | 0 | 0 | 0
F1_Commercial_Health (WA)_Existing_Food Preparation_Natural Gas_Steamer_E7 | F1 | Commercial | Health (WA) | Existing | Food Preparation | Natural Gas | Steamer | E7 | RVT - Cost of Equipment | 0 | 0 | 0 | 0 | 0 | 0 | 0 | 0 | 0 | 0 | 0 | 0 | 0 | 0 | 0 | 0 | 0 | 0 | 0 | 0 | 0 | 0 | 0 | 0 | 0 | 0 | 0
F1_Commercial_Health (WA)_Existing_Food Preparation_Natural Gas_Steamer_E8 | F1 | Commercial | Health (WA) | Existing | Food Preparation | Natural Gas | Steamer | E8 | RVT - Cost of Equipment | 0 | 0 | 0 | 0 | 0 | 0 | 0 | 0 | 0 | 0 | 0 | 0 | 0 | 0 | 0 | 0 | 0 | 0 | 0 | 0 | 0 | 0 | 0 | 0 | 0 | 0 | 0
F1_Commercial_Health (WA)_Existing_Food Preparation_Natural Gas_Steamer_E9 | F1 | Commercial | Health (WA) | Existing | Food Preparation | Natural Gas | Steamer | E9 | RVT - Cost of Equipment | 0 | 0 | 0 | 0 | 0 | 0 | 0 | 0 | 0 | 0 | 0 | 0 | 0 | 0 | 0 | 0 | 0 | 0 | 0 | 0 | 0 | 0 | 0 | 0 | 0 | 0 | 0
F1_Commercial_Health (WA)_Existing_Food Preparation_Natural Gas_Steamer_E10 | F1 | Commercial | Health (WA) | Existing | Food Preparation | Natural Gas | Steamer | E10 | RVT - Cost of Equipment | 0 | 0 | 0 | 0 | 0 | 0 | 0 | 0 | 0 | 0 | 0 | 0 | 0 | 0 | 0 | 0 | 0 | 0 | 0 | 0 | 0 | 0 | 0 | 0 | 0 | 0 | 0
F2_Commercial_Health (WA)_Existing_Food Preparation_Natural Gas_Steamer_E1 | F2 | Commercial | Health (WA) | Existing | Food Preparation | Natural Gas | Steamer | E1 | RVT - Cost of Operation | 0.18671 | 0.19024 | 0.19438 | 0.19921 | 0.20473 | 0.21163 | 0.21855 | 0.22512 | 0.23107 | 0.23684 | 0.24281 | 0.24824 | 0.25397 | 0.25939 | 0.26406 | 0.26826 | 0.27183 | 0.27523 | 0.27884 | 0.28222 | 0.28561 | 0.29065 | 0.29574 | 0.30099 | 0.30634 | 0.31178 | 0.31732
F2_Commercial_Health (WA)_Existing_Food Preparation_Natural Gas_Steamer_E2 | F2 | Commercial | Health (WA) | Existing | Food Preparation | Natural Gas | Steamer | E2 | RVT - Cost of Operation | 0.035228 | 0.035893 | 0.036674 | 0.037585 | 0.038628 | 0.03993 | 0.041236 | 0.042475 | 0.043597 | 0.044685 | 0.045812 | 0.046837 | 0.047918 | 0.048941 | 0.049821 | 0.050614 | 0.051286 | 0.051928 | 0.05261 | 0.053247 | 0.053886 | 0.054837 | 0.055798 | 0.056789 | 0.057798 | 0.058825 | 0.05987
F2_Commercial_Health (WA)_Existing_Food Preparation_Natural Gas_Steamer_E3 | F2 | Commercial | Health (WA) | Existing | Food Preparation | Natural Gas | Steamer | E3 | RVT - Cost of Operation | 0 | 0 | 0 | 0 | 0 | 0 | 0 | 0 | 0 | 0 | 0 | 0 | 0 | 0 | 0 | 0 | 0 | 0 | 0 | 0 | 0 | 0 | 0 | 0 | 0 | 0 | 0
F2_Commercial_Health (WA)_Existing_Food Preparation_Natural Gas_Steamer_E4 | F2 | Commercial | Health (WA) | Existing | Food Preparation | Natural Gas | Steamer | E4 | RVT - Cost of Operation | 0 | 0 | 0 | 0 | 0 | 0 | 0 | 0 | 0 | 0 | 0 | 0 | 0 | 0 | 0 | 0 | 0 | 0 | 0 | 0 | 0 | 0 | 0 | 0 | 0 | 0 | 0
F2_Commercial_Health (WA)_Existing_Food Preparation_Natural Gas_Steamer_E5 | F2 | Commercial | Health (WA) | Existing | Food Preparation | Natural Gas | Steamer | E5 | RVT - Cost of Operation | 0 | 0 | 0 | 0 | 0 | 0 | 0 | 0 | 0 | 0 | 0 | 0 | 0 | 0 | 0 | 0 | 0 | 0 | 0 | 0 | 0 | 0 | 0 | 0 | 0 | 0 | 0
F2_Commercial_Health (WA)_Existing_Food Preparation_Natural Gas_Steamer_E6 | F2 | Commercial | Health (WA) | Existing | Food Preparation | Natural Gas | Steamer | E6 | RVT - Cost of Operation | 0 | 0 | 0 | 0 | 0 | 0 | 0 | 0 | 0 | 0 | 0 | 0 | 0 | 0 | 0 | 0 | 0 | 0 | 0 | 0 | 0 | 0 | 0 | 0 | 0 | 0 | 0
F2_Commercial_Health (WA)_Existing_Food Preparation_Natural Gas_Steamer_E7 | F2 | Commercial | Health (WA) | Existing | Food Preparation | Natural Gas | Steamer | E7 | RVT - Cost of Operation | 0 | 0 | 0 | 0 | 0 | 0 | 0 | 0 | 0 | 0 | 0 | 0 | 0 | 0 | 0 | 0 | 0 | 0 | 0 | 0 | 0 | 0 | 0 | 0 | 0 | 0 | 0
F2_Commercial_Health (WA)_Existing_Food Preparation_Natural Gas_Steamer_E8 | F2 | Commercial | Health (WA) | Existing | Food Preparation | Natural Gas | Steamer | E8 | RVT - Cost of Operation | 0 | 0 | 0 | 0 | 0 | 0 | 0 | 0 | 0 | 0 | 0 | 0 | 0 | 0 | 0 | 0 | 0 | 0 | 0 | 0 | 0 | 0 | 0 | 0 | 0 | 0 | 0
F2_Commercial_Health (WA)_Existing_Food Preparation_Natural Gas_Steamer_E9 | F2 | Commercial | Health (WA) | Existing | Food Preparation | Natural Gas | Steamer | E9 | RVT - Cost of Operation | 0 | 0 | 0 | 0 | 0 | 0 | 0 | 0 | 0 | 0 | 0 | 0 | 0 | 0 | 0 | 0 | 0 | 0 | 0 | 0 | 0 | 0 | 0 | 0 | 0 | 0 | 0
F2_Commercial_Health (WA)_Existing_Food Preparation_Natural Gas_Steamer_E10 | F2 | Commercial | Health (WA) | Existing | Food Preparation | Natural Gas | Steamer | E10 | RVT - Cost of Operation | 0 | 0 | 0 | 0 | 0 | 0 | 0 | 0 | 0 | 0 | 0 | 0 | 0 | 0 | 0 | 0 | 0 | 0 | 0 | 0 | 0 | 0 | 0 | 0 | 0 | 0 | 0
F3_Commercial_Health (WA)_Existing_Food Preparation_Natural Gas_Steamer_E1 | F3 | Commercial | Health (WA) | Existing | Food Preparation | Natural Gas | Steamer | E1 | System - kBTUs of Consumption | 44.5423 | 44.5423 | 44.5423 | 44.5423 | 44.5423 | 44.5423 | 44.5423 | 44.5423 | 44.5423 | 44.5423 | 44.5423 | 44.5423 | 44.5423 | 44.5423 | 44.5423 | 44.5423 | 44.5423 | 44.5423 | 44.5423 | 44.5423 | 44.5423 | 44.5423 | 44.5423 | 44.5423 | 44.5423 | 44.5423 | 44.5423
F3_Commercial_Health (WA)_Existing_Food Preparation_Natural Gas_Steamer_E2 | F3 | Commercial | Health (WA) | Existing | Food Preparation | Natural Gas | Steamer | E2 | System - kBTUs of Consumption | 8.404 | 8.404 | 8.404 | 8.404 | 8.404 | 8.404 | 8.404 | 8.404 | 8.404 | 8.404 | 8.404 | 8.404 | 8.404 | 8.404 | 8.404 | 8.404 | 8.404 | 8.404 | 8.404 | 8.404 | 8.404 | 8.404 | 8.404 | 8.404 | 8.404 | 8.404 | 8.404
F3_Commercial_Health (WA)_Existing_Food Preparation_Natural Gas_Steamer_E3 | F3 | Commercial | Health (WA) | Existing | Food Preparation | Natural Gas | Steamer | E3 | System - kBTUs of Consumption | 0 | 0 | 0 | 0 | 0 | 0 | 0 | 0 | 0 | 0 | 0 | 0 | 0 | 0 | 0 | 0 | 0 | 0 | 0 | 0 | 0 | 0 | 0 | 0 | 0 | 0 | 0
F3_Commercial_Health (WA)_Existing_Food Preparation_Natural Gas_Steamer_E4 | F3 | Commercial | Health (WA) | Existing | Food Preparation | Natural Gas | Steamer | E4 | System - kBTUs of Consumption | 0 | 0 | 0 | 0 | 0 | 0 | 0 | 0 | 0 | 0 | 0 | 0 | 0 | 0 | 0 | 0 | 0 | 0 | 0 | 0 | 0 | 0 | 0 | 0 | 0 | 0 | 0
F3_Commercial_Health (WA)_Existing_Food Preparation_Natural Gas_Steamer_E5 | F3 | Commercial | Health (WA) | Existing | Food Preparation | Natural Gas | Steamer | E5 | System - kBTUs of Consumption | 0 | 0 | 0 | 0 | 0 | 0 | 0 | 0 | 0 | 0 | 0 | 0 | 0 | 0 | 0 | 0 | 0 | 0 | 0 | 0 | 0 | 0 | 0 | 0 | 0 | 0 | 0
F3_Commercial_Health (WA)_Existing_Food Preparation_Natural Gas_Steamer_E6 | F3 | Commercial | Health (WA) | Existing | Food Preparation | Natural Gas | Steamer | E6 | System - kBTUs of Consumption | 0 | 0 | 0 | 0 | 0 | 0 | 0 | 0 | 0 | 0 | 0 | 0 | 0 | 0 | 0 | 0 | 0 | 0 | 0 | 0 | 0 | 0 | 0 | 0 | 0 | 0 | 0
F3_Commercial_Health (WA)_Existing_Food Preparation_Natural Gas_Steamer_E7 | F3 | Commercial | Health (WA) | Existing | Food Preparation | Natural Gas | Steamer | E7 | System - kBTUs of Consumption | 0 | 0 | 0 | 0 | 0 | 0 | 0 | 0 | 0 | 0 | 0 | 0 | 0 | 0 | 0 | 0 | 0 | 0 | 0 | 0 | 0 | 0 | 0 | 0 | 0 | 0 | 0
F3_Commercial_Health (WA)_Existing_Food Preparation_Natural Gas_Steamer_E8 | F3 | Commercial | Health (WA) | Existing | Food Preparation | Natural Gas | Steamer | E8 | System - kBTUs of Consumption | 0 | 0 | 0 | 0 | 0 | 0 | 0 | 0 | 0 | 0 | 0 | 0 | 0 | 0 | 0 | 0 | 0 | 0 | 0 | 0 | 0 | 0 | 0 | 0 | 0 | 0 | 0
F3_Commercial_Health (WA)_Existing_Food Preparation_Natural Gas_Steamer_E9 | F3 | Commercial | Health (WA) | Existing | Food Preparation | Natural Gas | Steamer | E9 | System - kBTUs of Consumption | 0 | 0 | 0 | 0 | 0 | 0 | 0 | 0 | 0 | 0 | 0 | 0 | 0 | 0 | 0 | 0 | 0 | 0 | 0 | 0 | 0 | 0 | 0 | 0 | 0 | 0 | 0
F3_Commercial_Health (WA)_Existing_Food Preparation_Natural Gas_Steamer_E10 | F3 | Commercial | Health (WA) | Existing | Food Preparation | Natural Gas | Steamer | E10 | System - kBTUs of Consumption | 0 | 0 | 0 | 0 | 0 | 0 | 0 | 0 | 0 | 0 | 0 | 0 | 0 | 0 | 0 | 0 | 0 | 0 | 0 | 0 | 0 | 0 | 0 | 0 | 0 | 0 | 0
F4_Commercial_Health (WA)_Existing_Food Preparation_Natural Gas_Steamer_E1 | F4 | Commercial | Health (WA) | Existing | Food Preparation | Natural Gas | Steamer | E1 | Utility - Cost of Equipment | 0.015182 | 0.015182 | 0.015182 | 0.015182 | 0.015182 | 0.015182 | 0.015182 | 0.015182 | 0.015182 | 0.015182 | 0.015182 | 0.015182 | 0.015182 | 0.015182 | 0.015182 | 0.015182 | 0.015182 | 0.015182 | 0.015182 | 0.015182 | 0.015182 | 0.015182 | 0.015182 | 0.015182 | 0.015182 | 0.015182 | 0.015182
F4_Commercial_Health (WA)_Existing_Food Preparation_Natural Gas_Steamer_E2 | F4 | Commercial | Health (WA) | Existing | Food Preparation | Natural Gas | Steamer | E2 | Utility - Cost of Equipment | 0.016312 | 0.016312 | 0.016312 | 0.016312 | 0.016312 | 0.016312 | 0.016312 | 0.016312 | 0.016312 | 0.016312 | 0.016312 | 0.016312 | 0.016312 | 0.016312 | 0.016312 | 0.016312 | 0.016312 | 0.016312 | 0.016312 | 0.016312 | 0.016312 | 0.016312 | 0.016312 | 0.016312 | 0.016312 | 0.016312 | 0.016312
F4_Commercial_Health (WA)_Existing_Food Preparation_Natural Gas_Steamer_E3 | F4 | Commercial | Health (WA) | Existing | Food Preparation | Natural Gas | Steamer | E3 | Utility - Cost of Equipment | 0 | 0 | 0 | 0 | 0 | 0 | 0 | 0 | 0 | 0 | 0 | 0 | 0 | 0 | 0 | 0 | 0 | 0 | 0 | 0 | 0 | 0 | 0 | 0 | 0 | 0 | 0
F4_Commercial_Health (WA)_Existing_Food Preparation_Natural Gas_Steamer_E4 | F4 | Commercial | Health (WA) | Existing | Food Preparation | Natural Gas | Steamer | E4 | Utility - Cost of Equipment | 0 | 0 | 0 | 0 | 0 | 0 | 0 | 0 | 0 | 0 | 0 | 0 | 0 | 0 | 0 | 0 | 0 | 0 | 0 | 0 | 0 | 0 | 0 | 0 | 0 | 0 | 0
F4_Commercial_Health (WA)_Existing_Food Preparation_Natural Gas_Steamer_E5 | F4 | Commercial | Health (WA) | Existing | Food Preparation | Natural Gas | Steamer | E5 | Utility - Cost of Equipment | 0 | 0 | 0 | 0 | 0 | 0 | 0 | 0 | 0 | 0 | 0 | 0 | 0 | 0 | 0 | 0 | 0 | 0 | 0 | 0 | 0 | 0 | 0 | 0 | 0 | 0 | 0
F4_Commercial_Health (WA)_Existing_Food Preparation_Natural Gas_Steamer_E6 | F4 | Commercial | Health (WA) | Existing | Food Preparation | Natural Gas | Steamer | E6 | Utility - Cost of Equipment | 0 | 0 | 0 | 0 | 0 | 0 | 0 | 0 | 0 | 0 | 0 | 0 | 0 | 0 | 0 | 0 | 0 | 0 | 0 | 0 | 0 | 0 | 0 | 0 | 0 | 0 | 0
F4_Commercial_Health (WA)_Existing_Food Preparation_Natural Gas_Steamer_E7 | F4 | Commercial | Health (WA) | Existing | Food Preparation | Natural Gas | Steamer | E7 | Utility - Cost of Equipment | 0 | 0 | 0 | 0 | 0 | 0 | 0 | 0 | 0 | 0 | 0 | 0 | 0 | 0 | 0 | 0 | 0 | 0 | 0 | 0 | 0 | 0 | 0 | 0 | 0 | 0 | 0
F4_Commercial_Health (WA)_Existing_Food Preparation_Natural Gas_Steamer_E8 | F4 | Commercial | Health (WA) | Existing | Food Preparation | Natural Gas | Steamer | E8 | Utility - Cost of Equipment | 0 | 0 | 0 | 0 | 0 | 0 | 0 | 0 | 0 | 0 | 0 | 0 | 0 | 0 | 0 | 0 | 0 | 0 | 0 | 0 | 0 | 0 | 0 | 0 | 0 | 0 | 0
F4_Commercial_Health (WA)_Existing_Food Preparation_Natural Gas_Steamer_E9 | F4 | Commercial | Health (WA) | Existing | Food Preparation | Natural Gas | Steamer | E9 | Utility - Cost of Equipment | 0 | 0 | 0 | 0 | 0 | 0 | 0 | 0 | 0 | 0 | 0 | 0 | 0 | 0 | 0 | 0 | 0 | 0 | 0 | 0 | 0 | 0 | 0 | 0 | 0 | 0 | 0
F4_Commercial_Health (WA)_Existing_Food Preparation_Natural Gas_Steamer_E10 | F4 | Commercial | Health (WA) | Existing | Food Preparation | Natural Gas | Steamer | E10 | Utility - Cost of Equipment | 0 | 0 | 0 | 0 | 0 | 0 | 0 | 0 | 0 | 0 | 0 | 0 | 0 | 0 | 0 | 0 | 0 | 0 | 0 | 0 | 0 | 0 | 0 | 0 | 0 | 0 | 0
F5_Commercial_Health (WA)_Existing_Food Preparation_Natural Gas_Steamer_E1 | F5 | Commercial | Health (WA) | Existing | Food Preparation | Natural Gas | Steamer | E1 | Utility - Cost of Operation | 0.15853 | 0.16252 | 0.16725 | 0.17268 | 0.17881 | 0.18628 | 0.19396 | 0.20157 | 0.20889 | 0.21632 | 0.22222 | 0.22776 | 0.23371 | 0.23953 | 0.24473 | 0.24961 | 0.25397 | 0.25829 | 0.26289 | 0.26739 | 0.272 | 0.2768 | 0.28166 | 0.28666 | 0.29175 | 0.29694 | 0.30221
F5_Commercial_Health (WA)_Existing_Food Preparation_Natural Gas_Steamer_E2 | F5 | Commercial | Health (WA) | Existing | Food Preparation | Natural Gas | Steamer | E2 | Utility - Cost of Operation | 0.02991 | 0.030664 | 0.031557 | 0.03258 | 0.033737 | 0.035146 | 0.036595 | 0.03803 | 0.039412 | 0.040813 | 0.041928 | 0.042972 | 0.044094 | 0.045193 | 0.046175 | 0.047094 | 0.047918 | 0.048732 | 0.049601 | 0.050449 | 0.05132 | 0.052226 | 0.053141 | 0.054085 | 0.055046 | 0.056024 | 0.057019
F5_Commercial_Health (WA)_Existing_Food Preparation_Natural Gas_Steamer_E3 | F5 | Commercial | Health (WA) | Existing | Food Preparation | Natural Gas | Steamer | E3 | Utility - Cost of Operation | 0 | 0 | 0 | 0 | 0 | 0 | 0 | 0 | 0 | 0 | 0 | 0 | 0 | 0 | 0 | 0 | 0 | 0 | 0 | 0 | 0 | 0 | 0 | 0 | 0 | 0 | 0
F5_Commercial_Health (WA)_Existing_Food Preparation_Natural Gas_Steamer_E4 | F5 | Commercial | Health (WA) | Existing | Food Preparation | Natural Gas | Steamer | E4 | Utility - Cost of Operation | 0 | 0 | 0 | 0 | 0 | 0 | 0 | 0 | 0 | 0 | 0 | 0 | 0 | 0 | 0 | 0 | 0 | 0 | 0 | 0 | 0 | 0 | 0 | 0 | 0 | 0 | 0
F5_Commercial_Health (WA)_Existing_Food Preparation_Natural Gas_Steamer_E5 | F5 | Commercial | Health (WA) | Existing | Food Preparation | Natural Gas | Steamer | E5 | Utility - Cost of Operation | 0 | 0 | 0 | 0 | 0 | 0 | 0 | 0 | 0 | 0 | 0 | 0 | 0 | 0 | 0 | 0 | 0 | 0 | 0 | 0 | 0 | 0 | 0 | 0 | 0 | 0 | 0
F5_Commercial_Health (WA)_Existing_Food Preparation_Natural Gas_Steamer_E6 | F5 | Commercial | Health (WA) | Existing | Food Preparation | Natural Gas | Steamer | E6 | Utility - Cost of Operation | 0 | 0 | 0 | 0 | 0 | 0 | 0 | 0 | 0 | 0 | 0 | 0 | 0 | 0 | 0 | 0 | 0 | 0 | 0 | 0 | 0 | 0 | 0 | 0 | 0 | 0 | 0
F5_Commercial_Health (WA)_Existing_Food Preparation_Natural Gas_Steamer_E7 | F5 | Commercial | Health (WA) | Existing | Food Preparation | Natural Gas | Steamer | E7 | Utility - Cost of Operation | 0 | 0 | 0 | 0 | 0 | 0 | 0 | 0 | 0 | 0 | 0 | 0 | 0 | 0 | 0 | 0 | 0 | 0 | 0 | 0 | 0 | 0 | 0 | 0 | 0 | 0 | 0
F5_Commercial_Health (WA)_Existing_Food Preparation_Natural Gas_Steamer_E8 | F5 | Commercial | Health (WA) | Existing | Food Preparation | Natural Gas | Steamer | E8 | Utility - Cost of Operation | 0 | 0 | 0 | 0 | 0 | 0 | 0 | 0 | 0 | 0 | 0 | 0 | 0 | 0 | 0 | 0 | 0 | 0 | 0 | 0 | 0 | 0 | 0 | 0 | 0 | 0 | 0
F5_Commercial_Health (WA)_Existing_Food Preparation_Natural Gas_Steamer_E9 | F5 | Commercial | Health (WA) | Existing | Food Preparation | Natural Gas | Steamer | E9 | Utility - Cost of Operation | 0 | 0 | 0 | 0 | 0 | 0 | 0 | 0 | 0 | 0 | 0 | 0 | 0 | 0 | 0 | 0 | 0 | 0 | 0 | 0 | 0 | 0 | 0 | 0 | 0 | 0 | 0
F5_Commercial_Health (WA)_Existing_Food Preparation_Natural Gas_Steamer_E10 | F5 | Commercial | Health (WA) | Existing | Food Preparation | Natural Gas | Steamer | E10 | Utility - Cost of Operation | 0 | 0 | 0 | 0 | 0 | 0 | 0 | 0 | 0 | 0 | 0 | 0 | 0 | 0 | 0 | 0 | 0 | 0 | 0 | 0 | 0 | 0 | 0 | 0 | 0 | 0 | 0
F6_Commercial_Health (WA)_Existing_Food Preparation_Natural Gas_Steamer_E1 | F6 | Commercial | Health (WA) | Existing | Food Preparation | Natural Gas | Steamer | E1 | Utility - Value of Sales | 0.18671 | 0.19024 | 0.19438 | 0.19921 | 0.20473 | 0.21163 | 0.21855 | 0.22512 | 0.23107 | 0.23684 | 0.24281 | 0.24824 | 0.25397 | 0.25939 | 0.26406 | 0.26826 | 0.27183 | 0.27523 | 0.27884 | 0.28222 | 0.28561 | 0.29065 | 0.29574 | 0.30099 | 0.30634 | 0.31178 | 0.31732
F6_Commercial_Health (WA)_Existing_Food Preparation_Natural Gas_Steamer_E2 | F6 | Commercial | Health (WA) | Existing | Food Preparation | Natural Gas | Steamer | E2 | Utility - Value of Sales | 0.035228 | 0.035893 | 0.036674 | 0.037585 | 0.038628 | 0.03993 | 0.041236 | 0.042475 | 0.043597 | 0.044685 | 0.045812 | 0.046837 | 0.047918 | 0.048941 | 0.049821 | 0.050614 | 0.051286 | 0.051928 | 0.05261 | 0.053247 | 0.053886 | 0.054837 | 0.055798 | 0.056789 | 0.057798 | 0.058825 | 0.05987
F6_Commercial_Health (WA)_Existing_Food Preparation_Natural Gas_Steamer_E3 | F6 | Commercial | Health (WA) | Existing | Food Preparation | Natural Gas | Steamer | E3 | Utility - Value of Sales | 0 | 0 | 0 | 0 | 0 | 0 | 0 | 0 | 0 | 0 | 0 | 0 | 0 | 0 | 0 | 0 | 0 | 0 | 0 | 0 | 0 | 0 | 0 | 0 | 0 | 0 | 0
F6_Commercial_Health (WA)_Existing_Food Preparation_Natural Gas_Steamer_E4 | F6 | Commercial | Health (WA) | Existing | Food Preparation | Natural Gas | Steamer | E4 | Utility - Value of Sales | 0 | 0 | 0 | 0 | 0 | 0 | 0 | 0 | 0 | 0 | 0 | 0 | 0 | 0 | 0 | 0 | 0 | 0 | 0 | 0 | 0 | 0 | 0 | 0 | 0 | 0 | 0
F6_Commercial_Health (WA)_Existing_Food Preparation_Natural Gas_Steamer_E5 | F6 | Commercial | Health (WA) | Existing | Food Preparation | Natural Gas | Steamer | E5 | Utility - Value of Sales | 0 | 0 | 0 | 0 | 0 | 0 | 0 | 0 | 0 | 0 | 0 | 0 | 0 | 0 | 0 | 0 | 0 | 0 | 0 | 0 | 0 | 0 | 0 | 0 | 0 | 0 | 0
F6_Commercial_Health (WA)_Existing_Food Preparation_Natural Gas_Steamer_E6 | F6 | Commercial | Health (WA) | Existing | Food Preparation | Natural Gas | Steamer | E6 | Utility - Value of Sales | 0 | 0 | 0 | 0 | 0 | 0 | 0 | 0 | 0 | 0 | 0 | 0 | 0 | 0 | 0 | 0 | 0 | 0 | 0 | 0 | 0 | 0 | 0 | 0 | 0 | 0 | 0
F6_Commercial_Health (WA)_Existing_Food Preparation_Natural Gas_Steamer_E7 | F6 | Commercial | Health (WA) | Existing | Food Preparation | Natural Gas | Steamer | E7 | Utility - Value of Sales | 0 | 0 | 0 | 0 | 0 | 0 | 0 | 0 | 0 | 0 | 0 | 0 | 0 | 0 | 0 | 0 | 0 | 0 | 0 | 0 | 0 | 0 | 0 | 0 | 0 | 0 | 0
F6_Commercial_Health (WA)_Existing_Food Preparation_Natural Gas_Steamer_E8 | F6 | Commercial | Health (WA) | Existing | Food Preparation | Natural Gas | Steamer | E8 | Utility - Value of Sales | 0 | 0 | 0 | 0 | 0 | 0 | 0 | 0 | 0 | 0 | 0 | 0 | 0 | 0 | 0 | 0 | 0 | 0 | 0 | 0 | 0 | 0 | 0 | 0 | 0 | 0 | 0
F6_Commercial_Health (WA)_Existing_Food Preparation_Natural Gas_Steamer_E9 | F6 | Commercial | Health (WA) | Existing | Food Preparation | Natural Gas | Steamer | E9 | Utility - Value of Sales | 0 | 0 | 0 | 0 | 0 | 0 | 0 | 0 | 0 | 0 | 0 | 0 | 0 | 0 | 0 | 0 | 0 | 0 | 0 | 0 | 0 | 0 | 0 | 0 | 0 | 0 | 0
F6_Commercial_Health (WA)_Existing_Food Preparation_Natural Gas_Steamer_E10 | F6 | Commercial | Health (WA) | Existing | Food Preparation | Natural Gas | Steamer | E10 | Utility - Value of Sales | 0 | 0 | 0 | 0 | 0 | 0 | 0 | 0 | 0 | 0 | 0 | 0 | 0 | 0 | 0 | 0 | 0 | 0 | 0 | 0 | 0 | 0 | 0 | 0 | 0 | 0 | 0
F1_Commercial_Health (WA)_Existing_Food Preparation_Natural Gas_Food Prep Other_E1 | F1 | Commercial | Health (WA) | Existing | Food Preparation | Natural Gas | Food Prep Other | E1 | RVT - Cost of Equipment | 0.010669 | 0.010669 | 0.010669 | 0.010669 | 0.010669 | 0.010669 | 0.010669 | 0.010669 | 0.010669 | 0.010669 | 0.010669 | 0.010669 | 0.010669 | 0.010669 | 0.010669 | 0.010669 | 0.010669 | 0.010669 | 0.010669 | 0.010669 | 0.010669 | 0.010669 | 0.010669 | 0.010669 | 0.010669 | 0.010669 | 0.010669
F1_Commercial_Health (WA)_Existing_Food Preparation_Natural Gas_Food Prep Other_E2 | F1 | Commercial | Health (WA) | Existing | Food Preparation | Natural Gas | Food Prep Other | E2 | RVT - Cost of Equipment | 0.01068 | 0.01068 | 0.01068 | 0.01068 | 0.01068 | 0.01068 | 0.01068 | 0.01068 | 0.01068 | 0.01068 | 0.01068 | 0.01068 | 0.01068 | 0.01068 | 0.01068 | 0.01068 | 0.01068 | 0.01068 | 0.01068 | 0.01068 | 0.01068 | 0.01068 | 0.01068 | 0.01068 | 0.01068 | 0.01068 | 0.01068
F1_Commercial_Health (WA)_Existing_Food Preparation_Natural Gas_Food Prep Other_E3 | F1 | Commercial | Health (WA) | Existing | Food Preparation | Natural Gas | Food Prep Other | E3 | RVT - Cost of Equipment | 0 | 0 | 0 | 0 | 0 | 0 | 0 | 0 | 0 | 0 | 0 | 0 | 0 | 0 | 0 | 0 | 0 | 0 | 0 | 0 | 0 | 0 | 0 | 0 | 0 | 0 | 0
F1_Commercial_Health (WA)_Existing_Food Preparation_Natural Gas_Food Prep Other_E4 | F1 | Commercial | Health (WA) | Existing | Food Preparation | Natural Gas | Food Prep Other | E4 | RVT - Cost of Equipment | 0 | 0 | 0 | 0 | 0 | 0 | 0 | 0 | 0 | 0 | 0 | 0 | 0 | 0 | 0 | 0 | 0 | 0 | 0 | 0 | 0 | 0 | 0 | 0 | 0 | 0 | 0
F1_Commercial_Health (WA)_Existing_Food Preparation_Natural Gas_Food Prep Other_E5 | F1 | Commercial | Health (WA) | Existing | Food Preparation | Natural Gas | Food Prep Other | E5 | RVT - Cost of Equipment | 0 | 0 | 0 | 0 | 0 | 0 | 0 | 0 | 0 | 0 | 0 | 0 | 0 | 0 | 0 | 0 | 0 | 0 | 0 | 0 | 0 | 0 | 0 | 0 | 0 | 0 | 0
F1_Commercial_Health (WA)_Existing_Food Preparation_Natural Gas_Food Prep Other_E6 | F1 | Commercial | Health (WA) | Existing | Food Preparation | Natural Gas | Food Prep Other | E6 | RVT - Cost of Equipment | 0 | 0 | 0 | 0 | 0 | 0 | 0 | 0 | 0 | 0 | 0 | 0 | 0 | 0 | 0 | 0 | 0 | 0 | 0 | 0 | 0 | 0 | 0 | 0 | 0 | 0 | 0
F1_Commercial_Health (WA)_Existing_Food Preparation_Natural Gas_Food Prep Other_E7 | F1 | Commercial | Health (WA) | Existing | Food Preparation | Natural Gas | Food Prep Other | E7 | RVT - Cost of Equipment | 0 | 0 | 0 | 0 | 0 | 0 | 0 | 0 | 0 | 0 | 0 | 0 | 0 | 0 | 0 | 0 | 0 | 0 | 0 | 0 | 0 | 0 | 0 | 0 | 0 | 0 | 0
F1_Commercial_Health (WA)_Existing_Food Preparation_Natural Gas_Food Prep Other_E8 | F1 | Commercial | Health (WA) | Existing | Food Preparation | Natural Gas | Food Prep Other | E8 | RVT - Cost of Equipment | 0 | 0 | 0 | 0 | 0 | 0 | 0 | 0 | 0 | 0 | 0 | 0 | 0 | 0 | 0 | 0 | 0 | 0 | 0 | 0 | 0 | 0 | 0 | 0 | 0 | 0 | 0
F1_Commercial_Health (WA)_Existing_Food Preparation_Natural Gas_Food Prep Other_E9 | F1 | Commercial | Health (WA) | Existing | Food Preparation | Natural Gas | Food Prep Other | E9 | RVT - Cost of Equipment | 0 | 0 | 0 | 0 | 0 | 0 | 0 | 0 | 0 | 0 | 0 | 0 | 0 | 0 | 0 | 0 | 0 | 0 | 0 | 0 | 0 | 0 | 0 | 0 | 0 | 0 | 0
F1_Commercial_Health (WA)_Existing_Food Preparation_Natural Gas_Food Prep Other_E10 | F1 | Commercial | Health (WA) | Existing | Food Preparation | Natural Gas | Food Prep Other | E10 | RVT - Cost of Equipment | 0 | 0 | 0 | 0 | 0 | 0 | 0 | 0 | 0 | 0 | 0 | 0 | 0 | 0 | 0 | 0 | 0 | 0 | 0 | 0 | 0 | 0 | 0 | 0 | 0 | 0 | 0
F2_Commercial_Health (WA)_Existing_Food Preparation_Natural Gas_Food Prep Other_E1 | F2 | Commercial | Health (WA) | Existing | Food Preparation | Natural Gas | Food Prep Other | E1 | RVT - Cost of Operation | 0.039443 | 0.040099 | 0.040899 | 0.041872 | 0.043029 | 0.044558 | 0.046126 | 0.047644 | 0.049041 | 0.050382 | 0.05176 | 0.052991 | 0.054275 | 0.055461 | 0.056461 | 0.057346 | 0.058073 | 0.058757 | 0.059492 | 0.060165 | 0.060839 | 0.061912 | 0.062995 | 0.064114 | 0.065253 | 0.066412 | 0.067592
F2_Commercial_Health (WA)_Existing_Food Preparation_Natural Gas_Food Prep Other_E2 | F2 | Commercial | Health (WA) | Existing | Food Preparation | Natural Gas | Food Prep Other | E2 | RVT - Cost of Operation | 0.039442 | 0.040099 | 0.040899 | 0.041872 | 0.043028 | 0.044558 | 0.046126 | 0.047644 | 0.04904 | 0.050382 | 0.05176 | 0.05299 | 0.054274 | 0.055461 | 0.05646 | 0.057346 | 0.058072 | 0.058757 | 0.059491 | 0.060165 | 0.060839 | 0.061911 | 0.062994 | 0.064113 | 0.065252 | 0.066412 | 0.067592
F2_Commercial_Health (WA)_Existing_Food Preparation_Natural Gas_Food Prep Other_E3 | F2 | Commercial | Health (WA) | Existing | Food Preparation | Natural Gas | Food Prep Other | E3 | RVT - Cost of Operation | 0 | 0 | 0 | 0 | 0 | 0 | 0 | 0 | 0 | 0 | 0 | 0 | 0 | 0 | 0 | 0 | 0 | 0 | 0 | 0 | 0 | 0 | 0 | 0 | 0 | 0 | 0
F2_Commercial_Health (WA)_Existing_Food Preparation_Natural Gas_Food Prep Other_E4 | F2 | Commercial | Health (WA) | Existing | Food Preparation | Natural Gas | Food Prep Other | E4 | RVT - Cost of Operation | 0 | 0 | 0 | 0 | 0 | 0 | 0 | 0 | 0 | 0 | 0 | 0 | 0 | 0 | 0 | 0 | 0 | 0 | 0 | 0 | 0 | 0 | 0 | 0 | 0 | 0 | 0
F2_Commercial_Health (WA)_Existing_Food Preparation_Natural Gas_Food Prep Other_E5 | F2 | Commercial | Health (WA) | Existing | Food Preparation | Natural Gas | Food Prep Other | E5 | RVT - Cost of Operation | 0 | 0 | 0 | 0 | 0 | 0 | 0 | 0 | 0 | 0 | 0 | 0 | 0 | 0 | 0 | 0 | 0 | 0 | 0 | 0 | 0 | 0 | 0 | 0 | 0 | 0 | 0
F2_Commercial_Health (WA)_Existing_Food Preparation_Natural Gas_Food Prep Other_E6 | F2 | Commercial | Health (WA) | Existing | Food Preparation | Natural Gas | Food Prep Other | E6 | RVT - Cost of Operation | 0 | 0 | 0 | 0 | 0 | 0 | 0 | 0 | 0 | 0 | 0 | 0 | 0 | 0 | 0 | 0 | 0 | 0 | 0 | 0 | 0 | 0 | 0 | 0 | 0 | 0 | 0
F2_Commercial_Health (WA)_Existing_Food Preparation_Natural Gas_Food Prep Other_E7 | F2 | Commercial | Health (WA) | Existing | Food Preparation | Natural Gas | Food Prep Other | E7 | RVT - Cost of Operation | 0 | 0 | 0 | 0 | 0 | 0 | 0 | 0 | 0 | 0 | 0 | 0 | 0 | 0 | 0 | 0 | 0 | 0 | 0 | 0 | 0 | 0 | 0 | 0 | 0 | 0 | 0
F2_Commercial_Health (WA)_Existing_Food Preparation_Natural Gas_Food Prep Other_E8 | F2 | Commercial | Health (WA) | Existing | Food Preparation | Natural Gas | Food Prep Other | E8 | RVT - Cost of Operation | 0 | 0 | 0 | 0 | 0 | 0 | 0 | 0 | 0 | 0 | 0 | 0 | 0 | 0 | 0 | 0 | 0 | 0 | 0 | 0 | 0 | 0 | 0 | 0 | 0 | 0 | 0
F2_Commercial_Health (WA)_Existing_Food Preparation_Natural Gas_Food Prep Other_E9 | F2 | Commercial | Health (WA) | Existing | Food Preparation | Natural Gas | Food Prep Other | E9 | RVT - Cost of Operation | 0 | 0 | 0 | 0 | 0 | 0 | 0 | 0 | 0 | 0 | 0 | 0 | 0 | 0 | 0 | 0 | 0 | 0 | 0 | 0 | 0 | 0 | 0 | 0 | 0 | 0 | 0
F2_Commercial_Health (WA)_Existing_Food Preparation_Natural Gas_Food Prep Other_E10 | F2 | Commercial | Health (WA) | Existing | Food Preparation | Natural Gas | Food Prep Other | E10 | RVT - Cost of Operation | 0 | 0 | 0 | 0 | 0 | 0 | 0 | 0 | 0 | 0 | 0 | 0 | 0 | 0 | 0 | 0 | 0 | 0 | 0 | 0 | 0 | 0 | 0 | 0 | 0 | 0 | 0
F3_Commercial_Health (WA)_Existing_Food Preparation_Natural Gas_Food Prep Other_E1 | F3 | Commercial | Health (WA) | Existing | Food Preparation | Natural Gas | Food Prep Other | E1 | System - kBTUs of Consumption | 9.5605 | 9.5605 | 9.5605 | 9.5605 | 9.5605 | 9.5605 | 9.5605 | 9.5605 | 9.5605 | 9.5605 | 9.5605 | 9.5605 | 9.5605 | 9.5605 | 9.5605 | 9.5605 | 9.5605 | 9.5605 | 9.5605 | 9.5605 | 9.5605 | 9.5605 | 9.5605 | 9.5605 | 9.5605 | 9.5605 | 9.5605
F3_Commercial_Health (WA)_Existing_Food Preparation_Natural Gas_Food Prep Other_E2 | F3 | Commercial | Health (WA) | Existing | Food Preparation | Natural Gas | Food Prep Other | E2 | System - kBTUs of Consumption | 9.5605 | 9.5605 | 9.5605 | 9.5605 | 9.5605 | 9.5605 | 9.5605 | 9.5605 | 9.5605 | 9.5605 | 9.5605 | 9.5605 | 9.5605 | 9.5605 | 9.5605 | 9.5605 | 9.5605 | 9.5605 | 9.5605 | 9.5605 | 9.5605 | 9.5605 | 9.5605 | 9.5605 | 9.5605 | 9.5605 | 9.5605
F3_Commercial_Health (WA)_Existing_Food Preparation_Natural Gas_Food Prep Other_E3 | F3 | Commercial | Health (WA) | Existing | Food Preparation | Natural Gas | Food Prep Other | E3 | System - kBTUs of Consumption | 0 | 0 | 0 | 0 | 0 | 0 | 0 | 0 | 0 | 0 | 0 | 0 | 0 | 0 | 0 | 0 | 0 | 0 | 0 | 0 | 0 | 0 | 0 | 0 | 0 | 0 | 0
F3_Commercial_Health (WA)_Existing_Food Preparation_Natural Gas_Food Prep Other_E4 | F3 | Commercial | Health (WA) | Existing | Food Preparation | Natural Gas | Food Prep Other | E4 | System - kBTUs of Consumption | 0 | 0 | 0 | 0 | 0 | 0 | 0 | 0 | 0 | 0 | 0 | 0 | 0 | 0 | 0 | 0 | 0 | 0 | 0 | 0 | 0 | 0 | 0 | 0 | 0 | 0 | 0
F3_Commercial_Health (WA)_Existing_Food Preparation_Natural Gas_Food Prep Other_E5 | F3 | Commercial | Health (WA) | Existing | Food Preparation | Natural Gas | Food Prep Other | E5 | System - kBTUs of Consumption | 0 | 0 | 0 | 0 | 0 | 0 | 0 | 0 | 0 | 0 | 0 | 0 | 0 | 0 | 0 | 0 | 0 | 0 | 0 | 0 | 0 | 0 | 0 | 0 | 0 | 0 | 0
F3_Commercial_Health (WA)_Existing_Food Preparation_Natural Gas_Food Prep Other_E6 | F3 | Commercial | Health (WA) | Existing | Food Preparation | Natural Gas | Food Prep Other | E6 | System - kBTUs of Consumption | 0 | 0 | 0 | 0 | 0 | 0 | 0 | 0 | 0 | 0 | 0 | 0 | 0 | 0 | 0 | 0 | 0 | 0 | 0 | 0 | 0 | 0 | 0 | 0 | 0 | 0 | 0
F3_Commercial_Health (WA)_Existing_Food Preparation_Natural Gas_Food Prep Other_E7 | F3 | Commercial | Health (WA) | Existing | Food Preparation | Natural Gas | Food Prep Other | E7 | System - kBTUs of Consumption | 0 | 0 | 0 | 0 | 0 | 0 | 0 | 0 | 0 | 0 | 0 | 0 | 0 | 0 | 0 | 0 | 0 | 0 | 0 | 0 | 0 | 0 | 0 | 0 | 0 | 0 | 0
F3_Commercial_Health (WA)_Existing_Food Preparation_Natural Gas_Food Prep Other_E8 | F3 | Commercial | Health (WA) | Existing | Food Preparation | Natural Gas | Food Prep Other | E8 | System - kBTUs of Consumption | 0 | 0 | 0 | 0 | 0 | 0 | 0 | 0 | 0 | 0 | 0 | 0 | 0 | 0 | 0 | 0 | 0 | 0 | 0 | 0 | 0 | 0 | 0 | 0 | 0 | 0 | 0
F3_Commercial_Health (WA)_Existing_Food Preparation_Natural Gas_Food Prep Other_E9 | F3 | Commercial | Health (WA) | Existing | Food Preparation | Natural Gas | Food Prep Other | E9 | System - kBTUs of Consumption | 0 | 0 | 0 | 0 | 0 | 0 | 0 | 0 | 0 | 0 | 0 | 0 | 0 | 0 | 0 | 0 | 0 | 0 | 0 | 0 | 0 | 0 | 0 | 0 | 0 | 0 | 0
F3_Commercial_Health (WA)_Existing_Food Preparation_Natural Gas_Food Prep Other_E10 | F3 | Commercial | Health (WA) | Existing | Food Preparation | Natural Gas | Food Prep Other | E10 | System - kBTUs of Consumption | 0 | 0 | 0 | 0 | 0 | 0 | 0 | 0 | 0 | 0 | 0 | 0 | 0 | 0 | 0 | 0 | 0 | 0 | 0 | 0 | 0 | 0 | 0 | 0 | 0 | 0 | 0
F4_Commercial_Health (WA)_Existing_Food Preparation_Natural Gas_Food Prep Other_E1 | F4 | Commercial | Health (WA) | Existing | Food Preparation | Natural Gas | Food Prep Other | E1 | Utility - Cost of Equipment | 0.010669 | 0.010669 | 0.010669 | 0.010669 | 0.010669 | 0.010669 | 0.010669 | 0.010669 | 0.010669 | 0.010669 | 0.010669 | 0.010669 | 0.010669 | 0.010669 | 0.010669 | 0.010669 | 0.010669 | 0.010669 | 0.010669 | 0.010669 | 0.010669 | 0.010669 | 0.010669 | 0.010669 | 0.010669 | 0.010669 | 0.010669
F4_Commercial_Health (WA)_Existing_Food Preparation_Natural Gas_Food Prep Other_E2 | F4 | Commercial | Health (WA) | Existing | Food Preparation | Natural Gas | Food Prep Other | E2 | Utility - Cost of Equipment | 0.01068 | 0.01068 | 0.01068 | 0.01068 | 0.01068 | 0.01068 | 0.01068 | 0.01068 | 0.01068 | 0.01068 | 0.01068 | 0.01068 | 0.01068 | 0.01068 | 0.01068 | 0.01068 | 0.01068 | 0.01068 | 0.01068 | 0.01068 | 0.01068 | 0.01068 | 0.01068 | 0.01068 | 0.01068 | 0.01068 | 0.01068
F4_Commercial_Health (WA)_Existing_Food Preparation_Natural Gas_Food Prep Other_E3 | F4 | Commercial | Health (WA) | Existing | Food Preparation | Natural Gas | Food Prep Other | E3 | Utility - Cost of Equipment | 0 | 0 | 0 | 0 | 0 | 0 | 0 | 0 | 0 | 0 | 0 | 0 | 0 | 0 | 0 | 0 | 0 | 0 | 0 | 0 | 0 | 0 | 0 | 0 | 0 | 0 | 0
F4_Commercial_Health (WA)_Existing_Food Preparation_Natural Gas_Food Prep Other_E4 | F4 | Commercial | Health (WA) | Existing | Food Preparation | Natural Gas | Food Prep Other | E4 | Utility - Cost of Equipment | 0 | 0 | 0 | 0 | 0 | 0 | 0 | 0 | 0 | 0 | 0 | 0 | 0 | 0 | 0 | 0 | 0 | 0 | 0 | 0 | 0 | 0 | 0 | 0 | 0 | 0 | 0
F4_Commercial_Health (WA)_Existing_Food Preparation_Natural Gas_Food Prep Other_E5 | F4 | Commercial | Health (WA) | Existing | Food Preparation | Natural Gas | Food Prep Other | E5 | Utility - Cost of Equipment | 0 | 0 | 0 | 0 | 0 | 0 | 0 | 0 | 0 | 0 | 0 | 0 | 0 | 0 | 0 | 0 | 0 | 0 | 0 | 0 | 0 | 0 | 0 | 0 | 0 | 0 | 0
F4_Commercial_Health (WA)_Existing_Food Preparation_Natural Gas_Food Prep Other_E6 | F4 | Commercial | Health (WA) | Existing | Food Preparation | Natural Gas | Food Prep Other | E6 | Utility - Cost of Equipment | 0 | 0 | 0 | 0 | 0 | 0 | 0 | 0 | 0 | 0 | 0 | 0 | 0 | 0 | 0 | 0 | 0 | 0 | 0 | 0 | 0 | 0 | 0 | 0 | 0 | 0 | 0
F4_Commercial_Health (WA)_Existing_Food Preparation_Natural Gas_Food Prep Other_E7 | F4 | Commercial | Health (WA) | Existing | Food Preparation | Natural Gas | Food Prep Other | E7 | Utility - Cost of Equipment | 0 | 0 | 0 | 0 | 0 | 0 | 0 | 0 | 0 | 0 | 0 | 0 | 0 | 0 | 0 | 0 | 0 | 0 | 0 | 0 | 0 | 0 | 0 | 0 | 0 | 0 | 0
F4_Commercial_Health (WA)_Existing_Food Preparation_Natural Gas_Food Prep Other_E8 | F4 | Commercial | Health (WA) | Existing | Food Preparation | Natural Gas | Food Prep Other | E8 | Utility - Cost of Equipment | 0 | 0 | 0 | 0 | 0 | 0 | 0 | 0 | 0 | 0 | 0 | 0 | 0 | 0 | 0 | 0 | 0 | 0 | 0 | 0 | 0 | 0 | 0 | 0 | 0 | 0 | 0
F4_Commercial_Health (WA)_Existing_Food Preparation_Natural Gas_Food Prep Other_E9 | F4 | Commercial | Health (WA) | Existing | Food Preparation | Natural Gas | Food Prep Other | E9 | Utility - Cost of Equipment | 0 | 0 | 0 | 0 | 0 | 0 | 0 | 0 | 0 | 0 | 0 | 0 | 0 | 0 | 0 | 0 | 0 | 0 | 0 | 0 | 0 | 0 | 0 | 0 | 0 | 0 | 0
F4_Commercial_Health (WA)_Existing_Food Preparation_Natural Gas_Food Prep Other_E10 | F4 | Commercial | Health (WA) | Existing | Food Preparation | Natural Gas | Food Prep Other | E10 | Utility - Cost of Equipment | 0 | 0 | 0 | 0 | 0 | 0 | 0 | 0 | 0 | 0 | 0 | 0 | 0 | 0 | 0 | 0 | 0 | 0 | 0 | 0 | 0 | 0 | 0 | 0 | 0 | 0 | 0
F5_Commercial_Health (WA)_Existing_Food Preparation_Natural Gas_Food Prep Other_E1 | F5 | Commercial | Health (WA) | Existing | Food Preparation | Natural Gas | Food Prep Other | E1 | Utility - Cost of Operation | 0.033157 | 0.033922 | 0.034885 | 0.036021 | 0.037342 | 0.039008 | 0.040743 | 0.042473 | 0.044142 | 0.045833 | 0.047153 | 0.048382 | 0.049706 | 0.050996 | 0.052133 | 0.053186 | 0.054115 | 0.055028 | 0.05601 | 0.056963 | 0.057942 | 0.058964 | 0.059995 | 0.061061 | 0.062146 | 0.06325 | 0.064373
F5_Commercial_Health (WA)_Existing_Food Preparation_Natural Gas_Food Prep Other_E2 | F5 | Commercial | Health (WA) | Existing | Food Preparation | Natural Gas | Food Prep Other | E2 | Utility - Cost of Operation | 0.033157 | 0.033922 | 0.034885 | 0.036021 | 0.037342 | 0.039007 | 0.040743 | 0.042473 | 0.044141 | 0.045833 | 0.047153 | 0.048381 | 0.049705 | 0.050995 | 0.052133 | 0.053186 | 0.054115 | 0.055028 | 0.05601 | 0.056962 | 0.057942 | 0.058963 | 0.059995 | 0.06106 | 0.062145 | 0.063249 | 0.064373
F5_Commercial_Health (WA)_Existing_Food Preparation_Natural Gas_Food Prep Other_E3 | F5 | Commercial | Health (WA) | Existing | Food Preparation | Natural Gas | Food Prep Other | E3 | Utility - Cost of Operation | 0 | 0 | 0 | 0 | 0 | 0 | 0 | 0 | 0 | 0 | 0 | 0 | 0 | 0 | 0 | 0 | 0 | 0 | 0 | 0 | 0 | 0 | 0 | 0 | 0 | 0 | 0
F5_Commercial_Health (WA)_Existing_Food Preparation_Natural Gas_Food Prep Other_E4 | F5 | Commercial | Health (WA) | Existing | Food Preparation | Natural Gas | Food Prep Other | E4 | Utility - Cost of Operation | 0 | 0 | 0 | 0 | 0 | 0 | 0 | 0 | 0 | 0 | 0 | 0 | 0 | 0 | 0 | 0 | 0 | 0 | 0 | 0 | 0 | 0 | 0 | 0 | 0 | 0 | 0
F5_Commercial_Health (WA)_Existing_Food Preparation_Natural Gas_Food Prep Other_E5 | F5 | Commercial | Health (WA) | Existing | Food Preparation | Natural Gas | Food Prep Other | E5 | Utility - Cost of Operation | 0 | 0 | 0 | 0 | 0 | 0 | 0 | 0 | 0 | 0 | 0 | 0 | 0 | 0 | 0 | 0 | 0 | 0 | 0 | 0 | 0 | 0 | 0 | 0 | 0 | 0 | 0
F5_Commercial_Health (WA)_Existing_Food Preparation_Natural Gas_Food Prep Other_E6 | F5 | Commercial | Health (WA) | Existing | Food Preparation | Natural Gas | Food Prep Other | E6 | Utility - Cost of Operation | 0 | 0 | 0 | 0 | 0 | 0 | 0 | 0 | 0 | 0 | 0 | 0 | 0 | 0 | 0 | 0 | 0 | 0 | 0 | 0 | 0 | 0 | 0 | 0 | 0 | 0 | 0
F5_Commercial_Health (WA)_Existing_Food Preparation_Natural Gas_Food Prep Other_E7 | F5 | Commercial | Health (WA) | Existing | Food Preparation | Natural Gas | Food Prep Other | E7 | Utility - Cost of Operation | 0 | 0 | 0 | 0 | 0 | 0 | 0 | 0 | 0 | 0 | 0 | 0 | 0 | 0 | 0 | 0 | 0 | 0 | 0 | 0 | 0 | 0 | 0 | 0 | 0 | 0 | 0
F5_Commercial_Health (WA)_Existing_Food Preparation_Natural Gas_Food Prep Other_E8 | F5 | Commercial | Health (WA) | Existing | Food Preparation | Natural Gas | Food Prep Other | E8 | Utility - Cost of Operation | 0 | 0 | 0 | 0 | 0 | 0 | 0 | 0 | 0 | 0 | 0 | 0 | 0 | 0 | 0 | 0 | 0 | 0 | 0 | 0 | 0 | 0 | 0 | 0 | 0 | 0 | 0
F5_Commercial_Health (WA)_Existing_Food Preparation_Natural Gas_Food Prep Other_E9 | F5 | Commercial | Health (WA) | Existing | Food Preparation | Natural Gas | Food Prep Other | E9 | Utility - Cost of Operation | 0 | 0 | 0 | 0 | 0 | 0 | 0 | 0 | 0 | 0 | 0 | 0 | 0 | 0 | 0 | 0 | 0 | 0 | 0 | 0 | 0 | 0 | 0 | 0 | 0 | 0 | 0
F5_Commercial_Health (WA)_Existing_Food Preparation_Natural Gas_Food Prep Other_E10 | F5 | Commercial | Health (WA) | Existing | Food Preparation | Natural Gas | Food Prep Other | E10 | Utility - Cost of Operation | 0 | 0 | 0 | 0 | 0 | 0 | 0 | 0 | 0 | 0 | 0 | 0 | 0 | 0 | 0 | 0 | 0 | 0 | 0 | 0 | 0 | 0 | 0 | 0 | 0 | 0 | 0
F6_Commercial_Health (WA)_Existing_Food Preparation_Natural Gas_Food Prep Other_E1 | F6 | Commercial | Health (WA) | Existing | Food Preparation | Natural Gas | Food Prep Other | E1 | Utility - Value of Sales | 0.039443 | 0.040099 | 0.040899 | 0.041872 | 0.043029 | 0.044558 | 0.046126 | 0.047644 | 0.049041 | 0.050382 | 0.05176 | 0.052991 | 0.054275 | 0.055461 | 0.056461 | 0.057346 | 0.058073 | 0.058757 | 0.059492 | 0.060165 | 0.060839 | 0.061912 | 0.062995 | 0.064114 | 0.065253 | 0.066412 | 0.067592
F6_Commercial_Health (WA)_Existing_Food Preparation_Natural Gas_Food Prep Other_E2 | F6 | Commercial | Health (WA) | Existing | Food Preparation | Natural Gas | Food Prep Other | E2 | Utility - Value of Sales | 0.039442 | 0.040099 | 0.040899 | 0.041872 | 0.043028 | 0.044558 | 0.046126 | 0.047644 | 0.04904 | 0.050382 | 0.05176 | 0.05299 | 0.054274 | 0.055461 | 0.05646 | 0.057346 | 0.058072 | 0.058757 | 0.059491 | 0.060165 | 0.060839 | 0.061911 | 0.062994 | 0.064113 | 0.065252 | 0.066412 | 0.067592
F6_Commercial_Health (WA)_Existing_Food Preparation_Natural Gas_Food Prep Other_E3 | F6 | Commercial | Health (WA) | Existing | Food Preparation | Natural Gas | Food Prep Other | E3 | Utility - Value of Sales | 0 | 0 | 0 | 0 | 0 | 0 | 0 | 0 | 0 | 0 | 0 | 0 | 0 | 0 | 0 | 0 | 0 | 0 | 0 | 0 | 0 | 0 | 0 | 0 | 0 | 0 | 0
F6_Commercial_Health (WA)_Existing_Food Preparation_Natural Gas_Food Prep Other_E4 | F6 | Commercial | Health (WA) | Existing | Food Preparation | Natural Gas | Food Prep Other | E4 | Utility - Value of Sales | 0 | 0 | 0 | 0 | 0 | 0 | 0 | 0 | 0 | 0 | 0 | 0 | 0 | 0 | 0 | 0 | 0 | 0 | 0 | 0 | 0 | 0 | 0 | 0 | 0 | 0 | 0
F6_Commercial_Health (WA)_Existing_Food Preparation_Natural Gas_Food Prep Other_E5 | F6 | Commercial | Health (WA) | Existing | Food Preparation | Natural Gas | Food Prep Other | E5 | Utility - Value of Sales | 0 | 0 | 0 | 0 | 0 | 0 | 0 | 0 | 0 | 0 | 0 | 0 | 0 | 0 | 0 | 0 | 0 | 0 | 0 | 0 | 0 | 0 | 0 | 0 | 0 | 0 | 0
F6_Commercial_Health (WA)_Existing_Food Preparation_Natural Gas_Food Prep Other_E6 | F6 | Commercial | Health (WA) | Existing | Food Preparation | Natural Gas | Food Prep Other | E6 | Utility - Value of Sales | 0 | 0 | 0 | 0 | 0 | 0 | 0 | 0 | 0 | 0 | 0 | 0 | 0 | 0 | 0 | 0 | 0 | 0 | 0 | 0 | 0 | 0 | 0 | 0 | 0 | 0 | 0
F6_Commercial_Health (WA)_Existing_Food Preparation_Natural Gas_Food Prep Other_E7 | F6 | Commercial | Health (WA) | Existing | Food Preparation | Natural Gas | Food Prep Other | E7 | Utility - Value of Sales | 0 | 0 | 0 | 0 | 0 | 0 | 0 | 0 | 0 | 0 | 0 | 0 | 0 | 0 | 0 | 0 | 0 | 0 | 0 | 0 | 0 | 0 | 0 | 0 | 0 | 0 | 0
F6_Commercial_Health (WA)_Existing_Food Preparation_Natural Gas_Food Prep Other_E8 | F6 | Commercial | Health (WA) | Existing | Food Preparation | Natural Gas | Food Prep Other | E8 | Utility - Value of Sales | 0 | 0 | 0 | 0 | 0 | 0 | 0 | 0 | 0 | 0 | 0 | 0 | 0 | 0 | 0 | 0 | 0 | 0 | 0 | 0 | 0 | 0 | 0 | 0 | 0 | 0 | 0
F6_Commercial_Health (WA)_Existing_Food Preparation_Natural Gas_Food Prep Other_E9 | F6 | Commercial | Health (WA) | Existing | Food Preparation | Natural Gas | Food Prep Other | E9 | Utility - Value of Sales | 0 | 0 | 0 | 0 | 0 | 0 | 0 | 0 | 0 | 0 | 0 | 0 | 0 | 0 | 0 | 0 | 0 | 0 | 0 | 0 | 0 | 0 | 0 | 0 | 0 | 0 | 0
F6_Commercial_Health (WA)_Existing_Food Preparation_Natural Gas_Food Prep Other_E10 | F6 | Commercial | Health (WA) | Existing | Food Preparation | Natural Gas | Food Prep Other | E10 | Utility - Value of Sales | 0 | 0 | 0 | 0 | 0 | 0 | 0 | 0 | 0 | 0 | 0 | 0 | 0 | 0 | 0 | 0 | 0 | 0 | 0 | 0 | 0 | 0 | 0 | 0 | 0 | 0 | 0
F1_Commercial_Health (WA)_Existing_Miscellaneous_Natural Gas_Pool Heater_E1 | F1 | Commercial | Health (WA) | Existing | Miscellaneous | Natural Gas | Pool Heater | E1 | RVT - Cost of Equipment | 0.0026828 | 0.0026828 | 0.0026828 | 0.0026828 | 0.0026828 | 0.0026828 | 0.0026828 | 0.0026828 | 0.0026828 | 0.0026828 | 0.0026828 | 0.0026828 | 0.0026828 | 0.0026828 | 0.0026828 | 0.0026828 | 0.0026828 | 0.0026828 | 0.0026828 | 0.0026828 | 0.0026828 | 0.0026828 | 0.0026828 | 0.0026828 | 0.0026828 | 0.0026828 | 0.0026828
F1_Commercial_Health (WA)_Existing_Miscellaneous_Natural Gas_Pool Heater_E2 | F1 | Commercial | Health (WA) | Existing | Miscellaneous | Natural Gas | Pool Heater | E2 | RVT - Cost of Equipment | 0.0043927 | 0.0043927 | 0.0043927 | 0.0043927 | 0.0043927 | 0.0043927 | 0.0043927 | 0.0043927 | 0.0043927 | 0.0043927 | 0.0043927 | 0.0043927 | 0.0043927 | 0.0043927 | 0.0043927 | 0.0043927 | 0.0043927 | 0.0043927 | 0.0043927 | 0.0043927 | 0.0043927 | 0.0043927 | 0.0043927 | 0.0043927 | 0.0043927 | 0.0043927 | 0.0043927
F1_Commercial_Health (WA)_Existing_Miscellaneous_Natural Gas_Pool Heater_E3 | F1 | Commercial | Health (WA) | Existing | Miscellaneous | Natural Gas | Pool Heater | E3 | RVT - Cost of Equipment | 0 | 0 | 0 | 0 | 0 | 0 | 0 | 0 | 0 | 0 | 0 | 0 | 0 | 0 | 0 | 0 | 0 | 0 | 0 | 0 | 0 | 0 | 0 | 0 | 0 | 0 | 0
F1_Commercial_Health (WA)_Existing_Miscellaneous_Natural Gas_Pool Heater_E4 | F1 | Commercial | Health (WA) | Existing | Miscellaneous | Natural Gas | Pool Heater | E4 | RVT - Cost of Equipment | 0 | 0 | 0 | 0 | 0 | 0 | 0 | 0 | 0 | 0 | 0 | 0 | 0 | 0 | 0 | 0 | 0 | 0 | 0 | 0 | 0 | 0 | 0 | 0 | 0 | 0 | 0
F1_Commercial_Health (WA)_Existing_Miscellaneous_Natural Gas_Pool Heater_E5 | F1 | Commercial | Health (WA) | Existing | Miscellaneous | Natural Gas | Pool Heater | E5 | RVT - Cost of Equipment | 0 | 0 | 0 | 0 | 0 | 0 | 0 | 0 | 0 | 0 | 0 | 0 | 0 | 0 | 0 | 0 | 0 | 0 | 0 | 0 | 0 | 0 | 0 | 0 | 0 | 0 | 0
F1_Commercial_Health (WA)_Existing_Miscellaneous_Natural Gas_Pool Heater_E6 | F1 | Commercial | Health (WA) | Existing | Miscellaneous | Natural Gas | Pool Heater | E6 | RVT - Cost of Equipment | 0 | 0 | 0 | 0 | 0 | 0 | 0 | 0 | 0 | 0 | 0 | 0 | 0 | 0 | 0 | 0 | 0 | 0 | 0 | 0 | 0 | 0 | 0 | 0 | 0 | 0 | 0
F1_Commercial_Health (WA)_Existing_Miscellaneous_Natural Gas_Pool Heater_E7 | F1 | Commercial | Health (WA) | Existing | Miscellaneous | Natural Gas | Pool Heater | E7 | RVT - Cost of Equipment | 0 | 0 | 0 | 0 | 0 | 0 | 0 | 0 | 0 | 0 | 0 | 0 | 0 | 0 | 0 | 0 | 0 | 0 | 0 | 0 | 0 | 0 | 0 | 0 | 0 | 0 | 0
F1_Commercial_Health (WA)_Existing_Miscellaneous_Natural Gas_Pool Heater_E8 | F1 | Commercial | Health (WA) | Existing | Miscellaneous | Natural Gas | Pool Heater | E8 | RVT - Cost of Equipment | 0 | 0 | 0 | 0 | 0 | 0 | 0 | 0 | 0 | 0 | 0 | 0 | 0 | 0 | 0 | 0 | 0 | 0 | 0 | 0 | 0 | 0 | 0 | 0 | 0 | 0 | 0
F1_Commercial_Health (WA)_Existing_Miscellaneous_Natural Gas_Pool Heater_E9 | F1 | Commercial | Health (WA) | Existing | Miscellaneous | Natural Gas | Pool Heater | E9 | RVT - Cost of Equipment | 0 | 0 | 0 | 0 | 0 | 0 | 0 | 0 | 0 | 0 | 0 | 0 | 0 | 0 | 0 | 0 | 0 | 0 | 0 | 0 | 0 | 0 | 0 | 0 | 0 | 0 | 0
F1_Commercial_Health (WA)_Existing_Miscellaneous_Natural Gas_Pool Heater_E10 | F1 | Commercial | Health (WA) | Existing | Miscellaneous | Natural Gas | Pool Heater | E10 | RVT - Cost of Equipment | 0 | 0 | 0 | 0 | 0 | 0 | 0 | 0 | 0 | 0 | 0 | 0 | 0 | 0 | 0 | 0 | 0 | 0 | 0 | 0 | 0 | 0 | 0 | 0 | 0 | 0 | 0
F2_Commercial_Health (WA)_Existing_Miscellaneous_Natural Gas_Pool Heater_E1 | F2 | Commercial | Health (WA) | Existing | Miscellaneous | Natural Gas | Pool Heater | E1 | RVT - Cost of Operation | 0.0040313 | 0.0040618 | 0.0041171 | 0.0042004 | 0.0043098 | 0.0044691 | 0.0046299 | 0.0047841 | 0.0049232 | 0.0050695 | 0.0052372 | 0.0053946 | 0.0055725 | 0.0057371 | 0.0058657 | 0.0059701 | 0.0060403 | 0.0060938 | 0.006154 | 0.0062033 | 0.0062516 | 0.0063614 | 0.0064717 | 0.0065867 | 0.0067037 | 0.0068228 | 0.006944
F2_Commercial_Health (WA)_Existing_Miscellaneous_Natural Gas_Pool Heater_E2 | F2 | Commercial | Health (WA) | Existing | Miscellaneous | Natural Gas | Pool Heater | E2 | RVT - Cost of Operation | 0.0034266 | 0.0034526 | 0.0034995 | 0.0035703 | 0.0036633 | 0.0037987 | 0.0039354 | 0.0040665 | 0.0041847 | 0.0043091 | 0.0044516 | 0.0045854 | 0.0047366 | 0.0048765 | 0.0049858 | 0.0050746 | 0.0051343 | 0.0051797 | 0.0052309 | 0.0052728 | 0.0053139 | 0.0054072 | 0.005501 | 0.0055987 | 0.0056982 | 0.0057994 | 0.0059024
F2_Commercial_Health (WA)_Existing_Miscellaneous_Natural Gas_Pool Heater_E3 | F2 | Commercial | Health (WA) | Existing | Miscellaneous | Natural Gas | Pool Heater | E3 | RVT - Cost of Operation | 0 | 0 | 0 | 0 | 0 | 0 | 0 | 0 | 0 | 0 | 0 | 0 | 0 | 0 | 0 | 0 | 0 | 0 | 0 | 0 | 0 | 0 | 0 | 0 | 0 | 0 | 0
F2_Commercial_Health (WA)_Existing_Miscellaneous_Natural Gas_Pool Heater_E4 | F2 | Commercial | Health (WA) | Existing | Miscellaneous | Natural Gas | Pool Heater | E4 | RVT - Cost of Operation | 0 | 0 | 0 | 0 | 0 | 0 | 0 | 0 | 0 | 0 | 0 | 0 | 0 | 0 | 0 | 0 | 0 | 0 | 0 | 0 | 0 | 0 | 0 | 0 | 0 | 0 | 0
F2_Commercial_Health (WA)_Existing_Miscellaneous_Natural Gas_Pool Heater_E5 | F2 | Commercial | Health (WA) | Existing | Miscellaneous | Natural Gas | Pool Heater | E5 | RVT - Cost of Operation | 0 | 0 | 0 | 0 | 0 | 0 | 0 | 0 | 0 | 0 | 0 | 0 | 0 | 0 | 0 | 0 | 0 | 0 | 0 | 0 | 0 | 0 | 0 | 0 | 0 | 0 | 0
F2_Commercial_Health (WA)_Existing_Miscellaneous_Natural Gas_Pool Heater_E6 | F2 | Commercial | Health (WA) | Existing | Miscellaneous | Natural Gas | Pool Heater | E6 | RVT - Cost of Operation | 0 | 0 | 0 | 0 | 0 | 0 | 0 | 0 | 0 | 0 | 0 | 0 | 0 | 0 | 0 | 0 | 0 | 0 | 0 | 0 | 0 | 0 | 0 | 0 | 0 | 0 | 0
F2_Commercial_Health (WA)_Existing_Miscellaneous_Natural Gas_Pool Heater_E7 | F2 | Commercial | Health (WA) | Existing | Miscellaneous | Natural Gas | Pool Heater | E7 | RVT - Cost of Operation | 0 | 0 | 0 | 0 | 0 | 0 | 0 | 0 | 0 | 0 | 0 | 0 | 0 | 0 | 0 | 0 | 0 | 0 | 0 | 0 | 0 | 0 | 0 | 0 | 0 | 0 | 0
F2_Commercial_Health (WA)_Existing_Miscellaneous_Natural Gas_Pool Heater_E8 | F2 | Commercial | Health (WA) | Existing | Miscellaneous | Natural Gas | Pool Heater | E8 | RVT - Cost of Operation | 0 | 0 | 0 | 0 | 0 | 0 | 0 | 0 | 0 | 0 | 0 | 0 | 0 | 0 | 0 | 0 | 0 | 0 | 0 | 0 | 0 | 0 | 0 | 0 | 0 | 0 | 0
F2_Commercial_Health (WA)_Existing_Miscellaneous_Natural Gas_Pool Heater_E9 | F2 | Commercial | Health (WA) | Existing | Miscellaneous | Natural Gas | Pool Heater | E9 | RVT - Cost of Operation | 0 | 0 | 0 | 0 | 0 | 0 | 0 | 0 | 0 | 0 | 0 | 0 | 0 | 0 | 0 | 0 | 0 | 0 | 0 | 0 | 0 | 0 | 0 | 0 | 0 | 0 | 0
F2_Commercial_Health (WA)_Existing_Miscellaneous_Natural Gas_Pool Heater_E10 | F2 | Commercial | Health (WA) | Existing | Miscellaneous | Natural Gas | Pool Heater | E10 | RVT - Cost of Operation | 0 | 0 | 0 | 0 | 0 | 0 | 0 | 0 | 0 | 0 | 0 | 0 | 0 | 0 | 0 | 0 | 0 | 0 | 0 | 0 | 0 | 0 | 0 | 0 | 0 | 0 | 0
F3_Commercial_Health (WA)_Existing_Miscellaneous_Natural Gas_Pool Heater_E1 | F3 | Commercial | Health (WA) | Existing | Miscellaneous | Natural Gas | Pool Heater | E1 | System - kBTUs of Consumption | 1.0152 | 1.0152 | 1.0152 | 1.0152 | 1.0152 | 1.0152 | 1.0152 | 1.0152 | 1.0152 | 1.0152 | 1.0152 | 1.0152 | 1.0152 | 1.0152 | 1.0152 | 1.0152 | 1.0152 | 1.0152 | 1.0152 | 1.0152 | 1.0152 | 1.0152 | 1.0152 | 1.0152 | 1.0152 | 1.0152 | 1.0152
F3_Commercial_Health (WA)_Existing_Miscellaneous_Natural Gas_Pool Heater_E2 | F3 | Commercial | Health (WA) | Existing | Miscellaneous | Natural Gas | Pool Heater | E2 | System - kBTUs of Consumption | 0.86294 | 0.86294 | 0.86294 | 0.86294 | 0.86294 | 0.86294 | 0.86294 | 0.86294 | 0.86294 | 0.86294 | 0.86294 | 0.86294 | 0.86294 | 0.86294 | 0.86294 | 0.86294 | 0.86294 | 0.86294 | 0.86294 | 0.86294 | 0.86294 | 0.86294 | 0.86294 | 0.86294 | 0.86294 | 0.86294 | 0.86294
F3_Commercial_Health (WA)_Existing_Miscellaneous_Natural Gas_Pool Heater_E3 | F3 | Commercial | Health (WA) | Existing | Miscellaneous | Natural Gas | Pool Heater | E3 | System - kBTUs of Consumption | 0 | 0 | 0 | 0 | 0 | 0 | 0 | 0 | 0 | 0 | 0 | 0 | 0 | 0 | 0 | 0 | 0 | 0 | 0 | 0 | 0 | 0 | 0 | 0 | 0 | 0 | 0
F3_Commercial_Health (WA)_Existing_Miscellaneous_Natural Gas_Pool Heater_E4 | F3 | Commercial | Health (WA) | Existing | Miscellaneous | Natural Gas | Pool Heater | E4 | System - kBTUs of Consumption | 0 | 0 | 0 | 0 | 0 | 0 | 0 | 0 | 0 | 0 | 0 | 0 | 0 | 0 | 0 | 0 | 0 | 0 | 0 | 0 | 0 | 0 | 0 | 0 | 0 | 0 | 0
F3_Commercial_Health (WA)_Existing_Miscellaneous_Natural Gas_Pool Heater_E5 | F3 | Commercial | Health (WA) | Existing | Miscellaneous | Natural Gas | Pool Heater | E5 | System - kBTUs of Consumption | 0 | 0 | 0 | 0 | 0 | 0 | 0 | 0 | 0 | 0 | 0 | 0 | 0 | 0 | 0 | 0 | 0 | 0 | 0 | 0 | 0 | 0 | 0 | 0 | 0 | 0 | 0
F3_Commercial_Health (WA)_Existing_Miscellaneous_Natural Gas_Pool Heater_E6 | F3 | Commercial | Health (WA) | Existing | Miscellaneous | Natural Gas | Pool Heater | E6 | System - kBTUs of Consumption | 0 | 0 | 0 | 0 | 0 | 0 | 0 | 0 | 0 | 0 | 0 | 0 | 0 | 0 | 0 | 0 | 0 | 0 | 0 | 0 | 0 | 0 | 0 | 0 | 0 | 0 | 0
F3_Commercial_Health (WA)_Existing_Miscellaneous_Natural Gas_Pool Heater_E7 | F3 | Commercial | Health (WA) | Existing | Miscellaneous | Natural Gas | Pool Heater | E7 | System - kBTUs of Consumption | 0 | 0 | 0 | 0 | 0 | 0 | 0 | 0 | 0 | 0 | 0 | 0 | 0 | 0 | 0 | 0 | 0 | 0 | 0 | 0 | 0 | 0 | 0 | 0 | 0 | 0 | 0
F3_Commercial_Health (WA)_Existing_Miscellaneous_Natural Gas_Pool Heater_E8 | F3 | Commercial | Health (WA) | Existing | Miscellaneous | Natural Gas | Pool Heater | E8 | System - kBTUs of Consumption | 0 | 0 | 0 | 0 | 0 | 0 | 0 | 0 | 0 | 0 | 0 | 0 | 0 | 0 | 0 | 0 | 0 | 0 | 0 | 0 | 0 | 0 | 0 | 0 | 0 | 0 | 0
F3_Commercial_Health (WA)_Existing_Miscellaneous_Natural Gas_Pool Heater_E9 | F3 | Commercial | Health (WA) | Existing | Miscellaneous | Natural Gas | Pool Heater | E9 | System - kBTUs of Consumption | 0 | 0 | 0 | 0 | 0 | 0 | 0 | 0 | 0 | 0 | 0 | 0 | 0 | 0 | 0 | 0 | 0 | 0 | 0 | 0 | 0 | 0 | 0 | 0 | 0 | 0 | 0
F3_Commercial_Health (WA)_Existing_Miscellaneous_Natural Gas_Pool Heater_E10 | F3 | Commercial | Health (WA) | Existing | Miscellaneous | Natural Gas | Pool Heater | E10 | System - kBTUs of Consumption | 0 | 0 | 0 | 0 | 0 | 0 | 0 | 0 | 0 | 0 | 0 | 0 | 0 | 0 | 0 | 0 | 0 | 0 | 0 | 0 | 0 | 0 | 0 | 0 | 0 | 0 | 0
F4_Commercial_Health (WA)_Existing_Miscellaneous_Natural Gas_Pool Heater_E1 | F4 | Commercial | Health (WA) | Existing | Miscellaneous | Natural Gas | Pool Heater | E1 | Utility - Cost of Equipment | 0.0026828 | 0.0026828 | 0.0026828 | 0.0026828 | 0.0026828 | 0.0026828 | 0.0026828 | 0.0026828 | 0.0026828 | 0.0026828 | 0.0026828 | 0.0026828 | 0.0026828 | 0.0026828 | 0.0026828 | 0.0026828 | 0.0026828 | 0.0026828 | 0.0026828 | 0.0026828 | 0.0026828 | 0.0026828 | 0.0026828 | 0.0026828 | 0.0026828 | 0.0026828 | 0.0026828
F4_Commercial_Health (WA)_Existing_Miscellaneous_Natural Gas_Pool Heater_E2 | F4 | Commercial | Health (WA) | Existing | Miscellaneous | Natural Gas | Pool Heater | E2 | Utility - Cost of Equipment | 0.0043927 | 0.0043927 | 0.0043927 | 0.0043927 | 0.0043927 | 0.0043927 | 0.0043927 | 0.0043927 | 0.0043927 | 0.0043927 | 0.0043927 | 0.0043927 | 0.0043927 | 0.0043927 | 0.0043927 | 0.0043927 | 0.0043927 | 0.0043927 | 0.0043927 | 0.0043927 | 0.0043927 | 0.0043927 | 0.0043927 | 0.0043927 | 0.0043927 | 0.0043927 | 0.0043927
F4_Commercial_Health (WA)_Existing_Miscellaneous_Natural Gas_Pool Heater_E3 | F4 | Commercial | Health (WA) | Existing | Miscellaneous | Natural Gas | Pool Heater | E3 | Utility - Cost of Equipment | 0 | 0 | 0 | 0 | 0 | 0 | 0 | 0 | 0 | 0 | 0 | 0 | 0 | 0 | 0 | 0 | 0 | 0 | 0 | 0 | 0 | 0 | 0 | 0 | 0 | 0 | 0
F4_Commercial_Health (WA)_Existing_Miscellaneous_Natural Gas_Pool Heater_E4 | F4 | Commercial | Health (WA) | Existing | Miscellaneous | Natural Gas | Pool Heater | E4 | Utility - Cost of Equipment | 0 | 0 | 0 | 0 | 0 | 0 | 0 | 0 | 0 | 0 | 0 | 0 | 0 | 0 | 0 | 0 | 0 | 0 | 0 | 0 | 0 | 0 | 0 | 0 | 0 | 0 | 0
F4_Commercial_Health (WA)_Existing_Miscellaneous_Natural Gas_Pool Heater_E5 | F4 | Commercial | Health (WA) | Existing | Miscellaneous | Natural Gas | Pool Heater | E5 | Utility - Cost of Equipment | 0 | 0 | 0 | 0 | 0 | 0 | 0 | 0 | 0 | 0 | 0 | 0 | 0 | 0 | 0 | 0 | 0 | 0 | 0 | 0 | 0 | 0 | 0 | 0 | 0 | 0 | 0
F4_Commercial_Health (WA)_Existing_Miscellaneous_Natural Gas_Pool Heater_E6 | F4 | Commercial | Health (WA) | Existing | Miscellaneous | Natural Gas | Pool Heater | E6 | Utility - Cost of Equipment | 0 | 0 | 0 | 0 | 0 | 0 | 0 | 0 | 0 | 0 | 0 | 0 | 0 | 0 | 0 | 0 | 0 | 0 | 0 | 0 | 0 | 0 | 0 | 0 | 0 | 0 | 0
F4_Commercial_Health (WA)_Existing_Miscellaneous_Natural Gas_Pool Heater_E7 | F4 | Commercial | Health (WA) | Existing | Miscellaneous | Natural Gas | Pool Heater | E7 | Utility - Cost of Equipment | 0 | 0 | 0 | 0 | 0 | 0 | 0 | 0 | 0 | 0 | 0 | 0 | 0 | 0 | 0 | 0 | 0 | 0 | 0 | 0 | 0 | 0 | 0 | 0 | 0 | 0 | 0
F4_Commercial_Health (WA)_Existing_Miscellaneous_Natural Gas_Pool Heater_E8 | F4 | Commercial | Health (WA) | Existing | Miscellaneous | Natural Gas | Pool Heater | E8 | Utility - Cost of Equipment | 0 | 0 | 0 | 0 | 0 | 0 | 0 | 0 | 0 | 0 | 0 | 0 | 0 | 0 | 0 | 0 | 0 | 0 | 0 | 0 | 0 | 0 | 0 | 0 | 0 | 0 | 0
F4_Commercial_Health (WA)_Existing_Miscellaneous_Natural Gas_Pool Heater_E9 | F4 | Commercial | Health (WA) | Existing | Miscellaneous | Natural Gas | Pool Heater | E9 | Utility - Cost of Equipment | 0 | 0 | 0 | 0 | 0 | 0 | 0 | 0 | 0 | 0 | 0 | 0 | 0 | 0 | 0 | 0 | 0 | 0 | 0 | 0 | 0 | 0 | 0 | 0 | 0 | 0 | 0
F4_Commercial_Health (WA)_Existing_Miscellaneous_Natural Gas_Pool Heater_E10 | F4 | Commercial | Health (WA) | Existing | Miscellaneous | Natural Gas | Pool Heater | E10 | Utility - Cost of Equipment | 0 | 0 | 0 | 0 | 0 | 0 | 0 | 0 | 0 | 0 | 0 | 0 | 0 | 0 | 0 | 0 | 0 | 0 | 0 | 0 | 0 | 0 | 0 | 0 | 0 | 0 | 0
F5_Commercial_Health (WA)_Existing_Miscellaneous_Natural Gas_Pool Heater_E1 | F5 | Commercial | Health (WA) | Existing | Miscellaneous | Natural Gas | Pool Heater | E1 | Utility - Cost of Operation | 0.0033594 | 0.0033849 | 0.0034397 | 0.0035283 | 0.0036504 | 0.0038279 | 0.0040225 | 0.0042176 | 0.0044066 | 0.0046086 | 0.0047611 | 0.0049042 | 0.0050659 | 0.005222 | 0.0053527 | 0.00547 | 0.0055659 | 0.0056578 | 0.0057594 | 0.005855 | 0.0059539 | 0.0060585 | 0.0061636 | 0.0062731 | 0.0063845 | 0.0064979 | 0.0066134
F5_Commercial_Health (WA)_Existing_Miscellaneous_Natural Gas_Pool Heater_E2 | F5 | Commercial | Health (WA) | Existing | Miscellaneous | Natural Gas | Pool Heater | E2 | Utility - Cost of Operation | 0.0028555 | 0.0028771 | 0.0029237 | 0.002999 | 0.0031029 | 0.0032537 | 0.0034191 | 0.003585 | 0.0037456 | 0.0039173 | 0.0040469 | 0.0041685 | 0.004306 | 0.0044387 | 0.0045498 | 0.0046495 | 0.004731 | 0.0048091 | 0.0048955 | 0.0049767 | 0.0050608 | 0.0051497 | 0.005239 | 0.0053321 | 0.0054268 | 0.0055232 | 0.0056214
F5_Commercial_Health (WA)_Existing_Miscellaneous_Natural Gas_Pool Heater_E3 | F5 | Commercial | Health (WA) | Existing | Miscellaneous | Natural Gas | Pool Heater | E3 | Utility - Cost of Operation | 0 | 0 | 0 | 0 | 0 | 0 | 0 | 0 | 0 | 0 | 0 | 0 | 0 | 0 | 0 | 0 | 0 | 0 | 0 | 0 | 0 | 0 | 0 | 0 | 0 | 0 | 0
F5_Commercial_Health (WA)_Existing_Miscellaneous_Natural Gas_Pool Heater_E4 | F5 | Commercial | Health (WA) | Existing | Miscellaneous | Natural Gas | Pool Heater | E4 | Utility - Cost of Operation | 0 | 0 | 0 | 0 | 0 | 0 | 0 | 0 | 0 | 0 | 0 | 0 | 0 | 0 | 0 | 0 | 0 | 0 | 0 | 0 | 0 | 0 | 0 | 0 | 0 | 0 | 0
F5_Commercial_Health (WA)_Existing_Miscellaneous_Natural Gas_Pool Heater_E5 | F5 | Commercial | Health (WA) | Existing | Miscellaneous | Natural Gas | Pool Heater | E5 | Utility - Cost of Operation | 0 | 0 | 0 | 0 | 0 | 0 | 0 | 0 | 0 | 0 | 0 | 0 | 0 | 0 | 0 | 0 | 0 | 0 | 0 | 0 | 0 | 0 | 0 | 0 | 0 | 0 | 0
F5_Commercial_Health (WA)_Existing_Miscellaneous_Natural Gas_Pool Heater_E6 | F5 | Commercial | Health (WA) | Existing | Miscellaneous | Natural Gas | Pool Heater | E6 | Utility - Cost of Operation | 0 | 0 | 0 | 0 | 0 | 0 | 0 | 0 | 0 | 0 | 0 | 0 | 0 | 0 | 0 | 0 | 0 | 0 | 0 | 0 | 0 | 0 | 0 | 0 | 0 | 0 | 0
F5_Commercial_Health (WA)_Existing_Miscellaneous_Natural Gas_Pool Heater_E7 | F5 | Commercial | Health (WA) | Existing | Miscellaneous | Natural Gas | Pool Heater | E7 | Utility - Cost of Operation | 0 | 0 | 0 | 0 | 0 | 0 | 0 | 0 | 0 | 0 | 0 | 0 | 0 | 0 | 0 | 0 | 0 | 0 | 0 | 0 | 0 | 0 | 0 | 0 | 0 | 0 | 0
F5_Commercial_Health (WA)_Existing_Miscellaneous_Natural Gas_Pool Heater_E8 | F5 | Commercial | Health (WA) | Existing | Miscellaneous | Natural Gas | Pool Heater | E8 | Utility - Cost of Operation | 0 | 0 | 0 | 0 | 0 | 0 | 0 | 0 | 0 | 0 | 0 | 0 | 0 | 0 | 0 | 0 | 0 | 0 | 0 | 0 | 0 | 0 | 0 | 0 | 0 | 0 | 0
F5_Commercial_Health (WA)_Existing_Miscellaneous_Natural Gas_Pool Heater_E9 | F5 | Commercial | Health (WA) | Existing | Miscellaneous | Natural Gas | Pool Heater | E9 | Utility - Cost of Operation | 0 | 0 | 0 | 0 | 0 | 0 | 0 | 0 | 0 | 0 | 0 | 0 | 0 | 0 | 0 | 0 | 0 | 0 | 0 | 0 | 0 | 0 | 0 | 0 | 0 | 0 | 0
F5_Commercial_Health (WA)_Existing_Miscellaneous_Natural Gas_Pool Heater_E10 | F5 | Commercial | Health (WA) | Existing | Miscellaneous | Natural Gas | Pool Heater | E10 | Utility - Cost of Operation | 0 | 0 | 0 | 0 | 0 | 0 | 0 | 0 | 0 | 0 | 0 | 0 | 0 | 0 | 0 | 0 | 0 | 0 | 0 | 0 | 0 | 0 | 0 | 0 | 0 | 0 | 0
F6_Commercial_Health (WA)_Existing_Miscellaneous_Natural Gas_Pool Heater_E1 | F6 | Commercial | Health (WA) | Existing | Miscellaneous | Natural Gas | Pool Heater | E1 | Utility - Value of Sales | 0.0040313 | 0.0040618 | 0.0041171 | 0.0042004 | 0.0043098 | 0.0044691 | 0.0046299 | 0.0047841 | 0.0049232 | 0.0050695 | 0.0052372 | 0.0053946 | 0.0055725 | 0.0057371 | 0.0058657 | 0.0059701 | 0.0060403 | 0.0060938 | 0.006154 | 0.0062033 | 0.0062516 | 0.0063614 | 0.0064717 | 0.0065867 | 0.0067037 | 0.0068228 | 0.006944
F6_Commercial_Health (WA)_Existing_Miscellaneous_Natural Gas_Pool Heater_E2 | F6 | Commercial | Health (WA) | Existing | Miscellaneous | Natural Gas | Pool Heater | E2 | Utility - Value of Sales | 0.0034266 | 0.0034526 | 0.0034995 | 0.0035703 | 0.0036633 | 0.0037987 | 0.0039354 | 0.0040665 | 0.0041847 | 0.0043091 | 0.0044516 | 0.0045854 | 0.0047366 | 0.0048765 | 0.0049858 | 0.0050746 | 0.0051343 | 0.0051797 | 0.0052309 | 0.0052728 | 0.0053139 | 0.0054072 | 0.005501 | 0.0055987 | 0.0056982 | 0.0057994 | 0.0059024
F6_Commercial_Health (WA)_Existing_Miscellaneous_Natural Gas_Pool Heater_E3 | F6 | Commercial | Health (WA) | Existing | Miscellaneous | Natural Gas | Pool Heater | E3 | Utility - Value of Sales | 0 | 0 | 0 | 0 | 0 | 0 | 0 | 0 | 0 | 0 | 0 | 0 | 0 | 0 | 0 | 0 | 0 | 0 | 0 | 0 | 0 | 0 | 0 | 0 | 0 | 0 | 0
F6_Commercial_Health (WA)_Existing_Miscellaneous_Natural Gas_Pool Heater_E4 | F6 | Commercial | Health (WA) | Existing | Miscellaneous | Natural Gas | Pool Heater | E4 | Utility - Value of Sales | 0 | 0 | 0 | 0 | 0 | 0 | 0 | 0 | 0 | 0 | 0 | 0 | 0 | 0 | 0 | 0 | 0 | 0 | 0 | 0 | 0 | 0 | 0 | 0 | 0 | 0 | 0
F6_Commercial_Health (WA)_Existing_Miscellaneous_Natural Gas_Pool Heater_E5 | F6 | Commercial | Health (WA) | Existing | Miscellaneous | Natural Gas | Pool Heater | E5 | Utility - Value of Sales | 0 | 0 | 0 | 0 | 0 | 0 | 0 | 0 | 0 | 0 | 0 | 0 | 0 | 0 | 0 | 0 | 0 | 0 | 0 | 0 | 0 | 0 | 0 | 0 | 0 | 0 | 0
F6_Commercial_Health (WA)_Existing_Miscellaneous_Natural Gas_Pool Heater_E6 | F6 | Commercial | Health (WA) | Existing | Miscellaneous | Natural Gas | Pool Heater | E6 | Utility - Value of Sales | 0 | 0 | 0 | 0 | 0 | 0 | 0 | 0 | 0 | 0 | 0 | 0 | 0 | 0 | 0 | 0 | 0 | 0 | 0 | 0 | 0 | 0 | 0 | 0 | 0 | 0 | 0
F6_Commercial_Health (WA)_Existing_Miscellaneous_Natural Gas_Pool Heater_E7 | F6 | Commercial | Health (WA) | Existing | Miscellaneous | Natural Gas | Pool Heater | E7 | Utility - Value of Sales | 0 | 0 | 0 | 0 | 0 | 0 | 0 | 0 | 0 | 0 | 0 | 0 | 0 | 0 | 0 | 0 | 0 | 0 | 0 | 0 | 0 | 0 | 0 | 0 | 0 | 0 | 0
F6_Commercial_Health (WA)_Existing_Miscellaneous_Natural Gas_Pool Heater_E8 | F6 | Commercial | Health (WA) | Existing | Miscellaneous | Natural Gas | Pool Heater | E8 | Utility - Value of Sales | 0 | 0 | 0 | 0 | 0 | 0 | 0 | 0 | 0 | 0 | 0 | 0 | 0 | 0 | 0 | 0 | 0 | 0 | 0 | 0 | 0 | 0 | 0 | 0 | 0 | 0 | 0
F6_Commercial_Health (WA)_Existing_Miscellaneous_Natural Gas_Pool Heater_E9 | F6 | Commercial | Health (WA) | Existing | Miscellaneous | Natural Gas | Pool Heater | E9 | Utility - Value of Sales | 0 | 0 | 0 | 0 | 0 | 0 | 0 | 0 | 0 | 0 | 0 | 0 | 0 | 0 | 0 | 0 | 0 | 0 | 0 | 0 | 0 | 0 | 0 | 0 | 0 | 0 | 0
F6_Commercial_Health (WA)_Existing_Miscellaneous_Natural Gas_Pool Heater_E10 | F6 | Commercial | Health (WA) | Existing | Miscellaneous | Natural Gas | Pool Heater | E10 | Utility - Value of Sales | 0 | 0 | 0 | 0 | 0 | 0 | 0 | 0 | 0 | 0 | 0 | 0 | 0 | 0 | 0 | 0 | 0 | 0 | 0 | 0 | 0 | 0 | 0 | 0 | 0 | 0 | 0
F1_Commercial_Health (WA)_Existing_Miscellaneous_Natural Gas_Miscellaneous_E1 | F1 | Commercial | Health (WA) | Existing | Miscellaneous | Natural Gas | Miscellaneous | E1 | RVT - Cost of Equipment | 0.0041251 | 0.0041251 | 0.0041251 | 0.0041251 | 0.0041251 | 0.0041251 | 0.0041251 | 0.0041251 | 0.0041251 | 0.0041251 | 0.0041251 | 0.0041251 | 0.0041251 | 0.0041251 | 0.0041251 | 0.0041251 | 0.0041251 | 0.0041251 | 0.0041251 | 0.0041251 | 0.0041251 | 0.0041251 | 0.0041251 | 0.0041251 | 0.0041251 | 0.0041251 | 0.0041251
F1_Commercial_Health (WA)_Existing_Miscellaneous_Natural Gas_Miscellaneous_E2 | F1 | Commercial | Health (WA) | Existing | Miscellaneous | Natural Gas | Miscellaneous | E2 | RVT - Cost of Equipment | 0 | 0 | 0 | 0 | 0 | 0 | 0 | 0 | 0 | 0 | 0 | 0 | 0 | 0 | 0 | 0 | 0 | 0 | 0 | 0 | 0 | 0 | 0 | 0 | 0 | 0 | 0
F1_Commercial_Health (WA)_Existing_Miscellaneous_Natural Gas_Miscellaneous_E3 | F1 | Commercial | Health (WA) | Existing | Miscellaneous | Natural Gas | Miscellaneous | E3 | RVT - Cost of Equipment | 0 | 0 | 0 | 0 | 0 | 0 | 0 | 0 | 0 | 0 | 0 | 0 | 0 | 0 | 0 | 0 | 0 | 0 | 0 | 0 | 0 | 0 | 0 | 0 | 0 | 0 | 0
F1_Commercial_Health (WA)_Existing_Miscellaneous_Natural Gas_Miscellaneous_E4 | F1 | Commercial | Health (WA) | Existing | Miscellaneous | Natural Gas | Miscellaneous | E4 | RVT - Cost of Equipment | 0 | 0 | 0 | 0 | 0 | 0 | 0 | 0 | 0 | 0 | 0 | 0 | 0 | 0 | 0 | 0 | 0 | 0 | 0 | 0 | 0 | 0 | 0 | 0 | 0 | 0 | 0
F1_Commercial_Health (WA)_Existing_Miscellaneous_Natural Gas_Miscellaneous_E5 | F1 | Commercial | Health (WA) | Existing | Miscellaneous | Natural Gas | Miscellaneous | E5 | RVT - Cost of Equipment | 0 | 0 | 0 | 0 | 0 | 0 | 0 | 0 | 0 | 0 | 0 | 0 | 0 | 0 | 0 | 0 | 0 | 0 | 0 | 0 | 0 | 0 | 0 | 0 | 0 | 0 | 0
F1_Commercial_Health (WA)_Existing_Miscellaneous_Natural Gas_Miscellaneous_E6 | F1 | Commercial | Health (WA) | Existing | Miscellaneous | Natural Gas | Miscellaneous | E6 | RVT - Cost of Equipment | 0 | 0 | 0 | 0 | 0 | 0 | 0 | 0 | 0 | 0 | 0 | 0 | 0 | 0 | 0 | 0 | 0 | 0 | 0 | 0 | 0 | 0 | 0 | 0 | 0 | 0 | 0
F1_Commercial_Health (WA)_Existing_Miscellaneous_Natural Gas_Miscellaneous_E7 | F1 | Commercial | Health (WA) | Existing | Miscellaneous | Natural Gas | Miscellaneous | E7 | RVT - Cost of Equipment | 0 | 0 | 0 | 0 | 0 | 0 | 0 | 0 | 0 | 0 | 0 | 0 | 0 | 0 | 0 | 0 | 0 | 0 | 0 | 0 | 0 | 0 | 0 | 0 | 0 | 0 | 0
F1_Commercial_Health (WA)_Existing_Miscellaneous_Natural Gas_Miscellaneous_E8 | F1 | Commercial | Health (WA) | Existing | Miscellaneous | Natural Gas | Miscellaneous | E8 | RVT - Cost of Equipment | 0 | 0 | 0 | 0 | 0 | 0 | 0 | 0 | 0 | 0 | 0 | 0 | 0 | 0 | 0 | 0 | 0 | 0 | 0 | 0 | 0 | 0 | 0 | 0 | 0 | 0 | 0
F1_Commercial_Health (WA)_Existing_Miscellaneous_Natural Gas_Miscellaneous_E9 | F1 | Commercial | Health (WA) | Existing | Miscellaneous | Natural Gas | Miscellaneous | E9 | RVT - Cost of Equipment | 0 | 0 | 0 | 0 | 0 | 0 | 0 | 0 | 0 | 0 | 0 | 0 | 0 | 0 | 0 | 0 | 0 | 0 | 0 | 0 | 0 | 0 | 0 | 0 | 0 | 0 | 0
F1_Commercial_Health (WA)_Existing_Miscellaneous_Natural Gas_Miscellaneous_E10 | F1 | Commercial | Health (WA) | Existing | Miscellaneous | Natural Gas | Miscellaneous | E10 | RVT - Cost of Equipment | 0 | 0 | 0 | 0 | 0 | 0 | 0 | 0 | 0 | 0 | 0 | 0 | 0 | 0 | 0 | 0 | 0 | 0 | 0 | 0 | 0 | 0 | 0 | 0 | 0 | 0 | 0
F2_Commercial_Health (WA)_Existing_Miscellaneous_Natural Gas_Miscellaneous_E1 | F2 | Commercial | Health (WA) | Existing | Miscellaneous | Natural Gas | Miscellaneous | E1 | RVT - Cost of Operation | 0.0065245 | 0.0065662 | 0.006636 | 0.0067443 | 0.0069042 | 0.0071676 | 0.0074384 | 0.0076914 | 0.0079125 | 0.0081419 | 0.0084048 | 0.008652 | 0.0089464 | 0.0092281 | 0.0094526 | 0.0096345 | 0.0097568 | 0.0098552 | 0.0099534 | 0.010016 | 0.010077 | 0.010253 | 0.010431 | 0.010616 | 0.010804 | 0.010996 | 0.011192
F2_Commercial_Health (WA)_Existing_Miscellaneous_Natural Gas_Miscellaneous_E2 | F2 | Commercial | Health (WA) | Existing | Miscellaneous | Natural Gas | Miscellaneous | E2 | RVT - Cost of Operation | 0 | 0 | 0 | 0 | 0 | 0 | 0 | 0 | 0 | 0 | 0 | 0 | 0 | 0 | 0 | 0 | 0 | 0 | 0 | 0 | 0 | 0 | 0 | 0 | 0 | 0 | 0
F2_Commercial_Health (WA)_Existing_Miscellaneous_Natural Gas_Miscellaneous_E3 | F2 | Commercial | Health (WA) | Existing | Miscellaneous | Natural Gas | Miscellaneous | E3 | RVT - Cost of Operation | 0 | 0 | 0 | 0 | 0 | 0 | 0 | 0 | 0 | 0 | 0 | 0 | 0 | 0 | 0 | 0 | 0 | 0 | 0 | 0 | 0 | 0 | 0 | 0 | 0 | 0 | 0
F2_Commercial_Health (WA)_Existing_Miscellaneous_Natural Gas_Miscellaneous_E4 | F2 | Commercial | Health (WA) | Existing | Miscellaneous | Natural Gas | Miscellaneous | E4 | RVT - Cost of Operation | 0 | 0 | 0 | 0 | 0 | 0 | 0 | 0 | 0 | 0 | 0 | 0 | 0 | 0 | 0 | 0 | 0 | 0 | 0 | 0 | 0 | 0 | 0 | 0 | 0 | 0 | 0
F2_Commercial_Health (WA)_Existing_Miscellaneous_Natural Gas_Miscellaneous_E5 | F2 | Commercial | Health (WA) | Existing | Miscellaneous | Natural Gas | Miscellaneous | E5 | RVT - Cost of Operation | 0 | 0 | 0 | 0 | 0 | 0 | 0 | 0 | 0 | 0 | 0 | 0 | 0 | 0 | 0 | 0 | 0 | 0 | 0 | 0 | 0 | 0 | 0 | 0 | 0 | 0 | 0
F2_Commercial_Health (WA)_Existing_Miscellaneous_Natural Gas_Miscellaneous_E6 | F2 | Commercial | Health (WA) | Existing | Miscellaneous | Natural Gas | Miscellaneous | E6 | RVT - Cost of Operation | 0 | 0 | 0 | 0 | 0 | 0 | 0 | 0 | 0 | 0 | 0 | 0 | 0 | 0 | 0 | 0 | 0 | 0 | 0 | 0 | 0 | 0 | 0 | 0 | 0 | 0 | 0
F2_Commercial_Health (WA)_Existing_Miscellaneous_Natural Gas_Miscellaneous_E7 | F2 | Commercial | Health (WA) | Existing | Miscellaneous | Natural Gas | Miscellaneous | E7 | RVT - Cost of Operation | 0 | 0 | 0 | 0 | 0 | 0 | 0 | 0 | 0 | 0 | 0 | 0 | 0 | 0 | 0 | 0 | 0 | 0 | 0 | 0 | 0 | 0 | 0 | 0 | 0 | 0 | 0
F2_Commercial_Health (WA)_Existing_Miscellaneous_Natural Gas_Miscellaneous_E8 | F2 | Commercial | Health (WA) | Existing | Miscellaneous | Natural Gas | Miscellaneous | E8 | RVT - Cost of Operation | 0 | 0 | 0 | 0 | 0 | 0 | 0 | 0 | 0 | 0 | 0 | 0 | 0 | 0 | 0 | 0 | 0 | 0 | 0 | 0 | 0 | 0 | 0 | 0 | 0 | 0 | 0
F2_Commercial_Health (WA)_Existing_Miscellaneous_Natural Gas_Miscellaneous_E9 | F2 | Commercial | Health (WA) | Existing | Miscellaneous | Natural Gas | Miscellaneous | E9 | RVT - Cost of Operation | 0 | 0 | 0 | 0 | 0 | 0 | 0 | 0 | 0 | 0 | 0 | 0 | 0 | 0 | 0 | 0 | 0 | 0 | 0 | 0 | 0 | 0 | 0 | 0 | 0 | 0 | 0
F2_Commercial_Health (WA)_Existing_Miscellaneous_Natural Gas_Miscellaneous_E10 | F2 | Commercial | Health (WA) | Existing | Miscellaneous | Natural Gas | Miscellaneous | E10 | RVT - Cost of Operation | 0 | 0 | 0 | 0 | 0 | 0 | 0 | 0 | 0 | 0 | 0 | 0 | 0 | 0 | 0 | 0 | 0 | 0 | 0 | 0 | 0 | 0 | 0 | 0 | 0 | 0 | 0
F3_Commercial_Health (WA)_Existing_Miscellaneous_Natural Gas_Miscellaneous_E1 | F3 | Commercial | Health (WA) | Existing | Miscellaneous | Natural Gas | Miscellaneous | E1 | System - kBTUs of Consumption | 1.6665 | 1.6665 | 1.6665 | 1.6665 | 1.6665 | 1.6665 | 1.6665 | 1.6665 | 1.6665 | 1.6665 | 1.6665 | 1.6665 | 1.6665 | 1.6665 | 1.6665 | 1.6665 | 1.6665 | 1.6665 | 1.6665 | 1.6665 | 1.6665 | 1.6665 | 1.6665 | 1.6665 | 1.6665 | 1.6665 | 1.6665
F3_Commercial_Health (WA)_Existing_Miscellaneous_Natural Gas_Miscellaneous_E2 | F3 | Commercial | Health (WA) | Existing | Miscellaneous | Natural Gas | Miscellaneous | E2 | System - kBTUs of Consumption | 0 | 0 | 0 | 0 | 0 | 0 | 0 | 0 | 0 | 0 | 0 | 0 | 0 | 0 | 0 | 0 | 0 | 0 | 0 | 0 | 0 | 0 | 0 | 0 | 0 | 0 | 0
F3_Commercial_Health (WA)_Existing_Miscellaneous_Natural Gas_Miscellaneous_E3 | F3 | Commercial | Health (WA) | Existing | Miscellaneous | Natural Gas | Miscellaneous | E3 | System - kBTUs of Consumption | 0 | 0 | 0 | 0 | 0 | 0 | 0 | 0 | 0 | 0 | 0 | 0 | 0 | 0 | 0 | 0 | 0 | 0 | 0 | 0 | 0 | 0 | 0 | 0 | 0 | 0 | 0
F3_Commercial_Health (WA)_Existing_Miscellaneous_Natural Gas_Miscellaneous_E4 | F3 | Commercial | Health (WA) | Existing | Miscellaneous | Natural Gas | Miscellaneous | E4 | System - kBTUs of Consumption | 0 | 0 | 0 | 0 | 0 | 0 | 0 | 0 | 0 | 0 | 0 | 0 | 0 | 0 | 0 | 0 | 0 | 0 | 0 | 0 | 0 | 0 | 0 | 0 | 0 | 0 | 0
F3_Commercial_Health (WA)_Existing_Miscellaneous_Natural Gas_Miscellaneous_E5 | F3 | Commercial | Health (WA) | Existing | Miscellaneous | Natural Gas | Miscellaneous | E5 | System - kBTUs of Consumption | 0 | 0 | 0 | 0 | 0 | 0 | 0 | 0 | 0 | 0 | 0 | 0 | 0 | 0 | 0 | 0 | 0 | 0 | 0 | 0 | 0 | 0 | 0 | 0 | 0 | 0 | 0
F3_Commercial_Health (WA)_Existing_Miscellaneous_Natural Gas_Miscellaneous_E6 | F3 | Commercial | Health (WA) | Existing | Miscellaneous | Natural Gas | Miscellaneous | E6 | System - kBTUs of Consumption | 0 | 0 | 0 | 0 | 0 | 0 | 0 | 0 | 0 | 0 | 0 | 0 | 0 | 0 | 0 | 0 | 0 | 0 | 0 | 0 | 0 | 0 | 0 | 0 | 0 | 0 | 0
F3_Commercial_Health (WA)_Existing_Miscellaneous_Natural Gas_Miscellaneous_E7 | F3 | Commercial | Health (WA) | Existing | Miscellaneous | Natural Gas | Miscellaneous | E7 | System - kBTUs of Consumption | 0 | 0 | 0 | 0 | 0 | 0 | 0 | 0 | 0 | 0 | 0 | 0 | 0 | 0 | 0 | 0 | 0 | 0 | 0 | 0 | 0 | 0 | 0 | 0 | 0 | 0 | 0
F3_Commercial_Health (WA)_Existing_Miscellaneous_Natural Gas_Miscellaneous_E8 | F3 | Commercial | Health (WA) | Existing | Miscellaneous | Natural Gas | Miscellaneous | E8 | System - kBTUs of Consumption | 0 | 0 | 0 | 0 | 0 | 0 | 0 | 0 | 0 | 0 | 0 | 0 | 0 | 0 | 0 | 0 | 0 | 0 | 0 | 0 | 0 | 0 | 0 | 0 | 0 | 0 | 0
F3_Commercial_Health (WA)_Existing_Miscellaneous_Natural Gas_Miscellaneous_E9 | F3 | Commercial | Health (WA) | Existing | Miscellaneous | Natural Gas | Miscellaneous | E9 | System - kBTUs of Consumption | 0 | 0 | 0 | 0 | 0 | 0 | 0 | 0 | 0 | 0 | 0 | 0 | 0 | 0 | 0 | 0 | 0 | 0 | 0 | 0 | 0 | 0 | 0 | 0 | 0 | 0 | 0
F3_Commercial_Health (WA)_Existing_Miscellaneous_Natural Gas_Miscellaneous_E10 | F3 | Commercial | Health (WA) | Existing | Miscellaneous | Natural Gas | Miscellaneous | E10 | System - kBTUs of Consumption | 0 | 0 | 0 | 0 | 0 | 0 | 0 | 0 | 0 | 0 | 0 | 0 | 0 | 0 | 0 | 0 | 0 | 0 | 0 | 0 | 0 | 0 | 0 | 0 | 0 | 0 | 0
F4_Commercial_Health (WA)_Existing_Miscellaneous_Natural Gas_Miscellaneous_E1 | F4 | Commercial | Health (WA) | Existing | Miscellaneous | Natural Gas | Miscellaneous | E1 | Utility - Cost of Equipment | 0.0041251 | 0.0041251 | 0.0041251 | 0.0041251 | 0.0041251 | 0.0041251 | 0.0041251 | 0.0041251 | 0.0041251 | 0.0041251 | 0.0041251 | 0.0041251 | 0.0041251 | 0.0041251 | 0.0041251 | 0.0041251 | 0.0041251 | 0.0041251 | 0.0041251 | 0.0041251 | 0.0041251 | 0.0041251 | 0.0041251 | 0.0041251 | 0.0041251 | 0.0041251 | 0.0041251
F4_Commercial_Health (WA)_Existing_Miscellaneous_Natural Gas_Miscellaneous_E2 | F4 | Commercial | Health (WA) | Existing | Miscellaneous | Natural Gas | Miscellaneous | E2 | Utility - Cost of Equipment | 0 | 0 | 0 | 0 | 0 | 0 | 0 | 0 | 0 | 0 | 0 | 0 | 0 | 0 | 0 | 0 | 0 | 0 | 0 | 0 | 0 | 0 | 0 | 0 | 0 | 0 | 0
F4_Commercial_Health (WA)_Existing_Miscellaneous_Natural Gas_Miscellaneous_E3 | F4 | Commercial | Health (WA) | Existing | Miscellaneous | Natural Gas | Miscellaneous | E3 | Utility - Cost of Equipment | 0 | 0 | 0 | 0 | 0 | 0 | 0 | 0 | 0 | 0 | 0 | 0 | 0 | 0 | 0 | 0 | 0 | 0 | 0 | 0 | 0 | 0 | 0 | 0 | 0 | 0 | 0
F4_Commercial_Health (WA)_Existing_Miscellaneous_Natural Gas_Miscellaneous_E4 | F4 | Commercial | Health (WA) | Existing | Miscellaneous | Natural Gas | Miscellaneous | E4 | Utility - Cost of Equipment | 0 | 0 | 0 | 0 | 0 | 0 | 0 | 0 | 0 | 0 | 0 | 0 | 0 | 0 | 0 | 0 | 0 | 0 | 0 | 0 | 0 | 0 | 0 | 0 | 0 | 0 | 0
F4_Commercial_Health (WA)_Existing_Miscellaneous_Natural Gas_Miscellaneous_E5 | F4 | Commercial | Health (WA) | Existing | Miscellaneous | Natural Gas | Miscellaneous | E5 | Utility - Cost of Equipment | 0 | 0 | 0 | 0 | 0 | 0 | 0 | 0 | 0 | 0 | 0 | 0 | 0 | 0 | 0 | 0 | 0 | 0 | 0 | 0 | 0 | 0 | 0 | 0 | 0 | 0 | 0
F4_Commercial_Health (WA)_Existing_Miscellaneous_Natural Gas_Miscellaneous_E6 | F4 | Commercial | Health (WA) | Existing | Miscellaneous | Natural Gas | Miscellaneous | E6 | Utility - Cost of Equipment | 0 | 0 | 0 | 0 | 0 | 0 | 0 | 0 | 0 | 0 | 0 | 0 | 0 | 0 | 0 | 0 | 0 | 0 | 0 | 0 | 0 | 0 | 0 | 0 | 0 | 0 | 0
F4_Commercial_Health (WA)_Existing_Miscellaneous_Natural Gas_Miscellaneous_E7 | F4 | Commercial | Health (WA) | Existing | Miscellaneous | Natural Gas | Miscellaneous | E7 | Utility - Cost of Equipment | 0 | 0 | 0 | 0 | 0 | 0 | 0 | 0 | 0 | 0 | 0 | 0 | 0 | 0 | 0 | 0 | 0 | 0 | 0 | 0 | 0 | 0 | 0 | 0 | 0 | 0 | 0
F4_Commercial_Health (WA)_Existing_Miscellaneous_Natural Gas_Miscellaneous_E8 | F4 | Commercial | Health (WA) | Existing | Miscellaneous | Natural Gas | Miscellaneous | E8 | Utility - Cost of Equipment | 0 | 0 | 0 | 0 | 0 | 0 | 0 | 0 | 0 | 0 | 0 | 0 | 0 | 0 | 0 | 0 | 0 | 0 | 0 | 0 | 0 | 0 | 0 | 0 | 0 | 0 | 0
F4_Commercial_Health (WA)_Existing_Miscellaneous_Natural Gas_Miscellaneous_E9 | F4 | Commercial | Health (WA) | Existing | Miscellaneous | Natural Gas | Miscellaneous | E9 | Utility - Cost of Equipment | 0 | 0 | 0 | 0 | 0 | 0 | 0 | 0 | 0 | 0 | 0 | 0 | 0 | 0 | 0 | 0 | 0 | 0 | 0 | 0 | 0 | 0 | 0 | 0 | 0 | 0 | 0
F4_Commercial_Health (WA)_Existing_Miscellaneous_Natural Gas_Miscellaneous_E10 | F4 | Commercial | Health (WA) | Existing | Miscellaneous | Natural Gas | Miscellaneous | E10 | Utility - Cost of Equipment | 0 | 0 | 0 | 0 | 0 | 0 | 0 | 0 | 0 | 0 | 0 | 0 | 0 | 0 | 0 | 0 | 0 | 0 | 0 | 0 | 0 | 0 | 0 | 0 | 0 | 0 | 0
F5_Commercial_Health (WA)_Existing_Miscellaneous_Natural Gas_Miscellaneous_E1 | F5 | Commercial | Health (WA) | Existing | Miscellaneous | Natural Gas | Miscellaneous | E1 | Utility - Cost of Operation | 0.0054371 | 0.0054719 | 0.0055419 | 0.0056584 | 0.0058339 | 0.0061143 | 0.0064226 | 0.006741 | 0.0070613 | 0.0074018 | 0.0076407 | 0.0078655 | 0.0081331 | 0.008398 | 0.0086209 | 0.0088168 | 0.0089717 | 0.0091202 | 0.0092855 | 0.0094385 | 0.0095971 | 0.0097652 | 0.0099339 | 0.01011 | 0.01029 | 0.010473 | 0.010659
F5_Commercial_Health (WA)_Existing_Miscellaneous_Natural Gas_Miscellaneous_E2 | F5 | Commercial | Health (WA) | Existing | Miscellaneous | Natural Gas | Miscellaneous | E2 | Utility - Cost of Operation | 0 | 0 | 0 | 0 | 0 | 0 | 0 | 0 | 0 | 0 | 0 | 0 | 0 | 0 | 0 | 0 | 0 | 0 | 0 | 0 | 0 | 0 | 0 | 0 | 0 | 0 | 0
F5_Commercial_Health (WA)_Existing_Miscellaneous_Natural Gas_Miscellaneous_E3 | F5 | Commercial | Health (WA) | Existing | Miscellaneous | Natural Gas | Miscellaneous | E3 | Utility - Cost of Operation | 0 | 0 | 0 | 0 | 0 | 0 | 0 | 0 | 0 | 0 | 0 | 0 | 0 | 0 | 0 | 0 | 0 | 0 | 0 | 0 | 0 | 0 | 0 | 0 | 0 | 0 | 0
F5_Commercial_Health (WA)_Existing_Miscellaneous_Natural Gas_Miscellaneous_E4 | F5 | Commercial | Health (WA) | Existing | Miscellaneous | Natural Gas | Miscellaneous | E4 | Utility - Cost of Operation | 0 | 0 | 0 | 0 | 0 | 0 | 0 | 0 | 0 | 0 | 0 | 0 | 0 | 0 | 0 | 0 | 0 | 0 | 0 | 0 | 0 | 0 | 0 | 0 | 0 | 0 | 0
F5_Commercial_Health (WA)_Existing_Miscellaneous_Natural Gas_Miscellaneous_E5 | F5 | Commercial | Health (WA) | Existing | Miscellaneous | Natural Gas | Miscellaneous | E5 | Utility - Cost of Operation | 0 | 0 | 0 | 0 | 0 | 0 | 0 | 0 | 0 | 0 | 0 | 0 | 0 | 0 | 0 | 0 | 0 | 0 | 0 | 0 | 0 | 0 | 0 | 0 | 0 | 0 | 0
F5_Commercial_Health (WA)_Existing_Miscellaneous_Natural Gas_Miscellaneous_E6 | F5 | Commercial | Health (WA) | Existing | Miscellaneous | Natural Gas | Miscellaneous | E6 | Utility - Cost of Operation | 0 | 0 | 0 | 0 | 0 | 0 | 0 | 0 | 0 | 0 | 0 | 0 | 0 | 0 | 0 | 0 | 0 | 0 | 0 | 0 | 0 | 0 | 0 | 0 | 0 | 0 | 0
F5_Commercial_Health (WA)_Existing_Miscellaneous_Natural Gas_Miscellaneous_E7 | F5 | Commercial | Health (WA) | Existing | Miscellaneous | Natural Gas | Miscellaneous | E7 | Utility - Cost of Operation | 0 | 0 | 0 | 0 | 0 | 0 | 0 | 0 | 0 | 0 | 0 | 0 | 0 | 0 | 0 | 0 | 0 | 0 | 0 | 0 | 0 | 0 | 0 | 0 | 0 | 0 | 0
F5_Commercial_Health (WA)_Existing_Miscellaneous_Natural Gas_Miscellaneous_E8 | F5 | Commercial | Health (WA) | Existing | Miscellaneous | Natural Gas | Miscellaneous | E8 | Utility - Cost of Operation | 0 | 0 | 0 | 0 | 0 | 0 | 0 | 0 | 0 | 0 | 0 | 0 | 0 | 0 | 0 | 0 | 0 | 0 | 0 | 0 | 0 | 0 | 0 | 0 | 0 | 0 | 0
F5_Commercial_Health (WA)_Existing_Miscellaneous_Natural Gas_Miscellaneous_E9 | F5 | Commercial | Health (WA) | Existing | Miscellaneous | Natural Gas | Miscellaneous | E9 | Utility - Cost of Operation | 0 | 0 | 0 | 0 | 0 | 0 | 0 | 0 | 0 | 0 | 0 | 0 | 0 | 0 | 0 | 0 | 0 | 0 | 0 | 0 | 0 | 0 | 0 | 0 | 0 | 0 | 0
F5_Commercial_Health (WA)_Existing_Miscellaneous_Natural Gas_Miscellaneous_E10 | F5 | Commercial | Health (WA) | Existing | Miscellaneous | Natural Gas | Miscellaneous | E10 | Utility - Cost of Operation | 0 | 0 | 0 | 0 | 0 | 0 | 0 | 0 | 0 | 0 | 0 | 0 | 0 | 0 | 0 | 0 | 0 | 0 | 0 | 0 | 0 | 0 | 0 | 0 | 0 | 0 | 0
F6_Commercial_Health (WA)_Existing_Miscellaneous_Natural Gas_Miscellaneous_E1 | F6 | Commercial | Health (WA) | Existing | Miscellaneous | Natural Gas | Miscellaneous | E1 | Utility - Value of Sales | 0.0065245 | 0.0065662 | 0.006636 | 0.0067443 | 0.0069042 | 0.0071676 | 0.0074384 | 0.0076914 | 0.0079125 | 0.0081419 | 0.0084048 | 0.008652 | 0.0089464 | 0.0092281 | 0.0094526 | 0.0096345 | 0.0097568 | 0.0098552 | 0.0099534 | 0.010016 | 0.010077 | 0.010253 | 0.010431 | 0.010616 | 0.010804 | 0.010996 | 0.011192
F6_Commercial_Health (WA)_Existing_Miscellaneous_Natural Gas_Miscellaneous_E2 | F6 | Commercial | Health (WA) | Existing | Miscellaneous | Natural Gas | Miscellaneous | E2 | Utility - Value of Sales | 0 | 0 | 0 | 0 | 0 | 0 | 0 | 0 | 0 | 0 | 0 | 0 | 0 | 0 | 0 | 0 | 0 | 0 | 0 | 0 | 0 | 0 | 0 | 0 | 0 | 0 | 0
F6_Commercial_Health (WA)_Existing_Miscellaneous_Natural Gas_Miscellaneous_E3 | F6 | Commercial | Health (WA) | Existing | Miscellaneous | Natural Gas | Miscellaneous | E3 | Utility - Value of Sales | 0 | 0 | 0 | 0 | 0 | 0 | 0 | 0 | 0 | 0 | 0 | 0 | 0 | 0 | 0 | 0 | 0 | 0 | 0 | 0 | 0 | 0 | 0 | 0 | 0 | 0 | 0
F6_Commercial_Health (WA)_Existing_Miscellaneous_Natural Gas_Miscellaneous_E4 | F6 | Commercial | Health (WA) | Existing | Miscellaneous | Natural Gas | Miscellaneous | E4 | Utility - Value of Sales | 0 | 0 | 0 | 0 | 0 | 0 | 0 | 0 | 0 | 0 | 0 | 0 | 0 | 0 | 0 | 0 | 0 | 0 | 0 | 0 | 0 | 0 | 0 | 0 | 0 | 0 | 0
F6_Commercial_Health (WA)_Existing_Miscellaneous_Natural Gas_Miscellaneous_E5 | F6 | Commercial | Health (WA) | Existing | Miscellaneous | Natural Gas | Miscellaneous | E5 | Utility - Value of Sales | 0 | 0 | 0 | 0 | 0 | 0 | 0 | 0 | 0 | 0 | 0 | 0 | 0 | 0 | 0 | 0 | 0 | 0 | 0 | 0 | 0 | 0 | 0 | 0 | 0 | 0 | 0
F6_Commercial_Health (WA)_Existing_Miscellaneous_Natural Gas_Miscellaneous_E6 | F6 | Commercial | Health (WA) | Existing | Miscellaneous | Natural Gas | Miscellaneous | E6 | Utility - Value of Sales | 0 | 0 | 0 | 0 | 0 | 0 | 0 | 0 | 0 | 0 | 0 | 0 | 0 | 0 | 0 | 0 | 0 | 0 | 0 | 0 | 0 | 0 | 0 | 0 | 0 | 0 | 0
F6_Commercial_Health (WA)_Existing_Miscellaneous_Natural Gas_Miscellaneous_E7 | F6 | Commercial | Health (WA) | Existing | Miscellaneous | Natural Gas | Miscellaneous | E7 | Utility - Value of Sales | 0 | 0 | 0 | 0 | 0 | 0 | 0 | 0 | 0 | 0 | 0 | 0 | 0 | 0 | 0 | 0 | 0 | 0 | 0 | 0 | 0 | 0 | 0 | 0 | 0 | 0 | 0
F6_Commercial_Health (WA)_Existing_Miscellaneous_Natural Gas_Miscellaneous_E8 | F6 | Commercial | Health (WA) | Existing | Miscellaneous | Natural Gas | Miscellaneous | E8 | Utility - Value of Sales | 0 | 0 | 0 | 0 | 0 | 0 | 0 | 0 | 0 | 0 | 0 | 0 | 0 | 0 | 0 | 0 | 0 | 0 | 0 | 0 | 0 | 0 | 0 | 0 | 0 | 0 | 0
F6_Commercial_Health (WA)_Existing_Miscellaneous_Natural Gas_Miscellaneous_E9 | F6 | Commercial | Health (WA) | Existing | Miscellaneous | Natural Gas | Miscellaneous | E9 | Utility - Value of Sales | 0 | 0 | 0 | 0 | 0 | 0 | 0 | 0 | 0 | 0 | 0 | 0 | 0 | 0 | 0 | 0 | 0 | 0 | 0 | 0 | 0 | 0 | 0 | 0 | 0 | 0 | 0
F6_Commercial_Health (WA)_Existing_Miscellaneous_Natural Gas_Miscellaneous_E10 | F6 | Commercial | Health (WA) | Existing | Miscellaneous | Natural Gas | Miscellaneous | E10 | Utility - Value of Sales | 0 | 0 | 0 | 0 | 0 | 0 | 0 | 0 | 0 | 0 | 0 | 0 | 0 | 0 | 0 | 0 | 0 | 0 | 0 | 0 | 0 | 0 | 0 | 0 | 0 | 0 | 0
F1_Commercial_Health (WA)_New_Space Heating_Natural Gas_Furnace_E1 | F1 | Commercial | Health (WA) | New | Space Heating | Natural Gas | Furnace | E1 | RVT - Cost of Equipment | 0.081941 | 0.081941 | 0.081941 | 0.081941 | 0.081941 | 0.081941 | 0.081941 | 0.081941 | 0.081941 | 0.081941 | 0.081941 | 0.081941 | 0.081941 | 0.081941 | 0.081941 | 0.081941 | 0.081941 | 0.081941 | 0.081941 | 0.081941 | 0.081941 | 0.081941 | 0.081941 | 0.081941 | 0.081941 | 0.081941 | 0.081941
F1_Commercial_Health (WA)_New_Space Heating_Natural Gas_Furnace_E2 | F1 | Commercial | Health (WA) | New | Space Heating | Natural Gas | Furnace | E2 | RVT - Cost of Equipment | 0.16562 | 0.16562 | 0.16562 | 0.16562 | 0.16562 | 0.16562 | 0.16562 | 0.16562 | 0.16562 | 0.16562 | 0.16562 | 0.16562 | 0.16562 | 0.16562 | 0.16562 | 0.16562 | 0.16562 | 0.16562 | 0.16562 | 0.16562 | 0.16562 | 0.16562 | 0.16562 | 0.16562 | 0.16562 | 0.16562 | 0.16562
F1_Commercial_Health (WA)_New_Space Heating_Natural Gas_Furnace_E3 | F1 | Commercial | Health (WA) | New | Space Heating | Natural Gas | Furnace | E3 | RVT - Cost of Equipment | 0.10068 | 0.10068 | 0.10068 | 0.10068 | 0.10068 | 0.10068 | 0.10068 | 0.10068 | 0.10068 | 0.10068 | 0.10068 | 0.10068 | 0.10068 | 0.10068 | 0.10068 | 0.10068 | 0.10068 | 0.10068 | 0.10068 | 0.10068 | 0.10068 | 0.10068 | 0.10068 | 0.10068 | 0.10068 | 0.10068 | 0.10068
F1_Commercial_Health (WA)_New_Space Heating_Natural Gas_Furnace_E4 | F1 | Commercial | Health (WA) | New | Space Heating | Natural Gas | Furnace | E4 | RVT - Cost of Equipment | 0 | 0 | 0 | 0 | 0 | 0 | 0 | 0 | 0 | 0 | 0 | 0 | 0 | 0 | 0 | 0 | 0 | 0 | 0 | 0 | 0 | 0 | 0 | 0 | 0 | 0 | 0
F1_Commercial_Health (WA)_New_Space Heating_Natural Gas_Furnace_E5 | F1 | Commercial | Health (WA) | New | Space Heating | Natural Gas | Furnace | E5 | RVT - Cost of Equipment | 0 | 0 | 0 | 0 | 0 | 0 | 0 | 0 | 0 | 0 | 0 | 0 | 0 | 0 | 0 | 0 | 0 | 0 | 0 | 0 | 0 | 0 | 0 | 0 | 0 | 0 | 0
F1_Commercial_Health (WA)_New_Space Heating_Natural Gas_Furnace_E6 | F1 | Commercial | Health (WA) | New | Space Heating | Natural Gas | Furnace | E6 | RVT - Cost of Equipment | 0 | 0 | 0 | 0 | 0 | 0 | 0 | 0 | 0 | 0 | 0 | 0 | 0 | 0 | 0 | 0 | 0 | 0 | 0 | 0 | 0 | 0 | 0 | 0 | 0 | 0 | 0
F1_Commercial_Health (WA)_New_Space Heating_Natural Gas_Furnace_E7 | F1 | Commercial | Health (WA) | New | Space Heating | Natural Gas | Furnace | E7 | RVT - Cost of Equipment | 0 | 0 | 0 | 0 | 0 | 0 | 0 | 0 | 0 | 0 | 0 | 0 | 0 | 0 | 0 | 0 | 0 | 0 | 0 | 0 | 0 | 0 | 0 | 0 | 0 | 0 | 0
F1_Commercial_Health (WA)_New_Space Heating_Natural Gas_Furnace_E8 | F1 | Commercial | Health (WA) | New | Space Heating | Natural Gas | Furnace | E8 | RVT - Cost of Equipment | 0 | 0 | 0 | 0 | 0 | 0 | 0 | 0 | 0 | 0 | 0 | 0 | 0 | 0 | 0 | 0 | 0 | 0 | 0 | 0 | 0 | 0 | 0 | 0 | 0 | 0 | 0
F1_Commercial_Health (WA)_New_Space Heating_Natural Gas_Furnace_E9 | F1 | Commercial | Health (WA) | New | Space Heating | Natural Gas | Furnace | E9 | RVT - Cost of Equipment | 0 | 0 | 0 | 0 | 0 | 0 | 0 | 0 | 0 | 0 | 0 | 0 | 0 | 0 | 0 | 0 | 0 | 0 | 0 | 0 | 0 | 0 | 0 | 0 | 0 | 0 | 0
F1_Commercial_Health (WA)_New_Space Heating_Natural Gas_Furnace_E10 | F1 | Commercial | Health (WA) | New | Space Heating | Natural Gas | Furnace | E10 | RVT - Cost of Equipment | 0 | 0 | 0 | 0 | 0 | 0 | 0 | 0 | 0 | 0 | 0 | 0 | 0 | 0 | 0 | 0 | 0 | 0 | 0 | 0 | 0 | 0 | 0 | 0 | 0 | 0 | 0
F2_Commercial_Health (WA)_New_Space Heating_Natural Gas_Furnace_E1 | F2 | Commercial | Health (WA) | New | Space Heating | Natural Gas | Furnace | E1 | RVT - Cost of Operation | 0.095582 | 0.096376 | 0.097698 | 0.099226 | 0.10098 | 0.10383 | 0.10666 | 0.10961 | 0.11221 | 0.11473 | 0.11758 | 0.12008 | 0.12285 | 0.12571 | 0.12826 | 0.1307 | 0.13285 | 0.13505 | 0.13733 | 0.13963 | 0.14194 | 0.14504 | 0.14871 | 0.15186 | 0.15509 | 0.15838 | 0.16174
F2_Commercial_Health (WA)_New_Space Heating_Natural Gas_Furnace_E2 | F2 | Commercial | Health (WA) | New | Space Heating | Natural Gas | Furnace | E2 | RVT - Cost of Operation | 0.084965 | 0.085671 | 0.086846 | 0.088204 | 0.089761 | 0.092294 | 0.094808 | 0.097437 | 0.099745 | 0.10198 | 0.10452 | 0.10674 | 0.10921 | 0.11175 | 0.11401 | 0.11618 | 0.1181 | 0.12005 | 0.12207 | 0.12412 | 0.12617 | 0.12893 | 0.13219 | 0.13499 | 0.13786 | 0.14079 | 0.14377
F2_Commercial_Health (WA)_New_Space Heating_Natural Gas_Furnace_E3 | F2 | Commercial | Health (WA) | New | Space Heating | Natural Gas | Furnace | E3 | RVT - Cost of Operation | 0.079656 | 0.080318 | 0.08142 | 0.082693 | 0.084152 | 0.086528 | 0.088885 | 0.09135 | 0.093513 | 0.095612 | 0.097991 | 0.10007 | 0.10238 | 0.10477 | 0.10689 | 0.10892 | 0.11072 | 0.11255 | 0.11445 | 0.11637 | 0.11829 | 0.12087 | 0.12393 | 0.12656 | 0.12925 | 0.13199 | 0.13479
F2_Commercial_Health (WA)_New_Space Heating_Natural Gas_Furnace_E4 | F2 | Commercial | Health (WA) | New | Space Heating | Natural Gas | Furnace | E4 | RVT - Cost of Operation | 0 | 0 | 0 | 0 | 0 | 0 | 0 | 0 | 0 | 0 | 0 | 0 | 0 | 0 | 0 | 0 | 0 | 0 | 0 | 0 | 0 | 0 | 0 | 0 | 0 | 0 | 0
F2_Commercial_Health (WA)_New_Space Heating_Natural Gas_Furnace_E5 | F2 | Commercial | Health (WA) | New | Space Heating | Natural Gas | Furnace | E5 | RVT - Cost of Operation | 0 | 0 | 0 | 0 | 0 | 0 | 0 | 0 | 0 | 0 | 0 | 0 | 0 | 0 | 0 | 0 | 0 | 0 | 0 | 0 | 0 | 0 | 0 | 0 | 0 | 0 | 0
F2_Commercial_Health (WA)_New_Space Heating_Natural Gas_Furnace_E6 | F2 | Commercial | Health (WA) | New | Space Heating | Natural Gas | Furnace | E6 | RVT - Cost of Operation | 0 | 0 | 0 | 0 | 0 | 0 | 0 | 0 | 0 | 0 | 0 | 0 | 0 | 0 | 0 | 0 | 0 | 0 | 0 | 0 | 0 | 0 | 0 | 0 | 0 | 0 | 0
F2_Commercial_Health (WA)_New_Space Heating_Natural Gas_Furnace_E7 | F2 | Commercial | Health (WA) | New | Space Heating | Natural Gas | Furnace | E7 | RVT - Cost of Operation | 0 | 0 | 0 | 0 | 0 | 0 | 0 | 0 | 0 | 0 | 0 | 0 | 0 | 0 | 0 | 0 | 0 | 0 | 0 | 0 | 0 | 0 | 0 | 0 | 0 | 0 | 0
F2_Commercial_Health (WA)_New_Space Heating_Natural Gas_Furnace_E8 | F2 | Commercial | Health (WA) | New | Space Heating | Natural Gas | Furnace | E8 | RVT - Cost of Operation | 0 | 0 | 0 | 0 | 0 | 0 | 0 | 0 | 0 | 0 | 0 | 0 | 0 | 0 | 0 | 0 | 0 | 0 | 0 | 0 | 0 | 0 | 0 | 0 | 0 | 0 | 0
F2_Commercial_Health (WA)_New_Space Heating_Natural Gas_Furnace_E9 | F2 | Commercial | Health (WA) | New | Space Heating | Natural Gas | Furnace | E9 | RVT - Cost of Operation | 0 | 0 | 0 | 0 | 0 | 0 | 0 | 0 | 0 | 0 | 0 | 0 | 0 | 0 | 0 | 0 | 0 | 0 | 0 | 0 | 0 | 0 | 0 | 0 | 0 | 0 | 0
F2_Commercial_Health (WA)_New_Space Heating_Natural Gas_Furnace_E10 | F2 | Commercial | Health (WA) | New | Space Heating | Natural Gas | Furnace | E10 | RVT - Cost of Operation | 0 | 0 | 0 | 0 | 0 | 0 | 0 | 0 | 0 | 0 | 0 | 0 | 0 | 0 | 0 | 0 | 0 | 0 | 0 | 0 | 0 | 0 | 0 | 0 | 0 | 0 | 0
F3_Commercial_Health (WA)_New_Space Heating_Natural Gas_Furnace_E1 | F3 | Commercial | Health (WA) | New | Space Heating | Natural Gas | Furnace | E1 | System - kBTUs of Consumption | 21.0342 | 20.9814 | 20.9814 | 20.9814 | 20.9814 | 20.9814 | 20.9814 | 20.9814 | 20.9814 | 20.9814 | 20.9814 | 20.9814 | 20.9814 | 20.9814 | 20.9814 | 20.9814 | 20.9814 | 20.9814 | 20.9814 | 20.9814 | 20.9814 | 20.9814 | 20.9814 | 20.9814 | 20.9814 | 20.9814 | 20.9814
F3_Commercial_Health (WA)_New_Space Heating_Natural Gas_Furnace_E2 | F3 | Commercial | Health (WA) | New | Space Heating | Natural Gas | Furnace | E2 | System - kBTUs of Consumption | 18.6977 | 18.6508 | 18.6508 | 18.6508 | 18.6508 | 18.6508 | 18.6508 | 18.6508 | 18.6508 | 18.6508 | 18.6508 | 18.6508 | 18.6508 | 18.6508 | 18.6508 | 18.6508 | 18.6508 | 18.6508 | 18.6508 | 18.6508 | 18.6508 | 18.6508 | 18.6508 | 18.6508 | 18.6508 | 18.6508 | 18.6508
F3_Commercial_Health (WA)_New_Space Heating_Natural Gas_Furnace_E3 | F3 | Commercial | Health (WA) | New | Space Heating | Natural Gas | Furnace | E3 | System - kBTUs of Consumption | 17.5295 | 17.4855 | 17.4855 | 17.4855 | 17.4855 | 17.4855 | 17.4855 | 17.4855 | 17.4855 | 17.4855 | 17.4855 | 17.4855 | 17.4855 | 17.4855 | 17.4855 | 17.4855 | 17.4855 | 17.4855 | 17.4855 | 17.4855 | 17.4855 | 17.4855 | 17.4855 | 17.4855 | 17.4855 | 17.4855 | 17.4855
F3_Commercial_Health (WA)_New_Space Heating_Natural Gas_Furnace_E4 | F3 | Commercial | Health (WA) | New | Space Heating | Natural Gas | Furnace | E4 | System - kBTUs of Consumption | 0 | 0 | 0 | 0 | 0 | 0 | 0 | 0 | 0 | 0 | 0 | 0 | 0 | 0 | 0 | 0 | 0 | 0 | 0 | 0 | 0 | 0 | 0 | 0 | 0 | 0 | 0
F3_Commercial_Health (WA)_New_Space Heating_Natural Gas_Furnace_E5 | F3 | Commercial | Health (WA) | New | Space Heating | Natural Gas | Furnace | E5 | System - kBTUs of Consumption | 0 | 0 | 0 | 0 | 0 | 0 | 0 | 0 | 0 | 0 | 0 | 0 | 0 | 0 | 0 | 0 | 0 | 0 | 0 | 0 | 0 | 0 | 0 | 0 | 0 | 0 | 0
F3_Commercial_Health (WA)_New_Space Heating_Natural Gas_Furnace_E6 | F3 | Commercial | Health (WA) | New | Space Heating | Natural Gas | Furnace | E6 | System - kBTUs of Consumption | 0 | 0 | 0 | 0 | 0 | 0 | 0 | 0 | 0 | 0 | 0 | 0 | 0 | 0 | 0 | 0 | 0 | 0 | 0 | 0 | 0 | 0 | 0 | 0 | 0 | 0 | 0
F3_Commercial_Health (WA)_New_Space Heating_Natural Gas_Furnace_E7 | F3 | Commercial | Health (WA) | New | Space Heating | Natural Gas | Furnace | E7 | System - kBTUs of Consumption | 0 | 0 | 0 | 0 | 0 | 0 | 0 | 0 | 0 | 0 | 0 | 0 | 0 | 0 | 0 | 0 | 0 | 0 | 0 | 0 | 0 | 0 | 0 | 0 | 0 | 0 | 0
F3_Commercial_Health (WA)_New_Space Heating_Natural Gas_Furnace_E8 | F3 | Commercial | Health (WA) | New | Space Heating | Natural Gas | Furnace | E8 | System - kBTUs of Consumption | 0 | 0 | 0 | 0 | 0 | 0 | 0 | 0 | 0 | 0 | 0 | 0 | 0 | 0 | 0 | 0 | 0 | 0 | 0 | 0 | 0 | 0 | 0 | 0 | 0 | 0 | 0
F3_Commercial_Health (WA)_New_Space Heating_Natural Gas_Furnace_E9 | F3 | Commercial | Health (WA) | New | Space Heating | Natural Gas | Furnace | E9 | System - kBTUs of Consumption | 0 | 0 | 0 | 0 | 0 | 0 | 0 | 0 | 0 | 0 | 0 | 0 | 0 | 0 | 0 | 0 | 0 | 0 | 0 | 0 | 0 | 0 | 0 | 0 | 0 | 0 | 0
F3_Commercial_Health (WA)_New_Space Heating_Natural Gas_Furnace_E10 | F3 | Commercial | Health (WA) | New | Space Heating | Natural Gas | Furnace | E10 | System - kBTUs of Consumption | 0 | 0 | 0 | 0 | 0 | 0 | 0 | 0 | 0 | 0 | 0 | 0 | 0 | 0 | 0 | 0 | 0 | 0 | 0 | 0 | 0 | 0 | 0 | 0 | 0 | 0 | 0
F4_Commercial_Health (WA)_New_Space Heating_Natural Gas_Furnace_E1 | F4 | Commercial | Health (WA) | New | Space Heating | Natural Gas | Furnace | E1 | Utility - Cost of Equipment | 0.081941 | 0.081941 | 0.081941 | 0.081941 | 0.081941 | 0.081941 | 0.081941 | 0.081941 | 0.081941 | 0.081941 | 0.081941 | 0.081941 | 0.081941 | 0.081941 | 0.081941 | 0.081941 | 0.081941 | 0.081941 | 0.081941 | 0.081941 | 0.081941 | 0.081941 | 0.081941 | 0.081941 | 0.081941 | 0.081941 | 0.081941
F4_Commercial_Health (WA)_New_Space Heating_Natural Gas_Furnace_E2 | F4 | Commercial | Health (WA) | New | Space Heating | Natural Gas | Furnace | E2 | Utility - Cost of Equipment | 0.16562 | 0.16562 | 0.16562 | 0.16562 | 0.16562 | 0.16562 | 0.16562 | 0.16562 | 0.16562 | 0.16562 | 0.16562 | 0.16562 | 0.16562 | 0.16562 | 0.16562 | 0.16562 | 0.16562 | 0.16562 | 0.16562 | 0.16562 | 0.16562 | 0.16562 | 0.16562 | 0.16562 | 0.16562 | 0.16562 | 0.16562
F4_Commercial_Health (WA)_New_Space Heating_Natural Gas_Furnace_E3 | F4 | Commercial | Health (WA) | New | Space Heating | Natural Gas | Furnace | E3 | Utility - Cost of Equipment | 0.10068 | 0.10068 | 0.10068 | 0.10068 | 0.10068 | 0.10068 | 0.10068 | 0.10068 | 0.10068 | 0.10068 | 0.10068 | 0.10068 | 0.10068 | 0.10068 | 0.10068 | 0.10068 | 0.10068 | 0.10068 | 0.10068 | 0.10068 | 0.10068 | 0.10068 | 0.10068 | 0.10068 | 0.10068 | 0.10068 | 0.10068
F4_Commercial_Health (WA)_New_Space Heating_Natural Gas_Furnace_E4 | F4 | Commercial | Health (WA) | New | Space Heating | Natural Gas | Furnace | E4 | Utility - Cost of Equipment | 0 | 0 | 0 | 0 | 0 | 0 | 0 | 0 | 0 | 0 | 0 | 0 | 0 | 0 | 0 | 0 | 0 | 0 | 0 | 0 | 0 | 0 | 0 | 0 | 0 | 0 | 0
F4_Commercial_Health (WA)_New_Space Heating_Natural Gas_Furnace_E5 | F4 | Commercial | Health (WA) | New | Space Heating | Natural Gas | Furnace | E5 | Utility - Cost of Equipment | 0 | 0 | 0 | 0 | 0 | 0 | 0 | 0 | 0 | 0 | 0 | 0 | 0 | 0 | 0 | 0 | 0 | 0 | 0 | 0 | 0 | 0 | 0 | 0 | 0 | 0 | 0
F4_Commercial_Health (WA)_New_Space Heating_Natural Gas_Furnace_E6 | F4 | Commercial | Health (WA) | New | Space Heating | Natural Gas | Furnace | E6 | Utility - Cost of Equipment | 0 | 0 | 0 | 0 | 0 | 0 | 0 | 0 | 0 | 0 | 0 | 0 | 0 | 0 | 0 | 0 | 0 | 0 | 0 | 0 | 0 | 0 | 0 | 0 | 0 | 0 | 0
F4_Commercial_Health (WA)_New_Space Heating_Natural Gas_Furnace_E7 | F4 | Commercial | Health (WA) | New | Space Heating | Natural Gas | Furnace | E7 | Utility - Cost of Equipment | 0 | 0 | 0 | 0 | 0 | 0 | 0 | 0 | 0 | 0 | 0 | 0 | 0 | 0 | 0 | 0 | 0 | 0 | 0 | 0 | 0 | 0 | 0 | 0 | 0 | 0 | 0
F4_Commercial_Health (WA)_New_Space Heating_Natural Gas_Furnace_E8 | F4 | Commercial | Health (WA) | New | Space Heating | Natural Gas | Furnace | E8 | Utility - Cost of Equipment | 0 | 0 | 0 | 0 | 0 | 0 | 0 | 0 | 0 | 0 | 0 | 0 | 0 | 0 | 0 | 0 | 0 | 0 | 0 | 0 | 0 | 0 | 0 | 0 | 0 | 0 | 0
F4_Commercial_Health (WA)_New_Space Heating_Natural Gas_Furnace_E9 | F4 | Commercial | Health (WA) | New | Space Heating | Natural Gas | Furnace | E9 | Utility - Cost of Equipment | 0 | 0 | 0 | 0 | 0 | 0 | 0 | 0 | 0 | 0 | 0 | 0 | 0 | 0 | 0 | 0 | 0 | 0 | 0 | 0 | 0 | 0 | 0 | 0 | 0 | 0 | 0
F4_Commercial_Health (WA)_New_Space Heating_Natural Gas_Furnace_E10 | F4 | Commercial | Health (WA) | New | Space Heating | Natural Gas | Furnace | E10 | Utility - Cost of Equipment | 0 | 0 | 0 | 0 | 0 | 0 | 0 | 0 | 0 | 0 | 0 | 0 | 0 | 0 | 0 | 0 | 0 | 0 | 0 | 0 | 0 | 0 | 0 | 0 | 0 | 0 | 0
F5_Commercial_Health (WA)_New_Space Heating_Natural Gas_Furnace_E1 | F5 | Commercial | Health (WA) | New | Space Heating | Natural Gas | Furnace | E1 | Utility - Cost of Operation | 0.081886 | 0.083077 | 0.084764 | 0.08669 | 0.088875 | 0.092053 | 0.095298 | 0.098741 | 0.10198 | 0.10527 | 0.10814 | 0.11074 | 0.11363 | 0.11662 | 0.11936 | 0.12204 | 0.1245 | 0.12703 | 0.12968 | 0.13241 | 0.13518 | 0.13813 | 0.14163 | 0.14463 | 0.1477 | 0.15084 | 0.15404
F5_Commercial_Health (WA)_New_Space Heating_Natural Gas_Furnace_E2 | F5 | Commercial | Health (WA) | New | Space Heating | Natural Gas | Furnace | E2 | Utility - Cost of Operation | 0.072791 | 0.073849 | 0.075349 | 0.077061 | 0.079003 | 0.081828 | 0.084712 | 0.087773 | 0.090654 | 0.093575 | 0.096132 | 0.098442 | 0.10101 | 0.10367 | 0.1061 | 0.10849 | 0.11067 | 0.11292 | 0.11528 | 0.1177 | 0.12017 | 0.12279 | 0.12589 | 0.12857 | 0.13129 | 0.13408 | 0.13693
F5_Commercial_Health (WA)_New_Space Heating_Natural Gas_Furnace_E3 | F5 | Commercial | Health (WA) | New | Space Heating | Natural Gas | Furnace | E3 | Utility - Cost of Operation | 0.068243 | 0.069235 | 0.070641 | 0.072246 | 0.074067 | 0.076715 | 0.079419 | 0.082289 | 0.08499 | 0.087729 | 0.090126 | 0.092292 | 0.094696 | 0.09719 | 0.099473 | 0.10171 | 0.10375 | 0.10587 | 0.10808 | 0.11035 | 0.11266 | 0.11511 | 0.11803 | 0.12053 | 0.12309 | 0.1257 | 0.12837
F5_Commercial_Health (WA)_New_Space Heating_Natural Gas_Furnace_E4 | F5 | Commercial | Health (WA) | New | Space Heating | Natural Gas | Furnace | E4 | Utility - Cost of Operation | 0 | 0 | 0 | 0 | 0 | 0 | 0 | 0 | 0 | 0 | 0 | 0 | 0 | 0 | 0 | 0 | 0 | 0 | 0 | 0 | 0 | 0 | 0 | 0 | 0 | 0 | 0
F5_Commercial_Health (WA)_New_Space Heating_Natural Gas_Furnace_E5 | F5 | Commercial | Health (WA) | New | Space Heating | Natural Gas | Furnace | E5 | Utility - Cost of Operation | 0 | 0 | 0 | 0 | 0 | 0 | 0 | 0 | 0 | 0 | 0 | 0 | 0 | 0 | 0 | 0 | 0 | 0 | 0 | 0 | 0 | 0 | 0 | 0 | 0 | 0 | 0
F5_Commercial_Health (WA)_New_Space Heating_Natural Gas_Furnace_E6 | F5 | Commercial | Health (WA) | New | Space Heating | Natural Gas | Furnace | E6 | Utility - Cost of Operation | 0 | 0 | 0 | 0 | 0 | 0 | 0 | 0 | 0 | 0 | 0 | 0 | 0 | 0 | 0 | 0 | 0 | 0 | 0 | 0 | 0 | 0 | 0 | 0 | 0 | 0 | 0
F5_Commercial_Health (WA)_New_Space Heating_Natural Gas_Furnace_E7 | F5 | Commercial | Health (WA) | New | Space Heating | Natural Gas | Furnace | E7 | Utility - Cost of Operation | 0 | 0 | 0 | 0 | 0 | 0 | 0 | 0 | 0 | 0 | 0 | 0 | 0 | 0 | 0 | 0 | 0 | 0 | 0 | 0 | 0 | 0 | 0 | 0 | 0 | 0 | 0
F5_Commercial_Health (WA)_New_Space Heating_Natural Gas_Furnace_E8 | F5 | Commercial | Health (WA) | New | Space Heating | Natural Gas | Furnace | E8 | Utility - Cost of Operation | 0 | 0 | 0 | 0 | 0 | 0 | 0 | 0 | 0 | 0 | 0 | 0 | 0 | 0 | 0 | 0 | 0 | 0 | 0 | 0 | 0 | 0 | 0 | 0 | 0 | 0 | 0
F5_Commercial_Health (WA)_New_Space Heating_Natural Gas_Furnace_E9 | F5 | Commercial | Health (WA) | New | Space Heating | Natural Gas | Furnace | E9 | Utility - Cost of Operation | 0 | 0 | 0 | 0 | 0 | 0 | 0 | 0 | 0 | 0 | 0 | 0 | 0 | 0 | 0 | 0 | 0 | 0 | 0 | 0 | 0 | 0 | 0 | 0 | 0 | 0 | 0
F5_Commercial_Health (WA)_New_Space Heating_Natural Gas_Furnace_E10 | F5 | Commercial | Health (WA) | New | Space Heating | Natural Gas | Furnace | E10 | Utility - Cost of Operation | 0 | 0 | 0 | 0 | 0 | 0 | 0 | 0 | 0 | 0 | 0 | 0 | 0 | 0 | 0 | 0 | 0 | 0 | 0 | 0 | 0 | 0 | 0 | 0 | 0 | 0 | 0
F6_Commercial_Health (WA)_New_Space Heating_Natural Gas_Furnace_E1 | F6 | Commercial | Health (WA) | New | Space Heating | Natural Gas | Furnace | E1 | Utility - Value of Sales | 0.095582 | 0.096376 | 0.097698 | 0.099226 | 0.10098 | 0.10383 | 0.10666 | 0.10961 | 0.11221 | 0.11473 | 0.11758 | 0.12008 | 0.12285 | 0.12571 | 0.12826 | 0.1307 | 0.13285 | 0.13505 | 0.13733 | 0.13963 | 0.14194 | 0.14504 | 0.14871 | 0.15186 | 0.15509 | 0.15838 | 0.16174
F6_Commercial_Health (WA)_New_Space Heating_Natural Gas_Furnace_E2 | F6 | Commercial | Health (WA) | New | Space Heating | Natural Gas | Furnace | E2 | Utility - Value of Sales | 0.084965 | 0.085671 | 0.086846 | 0.088204 | 0.089761 | 0.092294 | 0.094808 | 0.097437 | 0.099745 | 0.10198 | 0.10452 | 0.10674 | 0.10921 | 0.11175 | 0.11401 | 0.11618 | 0.1181 | 0.12005 | 0.12207 | 0.12412 | 0.12617 | 0.12893 | 0.13219 | 0.13499 | 0.13786 | 0.14079 | 0.14377
F6_Commercial_Health (WA)_New_Space Heating_Natural Gas_Furnace_E3 | F6 | Commercial | Health (WA) | New | Space Heating | Natural Gas | Furnace | E3 | Utility - Value of Sales | 0.079656 | 0.080318 | 0.08142 | 0.082693 | 0.084152 | 0.086528 | 0.088885 | 0.09135 | 0.093513 | 0.095612 | 0.097991 | 0.10007 | 0.10238 | 0.10477 | 0.10689 | 0.10892 | 0.11072 | 0.11255 | 0.11445 | 0.11637 | 0.11829 | 0.12087 | 0.12393 | 0.12656 | 0.12925 | 0.13199 | 0.13479
F6_Commercial_Health (WA)_New_Space Heating_Natural Gas_Furnace_E4 | F6 | Commercial | Health (WA) | New | Space Heating | Natural Gas | Furnace | E4 | Utility - Value of Sales | 0 | 0 | 0 | 0 | 0 | 0 | 0 | 0 | 0 | 0 | 0 | 0 | 0 | 0 | 0 | 0 | 0 | 0 | 0 | 0 | 0 | 0 | 0 | 0 | 0 | 0 | 0
F6_Commercial_Health (WA)_New_Space Heating_Natural Gas_Furnace_E5 | F6 | Commercial | Health (WA) | New | Space Heating | Natural Gas | Furnace | E5 | Utility - Value of Sales | 0 | 0 | 0 | 0 | 0 | 0 | 0 | 0 | 0 | 0 | 0 | 0 | 0 | 0 | 0 | 0 | 0 | 0 | 0 | 0 | 0 | 0 | 0 | 0 | 0 | 0 | 0
F6_Commercial_Health (WA)_New_Space Heating_Natural Gas_Furnace_E6 | F6 | Commercial | Health (WA) | New | Space Heating | Natural Gas | Furnace | E6 | Utility - Value of Sales | 0 | 0 | 0 | 0 | 0 | 0 | 0 | 0 | 0 | 0 | 0 | 0 | 0 | 0 | 0 | 0 | 0 | 0 | 0 | 0 | 0 | 0 | 0 | 0 | 0 | 0 | 0
F6_Commercial_Health (WA)_New_Space Heating_Natural Gas_Furnace_E7 | F6 | Commercial | Health (WA) | New | Space Heating | Natural Gas | Furnace | E7 | Utility - Value of Sales | 0 | 0 | 0 | 0 | 0 | 0 | 0 | 0 | 0 | 0 | 0 | 0 | 0 | 0 | 0 | 0 | 0 | 0 | 0 | 0 | 0 | 0 | 0 | 0 | 0 | 0 | 0
F6_Commercial_Health (WA)_New_Space Heating_Natural Gas_Furnace_E8 | F6 | Commercial | Health (WA) | New | Space Heating | Natural Gas | Furnace | E8 | Utility - Value of Sales | 0 | 0 | 0 | 0 | 0 | 0 | 0 | 0 | 0 | 0 | 0 | 0 | 0 | 0 | 0 | 0 | 0 | 0 | 0 | 0 | 0 | 0 | 0 | 0 | 0 | 0 | 0
F6_Commercial_Health (WA)_New_Space Heating_Natural Gas_Furnace_E9 | F6 | Commercial | Health (WA) | New | Space Heating | Natural Gas | Furnace | E9 | Utility - Value of Sales | 0 | 0 | 0 | 0 | 0 | 0 | 0 | 0 | 0 | 0 | 0 | 0 | 0 | 0 | 0 | 0 | 0 | 0 | 0 | 0 | 0 | 0 | 0 | 0 | 0 | 0 | 0
F6_Commercial_Health (WA)_New_Space Heating_Natural Gas_Furnace_E10 | F6 | Commercial | Health (WA) | New | Space Heating | Natural Gas | Furnace | E10 | Utility - Value of Sales | 0 | 0 | 0 | 0 | 0 | 0 | 0 | 0 | 0 | 0 | 0 | 0 | 0 | 0 | 0 | 0 | 0 | 0 | 0 | 0 | 0 | 0 | 0 | 0 | 0 | 0 | 0
F1_Commercial_Health (WA)_New_Space Heating_Natural Gas_Boiler_E1 | F1 | Commercial | Health (WA) | New | Space Heating | Natural Gas | Boiler | E1 | RVT - Cost of Equipment | 0.15373 | 0.15373 | 0.15373 | 0.15373 | 0.15373 | 0.15373 | 0.15373 | 0.15373 | 0.15373 | 0.15373 | 0.15373 | 0.15373 | 0.15373 | 0.15373 | 0.15373 | 0.15373 | 0.15373 | 0.15373 | 0.15373 | 0.15373 | 0.15373 | 0.15373 | 0.15373 | 0.15373 | 0.15373 | 0.15373 | 0.15373
F1_Commercial_Health (WA)_New_Space Heating_Natural Gas_Boiler_E2 | F1 | Commercial | Health (WA) | New | Space Heating | Natural Gas | Boiler | E2 | RVT - Cost of Equipment | 0.16018 | 0.16018 | 0.16018 | 0.16018 | 0.16018 | 0.16018 | 0.16018 | 0.16018 | 0.16018 | 0.16018 | 0.16018 | 0.16018 | 0.16018 | 0.16018 | 0.16018 | 0.16018 | 0.16018 | 0.16018 | 0.16018 | 0.16018 | 0.16018 | 0.16018 | 0.16018 | 0.16018 | 0.16018 | 0.16018 | 0.16018
F1_Commercial_Health (WA)_New_Space Heating_Natural Gas_Boiler_E3 | F1 | Commercial | Health (WA) | New | Space Heating | Natural Gas | Boiler | E3 | RVT - Cost of Equipment | 0.14954 | 0.14954 | 0.14954 | 0.14954 | 0.14954 | 0.14954 | 0.14954 | 0.14954 | 0.14954 | 0.14954 | 0.14954 | 0.14954 | 0.14954 | 0.14954 | 0.14954 | 0.14954 | 0.14954 | 0.14954 | 0.14954 | 0.14954 | 0.14954 | 0.14954 | 0.14954 | 0.14954 | 0.14954 | 0.14954 | 0.14954
F1_Commercial_Health (WA)_New_Space Heating_Natural Gas_Boiler_E4 | F1 | Commercial | Health (WA) | New | Space Heating | Natural Gas | Boiler | E4 | RVT - Cost of Equipment | 1.2332 | 1.2332 | 1.2332 | 1.2332 | 1.2332 | 1.2332 | 1.2332 | 1.2332 | 1.2332 | 1.2332 | 1.2332 | 1.2332 | 1.2332 | 1.2332 | 1.2332 | 1.2332 | 1.2332 | 1.2332 | 1.2332 | 1.2332 | 1.2332 | 1.2332 | 1.2332 | 1.2332 | 1.2332 | 1.2332 | 1.2332
F1_Commercial_Health (WA)_New_Space Heating_Natural Gas_Boiler_E5 | F1 | Commercial | Health (WA) | New | Space Heating | Natural Gas | Boiler | E5 | RVT - Cost of Equipment | 0 | 0 | 0 | 0 | 0 | 0 | 0 | 0 | 0 | 0 | 0 | 0 | 0 | 0 | 0 | 0 | 0 | 0 | 0 | 0 | 0 | 0 | 0 | 0 | 0 | 0 | 0
F1_Commercial_Health (WA)_New_Space Heating_Natural Gas_Boiler_E6 | F1 | Commercial | Health (WA) | New | Space Heating | Natural Gas | Boiler | E6 | RVT - Cost of Equipment | 0 | 0 | 0 | 0 | 0 | 0 | 0 | 0 | 0 | 0 | 0 | 0 | 0 | 0 | 0 | 0 | 0 | 0 | 0 | 0 | 0 | 0 | 0 | 0 | 0 | 0 | 0
F1_Commercial_Health (WA)_New_Space Heating_Natural Gas_Boiler_E7 | F1 | Commercial | Health (WA) | New | Space Heating | Natural Gas | Boiler | E7 | RVT - Cost of Equipment | 0 | 0 | 0 | 0 | 0 | 0 | 0 | 0 | 0 | 0 | 0 | 0 | 0 | 0 | 0 | 0 | 0 | 0 | 0 | 0 | 0 | 0 | 0 | 0 | 0 | 0 | 0
F1_Commercial_Health (WA)_New_Space Heating_Natural Gas_Boiler_E8 | F1 | Commercial | Health (WA) | New | Space Heating | Natural Gas | Boiler | E8 | RVT - Cost of Equipment | 0 | 0 | 0 | 0 | 0 | 0 | 0 | 0 | 0 | 0 | 0 | 0 | 0 | 0 | 0 | 0 | 0 | 0 | 0 | 0 | 0 | 0 | 0 | 0 | 0 | 0 | 0
F1_Commercial_Health (WA)_New_Space Heating_Natural Gas_Boiler_E9 | F1 | Commercial | Health (WA) | New | Space Heating | Natural Gas | Boiler | E9 | RVT - Cost of Equipment | 0 | 0 | 0 | 0 | 0 | 0 | 0 | 0 | 0 | 0 | 0 | 0 | 0 | 0 | 0 | 0 | 0 | 0 | 0 | 0 | 0 | 0 | 0 | 0 | 0 | 0 | 0
F1_Commercial_Health (WA)_New_Space Heating_Natural Gas_Boiler_E10 | F1 | Commercial | Health (WA) | New | Space Heating | Natural Gas | Boiler | E10 | RVT - Cost of Equipment | 0 | 0 | 0 | 0 | 0 | 0 | 0 | 0 | 0 | 0 | 0 | 0 | 0 | 0 | 0 | 0 | 0 | 0 | 0 | 0 | 0 | 0 | 0 | 0 | 0 | 0 | 0
F2_Commercial_Health (WA)_New_Space Heating_Natural Gas_Boiler_E1 | F2 | Commercial | Health (WA) | New | Space Heating | Natural Gas | Boiler | E1 | RVT - Cost of Operation | 0.2307 | 0.23348 | 0.23715 | 0.24116 | 0.24553 | 0.2517 | 0.25788 | 0.26433 | 0.27029 | 0.27619 | 0.28273 | 0.28877 | 0.29531 | 0.30199 | 0.3082 | 0.31429 | 0.31996 | 0.32575 | 0.33172 | 0.33778 | 0.34389 | 0.35128 | 0.3596 | 0.36708 | 0.37463 | 0.3804 | 0.38559
F2_Commercial_Health (WA)_New_Space Heating_Natural Gas_Boiler_E2 | F2 | Commercial | Health (WA) | New | Space Heating | Natural Gas | Boiler | E2 | RVT - Cost of Operation | 0.21714 | 0.21975 | 0.22321 | 0.22698 | 0.23109 | 0.2369 | 0.24272 | 0.2488 | 0.2544 | 0.25996 | 0.26611 | 0.2718 | 0.27795 | 0.28423 | 0.29008 | 0.29581 | 0.30115 | 0.3066 | 0.31222 | 0.31792 | 0.32367 | 0.33063 | 0.33846 | 0.3455 | 0.3526 | 0.35803 | 0.36292
F2_Commercial_Health (WA)_New_Space Heating_Natural Gas_Boiler_E3 | F2 | Commercial | Health (WA) | New | Space Heating | Natural Gas | Boiler | E3 | RVT - Cost of Operation | 0.19028 | 0.19257 | 0.1956 | 0.1989 | 0.20251 | 0.2076 | 0.21269 | 0.21802 | 0.22293 | 0.2278 | 0.23319 | 0.23818 | 0.24357 | 0.24907 | 0.2542 | 0.25922 | 0.2639 | 0.26867 | 0.2736 | 0.27859 | 0.28364 | 0.28973 | 0.29659 | 0.30276 | 0.30899 | 0.31375 | 0.31803
F2_Commercial_Health (WA)_New_Space Heating_Natural Gas_Boiler_E4 | F2 | Commercial | Health (WA) | New | Space Heating | Natural Gas | Boiler | E4 | RVT - Cost of Operation | 0.12021 | 0.1212 | 0.12287 | 0.12479 | 0.12699 | 0.13057 | 0.13413 | 0.13785 | 0.14112 | 0.14428 | 0.14787 | 0.15101 | 0.1545 | 0.1581 | 0.1613 | 0.16437 | 0.16708 | 0.16984 | 0.17271 | 0.17561 | 0.17851 | 0.1824 | 0.18702 | 0.19098 | 0.19504 | 0.19918 | 0.20341
F2_Commercial_Health (WA)_New_Space Heating_Natural Gas_Boiler_E5 | F2 | Commercial | Health (WA) | New | Space Heating | Natural Gas | Boiler | E5 | RVT - Cost of Operation | 0 | 0 | 0 | 0 | 0 | 0 | 0 | 0 | 0 | 0 | 0 | 0 | 0 | 0 | 0 | 0 | 0 | 0 | 0 | 0 | 0 | 0 | 0 | 0 | 0 | 0 | 0
F2_Commercial_Health (WA)_New_Space Heating_Natural Gas_Boiler_E6 | F2 | Commercial | Health (WA) | New | Space Heating | Natural Gas | Boiler | E6 | RVT - Cost of Operation | 0 | 0 | 0 | 0 | 0 | 0 | 0 | 0 | 0 | 0 | 0 | 0 | 0 | 0 | 0 | 0 | 0 | 0 | 0 | 0 | 0 | 0 | 0 | 0 | 0 | 0 | 0
F2_Commercial_Health (WA)_New_Space Heating_Natural Gas_Boiler_E7 | F2 | Commercial | Health (WA) | New | Space Heating | Natural Gas | Boiler | E7 | RVT - Cost of Operation | 0 | 0 | 0 | 0 | 0 | 0 | 0 | 0 | 0 | 0 | 0 | 0 | 0 | 0 | 0 | 0 | 0 | 0 | 0 | 0 | 0 | 0 | 0 | 0 | 0 | 0 | 0
F2_Commercial_Health (WA)_New_Space Heating_Natural Gas_Boiler_E8 | F2 | Commercial | Health (WA) | New | Space Heating | Natural Gas | Boiler | E8 | RVT - Cost of Operation | 0 | 0 | 0 | 0 | 0 | 0 | 0 | 0 | 0 | 0 | 0 | 0 | 0 | 0 | 0 | 0 | 0 | 0 | 0 | 0 | 0 | 0 | 0 | 0 | 0 | 0 | 0
F2_Commercial_Health (WA)_New_Space Heating_Natural Gas_Boiler_E9 | F2 | Commercial | Health (WA) | New | Space Heating | Natural Gas | Boiler | E9 | RVT - Cost of Operation | 0 | 0 | 0 | 0 | 0 | 0 | 0 | 0 | 0 | 0 | 0 | 0 | 0 | 0 | 0 | 0 | 0 | 0 | 0 | 0 | 0 | 0 | 0 | 0 | 0 | 0 | 0
F2_Commercial_Health (WA)_New_Space Heating_Natural Gas_Boiler_E10 | F2 | Commercial | Health (WA) | New | Space Heating | Natural Gas | Boiler | E10 | RVT - Cost of Operation | 0 | 0 | 0 | 0 | 0 | 0 | 0 | 0 | 0 | 0 | 0 | 0 | 0 | 0 | 0 | 0 | 0 | 0 | 0 | 0 | 0 | 0 | 0 | 0 | 0 | 0 | 0
F3_Commercial_Health (WA)_New_Space Heating_Natural Gas_Boiler_E1 | F3 | Commercial | Health (WA) | New | Space Heating | Natural Gas | Boiler | E1 | System - kBTUs of Consumption | 45.3948 | 45.3367 | 45.3367 | 45.3367 | 45.3367 | 45.3367 | 45.3367 | 45.3367 | 45.3367 | 45.3367 | 45.3367 | 45.3367 | 45.3367 | 45.3367 | 45.3367 | 45.3367 | 45.3367 | 45.3367 | 45.3367 | 45.3367 | 45.3367 | 45.3367 | 45.3367 | 45.3367 | 45.3367 | 44.777 | 44.0773
F3_Commercial_Health (WA)_New_Space Heating_Natural Gas_Boiler_E2 | F3 | Commercial | Health (WA) | New | Space Heating | Natural Gas | Boiler | E2 | System - kBTUs of Consumption | 42.7262 | 42.6715 | 42.6715 | 42.6715 | 42.6715 | 42.6715 | 42.6715 | 42.6715 | 42.6715 | 42.6715 | 42.6715 | 42.6715 | 42.6715 | 42.6715 | 42.6715 | 42.6715 | 42.6715 | 42.6715 | 42.6715 | 42.6715 | 42.6715 | 42.6715 | 42.6715 | 42.6715 | 42.6715 | 42.1446 | 41.4861
F3_Commercial_Health (WA)_New_Space Heating_Natural Gas_Boiler_E3 | F3 | Commercial | Health (WA) | New | Space Heating | Natural Gas | Boiler | E3 | System - kBTUs of Consumption | 37.441 | 37.393 | 37.393 | 37.393 | 37.393 | 37.393 | 37.393 | 37.393 | 37.393 | 37.393 | 37.393 | 37.393 | 37.393 | 37.393 | 37.393 | 37.393 | 37.393 | 37.393 | 37.393 | 37.393 | 37.393 | 37.393 | 37.393 | 37.393 | 37.393 | 36.9314 | 36.3543
F3_Commercial_Health (WA)_New_Space Heating_Natural Gas_Boiler_E4 | F3 | Commercial | Health (WA) | New | Space Heating | Natural Gas | Boiler | E4 | System - kBTUs of Consumption | 26.4529 | 26.3864 | 26.3864 | 26.3864 | 26.3864 | 26.3864 | 26.3864 | 26.3864 | 26.3864 | 26.3864 | 26.3864 | 26.3864 | 26.3864 | 26.3864 | 26.3864 | 26.3864 | 26.3864 | 26.3864 | 26.3864 | 26.3864 | 26.3864 | 26.3864 | 26.3864 | 26.3864 | 26.3864 | 26.3864 | 26.3864
F3_Commercial_Health (WA)_New_Space Heating_Natural Gas_Boiler_E5 | F3 | Commercial | Health (WA) | New | Space Heating | Natural Gas | Boiler | E5 | System - kBTUs of Consumption | 0 | 0 | 0 | 0 | 0 | 0 | 0 | 0 | 0 | 0 | 0 | 0 | 0 | 0 | 0 | 0 | 0 | 0 | 0 | 0 | 0 | 0 | 0 | 0 | 0 | 0 | 0
F3_Commercial_Health (WA)_New_Space Heating_Natural Gas_Boiler_E6 | F3 | Commercial | Health (WA) | New | Space Heating | Natural Gas | Boiler | E6 | System - kBTUs of Consumption | 0 | 0 | 0 | 0 | 0 | 0 | 0 | 0 | 0 | 0 | 0 | 0 | 0 | 0 | 0 | 0 | 0 | 0 | 0 | 0 | 0 | 0 | 0 | 0 | 0 | 0 | 0
F3_Commercial_Health (WA)_New_Space Heating_Natural Gas_Boiler_E7 | F3 | Commercial | Health (WA) | New | Space Heating | Natural Gas | Boiler | E7 | System - kBTUs of Consumption | 0 | 0 | 0 | 0 | 0 | 0 | 0 | 0 | 0 | 0 | 0 | 0 | 0 | 0 | 0 | 0 | 0 | 0 | 0 | 0 | 0 | 0 | 0 | 0 | 0 | 0 | 0
F3_Commercial_Health (WA)_New_Space Heating_Natural Gas_Boiler_E8 | F3 | Commercial | Health (WA) | New | Space Heating | Natural Gas | Boiler | E8 | System - kBTUs of Consumption | 0 | 0 | 0 | 0 | 0 | 0 | 0 | 0 | 0 | 0 | 0 | 0 | 0 | 0 | 0 | 0 | 0 | 0 | 0 | 0 | 0 | 0 | 0 | 0 | 0 | 0 | 0
F3_Commercial_Health (WA)_New_Space Heating_Natural Gas_Boiler_E9 | F3 | Commercial | Health (WA) | New | Space Heating | Natural Gas | Boiler | E9 | System - kBTUs of Consumption | 0 | 0 | 0 | 0 | 0 | 0 | 0 | 0 | 0 | 0 | 0 | 0 | 0 | 0 | 0 | 0 | 0 | 0 | 0 | 0 | 0 | 0 | 0 | 0 | 0 | 0 | 0
F3_Commercial_Health (WA)_New_Space Heating_Natural Gas_Boiler_E10 | F3 | Commercial | Health (WA) | New | Space Heating | Natural Gas | Boiler | E10 | System - kBTUs of Consumption | 0 | 0 | 0 | 0 | 0 | 0 | 0 | 0 | 0 | 0 | 0 | 0 | 0 | 0 | 0 | 0 | 0 | 0 | 0 | 0 | 0 | 0 | 0 | 0 | 0 | 0 | 0
F4_Commercial_Health (WA)_New_Space Heating_Natural Gas_Boiler_E1 | F4 | Commercial | Health (WA) | New | Space Heating | Natural Gas | Boiler | E1 | Utility - Cost of Equipment | 0.15373 | 0.15373 | 0.15373 | 0.15373 | 0.15373 | 0.15373 | 0.15373 | 0.15373 | 0.15373 | 0.15373 | 0.15373 | 0.15373 | 0.15373 | 0.15373 | 0.15373 | 0.15373 | 0.15373 | 0.15373 | 0.15373 | 0.15373 | 0.15373 | 0.15373 | 0.15373 | 0.15373 | 0.15373 | 0.15373 | 0.15373
F4_Commercial_Health (WA)_New_Space Heating_Natural Gas_Boiler_E2 | F4 | Commercial | Health (WA) | New | Space Heating | Natural Gas | Boiler | E2 | Utility - Cost of Equipment | 0.16018 | 0.16018 | 0.16018 | 0.16018 | 0.16018 | 0.16018 | 0.16018 | 0.16018 | 0.16018 | 0.16018 | 0.16018 | 0.16018 | 0.16018 | 0.16018 | 0.16018 | 0.16018 | 0.16018 | 0.16018 | 0.16018 | 0.16018 | 0.16018 | 0.16018 | 0.16018 | 0.16018 | 0.16018 | 0.16018 | 0.16018
F4_Commercial_Health (WA)_New_Space Heating_Natural Gas_Boiler_E3 | F4 | Commercial | Health (WA) | New | Space Heating | Natural Gas | Boiler | E3 | Utility - Cost of Equipment | 0.14954 | 0.14954 | 0.14954 | 0.14954 | 0.14954 | 0.14954 | 0.14954 | 0.14954 | 0.14954 | 0.14954 | 0.14954 | 0.14954 | 0.14954 | 0.14954 | 0.14954 | 0.14954 | 0.14954 | 0.14954 | 0.14954 | 0.14954 | 0.14954 | 0.14954 | 0.14954 | 0.14954 | 0.14954 | 0.14954 | 0.14954
F4_Commercial_Health (WA)_New_Space Heating_Natural Gas_Boiler_E4 | F4 | Commercial | Health (WA) | New | Space Heating | Natural Gas | Boiler | E4 | Utility - Cost of Equipment | 1.2332 | 1.2332 | 1.2332 | 1.2332 | 1.2332 | 1.2332 | 1.2332 | 1.2332 | 1.2332 | 1.2332 | 1.2332 | 1.2332 | 1.2332 | 1.2332 | 1.2332 | 1.2332 | 1.2332 | 1.2332 | 1.2332 | 1.2332 | 1.2332 | 1.2332 | 1.2332 | 1.2332 | 1.2332 | 1.2332 | 1.2332
F4_Commercial_Health (WA)_New_Space Heating_Natural Gas_Boiler_E5 | F4 | Commercial | Health (WA) | New | Space Heating | Natural Gas | Boiler | E5 | Utility - Cost of Equipment | 0 | 0 | 0 | 0 | 0 | 0 | 0 | 0 | 0 | 0 | 0 | 0 | 0 | 0 | 0 | 0 | 0 | 0 | 0 | 0 | 0 | 0 | 0 | 0 | 0 | 0 | 0
F4_Commercial_Health (WA)_New_Space Heating_Natural Gas_Boiler_E6 | F4 | Commercial | Health (WA) | New | Space Heating | Natural Gas | Boiler | E6 | Utility - Cost of Equipment | 0 | 0 | 0 | 0 | 0 | 0 | 0 | 0 | 0 | 0 | 0 | 0 | 0 | 0 | 0 | 0 | 0 | 0 | 0 | 0 | 0 | 0 | 0 | 0 | 0 | 0 | 0
F4_Commercial_Health (WA)_New_Space Heating_Natural Gas_Boiler_E7 | F4 | Commercial | Health (WA) | New | Space Heating | Natural Gas | Boiler | E7 | Utility - Cost of Equipment | 0 | 0 | 0 | 0 | 0 | 0 | 0 | 0 | 0 | 0 | 0 | 0 | 0 | 0 | 0 | 0 | 0 | 0 | 0 | 0 | 0 | 0 | 0 | 0 | 0 | 0 | 0
F4_Commercial_Health (WA)_New_Space Heating_Natural Gas_Boiler_E8 | F4 | Commercial | Health (WA) | New | Space Heating | Natural Gas | Boiler | E8 | Utility - Cost of Equipment | 0 | 0 | 0 | 0 | 0 | 0 | 0 | 0 | 0 | 0 | 0 | 0 | 0 | 0 | 0 | 0 | 0 | 0 | 0 | 0 | 0 | 0 | 0 | 0 | 0 | 0 | 0
F4_Commercial_Health (WA)_New_Space Heating_Natural Gas_Boiler_E9 | F4 | Commercial | Health (WA) | New | Space Heating | Natural Gas | Boiler | E9 | Utility - Cost of Equipment | 0 | 0 | 0 | 0 | 0 | 0 | 0 | 0 | 0 | 0 | 0 | 0 | 0 | 0 | 0 | 0 | 0 | 0 | 0 | 0 | 0 | 0 | 0 | 0 | 0 | 0 | 0
F4_Commercial_Health (WA)_New_Space Heating_Natural Gas_Boiler_E10 | F4 | Commercial | Health (WA) | New | Space Heating | Natural Gas | Boiler | E10 | Utility - Cost of Equipment | 0 | 0 | 0 | 0 | 0 | 0 | 0 | 0 | 0 | 0 | 0 | 0 | 0 | 0 | 0 | 0 | 0 | 0 | 0 | 0 | 0 | 0 | 0 | 0 | 0 | 0 | 0
F5_Commercial_Health (WA)_New_Space Heating_Natural Gas_Boiler_E1 | F5 | Commercial | Health (WA) | New | Space Heating | Natural Gas | Boiler | E1 | Utility - Cost of Operation | 0.2035 | 0.20705 | 0.21144 | 0.21621 | 0.22139 | 0.22819 | 0.23512 | 0.24241 | 0.24943 | 0.25657 | 0.26309 | 0.2692 | 0.27582 | 0.28261 | 0.28903 | 0.29541 | 0.30146 | 0.30768 | 0.31414 | 0.32076 | 0.32751 | 0.33456 | 0.34248 | 0.3496 | 0.35679 | 0.36228 | 0.36723
F5_Commercial_Health (WA)_New_Space Heating_Natural Gas_Boiler_E2 | F5 | Commercial | Health (WA) | New | Space Heating | Natural Gas | Boiler | E2 | Utility - Cost of Operation | 0.19154 | 0.19488 | 0.19901 | 0.2035 | 0.20837 | 0.21477 | 0.22129 | 0.22816 | 0.23477 | 0.24148 | 0.24762 | 0.25338 | 0.25961 | 0.266 | 0.27204 | 0.27804 | 0.28374 | 0.2896 | 0.29568 | 0.30191 | 0.30826 | 0.31489 | 0.32234 | 0.32904 | 0.33581 | 0.34099 | 0.34564
F5_Commercial_Health (WA)_New_Space Heating_Natural Gas_Boiler_E3 | F5 | Commercial | Health (WA) | New | Space Heating | Natural Gas | Boiler | E3 | Utility - Cost of Operation | 0.16784 | 0.17077 | 0.17439 | 0.17833 | 0.1826 | 0.1882 | 0.19392 | 0.19994 | 0.20573 | 0.21161 | 0.21699 | 0.22204 | 0.22749 | 0.23309 | 0.23839 | 0.24365 | 0.24864 | 0.25377 | 0.2591 | 0.26456 | 0.27013 | 0.27594 | 0.28247 | 0.28834 | 0.29427 | 0.29881 | 0.30288
F5_Commercial_Health (WA)_New_Space Heating_Natural Gas_Boiler_E4 | F5 | Commercial | Health (WA) | New | Space Heating | Natural Gas | Boiler | E4 | Utility - Cost of Operation | 0.10298 | 0.10448 | 0.1066 | 0.10902 | 0.11177 | 0.11577 | 0.11985 | 0.12418 | 0.12825 | 0.13239 | 0.136 | 0.13927 | 0.1429 | 0.14666 | 0.15011 | 0.15348 | 0.15657 | 0.15976 | 0.16309 | 0.16652 | 0.17001 | 0.17371 | 0.17811 | 0.18189 | 0.18575 | 0.18969 | 0.19372
F5_Commercial_Health (WA)_New_Space Heating_Natural Gas_Boiler_E5 | F5 | Commercial | Health (WA) | New | Space Heating | Natural Gas | Boiler | E5 | Utility - Cost of Operation | 0 | 0 | 0 | 0 | 0 | 0 | 0 | 0 | 0 | 0 | 0 | 0 | 0 | 0 | 0 | 0 | 0 | 0 | 0 | 0 | 0 | 0 | 0 | 0 | 0 | 0 | 0
F5_Commercial_Health (WA)_New_Space Heating_Natural Gas_Boiler_E6 | F5 | Commercial | Health (WA) | New | Space Heating | Natural Gas | Boiler | E6 | Utility - Cost of Operation | 0 | 0 | 0 | 0 | 0 | 0 | 0 | 0 | 0 | 0 | 0 | 0 | 0 | 0 | 0 | 0 | 0 | 0 | 0 | 0 | 0 | 0 | 0 | 0 | 0 | 0 | 0
F5_Commercial_Health (WA)_New_Space Heating_Natural Gas_Boiler_E7 | F5 | Commercial | Health (WA) | New | Space Heating | Natural Gas | Boiler | E7 | Utility - Cost of Operation | 0 | 0 | 0 | 0 | 0 | 0 | 0 | 0 | 0 | 0 | 0 | 0 | 0 | 0 | 0 | 0 | 0 | 0 | 0 | 0 | 0 | 0 | 0 | 0 | 0 | 0 | 0
F5_Commercial_Health (WA)_New_Space Heating_Natural Gas_Boiler_E8 | F5 | Commercial | Health (WA) | New | Space Heating | Natural Gas | Boiler | E8 | Utility - Cost of Operation | 0 | 0 | 0 | 0 | 0 | 0 | 0 | 0 | 0 | 0 | 0 | 0 | 0 | 0 | 0 | 0 | 0 | 0 | 0 | 0 | 0 | 0 | 0 | 0 | 0 | 0 | 0
F5_Commercial_Health (WA)_New_Space Heating_Natural Gas_Boiler_E9 | F5 | Commercial | Health (WA) | New | Space Heating | Natural Gas | Boiler | E9 | Utility - Cost of Operation | 0 | 0 | 0 | 0 | 0 | 0 | 0 | 0 | 0 | 0 | 0 | 0 | 0 | 0 | 0 | 0 | 0 | 0 | 0 | 0 | 0 | 0 | 0 | 0 | 0 | 0 | 0
F5_Commercial_Health (WA)_New_Space Heating_Natural Gas_Boiler_E10 | F5 | Commercial | Health (WA) | New | Space Heating | Natural Gas | Boiler | E10 | Utility - Cost of Operation | 0 | 0 | 0 | 0 | 0 | 0 | 0 | 0 | 0 | 0 | 0 | 0 | 0 | 0 | 0 | 0 | 0 | 0 | 0 | 0 | 0 | 0 | 0 | 0 | 0 | 0 | 0
F6_Commercial_Health (WA)_New_Space Heating_Natural Gas_Boiler_E1 | F6 | Commercial | Health (WA) | New | Space Heating | Natural Gas | Boiler | E1 | Utility - Value of Sales | 0.2307 | 0.23348 | 0.23715 | 0.24116 | 0.24553 | 0.2517 | 0.25788 | 0.26433 | 0.27029 | 0.27619 | 0.28273 | 0.28877 | 0.29531 | 0.30199 | 0.3082 | 0.31429 | 0.31996 | 0.32575 | 0.33172 | 0.33778 | 0.34389 | 0.35128 | 0.3596 | 0.36708 | 0.37463 | 0.3804 | 0.38559
F6_Commercial_Health (WA)_New_Space Heating_Natural Gas_Boiler_E2 | F6 | Commercial | Health (WA) | New | Space Heating | Natural Gas | Boiler | E2 | Utility - Value of Sales | 0.21714 | 0.21975 | 0.22321 | 0.22698 | 0.23109 | 0.2369 | 0.24272 | 0.2488 | 0.2544 | 0.25996 | 0.26611 | 0.2718 | 0.27795 | 0.28423 | 0.29008 | 0.29581 | 0.30115 | 0.3066 | 0.31222 | 0.31792 | 0.32367 | 0.33063 | 0.33846 | 0.3455 | 0.3526 | 0.35803 | 0.36292
F6_Commercial_Health (WA)_New_Space Heating_Natural Gas_Boiler_E3 | F6 | Commercial | Health (WA) | New | Space Heating | Natural Gas | Boiler | E3 | Utility - Value of Sales | 0.19028 | 0.19257 | 0.1956 | 0.1989 | 0.20251 | 0.2076 | 0.21269 | 0.21802 | 0.22293 | 0.2278 | 0.23319 | 0.23818 | 0.24357 | 0.24907 | 0.2542 | 0.25922 | 0.2639 | 0.26867 | 0.2736 | 0.27859 | 0.28364 | 0.28973 | 0.29659 | 0.30276 | 0.30899 | 0.31375 | 0.31803
F6_Commercial_Health (WA)_New_Space Heating_Natural Gas_Boiler_E4 | F6 | Commercial | Health (WA) | New | Space Heating | Natural Gas | Boiler | E4 | Utility - Value of Sales | 0.12021 | 0.1212 | 0.12287 | 0.12479 | 0.12699 | 0.13057 | 0.13413 | 0.13785 | 0.14112 | 0.14428 | 0.14787 | 0.15101 | 0.1545 | 0.1581 | 0.1613 | 0.16437 | 0.16708 | 0.16984 | 0.17271 | 0.17561 | 0.17851 | 0.1824 | 0.18702 | 0.19098 | 0.19504 | 0.19918 | 0.20341
F6_Commercial_Health (WA)_New_Space Heating_Natural Gas_Boiler_E5 | F6 | Commercial | Health (WA) | New | Space Heating | Natural Gas | Boiler | E5 | Utility - Value of Sales | 0 | 0 | 0 | 0 | 0 | 0 | 0 | 0 | 0 | 0 | 0 | 0 | 0 | 0 | 0 | 0 | 0 | 0 | 0 | 0 | 0 | 0 | 0 | 0 | 0 | 0 | 0
F6_Commercial_Health (WA)_New_Space Heating_Natural Gas_Boiler_E6 | F6 | Commercial | Health (WA) | New | Space Heating | Natural Gas | Boiler | E6 | Utility - Value of Sales | 0 | 0 | 0 | 0 | 0 | 0 | 0 | 0 | 0 | 0 | 0 | 0 | 0 | 0 | 0 | 0 | 0 | 0 | 0 | 0 | 0 | 0 | 0 | 0 | 0 | 0 | 0
F6_Commercial_Health (WA)_New_Space Heating_Natural Gas_Boiler_E7 | F6 | Commercial | Health (WA) | New | Space Heating | Natural Gas | Boiler | E7 | Utility - Value of Sales | 0 | 0 | 0 | 0 | 0 | 0 | 0 | 0 | 0 | 0 | 0 | 0 | 0 | 0 | 0 | 0 | 0 | 0 | 0 | 0 | 0 | 0 | 0 | 0 | 0 | 0 | 0
F6_Commercial_Health (WA)_New_Space Heating_Natural Gas_Boiler_E8 | F6 | Commercial | Health (WA) | New | Space Heating | Natural Gas | Boiler | E8 | Utility - Value of Sales | 0 | 0 | 0 | 0 | 0 | 0 | 0 | 0 | 0 | 0 | 0 | 0 | 0 | 0 | 0 | 0 | 0 | 0 | 0 | 0 | 0 | 0 | 0 | 0 | 0 | 0 | 0
F6_Commercial_Health (WA)_New_Space Heating_Natural Gas_Boiler_E9 | F6 | Commercial | Health (WA) | New | Space Heating | Natural Gas | Boiler | E9 | Utility - Value of Sales | 0 | 0 | 0 | 0 | 0 | 0 | 0 | 0 | 0 | 0 | 0 | 0 | 0 | 0 | 0 | 0 | 0 | 0 | 0 | 0 | 0 | 0 | 0 | 0 | 0 | 0 | 0
F6_Commercial_Health (WA)_New_Space Heating_Natural Gas_Boiler_E10 | F6 | Commercial | Health (WA) | New | Space Heating | Natural Gas | Boiler | E10 | Utility - Value of Sales | 0 | 0 | 0 | 0 | 0 | 0 | 0 | 0 | 0 | 0 | 0 | 0 | 0 | 0 | 0 | 0 | 0 | 0 | 0 | 0 | 0 | 0 | 0 | 0 | 0 | 0 | 0
F1_Commercial_Health (WA)_New_Space Heating_Natural Gas_Unit Heater_E1 | F1 | Commercial | Health (WA) | New | Space Heating | Natural Gas | Unit Heater | E1 | RVT - Cost of Equipment | 0.00013308 | 0.00013308 | 0.00013308 | 0.00013308 | 0.00013308 | 0.00013308 | 0.00013308 | 0.00013308 | 0.00013308 | 0.00013308 | 0.00013308 | 0.00013308 | 0.00013308 | 0.00013308 | 0.00013308 | 0.00013308 | 0.00013308 | 0.00013308 | 0.00013308 | 0.00013308 | 0.00013308 | 0.00013308 | 0.00013308 | 0.00013308 | 0.00013308 | 0.00013308 | 0.00013308
F1_Commercial_Health (WA)_New_Space Heating_Natural Gas_Unit Heater_E2 | F1 | Commercial | Health (WA) | New | Space Heating | Natural Gas | Unit Heater | E2 | RVT - Cost of Equipment | 0.00029187 | 0.00029187 | 0.00029187 | 0.00029187 | 0.00029187 | 0.00029187 | 0.00029187 | 0.00029187 | 0.00029187 | 0.00029187 | 0.00029187 | 0.00029187 | 0.00029187 | 0.00029187 | 0.00029187 | 0.00029187 | 0.00029187 | 0.00029187 | 0.00029187 | 0.00029187 | 0.00029187 | 0.00029187 | 0.00029187 | 0.00029187 | 0.00029187 | 0.00029187 | 0.00029187
F1_Commercial_Health (WA)_New_Space Heating_Natural Gas_Unit Heater_E3 | F1 | Commercial | Health (WA) | New | Space Heating | Natural Gas | Unit Heater | E3 | RVT - Cost of Equipment | 0.00018509 | 0.00018509 | 0.00018509 | 0.00018509 | 0.00018509 | 0.00018509 | 0.00018509 | 0.00018509 | 0.00018509 | 0.00018509 | 0.00018509 | 0.00018509 | 0.00018509 | 0.00018509 | 0.00018509 | 0.00018509 | 0.00018509 | 0.00018509 | 0.00018509 | 0.00018509 | 0.00018509 | 0.00018509 | 0.00018509 | 0.00018509 | 0.00018509 | 0.00018509 | 0.00018509
F1_Commercial_Health (WA)_New_Space Heating_Natural Gas_Unit Heater_E4 | F1 | Commercial | Health (WA) | New | Space Heating | Natural Gas | Unit Heater | E4 | RVT - Cost of Equipment | 0 | 0 | 0 | 0 | 0 | 0 | 0 | 0 | 0 | 0 | 0 | 0 | 0 | 0 | 0 | 0 | 0 | 0 | 0 | 0 | 0 | 0 | 0 | 0 | 0 | 0 | 0
F1_Commercial_Health (WA)_New_Space Heating_Natural Gas_Unit Heater_E5 | F1 | Commercial | Health (WA) | New | Space Heating | Natural Gas | Unit Heater | E5 | RVT - Cost of Equipment | 0 | 0 | 0 | 0 | 0 | 0 | 0 | 0 | 0 | 0 | 0 | 0 | 0 | 0 | 0 | 0 | 0 | 0 | 0 | 0 | 0 | 0 | 0 | 0 | 0 | 0 | 0
F1_Commercial_Health (WA)_New_Space Heating_Natural Gas_Unit Heater_E6 | F1 | Commercial | Health (WA) | New | Space Heating | Natural Gas | Unit Heater | E6 | RVT - Cost of Equipment | 0 | 0 | 0 | 0 | 0 | 0 | 0 | 0 | 0 | 0 | 0 | 0 | 0 | 0 | 0 | 0 | 0 | 0 | 0 | 0 | 0 | 0 | 0 | 0 | 0 | 0 | 0
F1_Commercial_Health (WA)_New_Space Heating_Natural Gas_Unit Heater_E7 | F1 | Commercial | Health (WA) | New | Space Heating | Natural Gas | Unit Heater | E7 | RVT - Cost of Equipment | 0 | 0 | 0 | 0 | 0 | 0 | 0 | 0 | 0 | 0 | 0 | 0 | 0 | 0 | 0 | 0 | 0 | 0 | 0 | 0 | 0 | 0 | 0 | 0 | 0 | 0 | 0
F1_Commercial_Health (WA)_New_Space Heating_Natural Gas_Unit Heater_E8 | F1 | Commercial | Health (WA) | New | Space Heating | Natural Gas | Unit Heater | E8 | RVT - Cost of Equipment | 0 | 0 | 0 | 0 | 0 | 0 | 0 | 0 | 0 | 0 | 0 | 0 | 0 | 0 | 0 | 0 | 0 | 0 | 0 | 0 | 0 | 0 | 0 | 0 | 0 | 0 | 0
F1_Commercial_Health (WA)_New_Space Heating_Natural Gas_Unit Heater_E9 | F1 | Commercial | Health (WA) | New | Space Heating | Natural Gas | Unit Heater | E9 | RVT - Cost of Equipment | 0 | 0 | 0 | 0 | 0 | 0 | 0 | 0 | 0 | 0 | 0 | 0 | 0 | 0 | 0 | 0 | 0 | 0 | 0 | 0 | 0 | 0 | 0 | 0 | 0 | 0 | 0
F1_Commercial_Health (WA)_New_Space Heating_Natural Gas_Unit Heater_E10 | F1 | Commercial | Health (WA) | New | Space Heating | Natural Gas | Unit Heater | E10 | RVT - Cost of Equipment | 0 | 0 | 0 | 0 | 0 | 0 | 0 | 0 | 0 | 0 | 0 | 0 | 0 | 0 | 0 | 0 | 0 | 0 | 0 | 0 | 0 | 0 | 0 | 0 | 0 | 0 | 0
F2_Commercial_Health (WA)_New_Space Heating_Natural Gas_Unit Heater_E1 | F2 | Commercial | Health (WA) | New | Space Heating | Natural Gas | Unit Heater | E1 | RVT - Cost of Operation | 0.05686 | 0.057458 | 0.058315 | 0.05926 | 0.060301 | 0.061874 | 0.063431 | 0.065068 | 0.066553 | 0.068018 | 0.069666 | 0.071158 | 0.072794 | 0.074463 | 0.075983 | 0.077459 | 0.078798 | 0.080165 | 0.081578 | 0.08301 | 0.08445 | 0.086283 | 0.088405 | 0.090281 | 0.092198 | 0.094155 | 0.096153
F2_Commercial_Health (WA)_New_Space Heating_Natural Gas_Unit Heater_E2 | F2 | Commercial | Health (WA) | New | Space Heating | Natural Gas | Unit Heater | E2 | RVT - Cost of Operation | 0.050572 | 0.051105 | 0.051867 | 0.052707 | 0.053633 | 0.055032 | 0.056417 | 0.057873 | 0.059194 | 0.060497 | 0.061963 | 0.06329 | 0.064745 | 0.066229 | 0.067581 | 0.068894 | 0.070085 | 0.071301 | 0.072557 | 0.073831 | 0.075112 | 0.076742 | 0.078629 | 0.080298 | 0.082003 | 0.083743 | 0.085521
F2_Commercial_Health (WA)_New_Space Heating_Natural Gas_Unit Heater_E3 | F2 | Commercial | Health (WA) | New | Space Heating | Natural Gas | Unit Heater | E3 | RVT - Cost of Operation | 0.04832 | 0.048721 | 0.049389 | 0.050162 | 0.051047 | 0.052488 | 0.053918 | 0.055413 | 0.056725 | 0.057998 | 0.059442 | 0.060702 | 0.062106 | 0.063551 | 0.064838 | 0.066073 | 0.067161 | 0.068272 | 0.069424 | 0.070589 | 0.071756 | 0.07332 | 0.075176 | 0.076772 | 0.078401 | 0.080065 | 0.081765
F2_Commercial_Health (WA)_New_Space Heating_Natural Gas_Unit Heater_E4 | F2 | Commercial | Health (WA) | New | Space Heating | Natural Gas | Unit Heater | E4 | RVT - Cost of Operation | 0 | 0 | 0 | 0 | 0 | 0 | 0 | 0 | 0 | 0 | 0 | 0 | 0 | 0 | 0 | 0 | 0 | 0 | 0 | 0 | 0 | 0 | 0 | 0 | 0 | 0 | 0
F2_Commercial_Health (WA)_New_Space Heating_Natural Gas_Unit Heater_E5 | F2 | Commercial | Health (WA) | New | Space Heating | Natural Gas | Unit Heater | E5 | RVT - Cost of Operation | 0 | 0 | 0 | 0 | 0 | 0 | 0 | 0 | 0 | 0 | 0 | 0 | 0 | 0 | 0 | 0 | 0 | 0 | 0 | 0 | 0 | 0 | 0 | 0 | 0 | 0 | 0
F2_Commercial_Health (WA)_New_Space Heating_Natural Gas_Unit Heater_E6 | F2 | Commercial | Health (WA) | New | Space Heating | Natural Gas | Unit Heater | E6 | RVT - Cost of Operation | 0 | 0 | 0 | 0 | 0 | 0 | 0 | 0 | 0 | 0 | 0 | 0 | 0 | 0 | 0 | 0 | 0 | 0 | 0 | 0 | 0 | 0 | 0 | 0 | 0 | 0 | 0
F2_Commercial_Health (WA)_New_Space Heating_Natural Gas_Unit Heater_E7 | F2 | Commercial | Health (WA) | New | Space Heating | Natural Gas | Unit Heater | E7 | RVT - Cost of Operation | 0 | 0 | 0 | 0 | 0 | 0 | 0 | 0 | 0 | 0 | 0 | 0 | 0 | 0 | 0 | 0 | 0 | 0 | 0 | 0 | 0 | 0 | 0 | 0 | 0 | 0 | 0
F2_Commercial_Health (WA)_New_Space Heating_Natural Gas_Unit Heater_E8 | F2 | Commercial | Health (WA) | New | Space Heating | Natural Gas | Unit Heater | E8 | RVT - Cost of Operation | 0 | 0 | 0 | 0 | 0 | 0 | 0 | 0 | 0 | 0 | 0 | 0 | 0 | 0 | 0 | 0 | 0 | 0 | 0 | 0 | 0 | 0 | 0 | 0 | 0 | 0 | 0
F2_Commercial_Health (WA)_New_Space Heating_Natural Gas_Unit Heater_E9 | F2 | Commercial | Health (WA) | New | Space Heating | Natural Gas | Unit Heater | E9 | RVT - Cost of Operation | 0 | 0 | 0 | 0 | 0 | 0 | 0 | 0 | 0 | 0 | 0 | 0 | 0 | 0 | 0 | 0 | 0 | 0 | 0 | 0 | 0 | 0 | 0 | 0 | 0 | 0 | 0
F2_Commercial_Health (WA)_New_Space Heating_Natural Gas_Unit Heater_E10 | F2 | Commercial | Health (WA) | New | Space Heating | Natural Gas | Unit Heater | E10 | RVT - Cost of Operation | 0 | 0 | 0 | 0 | 0 | 0 | 0 | 0 | 0 | 0 | 0 | 0 | 0 | 0 | 0 | 0 | 0 | 0 | 0 | 0 | 0 | 0 | 0 | 0 | 0 | 0 | 0
F3_Commercial_Health (WA)_New_Space Heating_Natural Gas_Unit Heater_E1 | F3 | Commercial | Health (WA) | New | Space Heating | Natural Gas | Unit Heater | E1 | System - kBTUs of Consumption | 12.0129 | 11.9902 | 11.9902 | 11.9902 | 11.9902 | 11.9902 | 11.9902 | 11.9902 | 11.9902 | 11.9902 | 11.9902 | 11.9902 | 11.9902 | 11.9902 | 11.9902 | 11.9902 | 11.9902 | 11.9902 | 11.9902 | 11.9902 | 11.9902 | 11.9902 | 11.9902 | 11.9902 | 11.9902 | 11.9902 | 11.9902
F3_Commercial_Health (WA)_New_Space Heating_Natural Gas_Unit Heater_E2 | F3 | Commercial | Health (WA) | New | Space Heating | Natural Gas | Unit Heater | E2 | System - kBTUs of Consumption | 10.6845 | 10.6644 | 10.6644 | 10.6644 | 10.6644 | 10.6644 | 10.6644 | 10.6644 | 10.6644 | 10.6644 | 10.6644 | 10.6644 | 10.6644 | 10.6644 | 10.6644 | 10.6644 | 10.6644 | 10.6644 | 10.6644 | 10.6644 | 10.6644 | 10.6644 | 10.6644 | 10.6644 | 10.6644 | 10.6644 | 10.6644
F3_Commercial_Health (WA)_New_Space Heating_Natural Gas_Unit Heater_E3 | F3 | Commercial | Health (WA) | New | Space Heating | Natural Gas | Unit Heater | E3 | System - kBTUs of Consumption | 10.6334 | 10.6068 | 10.6068 | 10.6068 | 10.6068 | 10.6068 | 10.6068 | 10.6068 | 10.6068 | 10.6068 | 10.6068 | 10.6068 | 10.6068 | 10.6068 | 10.6068 | 10.6068 | 10.6068 | 10.6068 | 10.6068 | 10.6068 | 10.6068 | 10.6068 | 10.6068 | 10.6068 | 10.6068 | 10.6068 | 10.6068
F3_Commercial_Health (WA)_New_Space Heating_Natural Gas_Unit Heater_E4 | F3 | Commercial | Health (WA) | New | Space Heating | Natural Gas | Unit Heater | E4 | System - kBTUs of Consumption | 0 | 0 | 0 | 0 | 0 | 0 | 0 | 0 | 0 | 0 | 0 | 0 | 0 | 0 | 0 | 0 | 0 | 0 | 0 | 0 | 0 | 0 | 0 | 0 | 0 | 0 | 0
F3_Commercial_Health (WA)_New_Space Heating_Natural Gas_Unit Heater_E5 | F3 | Commercial | Health (WA) | New | Space Heating | Natural Gas | Unit Heater | E5 | System - kBTUs of Consumption | 0 | 0 | 0 | 0 | 0 | 0 | 0 | 0 | 0 | 0 | 0 | 0 | 0 | 0 | 0 | 0 | 0 | 0 | 0 | 0 | 0 | 0 | 0 | 0 | 0 | 0 | 0
F3_Commercial_Health (WA)_New_Space Heating_Natural Gas_Unit Heater_E6 | F3 | Commercial | Health (WA) | New | Space Heating | Natural Gas | Unit Heater | E6 | System - kBTUs of Consumption | 0 | 0 | 0 | 0 | 0 | 0 | 0 | 0 | 0 | 0 | 0 | 0 | 0 | 0 | 0 | 0 | 0 | 0 | 0 | 0 | 0 | 0 | 0 | 0 | 0 | 0 | 0
F3_Commercial_Health (WA)_New_Space Heating_Natural Gas_Unit Heater_E7 | F3 | Commercial | Health (WA) | New | Space Heating | Natural Gas | Unit Heater | E7 | System - kBTUs of Consumption | 0 | 0 | 0 | 0 | 0 | 0 | 0 | 0 | 0 | 0 | 0 | 0 | 0 | 0 | 0 | 0 | 0 | 0 | 0 | 0 | 0 | 0 | 0 | 0 | 0 | 0 | 0
F3_Commercial_Health (WA)_New_Space Heating_Natural Gas_Unit Heater_E8 | F3 | Commercial | Health (WA) | New | Space Heating | Natural Gas | Unit Heater | E8 | System - kBTUs of Consumption | 0 | 0 | 0 | 0 | 0 | 0 | 0 | 0 | 0 | 0 | 0 | 0 | 0 | 0 | 0 | 0 | 0 | 0 | 0 | 0 | 0 | 0 | 0 | 0 | 0 | 0 | 0
F3_Commercial_Health (WA)_New_Space Heating_Natural Gas_Unit Heater_E9 | F3 | Commercial | Health (WA) | New | Space Heating | Natural Gas | Unit Heater | E9 | System - kBTUs of Consumption | 0 | 0 | 0 | 0 | 0 | 0 | 0 | 0 | 0 | 0 | 0 | 0 | 0 | 0 | 0 | 0 | 0 | 0 | 0 | 0 | 0 | 0 | 0 | 0 | 0 | 0 | 0
F3_Commercial_Health (WA)_New_Space Heating_Natural Gas_Unit Heater_E10 | F3 | Commercial | Health (WA) | New | Space Heating | Natural Gas | Unit Heater | E10 | System - kBTUs of Consumption | 0 | 0 | 0 | 0 | 0 | 0 | 0 | 0 | 0 | 0 | 0 | 0 | 0 | 0 | 0 | 0 | 0 | 0 | 0 | 0 | 0 | 0 | 0 | 0 | 0 | 0 | 0
F4_Commercial_Health (WA)_New_Space Heating_Natural Gas_Unit Heater_E1 | F4 | Commercial | Health (WA) | New | Space Heating | Natural Gas | Unit Heater | E1 | Utility - Cost of Equipment | 0.00013308 | 0.00013308 | 0.00013308 | 0.00013308 | 0.00013308 | 0.00013308 | 0.00013308 | 0.00013308 | 0.00013308 | 0.00013308 | 0.00013308 | 0.00013308 | 0.00013308 | 0.00013308 | 0.00013308 | 0.00013308 | 0.00013308 | 0.00013308 | 0.00013308 | 0.00013308 | 0.00013308 | 0.00013308 | 0.00013308 | 0.00013308 | 0.00013308 | 0.00013308 | 0.00013308
F4_Commercial_Health (WA)_New_Space Heating_Natural Gas_Unit Heater_E2 | F4 | Commercial | Health (WA) | New | Space Heating | Natural Gas | Unit Heater | E2 | Utility - Cost of Equipment | 0.00029187 | 0.00029187 | 0.00029187 | 0.00029187 | 0.00029187 | 0.00029187 | 0.00029187 | 0.00029187 | 0.00029187 | 0.00029187 | 0.00029187 | 0.00029187 | 0.00029187 | 0.00029187 | 0.00029187 | 0.00029187 | 0.00029187 | 0.00029187 | 0.00029187 | 0.00029187 | 0.00029187 | 0.00029187 | 0.00029187 | 0.00029187 | 0.00029187 | 0.00029187 | 0.00029187
F4_Commercial_Health (WA)_New_Space Heating_Natural Gas_Unit Heater_E3 | F4 | Commercial | Health (WA) | New | Space Heating | Natural Gas | Unit Heater | E3 | Utility - Cost of Equipment | 0.00018509 | 0.00018509 | 0.00018509 | 0.00018509 | 0.00018509 | 0.00018509 | 0.00018509 | 0.00018509 | 0.00018509 | 0.00018509 | 0.00018509 | 0.00018509 | 0.00018509 | 0.00018509 | 0.00018509 | 0.00018509 | 0.00018509 | 0.00018509 | 0.00018509 | 0.00018509 | 0.00018509 | 0.00018509 | 0.00018509 | 0.00018509 | 0.00018509 | 0.00018509 | 0.00018509
F4_Commercial_Health (WA)_New_Space Heating_Natural Gas_Unit Heater_E4 | F4 | Commercial | Health (WA) | New | Space Heating | Natural Gas | Unit Heater | E4 | Utility - Cost of Equipment | 0 | 0 | 0 | 0 | 0 | 0 | 0 | 0 | 0 | 0 | 0 | 0 | 0 | 0 | 0 | 0 | 0 | 0 | 0 | 0 | 0 | 0 | 0 | 0 | 0 | 0 | 0
F4_Commercial_Health (WA)_New_Space Heating_Natural Gas_Unit Heater_E5 | F4 | Commercial | Health (WA) | New | Space Heating | Natural Gas | Unit Heater | E5 | Utility - Cost of Equipment | 0 | 0 | 0 | 0 | 0 | 0 | 0 | 0 | 0 | 0 | 0 | 0 | 0 | 0 | 0 | 0 | 0 | 0 | 0 | 0 | 0 | 0 | 0 | 0 | 0 | 0 | 0
F4_Commercial_Health (WA)_New_Space Heating_Natural Gas_Unit Heater_E6 | F4 | Commercial | Health (WA) | New | Space Heating | Natural Gas | Unit Heater | E6 | Utility - Cost of Equipment | 0 | 0 | 0 | 0 | 0 | 0 | 0 | 0 | 0 | 0 | 0 | 0 | 0 | 0 | 0 | 0 | 0 | 0 | 0 | 0 | 0 | 0 | 0 | 0 | 0 | 0 | 0
F4_Commercial_Health (WA)_New_Space Heating_Natural Gas_Unit Heater_E7 | F4 | Commercial | Health (WA) | New | Space Heating | Natural Gas | Unit Heater | E7 | Utility - Cost of Equipment | 0 | 0 | 0 | 0 | 0 | 0 | 0 | 0 | 0 | 0 | 0 | 0 | 0 | 0 | 0 | 0 | 0 | 0 | 0 | 0 | 0 | 0 | 0 | 0 | 0 | 0 | 0
F4_Commercial_Health (WA)_New_Space Heating_Natural Gas_Unit Heater_E8 | F4 | Commercial | Health (WA) | New | Space Heating | Natural Gas | Unit Heater | E8 | Utility - Cost of Equipment | 0 | 0 | 0 | 0 | 0 | 0 | 0 | 0 | 0 | 0 | 0 | 0 | 0 | 0 | 0 | 0 | 0 | 0 | 0 | 0 | 0 | 0 | 0 | 0 | 0 | 0 | 0
F4_Commercial_Health (WA)_New_Space Heating_Natural Gas_Unit Heater_E9 | F4 | Commercial | Health (WA) | New | Space Heating | Natural Gas | Unit Heater | E9 | Utility - Cost of Equipment | 0 | 0 | 0 | 0 | 0 | 0 | 0 | 0 | 0 | 0 | 0 | 0 | 0 | 0 | 0 | 0 | 0 | 0 | 0 | 0 | 0 | 0 | 0 | 0 | 0 | 0 | 0
F4_Commercial_Health (WA)_New_Space Heating_Natural Gas_Unit Heater_E10 | F4 | Commercial | Health (WA) | New | Space Heating | Natural Gas | Unit Heater | E10 | Utility - Cost of Equipment | 0 | 0 | 0 | 0 | 0 | 0 | 0 | 0 | 0 | 0 | 0 | 0 | 0 | 0 | 0 | 0 | 0 | 0 | 0 | 0 | 0 | 0 | 0 | 0 | 0 | 0 | 0
F5_Commercial_Health (WA)_New_Space Heating_Natural Gas_Unit Heater_E1 | F5 | Commercial | Health (WA) | New | Space Heating | Natural Gas | Unit Heater | E1 | Utility - Cost of Operation | 0.049326 | 0.050137 | 0.051194 | 0.052361 | 0.053645 | 0.055414 | 0.057216 | 0.059125 | 0.060951 | 0.062805 | 0.064465 | 0.065996 | 0.067673 | 0.069394 | 0.070996 | 0.072576 | 0.07405 | 0.075569 | 0.077151 | 0.078774 | 0.080429 | 0.082174 | 0.084195 | 0.085982 | 0.087807 | 0.089671 | 0.091574
F5_Commercial_Health (WA)_New_Space Heating_Natural Gas_Unit Heater_E2 | F5 | Commercial | Health (WA) | New | Space Heating | Natural Gas | Unit Heater | E2 | Utility - Cost of Operation | 0.043872 | 0.044593 | 0.045534 | 0.046571 | 0.047713 | 0.049287 | 0.05089 | 0.052587 | 0.054211 | 0.05586 | 0.057337 | 0.058699 | 0.06019 | 0.06172 | 0.063146 | 0.06455 | 0.065861 | 0.067213 | 0.06862 | 0.070064 | 0.071535 | 0.073088 | 0.074885 | 0.076475 | 0.078098 | 0.079755 | 0.081448
F5_Commercial_Health (WA)_New_Space Heating_Natural Gas_Unit Heater_E3 | F5 | Commercial | Health (WA) | New | Space Heating | Natural Gas | Unit Heater | E3 | Utility - Cost of Operation | 0.041396 | 0.041998 | 0.042851 | 0.043825 | 0.044929 | 0.046536 | 0.048176 | 0.049917 | 0.051555 | 0.053216 | 0.054671 | 0.055984 | 0.057443 | 0.058956 | 0.060341 | 0.061696 | 0.062937 | 0.064219 | 0.06556 | 0.066936 | 0.068339 | 0.069829 | 0.071596 | 0.073116 | 0.074668 | 0.076253 | 0.077871
F5_Commercial_Health (WA)_New_Space Heating_Natural Gas_Unit Heater_E4 | F5 | Commercial | Health (WA) | New | Space Heating | Natural Gas | Unit Heater | E4 | Utility - Cost of Operation | 0 | 0 | 0 | 0 | 0 | 0 | 0 | 0 | 0 | 0 | 0 | 0 | 0 | 0 | 0 | 0 | 0 | 0 | 0 | 0 | 0 | 0 | 0 | 0 | 0 | 0 | 0
F5_Commercial_Health (WA)_New_Space Heating_Natural Gas_Unit Heater_E5 | F5 | Commercial | Health (WA) | New | Space Heating | Natural Gas | Unit Heater | E5 | Utility - Cost of Operation | 0 | 0 | 0 | 0 | 0 | 0 | 0 | 0 | 0 | 0 | 0 | 0 | 0 | 0 | 0 | 0 | 0 | 0 | 0 | 0 | 0 | 0 | 0 | 0 | 0 | 0 | 0
F5_Commercial_Health (WA)_New_Space Heating_Natural Gas_Unit Heater_E6 | F5 | Commercial | Health (WA) | New | Space Heating | Natural Gas | Unit Heater | E6 | Utility - Cost of Operation | 0 | 0 | 0 | 0 | 0 | 0 | 0 | 0 | 0 | 0 | 0 | 0 | 0 | 0 | 0 | 0 | 0 | 0 | 0 | 0 | 0 | 0 | 0 | 0 | 0 | 0 | 0
F5_Commercial_Health (WA)_New_Space Heating_Natural Gas_Unit Heater_E7 | F5 | Commercial | Health (WA) | New | Space Heating | Natural Gas | Unit Heater | E7 | Utility - Cost of Operation | 0 | 0 | 0 | 0 | 0 | 0 | 0 | 0 | 0 | 0 | 0 | 0 | 0 | 0 | 0 | 0 | 0 | 0 | 0 | 0 | 0 | 0 | 0 | 0 | 0 | 0 | 0
F5_Commercial_Health (WA)_New_Space Heating_Natural Gas_Unit Heater_E8 | F5 | Commercial | Health (WA) | New | Space Heating | Natural Gas | Unit Heater | E8 | Utility - Cost of Operation | 0 | 0 | 0 | 0 | 0 | 0 | 0 | 0 | 0 | 0 | 0 | 0 | 0 | 0 | 0 | 0 | 0 | 0 | 0 | 0 | 0 | 0 | 0 | 0 | 0 | 0 | 0
F5_Commercial_Health (WA)_New_Space Heating_Natural Gas_Unit Heater_E9 | F5 | Commercial | Health (WA) | New | Space Heating | Natural Gas | Unit Heater | E9 | Utility - Cost of Operation | 0 | 0 | 0 | 0 | 0 | 0 | 0 | 0 | 0 | 0 | 0 | 0 | 0 | 0 | 0 | 0 | 0 | 0 | 0 | 0 | 0 | 0 | 0 | 0 | 0 | 0 | 0
F5_Commercial_Health (WA)_New_Space Heating_Natural Gas_Unit Heater_E10 | F5 | Commercial | Health (WA) | New | Space Heating | Natural Gas | Unit Heater | E10 | Utility - Cost of Operation | 0 | 0 | 0 | 0 | 0 | 0 | 0 | 0 | 0 | 0 | 0 | 0 | 0 | 0 | 0 | 0 | 0 | 0 | 0 | 0 | 0 | 0 | 0 | 0 | 0 | 0 | 0
F6_Commercial_Health (WA)_New_Space Heating_Natural Gas_Unit Heater_E1 | F6 | Commercial | Health (WA) | New | Space Heating | Natural Gas | Unit Heater | E1 | Utility - Value of Sales | 0.05686 | 0.057458 | 0.058315 | 0.05926 | 0.060301 | 0.061874 | 0.063431 | 0.065068 | 0.066553 | 0.068018 | 0.069666 | 0.071158 | 0.072794 | 0.074463 | 0.075983 | 0.077459 | 0.078798 | 0.080165 | 0.081578 | 0.08301 | 0.08445 | 0.086283 | 0.088405 | 0.090281 | 0.092198 | 0.094155 | 0.096153
F6_Commercial_Health (WA)_New_Space Heating_Natural Gas_Unit Heater_E2 | F6 | Commercial | Health (WA) | New | Space Heating | Natural Gas | Unit Heater | E2 | Utility - Value of Sales | 0.050572 | 0.051105 | 0.051867 | 0.052707 | 0.053633 | 0.055032 | 0.056417 | 0.057873 | 0.059194 | 0.060497 | 0.061963 | 0.06329 | 0.064745 | 0.066229 | 0.067581 | 0.068894 | 0.070085 | 0.071301 | 0.072557 | 0.073831 | 0.075112 | 0.076742 | 0.078629 | 0.080298 | 0.082003 | 0.083743 | 0.085521
F6_Commercial_Health (WA)_New_Space Heating_Natural Gas_Unit Heater_E3 | F6 | Commercial | Health (WA) | New | Space Heating | Natural Gas | Unit Heater | E3 | Utility - Value of Sales | 0.04832 | 0.048721 | 0.049389 | 0.050162 | 0.051047 | 0.052488 | 0.053918 | 0.055413 | 0.056725 | 0.057998 | 0.059442 | 0.060702 | 0.062106 | 0.063551 | 0.064838 | 0.066073 | 0.067161 | 0.068272 | 0.069424 | 0.070589 | 0.071756 | 0.07332 | 0.075176 | 0.076772 | 0.078401 | 0.080065 | 0.081765
F6_Commercial_Health (WA)_New_Space Heating_Natural Gas_Unit Heater_E4 | F6 | Commercial | Health (WA) | New | Space Heating | Natural Gas | Unit Heater | E4 | Utility - Value of Sales | 0 | 0 | 0 | 0 | 0 | 0 | 0 | 0 | 0 | 0 | 0 | 0 | 0 | 0 | 0 | 0 | 0 | 0 | 0 | 0 | 0 | 0 | 0 | 0 | 0 | 0 | 0
F6_Commercial_Health (WA)_New_Space Heating_Natural Gas_Unit Heater_E5 | F6 | Commercial | Health (WA) | New | Space Heating | Natural Gas | Unit Heater | E5 | Utility - Value of Sales | 0 | 0 | 0 | 0 | 0 | 0 | 0 | 0 | 0 | 0 | 0 | 0 | 0 | 0 | 0 | 0 | 0 | 0 | 0 | 0 | 0 | 0 | 0 | 0 | 0 | 0 | 0
F6_Commercial_Health (WA)_New_Space Heating_Natural Gas_Unit Heater_E6 | F6 | Commercial | Health (WA) | New | Space Heating | Natural Gas | Unit Heater | E6 | Utility - Value of Sales | 0 | 0 | 0 | 0 | 0 | 0 | 0 | 0 | 0 | 0 | 0 | 0 | 0 | 0 | 0 | 0 | 0 | 0 | 0 | 0 | 0 | 0 | 0 | 0 | 0 | 0 | 0
F6_Commercial_Health (WA)_New_Space Heating_Natural Gas_Unit Heater_E7 | F6 | Commercial | Health (WA) | New | Space Heating | Natural Gas | Unit Heater | E7 | Utility - Value of Sales | 0 | 0 | 0 | 0 | 0 | 0 | 0 | 0 | 0 | 0 | 0 | 0 | 0 | 0 | 0 | 0 | 0 | 0 | 0 | 0 | 0 | 0 | 0 | 0 | 0 | 0 | 0
F6_Commercial_Health (WA)_New_Space Heating_Natural Gas_Unit Heater_E8 | F6 | Commercial | Health (WA) | New | Space Heating | Natural Gas | Unit Heater | E8 | Utility - Value of Sales | 0 | 0 | 0 | 0 | 0 | 0 | 0 | 0 | 0 | 0 | 0 | 0 | 0 | 0 | 0 | 0 | 0 | 0 | 0 | 0 | 0 | 0 | 0 | 0 | 0 | 0 | 0
F6_Commercial_Health (WA)_New_Space Heating_Natural Gas_Unit Heater_E9 | F6 | Commercial | Health (WA) | New | Space Heating | Natural Gas | Unit Heater | E9 | Utility - Value of Sales | 0 | 0 | 0 | 0 | 0 | 0 | 0 | 0 | 0 | 0 | 0 | 0 | 0 | 0 | 0 | 0 | 0 | 0 | 0 | 0 | 0 | 0 | 0 | 0 | 0 | 0 | 0
F6_Commercial_Health (WA)_New_Space Heating_Natural Gas_Unit Heater_E10 | F6 | Commercial | Health (WA) | New | Space Heating | Natural Gas | Unit Heater | E10 | Utility - Value of Sales | 0 | 0 | 0 | 0 | 0 | 0 | 0 | 0 | 0 | 0 | 0 | 0 | 0 | 0 | 0 | 0 | 0 | 0 | 0 | 0 | 0 | 0 | 0 | 0 | 0 | 0 | 0
F1_Commercial_Health (WA)_New_Water Heating_Natural Gas_Water Heater_E1 | F1 | Commercial | Health (WA) | New | Water Heating | Natural Gas | Water Heater | E1 | RVT - Cost of Equipment | 0.011975 | 0.011975 | 0.011975 | 0.011975 | 0.011975 | 0.011975 | 0.011975 | 0.011975 | 0.011975 | 0.011975 | 0.011975 | 0.011975 | 0.011975 | 0.011975 | 0.011975 | 0.011975 | 0.011975 | 0.011975 | 0.011975 | 0.011975 | 0.011975 | 0.011975 | 0.011975 | 0.011975 | 0.011975 | 0.011975 | 0.011975
F1_Commercial_Health (WA)_New_Water Heating_Natural Gas_Water Heater_E2 | F1 | Commercial | Health (WA) | New | Water Heating | Natural Gas | Water Heater | E2 | RVT - Cost of Equipment | 0.01437 | 0.01437 | 0.01437 | 0.01437 | 0.01437 | 0.01437 | 0.01437 | 0.01437 | 0.01437 | 0.01437 | 0.01437 | 0.01437 | 0.01437 | 0.01437 | 0.01437 | 0.01437 | 0.01437 | 0.01437 | 0.01437 | 0.01437 | 0.01437 | 0.01437 | 0.01437 | 0.01437 | 0.01437 | 0.01437 | 0.01437
F1_Commercial_Health (WA)_New_Water Heating_Natural Gas_Water Heater_E3 | F1 | Commercial | Health (WA) | New | Water Heating | Natural Gas | Water Heater | E3 | RVT - Cost of Equipment | 0.017665 | 0.017665 | 0.017665 | 0.017665 | 0.017665 | 0.017665 | 0.017665 | 0.017665 | 0.017665 | 0.017665 | 0.017665 | 0.017665 | 0.017665 | 0.017665 | 0.017665 | 0.017665 | 0.017665 | 0.017665 | 0.017665 | 0.017665 | 0.017665 | 0.017665 | 0.017665 | 0.017665 | 0.017665 | 0.017665 | 0.017665
F1_Commercial_Health (WA)_New_Water Heating_Natural Gas_Water Heater_E4 | F1 | Commercial | Health (WA) | New | Water Heating | Natural Gas | Water Heater | E4 | RVT - Cost of Equipment | 0.017804 | 0.017804 | 0.017804 | 0.017804 | 0.017804 | 0.017804 | 0.017804 | 0.017804 | 0.017804 | 0.017804 | 0.017804 | 0.017804 | 0.017804 | 0.017804 | 0.017804 | 0.017804 | 0.017804 | 0.017804 | 0.017804 | 0.017804 | 0.017804 | 0.017804 | 0.017804 | 0.017804 | 0.017804 | 0.017804 | 0.017804
F1_Commercial_Health (WA)_New_Water Heating_Natural Gas_Water Heater_E5 | F1 | Commercial | Health (WA) | New | Water Heating | Natural Gas | Water Heater | E5 | RVT - Cost of Equipment | 0.038432 | 0.038432 | 0.038432 | 0.038432 | 0.038432 | 0.038432 | 0.038432 | 0.038432 | 0.038432 | 0.038432 | 0.038432 | 0.038432 | 0.038432 | 0.038432 | 0.038432 | 0.038432 | 0.038432 | 0.038432 | 0.038432 | 0.038432 | 0.038432 | 0.038432 | 0.038432 | 0.038432 | 0.038432 | 0.038432 | 0.038432
F1_Commercial_Health (WA)_New_Water Heating_Natural Gas_Water Heater_E6 | F1 | Commercial | Health (WA) | New | Water Heating | Natural Gas | Water Heater | E6 | RVT - Cost of Equipment | 0 | 0 | 0 | 0 | 0 | 0 | 0 | 0 | 0 | 0 | 0 | 0 | 0 | 0 | 0 | 0 | 0 | 0 | 0 | 0 | 0 | 0 | 0 | 0 | 0 | 0 | 0
F1_Commercial_Health (WA)_New_Water Heating_Natural Gas_Water Heater_E7 | F1 | Commercial | Health (WA) | New | Water Heating | Natural Gas | Water Heater | E7 | RVT - Cost of Equipment | 0 | 0 | 0 | 0 | 0 | 0 | 0 | 0 | 0 | 0 | 0 | 0 | 0 | 0 | 0 | 0 | 0 | 0 | 0 | 0 | 0 | 0 | 0 | 0 | 0 | 0 | 0
F1_Commercial_Health (WA)_New_Water Heating_Natural Gas_Water Heater_E8 | F1 | Commercial | Health (WA) | New | Water Heating | Natural Gas | Water Heater | E8 | RVT - Cost of Equipment | 0 | 0 | 0 | 0 | 0 | 0 | 0 | 0 | 0 | 0 | 0 | 0 | 0 | 0 | 0 | 0 | 0 | 0 | 0 | 0 | 0 | 0 | 0 | 0 | 0 | 0 | 0
F1_Commercial_Health (WA)_New_Water Heating_Natural Gas_Water Heater_E9 | F1 | Commercial | Health (WA) | New | Water Heating | Natural Gas | Water Heater | E9 | RVT - Cost of Equipment | 0 | 0 | 0 | 0 | 0 | 0 | 0 | 0 | 0 | 0 | 0 | 0 | 0 | 0 | 0 | 0 | 0 | 0 | 0 | 0 | 0 | 0 | 0 | 0 | 0 | 0 | 0
F1_Commercial_Health (WA)_New_Water Heating_Natural Gas_Water Heater_E10 | F1 | Commercial | Health (WA) | New | Water Heating | Natural Gas | Water Heater | E10 | RVT - Cost of Equipment | 0 | 0 | 0 | 0 | 0 | 0 | 0 | 0 | 0 | 0 | 0 | 0 | 0 | 0 | 0 | 0 | 0 | 0 | 0 | 0 | 0 | 0 | 0 | 0 | 0 | 0 | 0
F2_Commercial_Health (WA)_New_Water Heating_Natural Gas_Water Heater_E1 | F2 | Commercial | Health (WA) | New | Water Heating | Natural Gas | Water Heater | E1 | RVT - Cost of Operation | 0.18395 | 0.18765 | 0.19181 | 0.19648 | 0.20169 | 0.20799 | 0.21424 | 0.22015 | 0.22551 | 0.23073 | 0.23614 | 0.24109 | 0.24638 | 0.25151 | 0.25602 | 0.26017 | 0.26379 | 0.26728 | 0.27097 | 0.27447 | 0.278 | 0.28291 | 0.28787 | 0.29299 | 0.29819 | 0.30349 | 0.30888
F2_Commercial_Health (WA)_New_Water Heating_Natural Gas_Water Heater_E2 | F2 | Commercial | Health (WA) | New | Water Heating | Natural Gas | Water Heater | E2 | RVT - Cost of Operation | 0.16351 | 0.1668 | 0.1705 | 0.17465 | 0.17928 | 0.18488 | 0.19044 | 0.19569 | 0.20045 | 0.20509 | 0.2099 | 0.2143 | 0.21901 | 0.22357 | 0.22758 | 0.23126 | 0.23448 | 0.23759 | 0.24086 | 0.24398 | 0.24711 | 0.25147 | 0.25589 | 0.26043 | 0.26506 | 0.26977 | 0.27456
F2_Commercial_Health (WA)_New_Water Heating_Natural Gas_Water Heater_E3 | F2 | Commercial | Health (WA) | New | Water Heating | Natural Gas | Water Heater | E3 | RVT - Cost of Operation | 0.15656 | 0.1597 | 0.16324 | 0.16722 | 0.17165 | 0.17702 | 0.18234 | 0.18736 | 0.19192 | 0.19637 | 0.20097 | 0.20518 | 0.20969 | 0.21405 | 0.21789 | 0.22142 | 0.2245 | 0.22748 | 0.23062 | 0.23359 | 0.23659 | 0.24077 | 0.245 | 0.24935 | 0.25378 | 0.25829 | 0.26288
F2_Commercial_Health (WA)_New_Water Heating_Natural Gas_Water Heater_E4 | F2 | Commercial | Health (WA) | New | Water Heating | Natural Gas | Water Heater | E4 | RVT - Cost of Operation | 0.16413 | 0.16743 | 0.17103 | 0.17495 | 0.17921 | 0.18423 | 0.1892 | 0.19394 | 0.19832 | 0.20264 | 0.20715 | 0.21138 | 0.21587 | 0.22025 | 0.22419 | 0.22788 | 0.2312 | 0.23444 | 0.23783 | 0.2411 | 0.24439 | 0.24871 | 0.25309 | 0.25759 | 0.26216 | 0.26682 | 0.27156
F2_Commercial_Health (WA)_New_Water Heating_Natural Gas_Water Heater_E5 | F2 | Commercial | Health (WA) | New | Water Heating | Natural Gas | Water Heater | E5 | RVT - Cost of Operation | 0.096507 | 0.098403 | 0.1006 | 0.10315 | 0.10605 | 0.1096 | 0.11311 | 0.11641 | 0.11938 | 0.12224 | 0.1252 | 0.12786 | 0.13072 | 0.13348 | 0.13588 | 0.13806 | 0.13993 | 0.14172 | 0.14362 | 0.14541 | 0.14721 | 0.14981 | 0.15243 | 0.15514 | 0.1579 | 0.1607 | 0.16356
F2_Commercial_Health (WA)_New_Water Heating_Natural Gas_Water Heater_E6 | F2 | Commercial | Health (WA) | New | Water Heating | Natural Gas | Water Heater | E6 | RVT - Cost of Operation | 0 | 0 | 0 | 0 | 0 | 0 | 0 | 0 | 0 | 0 | 0 | 0 | 0 | 0 | 0 | 0 | 0 | 0 | 0 | 0 | 0 | 0 | 0 | 0 | 0 | 0 | 0
F2_Commercial_Health (WA)_New_Water Heating_Natural Gas_Water Heater_E7 | F2 | Commercial | Health (WA) | New | Water Heating | Natural Gas | Water Heater | E7 | RVT - Cost of Operation | 0 | 0 | 0 | 0 | 0 | 0 | 0 | 0 | 0 | 0 | 0 | 0 | 0 | 0 | 0 | 0 | 0 | 0 | 0 | 0 | 0 | 0 | 0 | 0 | 0 | 0 | 0
F2_Commercial_Health (WA)_New_Water Heating_Natural Gas_Water Heater_E8 | F2 | Commercial | Health (WA) | New | Water Heating | Natural Gas | Water Heater | E8 | RVT - Cost of Operation | 0 | 0 | 0 | 0 | 0 | 0 | 0 | 0 | 0 | 0 | 0 | 0 | 0 | 0 | 0 | 0 | 0 | 0 | 0 | 0 | 0 | 0 | 0 | 0 | 0 | 0 | 0
F2_Commercial_Health (WA)_New_Water Heating_Natural Gas_Water Heater_E9 | F2 | Commercial | Health (WA) | New | Water Heating | Natural Gas | Water Heater | E9 | RVT - Cost of Operation | 0 | 0 | 0 | 0 | 0 | 0 | 0 | 0 | 0 | 0 | 0 | 0 | 0 | 0 | 0 | 0 | 0 | 0 | 0 | 0 | 0 | 0 | 0 | 0 | 0 | 0 | 0
F2_Commercial_Health (WA)_New_Water Heating_Natural Gas_Water Heater_E10 | F2 | Commercial | Health (WA) | New | Water Heating | Natural Gas | Water Heater | E10 | RVT - Cost of Operation | 0 | 0 | 0 | 0 | 0 | 0 | 0 | 0 | 0 | 0 | 0 | 0 | 0 | 0 | 0 | 0 | 0 | 0 | 0 | 0 | 0 | 0 | 0 | 0 | 0 | 0 | 0
F3_Commercial_Health (WA)_New_Water Heating_Natural Gas_Water Heater_E1 | F3 | Commercial | Health (WA) | New | Water Heating | Natural Gas | Water Heater | E1 | System - kBTUs of Consumption | 42.5598 | 42.5598 | 42.5598 | 42.5598 | 42.5598 | 42.5598 | 42.5598 | 42.5598 | 42.5598 | 42.5598 | 42.5598 | 42.5598 | 42.5598 | 42.5598 | 42.5598 | 42.5598 | 42.5598 | 42.5598 | 42.5598 | 42.5598 | 42.5598 | 42.5598 | 42.5598 | 42.5598 | 42.5598 | 42.5598 | 42.5598
F3_Commercial_Health (WA)_New_Water Heating_Natural Gas_Water Heater_E2 | F3 | Commercial | Health (WA) | New | Water Heating | Natural Gas | Water Heater | E2 | System - kBTUs of Consumption | 37.831 | 37.831 | 37.831 | 37.831 | 37.831 | 37.831 | 37.831 | 37.831 | 37.831 | 37.831 | 37.831 | 37.831 | 37.831 | 37.831 | 37.831 | 37.831 | 37.831 | 37.831 | 37.831 | 37.831 | 37.831 | 37.831 | 37.831 | 37.831 | 37.831 | 37.831 | 37.831
F3_Commercial_Health (WA)_New_Water Heating_Natural Gas_Water Heater_E3 | F3 | Commercial | Health (WA) | New | Water Heating | Natural Gas | Water Heater | E3 | System - kBTUs of Consumption | 36.2211 | 36.2211 | 36.2211 | 36.2211 | 36.2211 | 36.2211 | 36.2211 | 36.2211 | 36.2211 | 36.2211 | 36.2211 | 36.2211 | 36.2211 | 36.2211 | 36.2211 | 36.2211 | 36.2211 | 36.2211 | 36.2211 | 36.2211 | 36.2211 | 36.2211 | 36.2211 | 36.2211 | 36.2211 | 36.2211 | 36.2211
F3_Commercial_Health (WA)_New_Water Heating_Natural Gas_Water Heater_E4 | F3 | Commercial | Health (WA) | New | Water Heating | Natural Gas | Water Heater | E4 | System - kBTUs of Consumption | 36.1827 | 36.1827 | 36.1827 | 36.1827 | 36.1827 | 36.1827 | 36.1827 | 36.1827 | 36.1827 | 36.1827 | 36.1827 | 36.1827 | 36.1827 | 36.1827 | 36.1827 | 36.1827 | 36.1827 | 36.1827 | 36.1827 | 36.1827 | 36.1827 | 36.1827 | 36.1827 | 36.1827 | 36.1827 | 36.1827 | 36.1827
F3_Commercial_Health (WA)_New_Water Heating_Natural Gas_Water Heater_E5 | F3 | Commercial | Health (WA) | New | Water Heating | Natural Gas | Water Heater | E5 | System - kBTUs of Consumption | 22.6986 | 22.6986 | 22.6986 | 22.6986 | 22.6986 | 22.6986 | 22.6986 | 22.6986 | 22.6986 | 22.6986 | 22.6986 | 22.6986 | 22.6986 | 22.6986 | 22.6986 | 22.6986 | 22.6986 | 22.6986 | 22.6986 | 22.6986 | 22.6986 | 22.6986 | 22.6986 | 22.6986 | 22.6986 | 22.6986 | 22.6986
F3_Commercial_Health (WA)_New_Water Heating_Natural Gas_Water Heater_E6 | F3 | Commercial | Health (WA) | New | Water Heating | Natural Gas | Water Heater | E6 | System - kBTUs of Consumption | 0 | 0 | 0 | 0 | 0 | 0 | 0 | 0 | 0 | 0 | 0 | 0 | 0 | 0 | 0 | 0 | 0 | 0 | 0 | 0 | 0 | 0 | 0 | 0 | 0 | 0 | 0
F3_Commercial_Health (WA)_New_Water Heating_Natural Gas_Water Heater_E7 | F3 | Commercial | Health (WA) | New | Water Heating | Natural Gas | Water Heater | E7 | System - kBTUs of Consumption | 0 | 0 | 0 | 0 | 0 | 0 | 0 | 0 | 0 | 0 | 0 | 0 | 0 | 0 | 0 | 0 | 0 | 0 | 0 | 0 | 0 | 0 | 0 | 0 | 0 | 0 | 0
F3_Commercial_Health (WA)_New_Water Heating_Natural Gas_Water Heater_E8 | F3 | Commercial | Health (WA) | New | Water Heating | Natural Gas | Water Heater | E8 | System - kBTUs of Consumption | 0 | 0 | 0 | 0 | 0 | 0 | 0 | 0 | 0 | 0 | 0 | 0 | 0 | 0 | 0 | 0 | 0 | 0 | 0 | 0 | 0 | 0 | 0 | 0 | 0 | 0 | 0
F3_Commercial_Health (WA)_New_Water Heating_Natural Gas_Water Heater_E9 | F3 | Commercial | Health (WA) | New | Water Heating | Natural Gas | Water Heater | E9 | System - kBTUs of Consumption | 0 | 0 | 0 | 0 | 0 | 0 | 0 | 0 | 0 | 0 | 0 | 0 | 0 | 0 | 0 | 0 | 0 | 0 | 0 | 0 | 0 | 0 | 0 | 0 | 0 | 0 | 0
F3_Commercial_Health (WA)_New_Water Heating_Natural Gas_Water Heater_E10 | F3 | Commercial | Health (WA) | New | Water Heating | Natural Gas | Water Heater | E10 | System - kBTUs of Consumption | 0 | 0 | 0 | 0 | 0 | 0 | 0 | 0 | 0 | 0 | 0 | 0 | 0 | 0 | 0 | 0 | 0 | 0 | 0 | 0 | 0 | 0 | 0 | 0 | 0 | 0 | 0
F4_Commercial_Health (WA)_New_Water Heating_Natural Gas_Water Heater_E1 | F4 | Commercial | Health (WA) | New | Water Heating | Natural Gas | Water Heater | E1 | Utility - Cost of Equipment | 0.011975 | 0.011975 | 0.011975 | 0.011975 | 0.011975 | 0.011975 | 0.011975 | 0.011975 | 0.011975 | 0.011975 | 0.011975 | 0.011975 | 0.011975 | 0.011975 | 0.011975 | 0.011975 | 0.011975 | 0.011975 | 0.011975 | 0.011975 | 0.011975 | 0.011975 | 0.011975 | 0.011975 | 0.011975 | 0.011975 | 0.011975
F4_Commercial_Health (WA)_New_Water Heating_Natural Gas_Water Heater_E2 | F4 | Commercial | Health (WA) | New | Water Heating | Natural Gas | Water Heater | E2 | Utility - Cost of Equipment | 0.01437 | 0.01437 | 0.01437 | 0.01437 | 0.01437 | 0.01437 | 0.01437 | 0.01437 | 0.01437 | 0.01437 | 0.01437 | 0.01437 | 0.01437 | 0.01437 | 0.01437 | 0.01437 | 0.01437 | 0.01437 | 0.01437 | 0.01437 | 0.01437 | 0.01437 | 0.01437 | 0.01437 | 0.01437 | 0.01437 | 0.01437
F4_Commercial_Health (WA)_New_Water Heating_Natural Gas_Water Heater_E3 | F4 | Commercial | Health (WA) | New | Water Heating | Natural Gas | Water Heater | E3 | Utility - Cost of Equipment | 0.017665 | 0.017665 | 0.017665 | 0.017665 | 0.017665 | 0.017665 | 0.017665 | 0.017665 | 0.017665 | 0.017665 | 0.017665 | 0.017665 | 0.017665 | 0.017665 | 0.017665 | 0.017665 | 0.017665 | 0.017665 | 0.017665 | 0.017665 | 0.017665 | 0.017665 | 0.017665 | 0.017665 | 0.017665 | 0.017665 | 0.017665
F4_Commercial_Health (WA)_New_Water Heating_Natural Gas_Water Heater_E4 | F4 | Commercial | Health (WA) | New | Water Heating | Natural Gas | Water Heater | E4 | Utility - Cost of Equipment | 0.017804 | 0.017804 | 0.017804 | 0.017804 | 0.017804 | 0.017804 | 0.017804 | 0.017804 | 0.017804 | 0.017804 | 0.017804 | 0.017804 | 0.017804 | 0.017804 | 0.017804 | 0.017804 | 0.017804 | 0.017804 | 0.017804 | 0.017804 | 0.017804 | 0.017804 | 0.017804 | 0.017804 | 0.017804 | 0.017804 | 0.017804
F4_Commercial_Health (WA)_New_Water Heating_Natural Gas_Water Heater_E5 | F4 | Commercial | Health (WA) | New | Water Heating | Natural Gas | Water Heater | E5 | Utility - Cost of Equipment | 0.038432 | 0.038432 | 0.038432 | 0.038432 | 0.038432 | 0.038432 | 0.038432 | 0.038432 | 0.038432 | 0.038432 | 0.038432 | 0.038432 | 0.038432 | 0.038432 | 0.038432 | 0.038432 | 0.038432 | 0.038432 | 0.038432 | 0.038432 | 0.038432 | 0.038432 | 0.038432 | 0.038432 | 0.038432 | 0.038432 | 0.038432
F4_Commercial_Health (WA)_New_Water Heating_Natural Gas_Water Heater_E6 | F4 | Commercial | Health (WA) | New | Water Heating | Natural Gas | Water Heater | E6 | Utility - Cost of Equipment | 0 | 0 | 0 | 0 | 0 | 0 | 0 | 0 | 0 | 0 | 0 | 0 | 0 | 0 | 0 | 0 | 0 | 0 | 0 | 0 | 0 | 0 | 0 | 0 | 0 | 0 | 0
F4_Commercial_Health (WA)_New_Water Heating_Natural Gas_Water Heater_E7 | F4 | Commercial | Health (WA) | New | Water Heating | Natural Gas | Water Heater | E7 | Utility - Cost of Equipment | 0 | 0 | 0 | 0 | 0 | 0 | 0 | 0 | 0 | 0 | 0 | 0 | 0 | 0 | 0 | 0 | 0 | 0 | 0 | 0 | 0 | 0 | 0 | 0 | 0 | 0 | 0
F4_Commercial_Health (WA)_New_Water Heating_Natural Gas_Water Heater_E8 | F4 | Commercial | Health (WA) | New | Water Heating | Natural Gas | Water Heater | E8 | Utility - Cost of Equipment | 0 | 0 | 0 | 0 | 0 | 0 | 0 | 0 | 0 | 0 | 0 | 0 | 0 | 0 | 0 | 0 | 0 | 0 | 0 | 0 | 0 | 0 | 0 | 0 | 0 | 0 | 0
F4_Commercial_Health (WA)_New_Water Heating_Natural Gas_Water Heater_E9 | F4 | Commercial | Health (WA) | New | Water Heating | Natural Gas | Water Heater | E9 | Utility - Cost of Equipment | 0 | 0 | 0 | 0 | 0 | 0 | 0 | 0 | 0 | 0 | 0 | 0 | 0 | 0 | 0 | 0 | 0 | 0 | 0 | 0 | 0 | 0 | 0 | 0 | 0 | 0 | 0
F4_Commercial_Health (WA)_New_Water Heating_Natural Gas_Water Heater_E10 | F4 | Commercial | Health (WA) | New | Water Heating | Natural Gas | Water Heater | E10 | Utility - Cost of Equipment | 0 | 0 | 0 | 0 | 0 | 0 | 0 | 0 | 0 | 0 | 0 | 0 | 0 | 0 | 0 | 0 | 0 | 0 | 0 | 0 | 0 | 0 | 0 | 0 | 0 | 0 | 0
F5_Commercial_Health (WA)_New_Water Heating_Natural Gas_Water Heater_E1 | F5 | Commercial | Health (WA) | New | Water Heating | Natural Gas | Water Heater | E1 | Utility - Cost of Operation | 0.1578 | 0.16194 | 0.16659 | 0.1718 | 0.17761 | 0.18447 | 0.19146 | 0.19835 | 0.20497 | 0.21169 | 0.21716 | 0.22233 | 0.22785 | 0.23328 | 0.23821 | 0.24288 | 0.24714 | 0.25137 | 0.25585 | 0.26025 | 0.26476 | 0.26943 | 0.27417 | 0.27904 | 0.28399 | 0.28904 | 0.29417
F5_Commercial_Health (WA)_New_Water Heating_Natural Gas_Water Heater_E2 | F5 | Commercial | Health (WA) | New | Water Heating | Natural Gas | Water Heater | E2 | Utility - Cost of Operation | 0.14026 | 0.14395 | 0.14808 | 0.15272 | 0.15787 | 0.16397 | 0.17019 | 0.17631 | 0.1822 | 0.18817 | 0.19303 | 0.19762 | 0.20253 | 0.20736 | 0.21175 | 0.21589 | 0.21968 | 0.22344 | 0.22742 | 0.23133 | 0.23534 | 0.2395 | 0.2437 | 0.24803 | 0.25244 | 0.25692 | 0.26149
F5_Commercial_Health (WA)_New_Water Heating_Natural Gas_Water Heater_E3 | F5 | Commercial | Health (WA) | New | Water Heating | Natural Gas | Water Heater | E3 | Utility - Cost of Operation | 0.1343 | 0.13782 | 0.14178 | 0.14622 | 0.15116 | 0.157 | 0.16295 | 0.16881 | 0.17444 | 0.18016 | 0.18482 | 0.18921 | 0.19391 | 0.19854 | 0.20274 | 0.20671 | 0.21033 | 0.21393 | 0.21774 | 0.22149 | 0.22533 | 0.22931 | 0.23333 | 0.23748 | 0.2417 | 0.24599 | 0.25036
F5_Commercial_Health (WA)_New_Water Heating_Natural Gas_Water Heater_E4 | F5 | Commercial | Health (WA) | New | Water Heating | Natural Gas | Water Heater | E4 | Utility - Cost of Operation | 0.1426 | 0.14628 | 0.15031 | 0.1547 | 0.15949 | 0.16504 | 0.17067 | 0.17623 | 0.18161 | 0.18708 | 0.19164 | 0.19599 | 0.20062 | 0.2052 | 0.20942 | 0.21346 | 0.21721 | 0.22095 | 0.22488 | 0.22877 | 0.23275 | 0.23687 | 0.24104 | 0.24532 | 0.24968 | 0.25411 | 0.25863
F5_Commercial_Health (WA)_New_Water Heating_Natural Gas_Water Heater_E5 | F5 | Commercial | Health (WA) | New | Water Heating | Natural Gas | Water Heater | E5 | Utility - Cost of Operation | 0.082248 | 0.084411 | 0.086879 | 0.089693 | 0.092872 | 0.096677 | 0.10056 | 0.10438 | 0.10804 | 0.11176 | 0.11474 | 0.11754 | 0.12054 | 0.12349 | 0.12614 | 0.12864 | 0.13089 | 0.13312 | 0.13549 | 0.13781 | 0.1402 | 0.14267 | 0.14517 | 0.14775 | 0.15038 | 0.15305 | 0.15577
F5_Commercial_Health (WA)_New_Water Heating_Natural Gas_Water Heater_E6 | F5 | Commercial | Health (WA) | New | Water Heating | Natural Gas | Water Heater | E6 | Utility - Cost of Operation | 0 | 0 | 0 | 0 | 0 | 0 | 0 | 0 | 0 | 0 | 0 | 0 | 0 | 0 | 0 | 0 | 0 | 0 | 0 | 0 | 0 | 0 | 0 | 0 | 0 | 0 | 0
F5_Commercial_Health (WA)_New_Water Heating_Natural Gas_Water Heater_E7 | F5 | Commercial | Health (WA) | New | Water Heating | Natural Gas | Water Heater | E7 | Utility - Cost of Operation | 0 | 0 | 0 | 0 | 0 | 0 | 0 | 0 | 0 | 0 | 0 | 0 | 0 | 0 | 0 | 0 | 0 | 0 | 0 | 0 | 0 | 0 | 0 | 0 | 0 | 0 | 0
F5_Commercial_Health (WA)_New_Water Heating_Natural Gas_Water Heater_E8 | F5 | Commercial | Health (WA) | New | Water Heating | Natural Gas | Water Heater | E8 | Utility - Cost of Operation | 0 | 0 | 0 | 0 | 0 | 0 | 0 | 0 | 0 | 0 | 0 | 0 | 0 | 0 | 0 | 0 | 0 | 0 | 0 | 0 | 0 | 0 | 0 | 0 | 0 | 0 | 0
F5_Commercial_Health (WA)_New_Water Heating_Natural Gas_Water Heater_E9 | F5 | Commercial | Health (WA) | New | Water Heating | Natural Gas | Water Heater | E9 | Utility - Cost of Operation | 0 | 0 | 0 | 0 | 0 | 0 | 0 | 0 | 0 | 0 | 0 | 0 | 0 | 0 | 0 | 0 | 0 | 0 | 0 | 0 | 0 | 0 | 0 | 0 | 0 | 0 | 0
F5_Commercial_Health (WA)_New_Water Heating_Natural Gas_Water Heater_E10 | F5 | Commercial | Health (WA) | New | Water Heating | Natural Gas | Water Heater | E10 | Utility - Cost of Operation | 0 | 0 | 0 | 0 | 0 | 0 | 0 | 0 | 0 | 0 | 0 | 0 | 0 | 0 | 0 | 0 | 0 | 0 | 0 | 0 | 0 | 0 | 0 | 0 | 0 | 0 | 0
F6_Commercial_Health (WA)_New_Water Heating_Natural Gas_Water Heater_E1 | F6 | Commercial | Health (WA) | New | Water Heating | Natural Gas | Water Heater | E1 | Utility - Value of Sales | 0.18395 | 0.18765 | 0.19181 | 0.19648 | 0.20169 | 0.20799 | 0.21424 | 0.22015 | 0.22551 | 0.23073 | 0.23614 | 0.24109 | 0.24638 | 0.25151 | 0.25602 | 0.26017 | 0.26379 | 0.26728 | 0.27097 | 0.27447 | 0.278 | 0.28291 | 0.28787 | 0.29299 | 0.29819 | 0.30349 | 0.30888
F6_Commercial_Health (WA)_New_Water Heating_Natural Gas_Water Heater_E2 | F6 | Commercial | Health (WA) | New | Water Heating | Natural Gas | Water Heater | E2 | Utility - Value of Sales | 0.16351 | 0.1668 | 0.1705 | 0.17465 | 0.17928 | 0.18488 | 0.19044 | 0.19569 | 0.20045 | 0.20509 | 0.2099 | 0.2143 | 0.21901 | 0.22357 | 0.22758 | 0.23126 | 0.23448 | 0.23759 | 0.24086 | 0.24398 | 0.24711 | 0.25147 | 0.25589 | 0.26043 | 0.26506 | 0.26977 | 0.27456
F6_Commercial_Health (WA)_New_Water Heating_Natural Gas_Water Heater_E3 | F6 | Commercial | Health (WA) | New | Water Heating | Natural Gas | Water Heater | E3 | Utility - Value of Sales | 0.15656 | 0.1597 | 0.16324 | 0.16722 | 0.17165 | 0.17702 | 0.18234 | 0.18736 | 0.19192 | 0.19637 | 0.20097 | 0.20518 | 0.20969 | 0.21405 | 0.21789 | 0.22142 | 0.2245 | 0.22748 | 0.23062 | 0.23359 | 0.23659 | 0.24077 | 0.245 | 0.24935 | 0.25378 | 0.25829 | 0.26288
F6_Commercial_Health (WA)_New_Water Heating_Natural Gas_Water Heater_E4 | F6 | Commercial | Health (WA) | New | Water Heating | Natural Gas | Water Heater | E4 | Utility - Value of Sales | 0.16413 | 0.16743 | 0.17103 | 0.17495 | 0.17921 | 0.18423 | 0.1892 | 0.19394 | 0.19832 | 0.20264 | 0.20715 | 0.21138 | 0.21587 | 0.22025 | 0.22419 | 0.22788 | 0.2312 | 0.23444 | 0.23783 | 0.2411 | 0.24439 | 0.24871 | 0.25309 | 0.25759 | 0.26216 | 0.26682 | 0.27156
F6_Commercial_Health (WA)_New_Water Heating_Natural Gas_Water Heater_E5 | F6 | Commercial | Health (WA) | New | Water Heating | Natural Gas | Water Heater | E5 | Utility - Value of Sales | 0.096507 | 0.098403 | 0.1006 | 0.10315 | 0.10605 | 0.1096 | 0.11311 | 0.11641 | 0.11938 | 0.12224 | 0.1252 | 0.12786 | 0.13072 | 0.13348 | 0.13588 | 0.13806 | 0.13993 | 0.14172 | 0.14362 | 0.14541 | 0.14721 | 0.14981 | 0.15243 | 0.15514 | 0.1579 | 0.1607 | 0.16356
F6_Commercial_Health (WA)_New_Water Heating_Natural Gas_Water Heater_E6 | F6 | Commercial | Health (WA) | New | Water Heating | Natural Gas | Water Heater | E6 | Utility - Value of Sales | 0 | 0 | 0 | 0 | 0 | 0 | 0 | 0 | 0 | 0 | 0 | 0 | 0 | 0 | 0 | 0 | 0 | 0 | 0 | 0 | 0 | 0 | 0 | 0 | 0 | 0 | 0
F6_Commercial_Health (WA)_New_Water Heating_Natural Gas_Water Heater_E7 | F6 | Commercial | Health (WA) | New | Water Heating | Natural Gas | Water Heater | E7 | Utility - Value of Sales | 0 | 0 | 0 | 0 | 0 | 0 | 0 | 0 | 0 | 0 | 0 | 0 | 0 | 0 | 0 | 0 | 0 | 0 | 0 | 0 | 0 | 0 | 0 | 0 | 0 | 0 | 0
F6_Commercial_Health (WA)_New_Water Heating_Natural Gas_Water Heater_E8 | F6 | Commercial | Health (WA) | New | Water Heating | Natural Gas | Water Heater | E8 | Utility - Value of Sales | 0 | 0 | 0 | 0 | 0 | 0 | 0 | 0 | 0 | 0 | 0 | 0 | 0 | 0 | 0 | 0 | 0 | 0 | 0 | 0 | 0 | 0 | 0 | 0 | 0 | 0 | 0
F6_Commercial_Health (WA)_New_Water Heating_Natural Gas_Water Heater_E9 | F6 | Commercial | Health (WA) | New | Water Heating | Natural Gas | Water Heater | E9 | Utility - Value of Sales | 0 | 0 | 0 | 0 | 0 | 0 | 0 | 0 | 0 | 0 | 0 | 0 | 0 | 0 | 0 | 0 | 0 | 0 | 0 | 0 | 0 | 0 | 0 | 0 | 0 | 0 | 0
F6_Commercial_Health (WA)_New_Water Heating_Natural Gas_Water Heater_E10 | F6 | Commercial | Health (WA) | New | Water Heating | Natural Gas | Water Heater | E10 | Utility - Value of Sales | 0 | 0 | 0 | 0 | 0 | 0 | 0 | 0 | 0 | 0 | 0 | 0 | 0 | 0 | 0 | 0 | 0 | 0 | 0 | 0 | 0 | 0 | 0 | 0 | 0 | 0 | 0
F1_Commercial_Health (WA)_New_Food Preparation_Natural Gas_Oven_E1 | F1 | Commercial | Health (WA) | New | Food Preparation | Natural Gas | Oven | E1 | RVT - Cost of Equipment | 0.00033589 | 0.00033589 | 0.00033589 | 0.00033589 | 0.00033589 | 0.00033589 | 0.00033589 | 0.00033589 | 0.00033589 | 0.00033589 | 0.00033589 | 0.00033589 | 0.00033589 | 0.00033589 | 0.00033589 | 0.00033589 | 0.00033589 | 0.00033589 | 0.00033589 | 0.00033589 | 0.00033589 | 0.00033589 | 0.00033589 | 0.00033589 | 0.00033589 | 0.00033589 | 0.00033589
F1_Commercial_Health (WA)_New_Food Preparation_Natural Gas_Oven_E2 | F1 | Commercial | Health (WA) | New | Food Preparation | Natural Gas | Oven | E2 | RVT - Cost of Equipment | 0.00045768 | 0.00045768 | 0.00045768 | 0.00045768 | 0.00045768 | 0.00045768 | 0.00045768 | 0.00045768 | 0.00045768 | 0.00045768 | 0.00045768 | 0.00045768 | 0.00045768 | 0.00045768 | 0.00045768 | 0.00045768 | 0.00045768 | 0.00045768 | 0.00045768 | 0.00045768 | 0.00045768 | 0.00045768 | 0.00045768 | 0.00045768 | 0.00045768 | 0.00045768 | 0.00045768
F1_Commercial_Health (WA)_New_Food Preparation_Natural Gas_Oven_E3 | F1 | Commercial | Health (WA) | New | Food Preparation | Natural Gas | Oven | E3 | RVT - Cost of Equipment | 0 | 0 | 0 | 0 | 0 | 0 | 0 | 0 | 0 | 0 | 0 | 0 | 0 | 0 | 0 | 0 | 0 | 0 | 0 | 0 | 0 | 0 | 0 | 0 | 0 | 0 | 0
F1_Commercial_Health (WA)_New_Food Preparation_Natural Gas_Oven_E4 | F1 | Commercial | Health (WA) | New | Food Preparation | Natural Gas | Oven | E4 | RVT - Cost of Equipment | 0 | 0 | 0 | 0 | 0 | 0 | 0 | 0 | 0 | 0 | 0 | 0 | 0 | 0 | 0 | 0 | 0 | 0 | 0 | 0 | 0 | 0 | 0 | 0 | 0 | 0 | 0
F1_Commercial_Health (WA)_New_Food Preparation_Natural Gas_Oven_E5 | F1 | Commercial | Health (WA) | New | Food Preparation | Natural Gas | Oven | E5 | RVT - Cost of Equipment | 0 | 0 | 0 | 0 | 0 | 0 | 0 | 0 | 0 | 0 | 0 | 0 | 0 | 0 | 0 | 0 | 0 | 0 | 0 | 0 | 0 | 0 | 0 | 0 | 0 | 0 | 0
F1_Commercial_Health (WA)_New_Food Preparation_Natural Gas_Oven_E6 | F1 | Commercial | Health (WA) | New | Food Preparation | Natural Gas | Oven | E6 | RVT - Cost of Equipment | 0 | 0 | 0 | 0 | 0 | 0 | 0 | 0 | 0 | 0 | 0 | 0 | 0 | 0 | 0 | 0 | 0 | 0 | 0 | 0 | 0 | 0 | 0 | 0 | 0 | 0 | 0
F1_Commercial_Health (WA)_New_Food Preparation_Natural Gas_Oven_E7 | F1 | Commercial | Health (WA) | New | Food Preparation | Natural Gas | Oven | E7 | RVT - Cost of Equipment | 0 | 0 | 0 | 0 | 0 | 0 | 0 | 0 | 0 | 0 | 0 | 0 | 0 | 0 | 0 | 0 | 0 | 0 | 0 | 0 | 0 | 0 | 0 | 0 | 0 | 0 | 0
F1_Commercial_Health (WA)_New_Food Preparation_Natural Gas_Oven_E8 | F1 | Commercial | Health (WA) | New | Food Preparation | Natural Gas | Oven | E8 | RVT - Cost of Equipment | 0 | 0 | 0 | 0 | 0 | 0 | 0 | 0 | 0 | 0 | 0 | 0 | 0 | 0 | 0 | 0 | 0 | 0 | 0 | 0 | 0 | 0 | 0 | 0 | 0 | 0 | 0
F1_Commercial_Health (WA)_New_Food Preparation_Natural Gas_Oven_E9 | F1 | Commercial | Health (WA) | New | Food Preparation | Natural Gas | Oven | E9 | RVT - Cost of Equipment | 0 | 0 | 0 | 0 | 0 | 0 | 0 | 0 | 0 | 0 | 0 | 0 | 0 | 0 | 0 | 0 | 0 | 0 | 0 | 0 | 0 | 0 | 0 | 0 | 0 | 0 | 0
F1_Commercial_Health (WA)_New_Food Preparation_Natural Gas_Oven_E10 | F1 | Commercial | Health (WA) | New | Food Preparation | Natural Gas | Oven | E10 | RVT - Cost of Equipment | 0 | 0 | 0 | 0 | 0 | 0 | 0 | 0 | 0 | 0 | 0 | 0 | 0 | 0 | 0 | 0 | 0 | 0 | 0 | 0 | 0 | 0 | 0 | 0 | 0 | 0 | 0
F2_Commercial_Health (WA)_New_Food Preparation_Natural Gas_Oven_E1 | F2 | Commercial | Health (WA) | New | Food Preparation | Natural Gas | Oven | E1 | RVT - Cost of Operation | 0.10001 | 0.10167 | 0.1037 | 0.10617 | 0.1091 | 0.11298 | 0.11696 | 0.1208 | 0.12435 | 0.12775 | 0.13124 | 0.13436 | 0.13762 | 0.14063 | 0.14316 | 0.14541 | 0.14725 | 0.14898 | 0.15085 | 0.15255 | 0.15426 | 0.15698 | 0.15973 | 0.16257 | 0.16545 | 0.16839 | 0.17139
F2_Commercial_Health (WA)_New_Food Preparation_Natural Gas_Oven_E2 | F2 | Commercial | Health (WA) | New | Food Preparation | Natural Gas | Oven | E2 | RVT - Cost of Operation | 0.071017 | 0.072199 | 0.07364 | 0.07539 | 0.077473 | 0.080227 | 0.083051 | 0.085783 | 0.088298 | 0.090713 | 0.093194 | 0.09541 | 0.097722 | 0.099858 | 0.10166 | 0.10325 | 0.10456 | 0.10579 | 0.10711 | 0.10833 | 0.10954 | 0.11147 | 0.11342 | 0.11544 | 0.11749 | 0.11958 | 0.1217
F2_Commercial_Health (WA)_New_Food Preparation_Natural Gas_Oven_E3 | F2 | Commercial | Health (WA) | New | Food Preparation | Natural Gas | Oven | E3 | RVT - Cost of Operation | 0 | 0 | 0 | 0 | 0 | 0 | 0 | 0 | 0 | 0 | 0 | 0 | 0 | 0 | 0 | 0 | 0 | 0 | 0 | 0 | 0 | 0 | 0 | 0 | 0 | 0 | 0
F2_Commercial_Health (WA)_New_Food Preparation_Natural Gas_Oven_E4 | F2 | Commercial | Health (WA) | New | Food Preparation | Natural Gas | Oven | E4 | RVT - Cost of Operation | 0 | 0 | 0 | 0 | 0 | 0 | 0 | 0 | 0 | 0 | 0 | 0 | 0 | 0 | 0 | 0 | 0 | 0 | 0 | 0 | 0 | 0 | 0 | 0 | 0 | 0 | 0
F2_Commercial_Health (WA)_New_Food Preparation_Natural Gas_Oven_E5 | F2 | Commercial | Health (WA) | New | Food Preparation | Natural Gas | Oven | E5 | RVT - Cost of Operation | 0 | 0 | 0 | 0 | 0 | 0 | 0 | 0 | 0 | 0 | 0 | 0 | 0 | 0 | 0 | 0 | 0 | 0 | 0 | 0 | 0 | 0 | 0 | 0 | 0 | 0 | 0
F2_Commercial_Health (WA)_New_Food Preparation_Natural Gas_Oven_E6 | F2 | Commercial | Health (WA) | New | Food Preparation | Natural Gas | Oven | E6 | RVT - Cost of Operation | 0 | 0 | 0 | 0 | 0 | 0 | 0 | 0 | 0 | 0 | 0 | 0 | 0 | 0 | 0 | 0 | 0 | 0 | 0 | 0 | 0 | 0 | 0 | 0 | 0 | 0 | 0
F2_Commercial_Health (WA)_New_Food Preparation_Natural Gas_Oven_E7 | F2 | Commercial | Health (WA) | New | Food Preparation | Natural Gas | Oven | E7 | RVT - Cost of Operation | 0 | 0 | 0 | 0 | 0 | 0 | 0 | 0 | 0 | 0 | 0 | 0 | 0 | 0 | 0 | 0 | 0 | 0 | 0 | 0 | 0 | 0 | 0 | 0 | 0 | 0 | 0
F2_Commercial_Health (WA)_New_Food Preparation_Natural Gas_Oven_E8 | F2 | Commercial | Health (WA) | New | Food Preparation | Natural Gas | Oven | E8 | RVT - Cost of Operation | 0 | 0 | 0 | 0 | 0 | 0 | 0 | 0 | 0 | 0 | 0 | 0 | 0 | 0 | 0 | 0 | 0 | 0 | 0 | 0 | 0 | 0 | 0 | 0 | 0 | 0 | 0
F2_Commercial_Health (WA)_New_Food Preparation_Natural Gas_Oven_E9 | F2 | Commercial | Health (WA) | New | Food Preparation | Natural Gas | Oven | E9 | RVT - Cost of Operation | 0 | 0 | 0 | 0 | 0 | 0 | 0 | 0 | 0 | 0 | 0 | 0 | 0 | 0 | 0 | 0 | 0 | 0 | 0 | 0 | 0 | 0 | 0 | 0 | 0 | 0 | 0
F2_Commercial_Health (WA)_New_Food Preparation_Natural Gas_Oven_E10 | F2 | Commercial | Health (WA) | New | Food Preparation | Natural Gas | Oven | E10 | RVT - Cost of Operation | 0 | 0 | 0 | 0 | 0 | 0 | 0 | 0 | 0 | 0 | 0 | 0 | 0 | 0 | 0 | 0 | 0 | 0 | 0 | 0 | 0 | 0 | 0 | 0 | 0 | 0 | 0
F3_Commercial_Health (WA)_New_Food Preparation_Natural Gas_Oven_E1 | F3 | Commercial | Health (WA) | New | Food Preparation | Natural Gas | Oven | E1 | System - kBTUs of Consumption | 24.2416 | 24.2416 | 24.2416 | 24.2416 | 24.2416 | 24.2416 | 24.2416 | 24.2416 | 24.2416 | 24.2416 | 24.2416 | 24.2416 | 24.2416 | 24.2416 | 24.2416 | 24.2416 | 24.2416 | 24.2416 | 24.2416 | 24.2416 | 24.2416 | 24.2416 | 24.2416 | 24.2416 | 24.2416 | 24.2416 | 24.2416
F3_Commercial_Health (WA)_New_Food Preparation_Natural Gas_Oven_E2 | F3 | Commercial | Health (WA) | New | Food Preparation | Natural Gas | Oven | E2 | System - kBTUs of Consumption | 17.2138 | 17.2138 | 17.2138 | 17.2138 | 17.2138 | 17.2138 | 17.2138 | 17.2138 | 17.2138 | 17.2138 | 17.2138 | 17.2138 | 17.2138 | 17.2138 | 17.2138 | 17.2138 | 17.2138 | 17.2138 | 17.2138 | 17.2138 | 17.2138 | 17.2138 | 17.2138 | 17.2138 | 17.2138 | 17.2138 | 17.2138
F3_Commercial_Health (WA)_New_Food Preparation_Natural Gas_Oven_E3 | F3 | Commercial | Health (WA) | New | Food Preparation | Natural Gas | Oven | E3 | System - kBTUs of Consumption | 0 | 0 | 0 | 0 | 0 | 0 | 0 | 0 | 0 | 0 | 0 | 0 | 0 | 0 | 0 | 0 | 0 | 0 | 0 | 0 | 0 | 0 | 0 | 0 | 0 | 0 | 0
F3_Commercial_Health (WA)_New_Food Preparation_Natural Gas_Oven_E4 | F3 | Commercial | Health (WA) | New | Food Preparation | Natural Gas | Oven | E4 | System - kBTUs of Consumption | 0 | 0 | 0 | 0 | 0 | 0 | 0 | 0 | 0 | 0 | 0 | 0 | 0 | 0 | 0 | 0 | 0 | 0 | 0 | 0 | 0 | 0 | 0 | 0 | 0 | 0 | 0
F3_Commercial_Health (WA)_New_Food Preparation_Natural Gas_Oven_E5 | F3 | Commercial | Health (WA) | New | Food Preparation | Natural Gas | Oven | E5 | System - kBTUs of Consumption | 0 | 0 | 0 | 0 | 0 | 0 | 0 | 0 | 0 | 0 | 0 | 0 | 0 | 0 | 0 | 0 | 0 | 0 | 0 | 0 | 0 | 0 | 0 | 0 | 0 | 0 | 0
F3_Commercial_Health (WA)_New_Food Preparation_Natural Gas_Oven_E6 | F3 | Commercial | Health (WA) | New | Food Preparation | Natural Gas | Oven | E6 | System - kBTUs of Consumption | 0 | 0 | 0 | 0 | 0 | 0 | 0 | 0 | 0 | 0 | 0 | 0 | 0 | 0 | 0 | 0 | 0 | 0 | 0 | 0 | 0 | 0 | 0 | 0 | 0 | 0 | 0
F3_Commercial_Health (WA)_New_Food Preparation_Natural Gas_Oven_E7 | F3 | Commercial | Health (WA) | New | Food Preparation | Natural Gas | Oven | E7 | System - kBTUs of Consumption | 0 | 0 | 0 | 0 | 0 | 0 | 0 | 0 | 0 | 0 | 0 | 0 | 0 | 0 | 0 | 0 | 0 | 0 | 0 | 0 | 0 | 0 | 0 | 0 | 0 | 0 | 0
F3_Commercial_Health (WA)_New_Food Preparation_Natural Gas_Oven_E8 | F3 | Commercial | Health (WA) | New | Food Preparation | Natural Gas | Oven | E8 | System - kBTUs of Consumption | 0 | 0 | 0 | 0 | 0 | 0 | 0 | 0 | 0 | 0 | 0 | 0 | 0 | 0 | 0 | 0 | 0 | 0 | 0 | 0 | 0 | 0 | 0 | 0 | 0 | 0 | 0
F3_Commercial_Health (WA)_New_Food Preparation_Natural Gas_Oven_E9 | F3 | Commercial | Health (WA) | New | Food Preparation | Natural Gas | Oven | E9 | System - kBTUs of Consumption | 0 | 0 | 0 | 0 | 0 | 0 | 0 | 0 | 0 | 0 | 0 | 0 | 0 | 0 | 0 | 0 | 0 | 0 | 0 | 0 | 0 | 0 | 0 | 0 | 0 | 0 | 0
F3_Commercial_Health (WA)_New_Food Preparation_Natural Gas_Oven_E10 | F3 | Commercial | Health (WA) | New | Food Preparation | Natural Gas | Oven | E10 | System - kBTUs of Consumption | 0 | 0 | 0 | 0 | 0 | 0 | 0 | 0 | 0 | 0 | 0 | 0 | 0 | 0 | 0 | 0 | 0 | 0 | 0 | 0 | 0 | 0 | 0 | 0 | 0 | 0 | 0
F4_Commercial_Health (WA)_New_Food Preparation_Natural Gas_Oven_E1 | F4 | Commercial | Health (WA) | New | Food Preparation | Natural Gas | Oven | E1 | Utility - Cost of Equipment | 0.00033589 | 0.00033589 | 0.00033589 | 0.00033589 | 0.00033589 | 0.00033589 | 0.00033589 | 0.00033589 | 0.00033589 | 0.00033589 | 0.00033589 | 0.00033589 | 0.00033589 | 0.00033589 | 0.00033589 | 0.00033589 | 0.00033589 | 0.00033589 | 0.00033589 | 0.00033589 | 0.00033589 | 0.00033589 | 0.00033589 | 0.00033589 | 0.00033589 | 0.00033589 | 0.00033589
F4_Commercial_Health (WA)_New_Food Preparation_Natural Gas_Oven_E2 | F4 | Commercial | Health (WA) | New | Food Preparation | Natural Gas | Oven | E2 | Utility - Cost of Equipment | 0.00045768 | 0.00045768 | 0.00045768 | 0.00045768 | 0.00045768 | 0.00045768 | 0.00045768 | 0.00045768 | 0.00045768 | 0.00045768 | 0.00045768 | 0.00045768 | 0.00045768 | 0.00045768 | 0.00045768 | 0.00045768 | 0.00045768 | 0.00045768 | 0.00045768 | 0.00045768 | 0.00045768 | 0.00045768 | 0.00045768 | 0.00045768 | 0.00045768 | 0.00045768 | 0.00045768
F4_Commercial_Health (WA)_New_Food Preparation_Natural Gas_Oven_E3 | F4 | Commercial | Health (WA) | New | Food Preparation | Natural Gas | Oven | E3 | Utility - Cost of Equipment | 0 | 0 | 0 | 0 | 0 | 0 | 0 | 0 | 0 | 0 | 0 | 0 | 0 | 0 | 0 | 0 | 0 | 0 | 0 | 0 | 0 | 0 | 0 | 0 | 0 | 0 | 0
F4_Commercial_Health (WA)_New_Food Preparation_Natural Gas_Oven_E4 | F4 | Commercial | Health (WA) | New | Food Preparation | Natural Gas | Oven | E4 | Utility - Cost of Equipment | 0 | 0 | 0 | 0 | 0 | 0 | 0 | 0 | 0 | 0 | 0 | 0 | 0 | 0 | 0 | 0 | 0 | 0 | 0 | 0 | 0 | 0 | 0 | 0 | 0 | 0 | 0
F4_Commercial_Health (WA)_New_Food Preparation_Natural Gas_Oven_E5 | F4 | Commercial | Health (WA) | New | Food Preparation | Natural Gas | Oven | E5 | Utility - Cost of Equipment | 0 | 0 | 0 | 0 | 0 | 0 | 0 | 0 | 0 | 0 | 0 | 0 | 0 | 0 | 0 | 0 | 0 | 0 | 0 | 0 | 0 | 0 | 0 | 0 | 0 | 0 | 0
F4_Commercial_Health (WA)_New_Food Preparation_Natural Gas_Oven_E6 | F4 | Commercial | Health (WA) | New | Food Preparation | Natural Gas | Oven | E6 | Utility - Cost of Equipment | 0 | 0 | 0 | 0 | 0 | 0 | 0 | 0 | 0 | 0 | 0 | 0 | 0 | 0 | 0 | 0 | 0 | 0 | 0 | 0 | 0 | 0 | 0 | 0 | 0 | 0 | 0
F4_Commercial_Health (WA)_New_Food Preparation_Natural Gas_Oven_E7 | F4 | Commercial | Health (WA) | New | Food Preparation | Natural Gas | Oven | E7 | Utility - Cost of Equipment | 0 | 0 | 0 | 0 | 0 | 0 | 0 | 0 | 0 | 0 | 0 | 0 | 0 | 0 | 0 | 0 | 0 | 0 | 0 | 0 | 0 | 0 | 0 | 0 | 0 | 0 | 0
F4_Commercial_Health (WA)_New_Food Preparation_Natural Gas_Oven_E8 | F4 | Commercial | Health (WA) | New | Food Preparation | Natural Gas | Oven | E8 | Utility - Cost of Equipment | 0 | 0 | 0 | 0 | 0 | 0 | 0 | 0 | 0 | 0 | 0 | 0 | 0 | 0 | 0 | 0 | 0 | 0 | 0 | 0 | 0 | 0 | 0 | 0 | 0 | 0 | 0
F4_Commercial_Health (WA)_New_Food Preparation_Natural Gas_Oven_E9 | F4 | Commercial | Health (WA) | New | Food Preparation | Natural Gas | Oven | E9 | Utility - Cost of Equipment | 0 | 0 | 0 | 0 | 0 | 0 | 0 | 0 | 0 | 0 | 0 | 0 | 0 | 0 | 0 | 0 | 0 | 0 | 0 | 0 | 0 | 0 | 0 | 0 | 0 | 0 | 0
F4_Commercial_Health (WA)_New_Food Preparation_Natural Gas_Oven_E10 | F4 | Commercial | Health (WA) | New | Food Preparation | Natural Gas | Oven | E10 | Utility - Cost of Equipment | 0 | 0 | 0 | 0 | 0 | 0 | 0 | 0 | 0 | 0 | 0 | 0 | 0 | 0 | 0 | 0 | 0 | 0 | 0 | 0 | 0 | 0 | 0 | 0 | 0 | 0 | 0
F5_Commercial_Health (WA)_New_Food Preparation_Natural Gas_Oven_E1 | F5 | Commercial | Health (WA) | New | Food Preparation | Natural Gas | Oven | E1 | Utility - Cost of Operation | 0.084072 | 0.086013 | 0.088454 | 0.091334 | 0.094683 | 0.098907 | 0.10331 | 0.10769 | 0.11192 | 0.11621 | 0.11956 | 0.12268 | 0.12603 | 0.1293 | 0.13219 | 0.13486 | 0.13721 | 0.13953 | 0.14202 | 0.14443 | 0.14692 | 0.14951 | 0.15212 | 0.15482 | 0.15758 | 0.16037 | 0.16322
F5_Commercial_Health (WA)_New_Food Preparation_Natural Gas_Oven_E2 | F5 | Commercial | Health (WA) | New | Food Preparation | Natural Gas | Oven | E2 | Utility - Cost of Operation | 0.059699 | 0.061077 | 0.062811 | 0.064856 | 0.067234 | 0.070234 | 0.073358 | 0.076473 | 0.079477 | 0.082523 | 0.0849 | 0.087111 | 0.089495 | 0.091818 | 0.093866 | 0.095763 | 0.097435 | 0.099079 | 0.10085 | 0.10256 | 0.10433 | 0.10616 | 0.10802 | 0.10994 | 0.11189 | 0.11388 | 0.1159
F5_Commercial_Health (WA)_New_Food Preparation_Natural Gas_Oven_E3 | F5 | Commercial | Health (WA) | New | Food Preparation | Natural Gas | Oven | E3 | Utility - Cost of Operation | 0 | 0 | 0 | 0 | 0 | 0 | 0 | 0 | 0 | 0 | 0 | 0 | 0 | 0 | 0 | 0 | 0 | 0 | 0 | 0 | 0 | 0 | 0 | 0 | 0 | 0 | 0
F5_Commercial_Health (WA)_New_Food Preparation_Natural Gas_Oven_E4 | F5 | Commercial | Health (WA) | New | Food Preparation | Natural Gas | Oven | E4 | Utility - Cost of Operation | 0 | 0 | 0 | 0 | 0 | 0 | 0 | 0 | 0 | 0 | 0 | 0 | 0 | 0 | 0 | 0 | 0 | 0 | 0 | 0 | 0 | 0 | 0 | 0 | 0 | 0 | 0
F5_Commercial_Health (WA)_New_Food Preparation_Natural Gas_Oven_E5 | F5 | Commercial | Health (WA) | New | Food Preparation | Natural Gas | Oven | E5 | Utility - Cost of Operation | 0 | 0 | 0 | 0 | 0 | 0 | 0 | 0 | 0 | 0 | 0 | 0 | 0 | 0 | 0 | 0 | 0 | 0 | 0 | 0 | 0 | 0 | 0 | 0 | 0 | 0 | 0
F5_Commercial_Health (WA)_New_Food Preparation_Natural Gas_Oven_E6 | F5 | Commercial | Health (WA) | New | Food Preparation | Natural Gas | Oven | E6 | Utility - Cost of Operation | 0 | 0 | 0 | 0 | 0 | 0 | 0 | 0 | 0 | 0 | 0 | 0 | 0 | 0 | 0 | 0 | 0 | 0 | 0 | 0 | 0 | 0 | 0 | 0 | 0 | 0 | 0
F5_Commercial_Health (WA)_New_Food Preparation_Natural Gas_Oven_E7 | F5 | Commercial | Health (WA) | New | Food Preparation | Natural Gas | Oven | E7 | Utility - Cost of Operation | 0 | 0 | 0 | 0 | 0 | 0 | 0 | 0 | 0 | 0 | 0 | 0 | 0 | 0 | 0 | 0 | 0 | 0 | 0 | 0 | 0 | 0 | 0 | 0 | 0 | 0 | 0
F5_Commercial_Health (WA)_New_Food Preparation_Natural Gas_Oven_E8 | F5 | Commercial | Health (WA) | New | Food Preparation | Natural Gas | Oven | E8 | Utility - Cost of Operation | 0 | 0 | 0 | 0 | 0 | 0 | 0 | 0 | 0 | 0 | 0 | 0 | 0 | 0 | 0 | 0 | 0 | 0 | 0 | 0 | 0 | 0 | 0 | 0 | 0 | 0 | 0
F5_Commercial_Health (WA)_New_Food Preparation_Natural Gas_Oven_E9 | F5 | Commercial | Health (WA) | New | Food Preparation | Natural Gas | Oven | E9 | Utility - Cost of Operation | 0 | 0 | 0 | 0 | 0 | 0 | 0 | 0 | 0 | 0 | 0 | 0 | 0 | 0 | 0 | 0 | 0 | 0 | 0 | 0 | 0 | 0 | 0 | 0 | 0 | 0 | 0
F5_Commercial_Health (WA)_New_Food Preparation_Natural Gas_Oven_E10 | F5 | Commercial | Health (WA) | New | Food Preparation | Natural Gas | Oven | E10 | Utility - Cost of Operation | 0 | 0 | 0 | 0 | 0 | 0 | 0 | 0 | 0 | 0 | 0 | 0 | 0 | 0 | 0 | 0 | 0 | 0 | 0 | 0 | 0 | 0 | 0 | 0 | 0 | 0 | 0
F6_Commercial_Health (WA)_New_Food Preparation_Natural Gas_Oven_E1 | F6 | Commercial | Health (WA) | New | Food Preparation | Natural Gas | Oven | E1 | Utility - Value of Sales | 0.10001 | 0.10167 | 0.1037 | 0.10617 | 0.1091 | 0.11298 | 0.11696 | 0.1208 | 0.12435 | 0.12775 | 0.13124 | 0.13436 | 0.13762 | 0.14063 | 0.14316 | 0.14541 | 0.14725 | 0.14898 | 0.15085 | 0.15255 | 0.15426 | 0.15698 | 0.15973 | 0.16257 | 0.16545 | 0.16839 | 0.17139
F6_Commercial_Health (WA)_New_Food Preparation_Natural Gas_Oven_E2 | F6 | Commercial | Health (WA) | New | Food Preparation | Natural Gas | Oven | E2 | Utility - Value of Sales | 0.071017 | 0.072199 | 0.07364 | 0.07539 | 0.077473 | 0.080227 | 0.083051 | 0.085783 | 0.088298 | 0.090713 | 0.093194 | 0.09541 | 0.097722 | 0.099858 | 0.10166 | 0.10325 | 0.10456 | 0.10579 | 0.10711 | 0.10833 | 0.10954 | 0.11147 | 0.11342 | 0.11544 | 0.11749 | 0.11958 | 0.1217
F6_Commercial_Health (WA)_New_Food Preparation_Natural Gas_Oven_E3 | F6 | Commercial | Health (WA) | New | Food Preparation | Natural Gas | Oven | E3 | Utility - Value of Sales | 0 | 0 | 0 | 0 | 0 | 0 | 0 | 0 | 0 | 0 | 0 | 0 | 0 | 0 | 0 | 0 | 0 | 0 | 0 | 0 | 0 | 0 | 0 | 0 | 0 | 0 | 0
F6_Commercial_Health (WA)_New_Food Preparation_Natural Gas_Oven_E4 | F6 | Commercial | Health (WA) | New | Food Preparation | Natural Gas | Oven | E4 | Utility - Value of Sales | 0 | 0 | 0 | 0 | 0 | 0 | 0 | 0 | 0 | 0 | 0 | 0 | 0 | 0 | 0 | 0 | 0 | 0 | 0 | 0 | 0 | 0 | 0 | 0 | 0 | 0 | 0
F6_Commercial_Health (WA)_New_Food Preparation_Natural Gas_Oven_E5 | F6 | Commercial | Health (WA) | New | Food Preparation | Natural Gas | Oven | E5 | Utility - Value of Sales | 0 | 0 | 0 | 0 | 0 | 0 | 0 | 0 | 0 | 0 | 0 | 0 | 0 | 0 | 0 | 0 | 0 | 0 | 0 | 0 | 0 | 0 | 0 | 0 | 0 | 0 | 0
F6_Commercial_Health (WA)_New_Food Preparation_Natural Gas_Oven_E6 | F6 | Commercial | Health (WA) | New | Food Preparation | Natural Gas | Oven | E6 | Utility - Value of Sales | 0 | 0 | 0 | 0 | 0 | 0 | 0 | 0 | 0 | 0 | 0 | 0 | 0 | 0 | 0 | 0 | 0 | 0 | 0 | 0 | 0 | 0 | 0 | 0 | 0 | 0 | 0
F6_Commercial_Health (WA)_New_Food Preparation_Natural Gas_Oven_E7 | F6 | Commercial | Health (WA) | New | Food Preparation | Natural Gas | Oven | E7 | Utility - Value of Sales | 0 | 0 | 0 | 0 | 0 | 0 | 0 | 0 | 0 | 0 | 0 | 0 | 0 | 0 | 0 | 0 | 0 | 0 | 0 | 0 | 0 | 0 | 0 | 0 | 0 | 0 | 0
F6_Commercial_Health (WA)_New_Food Preparation_Natural Gas_Oven_E8 | F6 | Commercial | Health (WA) | New | Food Preparation | Natural Gas | Oven | E8 | Utility - Value of Sales | 0 | 0 | 0 | 0 | 0 | 0 | 0 | 0 | 0 | 0 | 0 | 0 | 0 | 0 | 0 | 0 | 0 | 0 | 0 | 0 | 0 | 0 | 0 | 0 | 0 | 0 | 0
F6_Commercial_Health (WA)_New_Food Preparation_Natural Gas_Oven_E9 | F6 | Commercial | Health (WA) | New | Food Preparation | Natural Gas | Oven | E9 | Utility - Value of Sales | 0 | 0 | 0 | 0 | 0 | 0 | 0 | 0 | 0 | 0 | 0 | 0 | 0 | 0 | 0 | 0 | 0 | 0 | 0 | 0 | 0 | 0 | 0 | 0 | 0 | 0 | 0
F6_Commercial_Health (WA)_New_Food Preparation_Natural Gas_Oven_E10 | F6 | Commercial | Health (WA) | New | Food Preparation | Natural Gas | Oven | E10 | Utility - Value of Sales | 0 | 0 | 0 | 0 | 0 | 0 | 0 | 0 | 0 | 0 | 0 | 0 | 0 | 0 | 0 | 0 | 0 | 0 | 0 | 0 | 0 | 0 | 0 | 0 | 0 | 0 | 0
F1_Commercial_Health (WA)_New_Food Preparation_Natural Gas_Conveyor Oven_E1 | F1 | Commercial | Health (WA) | New | Food Preparation | Natural Gas | Conveyor Oven | E1 | RVT - Cost of Equipment | 0.00019458 | 0.00019458 | 0.00019458 | 0.00019458 | 0.00019458 | 0.00019458 | 0.00019458 | 0.00019458 | 0.00019458 | 0.00019458 | 0.00019458 | 0.00019458 | 0.00019458 | 0.00019458 | 0.00019458 | 0.00019458 | 0.00019458 | 0.00019458 | 0.00019458 | 0.00019458 | 0.00019458 | 0.00019458 | 0.00019458 | 0.00019458 | 0.00019458 | 0.00019458 | 0.00019458
F1_Commercial_Health (WA)_New_Food Preparation_Natural Gas_Conveyor Oven_E2 | F1 | Commercial | Health (WA) | New | Food Preparation | Natural Gas | Conveyor Oven | E2 | RVT - Cost of Equipment | 0.00041223 | 0.00041223 | 0.00041223 | 0.00041223 | 0.00041223 | 0.00041223 | 0.00041223 | 0.00041223 | 0.00041223 | 0.00041223 | 0.00041223 | 0.00041223 | 0.00041223 | 0.00041223 | 0.00041223 | 0.00041223 | 0.00041223 | 0.00041223 | 0.00041223 | 0.00041223 | 0.00041223 | 0.00041223 | 0.00041223 | 0.00041223 | 0.00041223 | 0.00041223 | 0.00041223
F1_Commercial_Health (WA)_New_Food Preparation_Natural Gas_Conveyor Oven_E3 | F1 | Commercial | Health (WA) | New | Food Preparation | Natural Gas | Conveyor Oven | E3 | RVT - Cost of Equipment | 0 | 0 | 0 | 0 | 0 | 0 | 0 | 0 | 0 | 0 | 0 | 0 | 0 | 0 | 0 | 0 | 0 | 0 | 0 | 0 | 0 | 0 | 0 | 0 | 0 | 0 | 0
F1_Commercial_Health (WA)_New_Food Preparation_Natural Gas_Conveyor Oven_E4 | F1 | Commercial | Health (WA) | New | Food Preparation | Natural Gas | Conveyor Oven | E4 | RVT - Cost of Equipment | 0 | 0 | 0 | 0 | 0 | 0 | 0 | 0 | 0 | 0 | 0 | 0 | 0 | 0 | 0 | 0 | 0 | 0 | 0 | 0 | 0 | 0 | 0 | 0 | 0 | 0 | 0
F1_Commercial_Health (WA)_New_Food Preparation_Natural Gas_Conveyor Oven_E5 | F1 | Commercial | Health (WA) | New | Food Preparation | Natural Gas | Conveyor Oven | E5 | RVT - Cost of Equipment | 0 | 0 | 0 | 0 | 0 | 0 | 0 | 0 | 0 | 0 | 0 | 0 | 0 | 0 | 0 | 0 | 0 | 0 | 0 | 0 | 0 | 0 | 0 | 0 | 0 | 0 | 0
F1_Commercial_Health (WA)_New_Food Preparation_Natural Gas_Conveyor Oven_E6 | F1 | Commercial | Health (WA) | New | Food Preparation | Natural Gas | Conveyor Oven | E6 | RVT - Cost of Equipment | 0 | 0 | 0 | 0 | 0 | 0 | 0 | 0 | 0 | 0 | 0 | 0 | 0 | 0 | 0 | 0 | 0 | 0 | 0 | 0 | 0 | 0 | 0 | 0 | 0 | 0 | 0
F1_Commercial_Health (WA)_New_Food Preparation_Natural Gas_Conveyor Oven_E7 | F1 | Commercial | Health (WA) | New | Food Preparation | Natural Gas | Conveyor Oven | E7 | RVT - Cost of Equipment | 0 | 0 | 0 | 0 | 0 | 0 | 0 | 0 | 0 | 0 | 0 | 0 | 0 | 0 | 0 | 0 | 0 | 0 | 0 | 0 | 0 | 0 | 0 | 0 | 0 | 0 | 0
F1_Commercial_Health (WA)_New_Food Preparation_Natural Gas_Conveyor Oven_E8 | F1 | Commercial | Health (WA) | New | Food Preparation | Natural Gas | Conveyor Oven | E8 | RVT - Cost of Equipment | 0 | 0 | 0 | 0 | 0 | 0 | 0 | 0 | 0 | 0 | 0 | 0 | 0 | 0 | 0 | 0 | 0 | 0 | 0 | 0 | 0 | 0 | 0 | 0 | 0 | 0 | 0
F1_Commercial_Health (WA)_New_Food Preparation_Natural Gas_Conveyor Oven_E9 | F1 | Commercial | Health (WA) | New | Food Preparation | Natural Gas | Conveyor Oven | E9 | RVT - Cost of Equipment | 0 | 0 | 0 | 0 | 0 | 0 | 0 | 0 | 0 | 0 | 0 | 0 | 0 | 0 | 0 | 0 | 0 | 0 | 0 | 0 | 0 | 0 | 0 | 0 | 0 | 0 | 0
F1_Commercial_Health (WA)_New_Food Preparation_Natural Gas_Conveyor Oven_E10 | F1 | Commercial | Health (WA) | New | Food Preparation | Natural Gas | Conveyor Oven | E10 | RVT - Cost of Equipment | 0 | 0 | 0 | 0 | 0 | 0 | 0 | 0 | 0 | 0 | 0 | 0 | 0 | 0 | 0 | 0 | 0 | 0 | 0 | 0 | 0 | 0 | 0 | 0 | 0 | 0 | 0
F2_Commercial_Health (WA)_New_Food Preparation_Natural Gas_Conveyor Oven_E1 | F2 | Commercial | Health (WA) | New | Food Preparation | Natural Gas | Conveyor Oven | E1 | RVT - Cost of Operation | 0.17399 | 0.17771 | 0.18175 | 0.18613 | 0.19089 | 0.19648 | 0.20196 | 0.20718 | 0.21195 | 0.21665 | 0.22157 | 0.22615 | 0.23103 | 0.23578 | 0.24 | 0.24392 | 0.2474 | 0.25077 | 0.25432 | 0.25771 | 0.26113 | 0.26574 | 0.27041 | 0.27522 | 0.28011 | 0.28508 | 0.29015
F2_Commercial_Health (WA)_New_Food Preparation_Natural Gas_Conveyor Oven_E2 | F2 | Commercial | Health (WA) | New | Food Preparation | Natural Gas | Conveyor Oven | E2 | RVT - Cost of Operation | 0.13827 | 0.14123 | 0.14444 | 0.14793 | 0.1517 | 0.15615 | 0.16051 | 0.16465 | 0.16845 | 0.17218 | 0.17609 | 0.17973 | 0.18361 | 0.18738 | 0.19074 | 0.19385 | 0.19661 | 0.1993 | 0.20212 | 0.20481 | 0.20753 | 0.2112 | 0.21491 | 0.21873 | 0.22261 | 0.22657 | 0.23059
F2_Commercial_Health (WA)_New_Food Preparation_Natural Gas_Conveyor Oven_E3 | F2 | Commercial | Health (WA) | New | Food Preparation | Natural Gas | Conveyor Oven | E3 | RVT - Cost of Operation | 0 | 0 | 0 | 0 | 0 | 0 | 0 | 0 | 0 | 0 | 0 | 0 | 0 | 0 | 0 | 0 | 0 | 0 | 0 | 0 | 0 | 0 | 0 | 0 | 0 | 0 | 0
F2_Commercial_Health (WA)_New_Food Preparation_Natural Gas_Conveyor Oven_E4 | F2 | Commercial | Health (WA) | New | Food Preparation | Natural Gas | Conveyor Oven | E4 | RVT - Cost of Operation | 0 | 0 | 0 | 0 | 0 | 0 | 0 | 0 | 0 | 0 | 0 | 0 | 0 | 0 | 0 | 0 | 0 | 0 | 0 | 0 | 0 | 0 | 0 | 0 | 0 | 0 | 0
F2_Commercial_Health (WA)_New_Food Preparation_Natural Gas_Conveyor Oven_E5 | F2 | Commercial | Health (WA) | New | Food Preparation | Natural Gas | Conveyor Oven | E5 | RVT - Cost of Operation | 0 | 0 | 0 | 0 | 0 | 0 | 0 | 0 | 0 | 0 | 0 | 0 | 0 | 0 | 0 | 0 | 0 | 0 | 0 | 0 | 0 | 0 | 0 | 0 | 0 | 0 | 0
F2_Commercial_Health (WA)_New_Food Preparation_Natural Gas_Conveyor Oven_E6 | F2 | Commercial | Health (WA) | New | Food Preparation | Natural Gas | Conveyor Oven | E6 | RVT - Cost of Operation | 0 | 0 | 0 | 0 | 0 | 0 | 0 | 0 | 0 | 0 | 0 | 0 | 0 | 0 | 0 | 0 | 0 | 0 | 0 | 0 | 0 | 0 | 0 | 0 | 0 | 0 | 0
F2_Commercial_Health (WA)_New_Food Preparation_Natural Gas_Conveyor Oven_E7 | F2 | Commercial | Health (WA) | New | Food Preparation | Natural Gas | Conveyor Oven | E7 | RVT - Cost of Operation | 0 | 0 | 0 | 0 | 0 | 0 | 0 | 0 | 0 | 0 | 0 | 0 | 0 | 0 | 0 | 0 | 0 | 0 | 0 | 0 | 0 | 0 | 0 | 0 | 0 | 0 | 0
F2_Commercial_Health (WA)_New_Food Preparation_Natural Gas_Conveyor Oven_E8 | F2 | Commercial | Health (WA) | New | Food Preparation | Natural Gas | Conveyor Oven | E8 | RVT - Cost of Operation | 0 | 0 | 0 | 0 | 0 | 0 | 0 | 0 | 0 | 0 | 0 | 0 | 0 | 0 | 0 | 0 | 0 | 0 | 0 | 0 | 0 | 0 | 0 | 0 | 0 | 0 | 0
F2_Commercial_Health (WA)_New_Food Preparation_Natural Gas_Conveyor Oven_E9 | F2 | Commercial | Health (WA) | New | Food Preparation | Natural Gas | Conveyor Oven | E9 | RVT - Cost of Operation | 0 | 0 | 0 | 0 | 0 | 0 | 0 | 0 | 0 | 0 | 0 | 0 | 0 | 0 | 0 | 0 | 0 | 0 | 0 | 0 | 0 | 0 | 0 | 0 | 0 | 0 | 0
F2_Commercial_Health (WA)_New_Food Preparation_Natural Gas_Conveyor Oven_E10 | F2 | Commercial | Health (WA) | New | Food Preparation | Natural Gas | Conveyor Oven | E10 | RVT - Cost of Operation | 0 | 0 | 0 | 0 | 0 | 0 | 0 | 0 | 0 | 0 | 0 | 0 | 0 | 0 | 0 | 0 | 0 | 0 | 0 | 0 | 0 | 0 | 0 | 0 | 0 | 0 | 0
F3_Commercial_Health (WA)_New_Food Preparation_Natural Gas_Conveyor Oven_E1 | F3 | Commercial | Health (WA) | New | Food Preparation | Natural Gas | Conveyor Oven | E1 | System - kBTUs of Consumption | 39.1222 | 39.1222 | 39.1222 | 39.1222 | 39.1222 | 39.1222 | 39.1222 | 39.1222 | 39.1222 | 39.1222 | 39.1222 | 39.1222 | 39.1222 | 39.1222 | 39.1222 | 39.1222 | 39.1222 | 39.1222 | 39.1222 | 39.1222 | 39.1222 | 39.1222 | 39.1222 | 39.1222 | 39.1222 | 39.1222 | 39.1222
F3_Commercial_Health (WA)_New_Food Preparation_Natural Gas_Conveyor Oven_E2 | F3 | Commercial | Health (WA) | New | Food Preparation | Natural Gas | Conveyor Oven | E2 | System - kBTUs of Consumption | 31.0918 | 31.0918 | 31.0918 | 31.0918 | 31.0918 | 31.0918 | 31.0918 | 31.0918 | 31.0918 | 31.0918 | 31.0918 | 31.0918 | 31.0918 | 31.0918 | 31.0918 | 31.0918 | 31.0918 | 31.0918 | 31.0918 | 31.0918 | 31.0918 | 31.0918 | 31.0918 | 31.0918 | 31.0918 | 31.0918 | 31.0918
F3_Commercial_Health (WA)_New_Food Preparation_Natural Gas_Conveyor Oven_E3 | F3 | Commercial | Health (WA) | New | Food Preparation | Natural Gas | Conveyor Oven | E3 | System - kBTUs of Consumption | 0 | 0 | 0 | 0 | 0 | 0 | 0 | 0 | 0 | 0 | 0 | 0 | 0 | 0 | 0 | 0 | 0 | 0 | 0 | 0 | 0 | 0 | 0 | 0 | 0 | 0 | 0
F3_Commercial_Health (WA)_New_Food Preparation_Natural Gas_Conveyor Oven_E4 | F3 | Commercial | Health (WA) | New | Food Preparation | Natural Gas | Conveyor Oven | E4 | System - kBTUs of Consumption | 0 | 0 | 0 | 0 | 0 | 0 | 0 | 0 | 0 | 0 | 0 | 0 | 0 | 0 | 0 | 0 | 0 | 0 | 0 | 0 | 0 | 0 | 0 | 0 | 0 | 0 | 0
F3_Commercial_Health (WA)_New_Food Preparation_Natural Gas_Conveyor Oven_E5 | F3 | Commercial | Health (WA) | New | Food Preparation | Natural Gas | Conveyor Oven | E5 | System - kBTUs of Consumption | 0 | 0 | 0 | 0 | 0 | 0 | 0 | 0 | 0 | 0 | 0 | 0 | 0 | 0 | 0 | 0 | 0 | 0 | 0 | 0 | 0 | 0 | 0 | 0 | 0 | 0 | 0
F3_Commercial_Health (WA)_New_Food Preparation_Natural Gas_Conveyor Oven_E6 | F3 | Commercial | Health (WA) | New | Food Preparation | Natural Gas | Conveyor Oven | E6 | System - kBTUs of Consumption | 0 | 0 | 0 | 0 | 0 | 0 | 0 | 0 | 0 | 0 | 0 | 0 | 0 | 0 | 0 | 0 | 0 | 0 | 0 | 0 | 0 | 0 | 0 | 0 | 0 | 0 | 0
F3_Commercial_Health (WA)_New_Food Preparation_Natural Gas_Conveyor Oven_E7 | F3 | Commercial | Health (WA) | New | Food Preparation | Natural Gas | Conveyor Oven | E7 | System - kBTUs of Consumption | 0 | 0 | 0 | 0 | 0 | 0 | 0 | 0 | 0 | 0 | 0 | 0 | 0 | 0 | 0 | 0 | 0 | 0 | 0 | 0 | 0 | 0 | 0 | 0 | 0 | 0 | 0
F3_Commercial_Health (WA)_New_Food Preparation_Natural Gas_Conveyor Oven_E8 | F3 | Commercial | Health (WA) | New | Food Preparation | Natural Gas | Conveyor Oven | E8 | System - kBTUs of Consumption | 0 | 0 | 0 | 0 | 0 | 0 | 0 | 0 | 0 | 0 | 0 | 0 | 0 | 0 | 0 | 0 | 0 | 0 | 0 | 0 | 0 | 0 | 0 | 0 | 0 | 0 | 0
F3_Commercial_Health (WA)_New_Food Preparation_Natural Gas_Conveyor Oven_E9 | F3 | Commercial | Health (WA) | New | Food Preparation | Natural Gas | Conveyor Oven | E9 | System - kBTUs of Consumption | 0 | 0 | 0 | 0 | 0 | 0 | 0 | 0 | 0 | 0 | 0 | 0 | 0 | 0 | 0 | 0 | 0 | 0 | 0 | 0 | 0 | 0 | 0 | 0 | 0 | 0 | 0
F3_Commercial_Health (WA)_New_Food Preparation_Natural Gas_Conveyor Oven_E10 | F3 | Commercial | Health (WA) | New | Food Preparation | Natural Gas | Conveyor Oven | E10 | System - kBTUs of Consumption | 0 | 0 | 0 | 0 | 0 | 0 | 0 | 0 | 0 | 0 | 0 | 0 | 0 | 0 | 0 | 0 | 0 | 0 | 0 | 0 | 0 | 0 | 0 | 0 | 0 | 0 | 0
F4_Commercial_Health (WA)_New_Food Preparation_Natural Gas_Conveyor Oven_E1 | F4 | Commercial | Health (WA) | New | Food Preparation | Natural Gas | Conveyor Oven | E1 | Utility - Cost of Equipment | 0.00019458 | 0.00019458 | 0.00019458 | 0.00019458 | 0.00019458 | 0.00019458 | 0.00019458 | 0.00019458 | 0.00019458 | 0.00019458 | 0.00019458 | 0.00019458 | 0.00019458 | 0.00019458 | 0.00019458 | 0.00019458 | 0.00019458 | 0.00019458 | 0.00019458 | 0.00019458 | 0.00019458 | 0.00019458 | 0.00019458 | 0.00019458 | 0.00019458 | 0.00019458 | 0.00019458
F4_Commercial_Health (WA)_New_Food Preparation_Natural Gas_Conveyor Oven_E2 | F4 | Commercial | Health (WA) | New | Food Preparation | Natural Gas | Conveyor Oven | E2 | Utility - Cost of Equipment | 0.00041223 | 0.00041223 | 0.00041223 | 0.00041223 | 0.00041223 | 0.00041223 | 0.00041223 | 0.00041223 | 0.00041223 | 0.00041223 | 0.00041223 | 0.00041223 | 0.00041223 | 0.00041223 | 0.00041223 | 0.00041223 | 0.00041223 | 0.00041223 | 0.00041223 | 0.00041223 | 0.00041223 | 0.00041223 | 0.00041223 | 0.00041223 | 0.00041223 | 0.00041223 | 0.00041223
F4_Commercial_Health (WA)_New_Food Preparation_Natural Gas_Conveyor Oven_E3 | F4 | Commercial | Health (WA) | New | Food Preparation | Natural Gas | Conveyor Oven | E3 | Utility - Cost of Equipment | 0 | 0 | 0 | 0 | 0 | 0 | 0 | 0 | 0 | 0 | 0 | 0 | 0 | 0 | 0 | 0 | 0 | 0 | 0 | 0 | 0 | 0 | 0 | 0 | 0 | 0 | 0
F4_Commercial_Health (WA)_New_Food Preparation_Natural Gas_Conveyor Oven_E4 | F4 | Commercial | Health (WA) | New | Food Preparation | Natural Gas | Conveyor Oven | E4 | Utility - Cost of Equipment | 0 | 0 | 0 | 0 | 0 | 0 | 0 | 0 | 0 | 0 | 0 | 0 | 0 | 0 | 0 | 0 | 0 | 0 | 0 | 0 | 0 | 0 | 0 | 0 | 0 | 0 | 0
F4_Commercial_Health (WA)_New_Food Preparation_Natural Gas_Conveyor Oven_E5 | F4 | Commercial | Health (WA) | New | Food Preparation | Natural Gas | Conveyor Oven | E5 | Utility - Cost of Equipment | 0 | 0 | 0 | 0 | 0 | 0 | 0 | 0 | 0 | 0 | 0 | 0 | 0 | 0 | 0 | 0 | 0 | 0 | 0 | 0 | 0 | 0 | 0 | 0 | 0 | 0 | 0
F4_Commercial_Health (WA)_New_Food Preparation_Natural Gas_Conveyor Oven_E6 | F4 | Commercial | Health (WA) | New | Food Preparation | Natural Gas | Conveyor Oven | E6 | Utility - Cost of Equipment | 0 | 0 | 0 | 0 | 0 | 0 | 0 | 0 | 0 | 0 | 0 | 0 | 0 | 0 | 0 | 0 | 0 | 0 | 0 | 0 | 0 | 0 | 0 | 0 | 0 | 0 | 0
F4_Commercial_Health (WA)_New_Food Preparation_Natural Gas_Conveyor Oven_E7 | F4 | Commercial | Health (WA) | New | Food Preparation | Natural Gas | Conveyor Oven | E7 | Utility - Cost of Equipment | 0 | 0 | 0 | 0 | 0 | 0 | 0 | 0 | 0 | 0 | 0 | 0 | 0 | 0 | 0 | 0 | 0 | 0 | 0 | 0 | 0 | 0 | 0 | 0 | 0 | 0 | 0
F4_Commercial_Health (WA)_New_Food Preparation_Natural Gas_Conveyor Oven_E8 | F4 | Commercial | Health (WA) | New | Food Preparation | Natural Gas | Conveyor Oven | E8 | Utility - Cost of Equipment | 0 | 0 | 0 | 0 | 0 | 0 | 0 | 0 | 0 | 0 | 0 | 0 | 0 | 0 | 0 | 0 | 0 | 0 | 0 | 0 | 0 | 0 | 0 | 0 | 0 | 0 | 0
F4_Commercial_Health (WA)_New_Food Preparation_Natural Gas_Conveyor Oven_E9 | F4 | Commercial | Health (WA) | New | Food Preparation | Natural Gas | Conveyor Oven | E9 | Utility - Cost of Equipment | 0 | 0 | 0 | 0 | 0 | 0 | 0 | 0 | 0 | 0 | 0 | 0 | 0 | 0 | 0 | 0 | 0 | 0 | 0 | 0 | 0 | 0 | 0 | 0 | 0 | 0 | 0
F4_Commercial_Health (WA)_New_Food Preparation_Natural Gas_Conveyor Oven_E10 | F4 | Commercial | Health (WA) | New | Food Preparation | Natural Gas | Conveyor Oven | E10 | Utility - Cost of Equipment | 0 | 0 | 0 | 0 | 0 | 0 | 0 | 0 | 0 | 0 | 0 | 0 | 0 | 0 | 0 | 0 | 0 | 0 | 0 | 0 | 0 | 0 | 0 | 0 | 0 | 0 | 0
F5_Commercial_Health (WA)_New_Food Preparation_Natural Gas_Conveyor Oven_E1 | F5 | Commercial | Health (WA) | New | Food Preparation | Natural Gas | Conveyor Oven | E1 | Utility - Cost of Operation | 0.15009 | 0.15411 | 0.15854 | 0.16339 | 0.1687 | 0.17489 | 0.18116 | 0.18736 | 0.19333 | 0.19939 | 0.20439 | 0.20914 | 0.2142 | 0.21919 | 0.22376 | 0.22811 | 0.23211 | 0.2361 | 0.2403 | 0.24445 | 0.24869 | 0.25309 | 0.25754 | 0.26211 | 0.26677 | 0.27151 | 0.27633
F5_Commercial_Health (WA)_New_Food Preparation_Natural Gas_Conveyor Oven_E2 | F5 | Commercial | Health (WA) | New | Food Preparation | Natural Gas | Conveyor Oven | E2 | Utility - Cost of Operation | 0.11928 | 0.12248 | 0.126 | 0.12985 | 0.13407 | 0.13899 | 0.14398 | 0.1489 | 0.15365 | 0.15846 | 0.16244 | 0.16621 | 0.17023 | 0.1742 | 0.17783 | 0.18129 | 0.18447 | 0.18763 | 0.19098 | 0.19427 | 0.19765 | 0.20114 | 0.20467 | 0.20831 | 0.21201 | 0.21578 | 0.21961
F5_Commercial_Health (WA)_New_Food Preparation_Natural Gas_Conveyor Oven_E3 | F5 | Commercial | Health (WA) | New | Food Preparation | Natural Gas | Conveyor Oven | E3 | Utility - Cost of Operation | 0 | 0 | 0 | 0 | 0 | 0 | 0 | 0 | 0 | 0 | 0 | 0 | 0 | 0 | 0 | 0 | 0 | 0 | 0 | 0 | 0 | 0 | 0 | 0 | 0 | 0 | 0
F5_Commercial_Health (WA)_New_Food Preparation_Natural Gas_Conveyor Oven_E4 | F5 | Commercial | Health (WA) | New | Food Preparation | Natural Gas | Conveyor Oven | E4 | Utility - Cost of Operation | 0 | 0 | 0 | 0 | 0 | 0 | 0 | 0 | 0 | 0 | 0 | 0 | 0 | 0 | 0 | 0 | 0 | 0 | 0 | 0 | 0 | 0 | 0 | 0 | 0 | 0 | 0
F5_Commercial_Health (WA)_New_Food Preparation_Natural Gas_Conveyor Oven_E5 | F5 | Commercial | Health (WA) | New | Food Preparation | Natural Gas | Conveyor Oven | E5 | Utility - Cost of Operation | 0 | 0 | 0 | 0 | 0 | 0 | 0 | 0 | 0 | 0 | 0 | 0 | 0 | 0 | 0 | 0 | 0 | 0 | 0 | 0 | 0 | 0 | 0 | 0 | 0 | 0 | 0
F5_Commercial_Health (WA)_New_Food Preparation_Natural Gas_Conveyor Oven_E6 | F5 | Commercial | Health (WA) | New | Food Preparation | Natural Gas | Conveyor Oven | E6 | Utility - Cost of Operation | 0 | 0 | 0 | 0 | 0 | 0 | 0 | 0 | 0 | 0 | 0 | 0 | 0 | 0 | 0 | 0 | 0 | 0 | 0 | 0 | 0 | 0 | 0 | 0 | 0 | 0 | 0
F5_Commercial_Health (WA)_New_Food Preparation_Natural Gas_Conveyor Oven_E7 | F5 | Commercial | Health (WA) | New | Food Preparation | Natural Gas | Conveyor Oven | E7 | Utility - Cost of Operation | 0 | 0 | 0 | 0 | 0 | 0 | 0 | 0 | 0 | 0 | 0 | 0 | 0 | 0 | 0 | 0 | 0 | 0 | 0 | 0 | 0 | 0 | 0 | 0 | 0 | 0 | 0
F5_Commercial_Health (WA)_New_Food Preparation_Natural Gas_Conveyor Oven_E8 | F5 | Commercial | Health (WA) | New | Food Preparation | Natural Gas | Conveyor Oven | E8 | Utility - Cost of Operation | 0 | 0 | 0 | 0 | 0 | 0 | 0 | 0 | 0 | 0 | 0 | 0 | 0 | 0 | 0 | 0 | 0 | 0 | 0 | 0 | 0 | 0 | 0 | 0 | 0 | 0 | 0
F5_Commercial_Health (WA)_New_Food Preparation_Natural Gas_Conveyor Oven_E9 | F5 | Commercial | Health (WA) | New | Food Preparation | Natural Gas | Conveyor Oven | E9 | Utility - Cost of Operation | 0 | 0 | 0 | 0 | 0 | 0 | 0 | 0 | 0 | 0 | 0 | 0 | 0 | 0 | 0 | 0 | 0 | 0 | 0 | 0 | 0 | 0 | 0 | 0 | 0 | 0 | 0
F5_Commercial_Health (WA)_New_Food Preparation_Natural Gas_Conveyor Oven_E10 | F5 | Commercial | Health (WA) | New | Food Preparation | Natural Gas | Conveyor Oven | E10 | Utility - Cost of Operation | 0 | 0 | 0 | 0 | 0 | 0 | 0 | 0 | 0 | 0 | 0 | 0 | 0 | 0 | 0 | 0 | 0 | 0 | 0 | 0 | 0 | 0 | 0 | 0 | 0 | 0 | 0
F6_Commercial_Health (WA)_New_Food Preparation_Natural Gas_Conveyor Oven_E1 | F6 | Commercial | Health (WA) | New | Food Preparation | Natural Gas | Conveyor Oven | E1 | Utility - Value of Sales | 0.17399 | 0.17771 | 0.18175 | 0.18613 | 0.19089 | 0.19648 | 0.20196 | 0.20718 | 0.21195 | 0.21665 | 0.22157 | 0.22615 | 0.23103 | 0.23578 | 0.24 | 0.24392 | 0.2474 | 0.25077 | 0.25432 | 0.25771 | 0.26113 | 0.26574 | 0.27041 | 0.27522 | 0.28011 | 0.28508 | 0.29015
F6_Commercial_Health (WA)_New_Food Preparation_Natural Gas_Conveyor Oven_E2 | F6 | Commercial | Health (WA) | New | Food Preparation | Natural Gas | Conveyor Oven | E2 | Utility - Value of Sales | 0.13827 | 0.14123 | 0.14444 | 0.14793 | 0.1517 | 0.15615 | 0.16051 | 0.16465 | 0.16845 | 0.17218 | 0.17609 | 0.17973 | 0.18361 | 0.18738 | 0.19074 | 0.19385 | 0.19661 | 0.1993 | 0.20212 | 0.20481 | 0.20753 | 0.2112 | 0.21491 | 0.21873 | 0.22261 | 0.22657 | 0.23059
F6_Commercial_Health (WA)_New_Food Preparation_Natural Gas_Conveyor Oven_E3 | F6 | Commercial | Health (WA) | New | Food Preparation | Natural Gas | Conveyor Oven | E3 | Utility - Value of Sales | 0 | 0 | 0 | 0 | 0 | 0 | 0 | 0 | 0 | 0 | 0 | 0 | 0 | 0 | 0 | 0 | 0 | 0 | 0 | 0 | 0 | 0 | 0 | 0 | 0 | 0 | 0
F6_Commercial_Health (WA)_New_Food Preparation_Natural Gas_Conveyor Oven_E4 | F6 | Commercial | Health (WA) | New | Food Preparation | Natural Gas | Conveyor Oven | E4 | Utility - Value of Sales | 0 | 0 | 0 | 0 | 0 | 0 | 0 | 0 | 0 | 0 | 0 | 0 | 0 | 0 | 0 | 0 | 0 | 0 | 0 | 0 | 0 | 0 | 0 | 0 | 0 | 0 | 0
F6_Commercial_Health (WA)_New_Food Preparation_Natural Gas_Conveyor Oven_E5 | F6 | Commercial | Health (WA) | New | Food Preparation | Natural Gas | Conveyor Oven | E5 | Utility - Value of Sales | 0 | 0 | 0 | 0 | 0 | 0 | 0 | 0 | 0 | 0 | 0 | 0 | 0 | 0 | 0 | 0 | 0 | 0 | 0 | 0 | 0 | 0 | 0 | 0 | 0 | 0 | 0
F6_Commercial_Health (WA)_New_Food Preparation_Natural Gas_Conveyor Oven_E6 | F6 | Commercial | Health (WA) | New | Food Preparation | Natural Gas | Conveyor Oven | E6 | Utility - Value of Sales | 0 | 0 | 0 | 0 | 0 | 0 | 0 | 0 | 0 | 0 | 0 | 0 | 0 | 0 | 0 | 0 | 0 | 0 | 0 | 0 | 0 | 0 | 0 | 0 | 0 | 0 | 0
F6_Commercial_Health (WA)_New_Food Preparation_Natural Gas_Conveyor Oven_E7 | F6 | Commercial | Health (WA) | New | Food Preparation | Natural Gas | Conveyor Oven | E7 | Utility - Value of Sales | 0 | 0 | 0 | 0 | 0 | 0 | 0 | 0 | 0 | 0 | 0 | 0 | 0 | 0 | 0 | 0 | 0 | 0 | 0 | 0 | 0 | 0 | 0 | 0 | 0 | 0 | 0
F6_Commercial_Health (WA)_New_Food Preparation_Natural Gas_Conveyor Oven_E8 | F6 | Commercial | Health (WA) | New | Food Preparation | Natural Gas | Conveyor Oven | E8 | Utility - Value of Sales | 0 | 0 | 0 | 0 | 0 | 0 | 0 | 0 | 0 | 0 | 0 | 0 | 0 | 0 | 0 | 0 | 0 | 0 | 0 | 0 | 0 | 0 | 0 | 0 | 0 | 0 | 0
F6_Commercial_Health (WA)_New_Food Preparation_Natural Gas_Conveyor Oven_E9 | F6 | Commercial | Health (WA) | New | Food Preparation | Natural Gas | Conveyor Oven | E9 | Utility - Value of Sales | 0 | 0 | 0 | 0 | 0 | 0 | 0 | 0 | 0 | 0 | 0 | 0 | 0 | 0 | 0 | 0 | 0 | 0 | 0 | 0 | 0 | 0 | 0 | 0 | 0 | 0 | 0
F6_Commercial_Health (WA)_New_Food Preparation_Natural Gas_Conveyor Oven_E10 | F6 | Commercial | Health (WA) | New | Food Preparation | Natural Gas | Conveyor Oven | E10 | Utility - Value of Sales | 0 | 0 | 0 | 0 | 0 | 0 | 0 | 0 | 0 | 0 | 0 | 0 | 0 | 0 | 0 | 0 | 0 | 0 | 0 | 0 | 0 | 0 | 0 | 0 | 0 | 0 | 0
F1_Commercial_Health (WA)_New_Food Preparation_Natural Gas_Double Rack Oven_E1 | F1 | Commercial | Health (WA) | New | Food Preparation | Natural Gas | Double Rack Oven | E1 | RVT - Cost of Equipment | 0.00041237 | 0.00041237 | 0.00041237 | 0.00041237 | 0.00041237 | 0.00041237 | 0.00041237 | 0.00041237 | 0.00041237 | 0.00041237 | 0.00041237 | 0.00041237 | 0.00041237 | 0.00041237 | 0.00041237 | 0.00041237 | 0.00041237 | 0.00041237 | 0.00041237 | 0.00041237 | 0.00041237 | 0.00041237 | 0.00041237 | 0.00041237 | 0.00041237 | 0.00041237 | 0.00041237
F1_Commercial_Health (WA)_New_Food Preparation_Natural Gas_Double Rack Oven_E2 | F1 | Commercial | Health (WA) | New | Food Preparation | Natural Gas | Double Rack Oven | E2 | RVT - Cost of Equipment | 0.0018708 | 0.0018708 | 0.0018708 | 0.0018708 | 0.0018708 | 0.0018708 | 0.0018708 | 0.0018708 | 0.0018708 | 0.0018708 | 0.0018708 | 0.0018708 | 0.0018708 | 0.0018708 | 0.0018708 | 0.0018708 | 0.0018708 | 0.0018708 | 0.0018708 | 0.0018708 | 0.0018708 | 0.0018708 | 0.0018708 | 0.0018708 | 0.0018708 | 0.0018708 | 0.0018708
F1_Commercial_Health (WA)_New_Food Preparation_Natural Gas_Double Rack Oven_E3 | F1 | Commercial | Health (WA) | New | Food Preparation | Natural Gas | Double Rack Oven | E3 | RVT - Cost of Equipment | 0 | 0 | 0 | 0 | 0 | 0 | 0 | 0 | 0 | 0 | 0 | 0 | 0 | 0 | 0 | 0 | 0 | 0 | 0 | 0 | 0 | 0 | 0 | 0 | 0 | 0 | 0
F1_Commercial_Health (WA)_New_Food Preparation_Natural Gas_Double Rack Oven_E4 | F1 | Commercial | Health (WA) | New | Food Preparation | Natural Gas | Double Rack Oven | E4 | RVT - Cost of Equipment | 0 | 0 | 0 | 0 | 0 | 0 | 0 | 0 | 0 | 0 | 0 | 0 | 0 | 0 | 0 | 0 | 0 | 0 | 0 | 0 | 0 | 0 | 0 | 0 | 0 | 0 | 0
F1_Commercial_Health (WA)_New_Food Preparation_Natural Gas_Double Rack Oven_E5 | F1 | Commercial | Health (WA) | New | Food Preparation | Natural Gas | Double Rack Oven | E5 | RVT - Cost of Equipment | 0 | 0 | 0 | 0 | 0 | 0 | 0 | 0 | 0 | 0 | 0 | 0 | 0 | 0 | 0 | 0 | 0 | 0 | 0 | 0 | 0 | 0 | 0 | 0 | 0 | 0 | 0
F1_Commercial_Health (WA)_New_Food Preparation_Natural Gas_Double Rack Oven_E6 | F1 | Commercial | Health (WA) | New | Food Preparation | Natural Gas | Double Rack Oven | E6 | RVT - Cost of Equipment | 0 | 0 | 0 | 0 | 0 | 0 | 0 | 0 | 0 | 0 | 0 | 0 | 0 | 0 | 0 | 0 | 0 | 0 | 0 | 0 | 0 | 0 | 0 | 0 | 0 | 0 | 0
F1_Commercial_Health (WA)_New_Food Preparation_Natural Gas_Double Rack Oven_E7 | F1 | Commercial | Health (WA) | New | Food Preparation | Natural Gas | Double Rack Oven | E7 | RVT - Cost of Equipment | 0 | 0 | 0 | 0 | 0 | 0 | 0 | 0 | 0 | 0 | 0 | 0 | 0 | 0 | 0 | 0 | 0 | 0 | 0 | 0 | 0 | 0 | 0 | 0 | 0 | 0 | 0
F1_Commercial_Health (WA)_New_Food Preparation_Natural Gas_Double Rack Oven_E8 | F1 | Commercial | Health (WA) | New | Food Preparation | Natural Gas | Double Rack Oven | E8 | RVT - Cost of Equipment | 0 | 0 | 0 | 0 | 0 | 0 | 0 | 0 | 0 | 0 | 0 | 0 | 0 | 0 | 0 | 0 | 0 | 0 | 0 | 0 | 0 | 0 | 0 | 0 | 0 | 0 | 0
F1_Commercial_Health (WA)_New_Food Preparation_Natural Gas_Double Rack Oven_E9 | F1 | Commercial | Health (WA) | New | Food Preparation | Natural Gas | Double Rack Oven | E9 | RVT - Cost of Equipment | 0 | 0 | 0 | 0 | 0 | 0 | 0 | 0 | 0 | 0 | 0 | 0 | 0 | 0 | 0 | 0 | 0 | 0 | 0 | 0 | 0 | 0 | 0 | 0 | 0 | 0 | 0
F1_Commercial_Health (WA)_New_Food Preparation_Natural Gas_Double Rack Oven_E10 | F1 | Commercial | Health (WA) | New | Food Preparation | Natural Gas | Double Rack Oven | E10 | RVT - Cost of Equipment | 0 | 0 | 0 | 0 | 0 | 0 | 0 | 0 | 0 | 0 | 0 | 0 | 0 | 0 | 0 | 0 | 0 | 0 | 0 | 0 | 0 | 0 | 0 | 0 | 0 | 0 | 0
F2_Commercial_Health (WA)_New_Food Preparation_Natural Gas_Double Rack Oven_E1 | F2 | Commercial | Health (WA) | New | Food Preparation | Natural Gas | Double Rack Oven | E1 | RVT - Cost of Operation | 0.28234 | 0.28767 | 0.29393 | 0.30123 | 0.30959 | 0.32003 | 0.33049 | 0.34043 | 0.34942 | 0.35814 | 0.36717 | 0.37538 | 0.38405 | 0.39225 | 0.3993 | 0.40566 | 0.41105 | 0.41619 | 0.42165 | 0.42676 | 0.43188 | 0.4395 | 0.44721 | 0.45515 | 0.46324 | 0.47147 | 0.47984
F2_Commercial_Health (WA)_New_Food Preparation_Natural Gas_Double Rack Oven_E2 | F2 | Commercial | Health (WA) | New | Food Preparation | Natural Gas | Double Rack Oven | E2 | RVT - Cost of Operation | 0.17492 | 0.17822 | 0.1821 | 0.18662 | 0.1918 | 0.19827 | 0.20475 | 0.21091 | 0.21648 | 0.22188 | 0.22748 | 0.23256 | 0.23793 | 0.24301 | 0.24738 | 0.25132 | 0.25466 | 0.25784 | 0.26123 | 0.26439 | 0.26757 | 0.27229 | 0.27706 | 0.28198 | 0.28699 | 0.29209 | 0.29728
F2_Commercial_Health (WA)_New_Food Preparation_Natural Gas_Double Rack Oven_E3 | F2 | Commercial | Health (WA) | New | Food Preparation | Natural Gas | Double Rack Oven | E3 | RVT - Cost of Operation | 0 | 0 | 0 | 0 | 0 | 0 | 0 | 0 | 0 | 0 | 0 | 0 | 0 | 0 | 0 | 0 | 0 | 0 | 0 | 0 | 0 | 0 | 0 | 0 | 0 | 0 | 0
F2_Commercial_Health (WA)_New_Food Preparation_Natural Gas_Double Rack Oven_E4 | F2 | Commercial | Health (WA) | New | Food Preparation | Natural Gas | Double Rack Oven | E4 | RVT - Cost of Operation | 0 | 0 | 0 | 0 | 0 | 0 | 0 | 0 | 0 | 0 | 0 | 0 | 0 | 0 | 0 | 0 | 0 | 0 | 0 | 0 | 0 | 0 | 0 | 0 | 0 | 0 | 0
F2_Commercial_Health (WA)_New_Food Preparation_Natural Gas_Double Rack Oven_E5 | F2 | Commercial | Health (WA) | New | Food Preparation | Natural Gas | Double Rack Oven | E5 | RVT - Cost of Operation | 0 | 0 | 0 | 0 | 0 | 0 | 0 | 0 | 0 | 0 | 0 | 0 | 0 | 0 | 0 | 0 | 0 | 0 | 0 | 0 | 0 | 0 | 0 | 0 | 0 | 0 | 0
F2_Commercial_Health (WA)_New_Food Preparation_Natural Gas_Double Rack Oven_E6 | F2 | Commercial | Health (WA) | New | Food Preparation | Natural Gas | Double Rack Oven | E6 | RVT - Cost of Operation | 0 | 0 | 0 | 0 | 0 | 0 | 0 | 0 | 0 | 0 | 0 | 0 | 0 | 0 | 0 | 0 | 0 | 0 | 0 | 0 | 0 | 0 | 0 | 0 | 0 | 0 | 0
F2_Commercial_Health (WA)_New_Food Preparation_Natural Gas_Double Rack Oven_E7 | F2 | Commercial | Health (WA) | New | Food Preparation | Natural Gas | Double Rack Oven | E7 | RVT - Cost of Operation | 0 | 0 | 0 | 0 | 0 | 0 | 0 | 0 | 0 | 0 | 0 | 0 | 0 | 0 | 0 | 0 | 0 | 0 | 0 | 0 | 0 | 0 | 0 | 0 | 0 | 0 | 0
F2_Commercial_Health (WA)_New_Food Preparation_Natural Gas_Double Rack Oven_E8 | F2 | Commercial | Health (WA) | New | Food Preparation | Natural Gas | Double Rack Oven | E8 | RVT - Cost of Operation | 0 | 0 | 0 | 0 | 0 | 0 | 0 | 0 | 0 | 0 | 0 | 0 | 0 | 0 | 0 | 0 | 0 | 0 | 0 | 0 | 0 | 0 | 0 | 0 | 0 | 0 | 0
F2_Commercial_Health (WA)_New_Food Preparation_Natural Gas_Double Rack Oven_E9 | F2 | Commercial | Health (WA) | New | Food Preparation | Natural Gas | Double Rack Oven | E9 | RVT - Cost of Operation | 0 | 0 | 0 | 0 | 0 | 0 | 0 | 0 | 0 | 0 | 0 | 0 | 0 | 0 | 0 | 0 | 0 | 0 | 0 | 0 | 0 | 0 | 0 | 0 | 0 | 0 | 0
F2_Commercial_Health (WA)_New_Food Preparation_Natural Gas_Double Rack Oven_E10 | F2 | Commercial | Health (WA) | New | Food Preparation | Natural Gas | Double Rack Oven | E10 | RVT - Cost of Operation | 0 | 0 | 0 | 0 | 0 | 0 | 0 | 0 | 0 | 0 | 0 | 0 | 0 | 0 | 0 | 0 | 0 | 0 | 0 | 0 | 0 | 0 | 0 | 0 | 0 | 0 | 0
F3_Commercial_Health (WA)_New_Food Preparation_Natural Gas_Double Rack Oven_E1 | F3 | Commercial | Health (WA) | New | Food Preparation | Natural Gas | Double Rack Oven | E1 | System - kBTUs of Consumption | 67.3554 | 67.3554 | 67.3554 | 67.3554 | 67.3554 | 67.3554 | 67.3554 | 67.3554 | 67.3554 | 67.3554 | 67.3554 | 67.3554 | 67.3554 | 67.3554 | 67.3554 | 67.3554 | 67.3554 | 67.3554 | 67.3554 | 67.3554 | 67.3554 | 67.3554 | 67.3554 | 67.3554 | 67.3554 | 67.3554 | 67.3554
F3_Commercial_Health (WA)_New_Food Preparation_Natural Gas_Double Rack Oven_E2 | F3 | Commercial | Health (WA) | New | Food Preparation | Natural Gas | Double Rack Oven | E2 | System - kBTUs of Consumption | 41.7293 | 41.7293 | 41.7293 | 41.7293 | 41.7293 | 41.7293 | 41.7293 | 41.7293 | 41.7293 | 41.7293 | 41.7293 | 41.7293 | 41.7293 | 41.7293 | 41.7293 | 41.7293 | 41.7293 | 41.7293 | 41.7293 | 41.7293 | 41.7293 | 41.7293 | 41.7293 | 41.7293 | 41.7293 | 41.7293 | 41.7293
F3_Commercial_Health (WA)_New_Food Preparation_Natural Gas_Double Rack Oven_E3 | F3 | Commercial | Health (WA) | New | Food Preparation | Natural Gas | Double Rack Oven | E3 | System - kBTUs of Consumption | 0 | 0 | 0 | 0 | 0 | 0 | 0 | 0 | 0 | 0 | 0 | 0 | 0 | 0 | 0 | 0 | 0 | 0 | 0 | 0 | 0 | 0 | 0 | 0 | 0 | 0 | 0
F3_Commercial_Health (WA)_New_Food Preparation_Natural Gas_Double Rack Oven_E4 | F3 | Commercial | Health (WA) | New | Food Preparation | Natural Gas | Double Rack Oven | E4 | System - kBTUs of Consumption | 0 | 0 | 0 | 0 | 0 | 0 | 0 | 0 | 0 | 0 | 0 | 0 | 0 | 0 | 0 | 0 | 0 | 0 | 0 | 0 | 0 | 0 | 0 | 0 | 0 | 0 | 0
F3_Commercial_Health (WA)_New_Food Preparation_Natural Gas_Double Rack Oven_E5 | F3 | Commercial | Health (WA) | New | Food Preparation | Natural Gas | Double Rack Oven | E5 | System - kBTUs of Consumption | 0 | 0 | 0 | 0 | 0 | 0 | 0 | 0 | 0 | 0 | 0 | 0 | 0 | 0 | 0 | 0 | 0 | 0 | 0 | 0 | 0 | 0 | 0 | 0 | 0 | 0 | 0
F3_Commercial_Health (WA)_New_Food Preparation_Natural Gas_Double Rack Oven_E6 | F3 | Commercial | Health (WA) | New | Food Preparation | Natural Gas | Double Rack Oven | E6 | System - kBTUs of Consumption | 0 | 0 | 0 | 0 | 0 | 0 | 0 | 0 | 0 | 0 | 0 | 0 | 0 | 0 | 0 | 0 | 0 | 0 | 0 | 0 | 0 | 0 | 0 | 0 | 0 | 0 | 0
F3_Commercial_Health (WA)_New_Food Preparation_Natural Gas_Double Rack Oven_E7 | F3 | Commercial | Health (WA) | New | Food Preparation | Natural Gas | Double Rack Oven | E7 | System - kBTUs of Consumption | 0 | 0 | 0 | 0 | 0 | 0 | 0 | 0 | 0 | 0 | 0 | 0 | 0 | 0 | 0 | 0 | 0 | 0 | 0 | 0 | 0 | 0 | 0 | 0 | 0 | 0 | 0
F3_Commercial_Health (WA)_New_Food Preparation_Natural Gas_Double Rack Oven_E8 | F3 | Commercial | Health (WA) | New | Food Preparation | Natural Gas | Double Rack Oven | E8 | System - kBTUs of Consumption | 0 | 0 | 0 | 0 | 0 | 0 | 0 | 0 | 0 | 0 | 0 | 0 | 0 | 0 | 0 | 0 | 0 | 0 | 0 | 0 | 0 | 0 | 0 | 0 | 0 | 0 | 0
F3_Commercial_Health (WA)_New_Food Preparation_Natural Gas_Double Rack Oven_E9 | F3 | Commercial | Health (WA) | New | Food Preparation | Natural Gas | Double Rack Oven | E9 | System - kBTUs of Consumption | 0 | 0 | 0 | 0 | 0 | 0 | 0 | 0 | 0 | 0 | 0 | 0 | 0 | 0 | 0 | 0 | 0 | 0 | 0 | 0 | 0 | 0 | 0 | 0 | 0 | 0 | 0
F3_Commercial_Health (WA)_New_Food Preparation_Natural Gas_Double Rack Oven_E10 | F3 | Commercial | Health (WA) | New | Food Preparation | Natural Gas | Double Rack Oven | E10 | System - kBTUs of Consumption | 0 | 0 | 0 | 0 | 0 | 0 | 0 | 0 | 0 | 0 | 0 | 0 | 0 | 0 | 0 | 0 | 0 | 0 | 0 | 0 | 0 | 0 | 0 | 0 | 0 | 0 | 0
F4_Commercial_Health (WA)_New_Food Preparation_Natural Gas_Double Rack Oven_E1 | F4 | Commercial | Health (WA) | New | Food Preparation | Natural Gas | Double Rack Oven | E1 | Utility - Cost of Equipment | 0.00041237 | 0.00041237 | 0.00041237 | 0.00041237 | 0.00041237 | 0.00041237 | 0.00041237 | 0.00041237 | 0.00041237 | 0.00041237 | 0.00041237 | 0.00041237 | 0.00041237 | 0.00041237 | 0.00041237 | 0.00041237 | 0.00041237 | 0.00041237 | 0.00041237 | 0.00041237 | 0.00041237 | 0.00041237 | 0.00041237 | 0.00041237 | 0.00041237 | 0.00041237 | 0.00041237
F4_Commercial_Health (WA)_New_Food Preparation_Natural Gas_Double Rack Oven_E2 | F4 | Commercial | Health (WA) | New | Food Preparation | Natural Gas | Double Rack Oven | E2 | Utility - Cost of Equipment | 0.0018708 | 0.0018708 | 0.0018708 | 0.0018708 | 0.0018708 | 0.0018708 | 0.0018708 | 0.0018708 | 0.0018708 | 0.0018708 | 0.0018708 | 0.0018708 | 0.0018708 | 0.0018708 | 0.0018708 | 0.0018708 | 0.0018708 | 0.0018708 | 0.0018708 | 0.0018708 | 0.0018708 | 0.0018708 | 0.0018708 | 0.0018708 | 0.0018708 | 0.0018708 | 0.0018708
F4_Commercial_Health (WA)_New_Food Preparation_Natural Gas_Double Rack Oven_E3 | F4 | Commercial | Health (WA) | New | Food Preparation | Natural Gas | Double Rack Oven | E3 | Utility - Cost of Equipment | 0 | 0 | 0 | 0 | 0 | 0 | 0 | 0 | 0 | 0 | 0 | 0 | 0 | 0 | 0 | 0 | 0 | 0 | 0 | 0 | 0 | 0 | 0 | 0 | 0 | 0 | 0
F4_Commercial_Health (WA)_New_Food Preparation_Natural Gas_Double Rack Oven_E4 | F4 | Commercial | Health (WA) | New | Food Preparation | Natural Gas | Double Rack Oven | E4 | Utility - Cost of Equipment | 0 | 0 | 0 | 0 | 0 | 0 | 0 | 0 | 0 | 0 | 0 | 0 | 0 | 0 | 0 | 0 | 0 | 0 | 0 | 0 | 0 | 0 | 0 | 0 | 0 | 0 | 0
F4_Commercial_Health (WA)_New_Food Preparation_Natural Gas_Double Rack Oven_E5 | F4 | Commercial | Health (WA) | New | Food Preparation | Natural Gas | Double Rack Oven | E5 | Utility - Cost of Equipment | 0 | 0 | 0 | 0 | 0 | 0 | 0 | 0 | 0 | 0 | 0 | 0 | 0 | 0 | 0 | 0 | 0 | 0 | 0 | 0 | 0 | 0 | 0 | 0 | 0 | 0 | 0
F4_Commercial_Health (WA)_New_Food Preparation_Natural Gas_Double Rack Oven_E6 | F4 | Commercial | Health (WA) | New | Food Preparation | Natural Gas | Double Rack Oven | E6 | Utility - Cost of Equipment | 0 | 0 | 0 | 0 | 0 | 0 | 0 | 0 | 0 | 0 | 0 | 0 | 0 | 0 | 0 | 0 | 0 | 0 | 0 | 0 | 0 | 0 | 0 | 0 | 0 | 0 | 0
F4_Commercial_Health (WA)_New_Food Preparation_Natural Gas_Double Rack Oven_E7 | F4 | Commercial | Health (WA) | New | Food Preparation | Natural Gas | Double Rack Oven | E7 | Utility - Cost of Equipment | 0 | 0 | 0 | 0 | 0 | 0 | 0 | 0 | 0 | 0 | 0 | 0 | 0 | 0 | 0 | 0 | 0 | 0 | 0 | 0 | 0 | 0 | 0 | 0 | 0 | 0 | 0
F4_Commercial_Health (WA)_New_Food Preparation_Natural Gas_Double Rack Oven_E8 | F4 | Commercial | Health (WA) | New | Food Preparation | Natural Gas | Double Rack Oven | E8 | Utility - Cost of Equipment | 0 | 0 | 0 | 0 | 0 | 0 | 0 | 0 | 0 | 0 | 0 | 0 | 0 | 0 | 0 | 0 | 0 | 0 | 0 | 0 | 0 | 0 | 0 | 0 | 0 | 0 | 0
F4_Commercial_Health (WA)_New_Food Preparation_Natural Gas_Double Rack Oven_E9 | F4 | Commercial | Health (WA) | New | Food Preparation | Natural Gas | Double Rack Oven | E9 | Utility - Cost of Equipment | 0 | 0 | 0 | 0 | 0 | 0 | 0 | 0 | 0 | 0 | 0 | 0 | 0 | 0 | 0 | 0 | 0 | 0 | 0 | 0 | 0 | 0 | 0 | 0 | 0 | 0 | 0
F4_Commercial_Health (WA)_New_Food Preparation_Natural Gas_Double Rack Oven_E10 | F4 | Commercial | Health (WA) | New | Food Preparation | Natural Gas | Double Rack Oven | E10 | Utility - Cost of Equipment | 0 | 0 | 0 | 0 | 0 | 0 | 0 | 0 | 0 | 0 | 0 | 0 | 0 | 0 | 0 | 0 | 0 | 0 | 0 | 0 | 0 | 0 | 0 | 0 | 0 | 0 | 0
F5_Commercial_Health (WA)_New_Food Preparation_Natural Gas_Double Rack Oven_E1 | F5 | Commercial | Health (WA) | New | Food Preparation | Natural Gas | Double Rack Oven | E1 | Utility - Cost of Operation | 0.23972 | 0.24576 | 0.25292 | 0.26112 | 0.2704 | 0.28168 | 0.2933 | 0.3048 | 0.31588 | 0.32711 | 0.33604 | 0.34441 | 0.3534 | 0.36221 | 0.37008 | 0.37745 | 0.38405 | 0.39057 | 0.39754 | 0.40434 | 0.41132 | 0.41858 | 0.42591 | 0.43348 | 0.44118 | 0.44902 | 0.45699
F5_Commercial_Health (WA)_New_Food Preparation_Natural Gas_Double Rack Oven_E2 | F5 | Commercial | Health (WA) | New | Food Preparation | Natural Gas | Double Rack Oven | E2 | Utility - Cost of Operation | 0.14851 | 0.15226 | 0.15669 | 0.16177 | 0.16752 | 0.17451 | 0.18171 | 0.18884 | 0.1957 | 0.20265 | 0.20819 | 0.21338 | 0.21895 | 0.2244 | 0.22928 | 0.23384 | 0.23794 | 0.24198 | 0.24629 | 0.2505 | 0.25483 | 0.25932 | 0.26387 | 0.26856 | 0.27333 | 0.27818 | 0.28313
F5_Commercial_Health (WA)_New_Food Preparation_Natural Gas_Double Rack Oven_E3 | F5 | Commercial | Health (WA) | New | Food Preparation | Natural Gas | Double Rack Oven | E3 | Utility - Cost of Operation | 0 | 0 | 0 | 0 | 0 | 0 | 0 | 0 | 0 | 0 | 0 | 0 | 0 | 0 | 0 | 0 | 0 | 0 | 0 | 0 | 0 | 0 | 0 | 0 | 0 | 0 | 0
F5_Commercial_Health (WA)_New_Food Preparation_Natural Gas_Double Rack Oven_E4 | F5 | Commercial | Health (WA) | New | Food Preparation | Natural Gas | Double Rack Oven | E4 | Utility - Cost of Operation | 0 | 0 | 0 | 0 | 0 | 0 | 0 | 0 | 0 | 0 | 0 | 0 | 0 | 0 | 0 | 0 | 0 | 0 | 0 | 0 | 0 | 0 | 0 | 0 | 0 | 0 | 0
F5_Commercial_Health (WA)_New_Food Preparation_Natural Gas_Double Rack Oven_E5 | F5 | Commercial | Health (WA) | New | Food Preparation | Natural Gas | Double Rack Oven | E5 | Utility - Cost of Operation | 0 | 0 | 0 | 0 | 0 | 0 | 0 | 0 | 0 | 0 | 0 | 0 | 0 | 0 | 0 | 0 | 0 | 0 | 0 | 0 | 0 | 0 | 0 | 0 | 0 | 0 | 0
F5_Commercial_Health (WA)_New_Food Preparation_Natural Gas_Double Rack Oven_E6 | F5 | Commercial | Health (WA) | New | Food Preparation | Natural Gas | Double Rack Oven | E6 | Utility - Cost of Operation | 0 | 0 | 0 | 0 | 0 | 0 | 0 | 0 | 0 | 0 | 0 | 0 | 0 | 0 | 0 | 0 | 0 | 0 | 0 | 0 | 0 | 0 | 0 | 0 | 0 | 0 | 0
F5_Commercial_Health (WA)_New_Food Preparation_Natural Gas_Double Rack Oven_E7 | F5 | Commercial | Health (WA) | New | Food Preparation | Natural Gas | Double Rack Oven | E7 | Utility - Cost of Operation | 0 | 0 | 0 | 0 | 0 | 0 | 0 | 0 | 0 | 0 | 0 | 0 | 0 | 0 | 0 | 0 | 0 | 0 | 0 | 0 | 0 | 0 | 0 | 0 | 0 | 0 | 0
F5_Commercial_Health (WA)_New_Food Preparation_Natural Gas_Double Rack Oven_E8 | F5 | Commercial | Health (WA) | New | Food Preparation | Natural Gas | Double Rack Oven | E8 | Utility - Cost of Operation | 0 | 0 | 0 | 0 | 0 | 0 | 0 | 0 | 0 | 0 | 0 | 0 | 0 | 0 | 0 | 0 | 0 | 0 | 0 | 0 | 0 | 0 | 0 | 0 | 0 | 0 | 0
F5_Commercial_Health (WA)_New_Food Preparation_Natural Gas_Double Rack Oven_E9 | F5 | Commercial | Health (WA) | New | Food Preparation | Natural Gas | Double Rack Oven | E9 | Utility - Cost of Operation | 0 | 0 | 0 | 0 | 0 | 0 | 0 | 0 | 0 | 0 | 0 | 0 | 0 | 0 | 0 | 0 | 0 | 0 | 0 | 0 | 0 | 0 | 0 | 0 | 0 | 0 | 0
F5_Commercial_Health (WA)_New_Food Preparation_Natural Gas_Double Rack Oven_E10 | F5 | Commercial | Health (WA) | New | Food Preparation | Natural Gas | Double Rack Oven | E10 | Utility - Cost of Operation | 0 | 0 | 0 | 0 | 0 | 0 | 0 | 0 | 0 | 0 | 0 | 0 | 0 | 0 | 0 | 0 | 0 | 0 | 0 | 0 | 0 | 0 | 0 | 0 | 0 | 0 | 0
F6_Commercial_Health (WA)_New_Food Preparation_Natural Gas_Double Rack Oven_E1 | F6 | Commercial | Health (WA) | New | Food Preparation | Natural Gas | Double Rack Oven | E1 | Utility - Value of Sales | 0.28234 | 0.28767 | 0.29393 | 0.30123 | 0.30959 | 0.32003 | 0.33049 | 0.34043 | 0.34942 | 0.35814 | 0.36717 | 0.37538 | 0.38405 | 0.39225 | 0.3993 | 0.40566 | 0.41105 | 0.41619 | 0.42165 | 0.42676 | 0.43188 | 0.4395 | 0.44721 | 0.45515 | 0.46324 | 0.47147 | 0.47984
F6_Commercial_Health (WA)_New_Food Preparation_Natural Gas_Double Rack Oven_E2 | F6 | Commercial | Health (WA) | New | Food Preparation | Natural Gas | Double Rack Oven | E2 | Utility - Value of Sales | 0.17492 | 0.17822 | 0.1821 | 0.18662 | 0.1918 | 0.19827 | 0.20475 | 0.21091 | 0.21648 | 0.22188 | 0.22748 | 0.23256 | 0.23793 | 0.24301 | 0.24738 | 0.25132 | 0.25466 | 0.25784 | 0.26123 | 0.26439 | 0.26757 | 0.27229 | 0.27706 | 0.28198 | 0.28699 | 0.29209 | 0.29728
F6_Commercial_Health (WA)_New_Food Preparation_Natural Gas_Double Rack Oven_E3 | F6 | Commercial | Health (WA) | New | Food Preparation | Natural Gas | Double Rack Oven | E3 | Utility - Value of Sales | 0 | 0 | 0 | 0 | 0 | 0 | 0 | 0 | 0 | 0 | 0 | 0 | 0 | 0 | 0 | 0 | 0 | 0 | 0 | 0 | 0 | 0 | 0 | 0 | 0 | 0 | 0
F6_Commercial_Health (WA)_New_Food Preparation_Natural Gas_Double Rack Oven_E4 | F6 | Commercial | Health (WA) | New | Food Preparation | Natural Gas | Double Rack Oven | E4 | Utility - Value of Sales | 0 | 0 | 0 | 0 | 0 | 0 | 0 | 0 | 0 | 0 | 0 | 0 | 0 | 0 | 0 | 0 | 0 | 0 | 0 | 0 | 0 | 0 | 0 | 0 | 0 | 0 | 0
F6_Commercial_Health (WA)_New_Food Preparation_Natural Gas_Double Rack Oven_E5 | F6 | Commercial | Health (WA) | New | Food Preparation | Natural Gas | Double Rack Oven | E5 | Utility - Value of Sales | 0 | 0 | 0 | 0 | 0 | 0 | 0 | 0 | 0 | 0 | 0 | 0 | 0 | 0 | 0 | 0 | 0 | 0 | 0 | 0 | 0 | 0 | 0 | 0 | 0 | 0 | 0
F6_Commercial_Health (WA)_New_Food Preparation_Natural Gas_Double Rack Oven_E6 | F6 | Commercial | Health (WA) | New | Food Preparation | Natural Gas | Double Rack Oven | E6 | Utility - Value of Sales | 0 | 0 | 0 | 0 | 0 | 0 | 0 | 0 | 0 | 0 | 0 | 0 | 0 | 0 | 0 | 0 | 0 | 0 | 0 | 0 | 0 | 0 | 0 | 0 | 0 | 0 | 0
F6_Commercial_Health (WA)_New_Food Preparation_Natural Gas_Double Rack Oven_E7 | F6 | Commercial | Health (WA) | New | Food Preparation | Natural Gas | Double Rack Oven | E7 | Utility - Value of Sales | 0 | 0 | 0 | 0 | 0 | 0 | 0 | 0 | 0 | 0 | 0 | 0 | 0 | 0 | 0 | 0 | 0 | 0 | 0 | 0 | 0 | 0 | 0 | 0 | 0 | 0 | 0
F6_Commercial_Health (WA)_New_Food Preparation_Natural Gas_Double Rack Oven_E8 | F6 | Commercial | Health (WA) | New | Food Preparation | Natural Gas | Double Rack Oven | E8 | Utility - Value of Sales | 0 | 0 | 0 | 0 | 0 | 0 | 0 | 0 | 0 | 0 | 0 | 0 | 0 | 0 | 0 | 0 | 0 | 0 | 0 | 0 | 0 | 0 | 0 | 0 | 0 | 0 | 0
F6_Commercial_Health (WA)_New_Food Preparation_Natural Gas_Double Rack Oven_E9 | F6 | Commercial | Health (WA) | New | Food Preparation | Natural Gas | Double Rack Oven | E9 | Utility - Value of Sales | 0 | 0 | 0 | 0 | 0 | 0 | 0 | 0 | 0 | 0 | 0 | 0 | 0 | 0 | 0 | 0 | 0 | 0 | 0 | 0 | 0 | 0 | 0 | 0 | 0 | 0 | 0
F6_Commercial_Health (WA)_New_Food Preparation_Natural Gas_Double Rack Oven_E10 | F6 | Commercial | Health (WA) | New | Food Preparation | Natural Gas | Double Rack Oven | E10 | Utility - Value of Sales | 0 | 0 | 0 | 0 | 0 | 0 | 0 | 0 | 0 | 0 | 0 | 0 | 0 | 0 | 0 | 0 | 0 | 0 | 0 | 0 | 0 | 0 | 0 | 0 | 0 | 0 | 0
F1_Commercial_Health (WA)_New_Food Preparation_Natural Gas_Fryer_E1 | F1 | Commercial | Health (WA) | New | Food Preparation | Natural Gas | Fryer | E1 | RVT - Cost of Equipment | 0.014545 | 0.014545 | 0.014545 | 0.014545 | 0.014545 | 0.014545 | 0.014545 | 0.014545 | 0.014545 | 0.014545 | 0.014545 | 0.014545 | 0.014545 | 0.014545 | 0.014545 | 0.014545 | 0.014545 | 0.014545 | 0.014545 | 0.014545 | 0.014545 | 0.014545 | 0.014545 | 0.014545 | 0.014545 | 0.014545 | 0.014545
F1_Commercial_Health (WA)_New_Food Preparation_Natural Gas_Fryer_E2 | F1 | Commercial | Health (WA) | New | Food Preparation | Natural Gas | Fryer | E2 | RVT - Cost of Equipment | 0.021526 | 0.021526 | 0.021526 | 0.021526 | 0.021526 | 0.021526 | 0.021526 | 0.021526 | 0.021526 | 0.021526 | 0.021526 | 0.021526 | 0.021526 | 0.021526 | 0.021526 | 0.021526 | 0.021526 | 0.021526 | 0.021526 | 0.021526 | 0.021526 | 0.021526 | 0.021526 | 0.021526 | 0.021526 | 0.021526 | 0.021526
F1_Commercial_Health (WA)_New_Food Preparation_Natural Gas_Fryer_E3 | F1 | Commercial | Health (WA) | New | Food Preparation | Natural Gas | Fryer | E3 | RVT - Cost of Equipment | 0 | 0 | 0 | 0 | 0 | 0 | 0 | 0 | 0 | 0 | 0 | 0 | 0 | 0 | 0 | 0 | 0 | 0 | 0 | 0 | 0 | 0 | 0 | 0 | 0 | 0 | 0
F1_Commercial_Health (WA)_New_Food Preparation_Natural Gas_Fryer_E4 | F1 | Commercial | Health (WA) | New | Food Preparation | Natural Gas | Fryer | E4 | RVT - Cost of Equipment | 0 | 0 | 0 | 0 | 0 | 0 | 0 | 0 | 0 | 0 | 0 | 0 | 0 | 0 | 0 | 0 | 0 | 0 | 0 | 0 | 0 | 0 | 0 | 0 | 0 | 0 | 0
F1_Commercial_Health (WA)_New_Food Preparation_Natural Gas_Fryer_E5 | F1 | Commercial | Health (WA) | New | Food Preparation | Natural Gas | Fryer | E5 | RVT - Cost of Equipment | 0 | 0 | 0 | 0 | 0 | 0 | 0 | 0 | 0 | 0 | 0 | 0 | 0 | 0 | 0 | 0 | 0 | 0 | 0 | 0 | 0 | 0 | 0 | 0 | 0 | 0 | 0
F1_Commercial_Health (WA)_New_Food Preparation_Natural Gas_Fryer_E6 | F1 | Commercial | Health (WA) | New | Food Preparation | Natural Gas | Fryer | E6 | RVT - Cost of Equipment | 0 | 0 | 0 | 0 | 0 | 0 | 0 | 0 | 0 | 0 | 0 | 0 | 0 | 0 | 0 | 0 | 0 | 0 | 0 | 0 | 0 | 0 | 0 | 0 | 0 | 0 | 0
F1_Commercial_Health (WA)_New_Food Preparation_Natural Gas_Fryer_E7 | F1 | Commercial | Health (WA) | New | Food Preparation | Natural Gas | Fryer | E7 | RVT - Cost of Equipment | 0 | 0 | 0 | 0 | 0 | 0 | 0 | 0 | 0 | 0 | 0 | 0 | 0 | 0 | 0 | 0 | 0 | 0 | 0 | 0 | 0 | 0 | 0 | 0 | 0 | 0 | 0
F1_Commercial_Health (WA)_New_Food Preparation_Natural Gas_Fryer_E8 | F1 | Commercial | Health (WA) | New | Food Preparation | Natural Gas | Fryer | E8 | RVT - Cost of Equipment | 0 | 0 | 0 | 0 | 0 | 0 | 0 | 0 | 0 | 0 | 0 | 0 | 0 | 0 | 0 | 0 | 0 | 0 | 0 | 0 | 0 | 0 | 0 | 0 | 0 | 0 | 0
F1_Commercial_Health (WA)_New_Food Preparation_Natural Gas_Fryer_E9 | F1 | Commercial | Health (WA) | New | Food Preparation | Natural Gas | Fryer | E9 | RVT - Cost of Equipment | 0 | 0 | 0 | 0 | 0 | 0 | 0 | 0 | 0 | 0 | 0 | 0 | 0 | 0 | 0 | 0 | 0 | 0 | 0 | 0 | 0 | 0 | 0 | 0 | 0 | 0 | 0
F1_Commercial_Health (WA)_New_Food Preparation_Natural Gas_Fryer_E10 | F1 | Commercial | Health (WA) | New | Food Preparation | Natural Gas | Fryer | E10 | RVT - Cost of Equipment | 0 | 0 | 0 | 0 | 0 | 0 | 0 | 0 | 0 | 0 | 0 | 0 | 0 | 0 | 0 | 0 | 0 | 0 | 0 | 0 | 0 | 0 | 0 | 0 | 0 | 0 | 0
F2_Commercial_Health (WA)_New_Food Preparation_Natural Gas_Fryer_E1 | F2 | Commercial | Health (WA) | New | Food Preparation | Natural Gas | Fryer | E1 | RVT - Cost of Operation | 0.14637 | 0.14932 | 0.15263 | 0.15635 | 0.16049 | 0.1655 | 0.17048 | 0.17518 | 0.17944 | 0.1836 | 0.1879 | 0.19184 | 0.19605 | 0.20013 | 0.20372 | 0.20702 | 0.2099 | 0.21268 | 0.21562 | 0.2184 | 0.22121 | 0.22511 | 0.22907 | 0.23314 | 0.23728 | 0.24149 | 0.24578
F2_Commercial_Health (WA)_New_Food Preparation_Natural Gas_Fryer_E2 | F2 | Commercial | Health (WA) | New | Food Preparation | Natural Gas | Fryer | E2 | RVT - Cost of Operation | 0.10096 | 0.10298 | 0.10527 | 0.10783 | 0.11069 | 0.11415 | 0.11758 | 0.12082 | 0.12376 | 0.12663 | 0.12959 | 0.13231 | 0.13522 | 0.13803 | 0.14051 | 0.14278 | 0.14477 | 0.14669 | 0.14871 | 0.15063 | 0.15257 | 0.15526 | 0.15799 | 0.1608 | 0.16365 | 0.16656 | 0.16952
F2_Commercial_Health (WA)_New_Food Preparation_Natural Gas_Fryer_E3 | F2 | Commercial | Health (WA) | New | Food Preparation | Natural Gas | Fryer | E3 | RVT - Cost of Operation | 0 | 0 | 0 | 0 | 0 | 0 | 0 | 0 | 0 | 0 | 0 | 0 | 0 | 0 | 0 | 0 | 0 | 0 | 0 | 0 | 0 | 0 | 0 | 0 | 0 | 0 | 0
F2_Commercial_Health (WA)_New_Food Preparation_Natural Gas_Fryer_E4 | F2 | Commercial | Health (WA) | New | Food Preparation | Natural Gas | Fryer | E4 | RVT - Cost of Operation | 0 | 0 | 0 | 0 | 0 | 0 | 0 | 0 | 0 | 0 | 0 | 0 | 0 | 0 | 0 | 0 | 0 | 0 | 0 | 0 | 0 | 0 | 0 | 0 | 0 | 0 | 0
F2_Commercial_Health (WA)_New_Food Preparation_Natural Gas_Fryer_E5 | F2 | Commercial | Health (WA) | New | Food Preparation | Natural Gas | Fryer | E5 | RVT - Cost of Operation | 0 | 0 | 0 | 0 | 0 | 0 | 0 | 0 | 0 | 0 | 0 | 0 | 0 | 0 | 0 | 0 | 0 | 0 | 0 | 0 | 0 | 0 | 0 | 0 | 0 | 0 | 0
F2_Commercial_Health (WA)_New_Food Preparation_Natural Gas_Fryer_E6 | F2 | Commercial | Health (WA) | New | Food Preparation | Natural Gas | Fryer | E6 | RVT - Cost of Operation | 0 | 0 | 0 | 0 | 0 | 0 | 0 | 0 | 0 | 0 | 0 | 0 | 0 | 0 | 0 | 0 | 0 | 0 | 0 | 0 | 0 | 0 | 0 | 0 | 0 | 0 | 0
F2_Commercial_Health (WA)_New_Food Preparation_Natural Gas_Fryer_E7 | F2 | Commercial | Health (WA) | New | Food Preparation | Natural Gas | Fryer | E7 | RVT - Cost of Operation | 0 | 0 | 0 | 0 | 0 | 0 | 0 | 0 | 0 | 0 | 0 | 0 | 0 | 0 | 0 | 0 | 0 | 0 | 0 | 0 | 0 | 0 | 0 | 0 | 0 | 0 | 0
F2_Commercial_Health (WA)_New_Food Preparation_Natural Gas_Fryer_E8 | F2 | Commercial | Health (WA) | New | Food Preparation | Natural Gas | Fryer | E8 | RVT - Cost of Operation | 0 | 0 | 0 | 0 | 0 | 0 | 0 | 0 | 0 | 0 | 0 | 0 | 0 | 0 | 0 | 0 | 0 | 0 | 0 | 0 | 0 | 0 | 0 | 0 | 0 | 0 | 0
F2_Commercial_Health (WA)_New_Food Preparation_Natural Gas_Fryer_E9 | F2 | Commercial | Health (WA) | New | Food Preparation | Natural Gas | Fryer | E9 | RVT - Cost of Operation | 0 | 0 | 0 | 0 | 0 | 0 | 0 | 0 | 0 | 0 | 0 | 0 | 0 | 0 | 0 | 0 | 0 | 0 | 0 | 0 | 0 | 0 | 0 | 0 | 0 | 0 | 0
F2_Commercial_Health (WA)_New_Food Preparation_Natural Gas_Fryer_E10 | F2 | Commercial | Health (WA) | New | Food Preparation | Natural Gas | Fryer | E10 | RVT - Cost of Operation | 0 | 0 | 0 | 0 | 0 | 0 | 0 | 0 | 0 | 0 | 0 | 0 | 0 | 0 | 0 | 0 | 0 | 0 | 0 | 0 | 0 | 0 | 0 | 0 | 0 | 0 | 0
F3_Commercial_Health (WA)_New_Food Preparation_Natural Gas_Fryer_E1 | F3 | Commercial | Health (WA) | New | Food Preparation | Natural Gas | Fryer | E1 | System - kBTUs of Consumption | 33.8657 | 33.8657 | 33.8657 | 33.8657 | 33.8657 | 33.8657 | 33.8657 | 33.8657 | 33.8657 | 33.8657 | 33.8657 | 33.8657 | 33.8657 | 33.8657 | 33.8657 | 33.8657 | 33.8657 | 33.8657 | 33.8657 | 33.8657 | 33.8657 | 33.8657 | 33.8657 | 33.8657 | 33.8657 | 33.8657 | 33.8657
F3_Commercial_Health (WA)_New_Food Preparation_Natural Gas_Fryer_E2 | F3 | Commercial | Health (WA) | New | Food Preparation | Natural Gas | Fryer | E2 | System - kBTUs of Consumption | 23.3573 | 23.3573 | 23.3573 | 23.3573 | 23.3573 | 23.3573 | 23.3573 | 23.3573 | 23.3573 | 23.3573 | 23.3573 | 23.3573 | 23.3573 | 23.3573 | 23.3573 | 23.3573 | 23.3573 | 23.3573 | 23.3573 | 23.3573 | 23.3573 | 23.3573 | 23.3573 | 23.3573 | 23.3573 | 23.3573 | 23.3573
F3_Commercial_Health (WA)_New_Food Preparation_Natural Gas_Fryer_E3 | F3 | Commercial | Health (WA) | New | Food Preparation | Natural Gas | Fryer | E3 | System - kBTUs of Consumption | 0 | 0 | 0 | 0 | 0 | 0 | 0 | 0 | 0 | 0 | 0 | 0 | 0 | 0 | 0 | 0 | 0 | 0 | 0 | 0 | 0 | 0 | 0 | 0 | 0 | 0 | 0
F3_Commercial_Health (WA)_New_Food Preparation_Natural Gas_Fryer_E4 | F3 | Commercial | Health (WA) | New | Food Preparation | Natural Gas | Fryer | E4 | System - kBTUs of Consumption | 0 | 0 | 0 | 0 | 0 | 0 | 0 | 0 | 0 | 0 | 0 | 0 | 0 | 0 | 0 | 0 | 0 | 0 | 0 | 0 | 0 | 0 | 0 | 0 | 0 | 0 | 0
F3_Commercial_Health (WA)_New_Food Preparation_Natural Gas_Fryer_E5 | F3 | Commercial | Health (WA) | New | Food Preparation | Natural Gas | Fryer | E5 | System - kBTUs of Consumption | 0 | 0 | 0 | 0 | 0 | 0 | 0 | 0 | 0 | 0 | 0 | 0 | 0 | 0 | 0 | 0 | 0 | 0 | 0 | 0 | 0 | 0 | 0 | 0 | 0 | 0 | 0
F3_Commercial_Health (WA)_New_Food Preparation_Natural Gas_Fryer_E6 | F3 | Commercial | Health (WA) | New | Food Preparation | Natural Gas | Fryer | E6 | System - kBTUs of Consumption | 0 | 0 | 0 | 0 | 0 | 0 | 0 | 0 | 0 | 0 | 0 | 0 | 0 | 0 | 0 | 0 | 0 | 0 | 0 | 0 | 0 | 0 | 0 | 0 | 0 | 0 | 0
F3_Commercial_Health (WA)_New_Food Preparation_Natural Gas_Fryer_E7 | F3 | Commercial | Health (WA) | New | Food Preparation | Natural Gas | Fryer | E7 | System - kBTUs of Consumption | 0 | 0 | 0 | 0 | 0 | 0 | 0 | 0 | 0 | 0 | 0 | 0 | 0 | 0 | 0 | 0 | 0 | 0 | 0 | 0 | 0 | 0 | 0 | 0 | 0 | 0 | 0
F3_Commercial_Health (WA)_New_Food Preparation_Natural Gas_Fryer_E8 | F3 | Commercial | Health (WA) | New | Food Preparation | Natural Gas | Fryer | E8 | System - kBTUs of Consumption | 0 | 0 | 0 | 0 | 0 | 0 | 0 | 0 | 0 | 0 | 0 | 0 | 0 | 0 | 0 | 0 | 0 | 0 | 0 | 0 | 0 | 0 | 0 | 0 | 0 | 0 | 0
F3_Commercial_Health (WA)_New_Food Preparation_Natural Gas_Fryer_E9 | F3 | Commercial | Health (WA) | New | Food Preparation | Natural Gas | Fryer | E9 | System - kBTUs of Consumption | 0 | 0 | 0 | 0 | 0 | 0 | 0 | 0 | 0 | 0 | 0 | 0 | 0 | 0 | 0 | 0 | 0 | 0 | 0 | 0 | 0 | 0 | 0 | 0 | 0 | 0 | 0
F3_Commercial_Health (WA)_New_Food Preparation_Natural Gas_Fryer_E10 | F3 | Commercial | Health (WA) | New | Food Preparation | Natural Gas | Fryer | E10 | System - kBTUs of Consumption | 0 | 0 | 0 | 0 | 0 | 0 | 0 | 0 | 0 | 0 | 0 | 0 | 0 | 0 | 0 | 0 | 0 | 0 | 0 | 0 | 0 | 0 | 0 | 0 | 0 | 0 | 0
F4_Commercial_Health (WA)_New_Food Preparation_Natural Gas_Fryer_E1 | F4 | Commercial | Health (WA) | New | Food Preparation | Natural Gas | Fryer | E1 | Utility - Cost of Equipment | 0.014545 | 0.014545 | 0.014545 | 0.014545 | 0.014545 | 0.014545 | 0.014545 | 0.014545 | 0.014545 | 0.014545 | 0.014545 | 0.014545 | 0.014545 | 0.014545 | 0.014545 | 0.014545 | 0.014545 | 0.014545 | 0.014545 | 0.014545 | 0.014545 | 0.014545 | 0.014545 | 0.014545 | 0.014545 | 0.014545 | 0.014545
F4_Commercial_Health (WA)_New_Food Preparation_Natural Gas_Fryer_E2 | F4 | Commercial | Health (WA) | New | Food Preparation | Natural Gas | Fryer | E2 | Utility - Cost of Equipment | 0.021526 | 0.021526 | 0.021526 | 0.021526 | 0.021526 | 0.021526 | 0.021526 | 0.021526 | 0.021526 | 0.021526 | 0.021526 | 0.021526 | 0.021526 | 0.021526 | 0.021526 | 0.021526 | 0.021526 | 0.021526 | 0.021526 | 0.021526 | 0.021526 | 0.021526 | 0.021526 | 0.021526 | 0.021526 | 0.021526 | 0.021526
F4_Commercial_Health (WA)_New_Food Preparation_Natural Gas_Fryer_E3 | F4 | Commercial | Health (WA) | New | Food Preparation | Natural Gas | Fryer | E3 | Utility - Cost of Equipment | 0 | 0 | 0 | 0 | 0 | 0 | 0 | 0 | 0 | 0 | 0 | 0 | 0 | 0 | 0 | 0 | 0 | 0 | 0 | 0 | 0 | 0 | 0 | 0 | 0 | 0 | 0
F4_Commercial_Health (WA)_New_Food Preparation_Natural Gas_Fryer_E4 | F4 | Commercial | Health (WA) | New | Food Preparation | Natural Gas | Fryer | E4 | Utility - Cost of Equipment | 0 | 0 | 0 | 0 | 0 | 0 | 0 | 0 | 0 | 0 | 0 | 0 | 0 | 0 | 0 | 0 | 0 | 0 | 0 | 0 | 0 | 0 | 0 | 0 | 0 | 0 | 0
F4_Commercial_Health (WA)_New_Food Preparation_Natural Gas_Fryer_E5 | F4 | Commercial | Health (WA) | New | Food Preparation | Natural Gas | Fryer | E5 | Utility - Cost of Equipment | 0 | 0 | 0 | 0 | 0 | 0 | 0 | 0 | 0 | 0 | 0 | 0 | 0 | 0 | 0 | 0 | 0 | 0 | 0 | 0 | 0 | 0 | 0 | 0 | 0 | 0 | 0
F4_Commercial_Health (WA)_New_Food Preparation_Natural Gas_Fryer_E6 | F4 | Commercial | Health (WA) | New | Food Preparation | Natural Gas | Fryer | E6 | Utility - Cost of Equipment | 0 | 0 | 0 | 0 | 0 | 0 | 0 | 0 | 0 | 0 | 0 | 0 | 0 | 0 | 0 | 0 | 0 | 0 | 0 | 0 | 0 | 0 | 0 | 0 | 0 | 0 | 0
F4_Commercial_Health (WA)_New_Food Preparation_Natural Gas_Fryer_E7 | F4 | Commercial | Health (WA) | New | Food Preparation | Natural Gas | Fryer | E7 | Utility - Cost of Equipment | 0 | 0 | 0 | 0 | 0 | 0 | 0 | 0 | 0 | 0 | 0 | 0 | 0 | 0 | 0 | 0 | 0 | 0 | 0 | 0 | 0 | 0 | 0 | 0 | 0 | 0 | 0
F4_Commercial_Health (WA)_New_Food Preparation_Natural Gas_Fryer_E8 | F4 | Commercial | Health (WA) | New | Food Preparation | Natural Gas | Fryer | E8 | Utility - Cost of Equipment | 0 | 0 | 0 | 0 | 0 | 0 | 0 | 0 | 0 | 0 | 0 | 0 | 0 | 0 | 0 | 0 | 0 | 0 | 0 | 0 | 0 | 0 | 0 | 0 | 0 | 0 | 0
F4_Commercial_Health (WA)_New_Food Preparation_Natural Gas_Fryer_E9 | F4 | Commercial | Health (WA) | New | Food Preparation | Natural Gas | Fryer | E9 | Utility - Cost of Equipment | 0 | 0 | 0 | 0 | 0 | 0 | 0 | 0 | 0 | 0 | 0 | 0 | 0 | 0 | 0 | 0 | 0 | 0 | 0 | 0 | 0 | 0 | 0 | 0 | 0 | 0 | 0
F4_Commercial_Health (WA)_New_Food Preparation_Natural Gas_Fryer_E10 | F4 | Commercial | Health (WA) | New | Food Preparation | Natural Gas | Fryer | E10 | Utility - Cost of Equipment | 0 | 0 | 0 | 0 | 0 | 0 | 0 | 0 | 0 | 0 | 0 | 0 | 0 | 0 | 0 | 0 | 0 | 0 | 0 | 0 | 0 | 0 | 0 | 0 | 0 | 0 | 0
F5_Commercial_Health (WA)_New_Food Preparation_Natural Gas_Fryer_E1 | F5 | Commercial | Health (WA) | New | Food Preparation | Natural Gas | Fryer | E1 | Utility - Cost of Operation | 0.12556 | 0.12886 | 0.13256 | 0.13671 | 0.14133 | 0.14679 | 0.15235 | 0.15783 | 0.1631 | 0.16845 | 0.1728 | 0.17691 | 0.1813 | 0.18563 | 0.18955 | 0.19327 | 0.19666 | 0.20002 | 0.20358 | 0.20708 | 0.21067 | 0.21439 | 0.21816 | 0.22204 | 0.22598 | 0.22999 | 0.23408
F5_Commercial_Health (WA)_New_Food Preparation_Natural Gas_Fryer_E2 | F5 | Commercial | Health (WA) | New | Food Preparation | Natural Gas | Fryer | E2 | Utility - Cost of Operation | 0.086601 | 0.088876 | 0.091429 | 0.094288 | 0.097473 | 0.10124 | 0.10508 | 0.10886 | 0.11249 | 0.11618 | 0.11918 | 0.12201 | 0.12505 | 0.12803 | 0.13073 | 0.1333 | 0.13563 | 0.13795 | 0.14041 | 0.14283 | 0.1453 | 0.14787 | 0.15047 | 0.15314 | 0.15586 | 0.15863 | 0.16145
F5_Commercial_Health (WA)_New_Food Preparation_Natural Gas_Fryer_E3 | F5 | Commercial | Health (WA) | New | Food Preparation | Natural Gas | Fryer | E3 | Utility - Cost of Operation | 0 | 0 | 0 | 0 | 0 | 0 | 0 | 0 | 0 | 0 | 0 | 0 | 0 | 0 | 0 | 0 | 0 | 0 | 0 | 0 | 0 | 0 | 0 | 0 | 0 | 0 | 0
F5_Commercial_Health (WA)_New_Food Preparation_Natural Gas_Fryer_E4 | F5 | Commercial | Health (WA) | New | Food Preparation | Natural Gas | Fryer | E4 | Utility - Cost of Operation | 0 | 0 | 0 | 0 | 0 | 0 | 0 | 0 | 0 | 0 | 0 | 0 | 0 | 0 | 0 | 0 | 0 | 0 | 0 | 0 | 0 | 0 | 0 | 0 | 0 | 0 | 0
F5_Commercial_Health (WA)_New_Food Preparation_Natural Gas_Fryer_E5 | F5 | Commercial | Health (WA) | New | Food Preparation | Natural Gas | Fryer | E5 | Utility - Cost of Operation | 0 | 0 | 0 | 0 | 0 | 0 | 0 | 0 | 0 | 0 | 0 | 0 | 0 | 0 | 0 | 0 | 0 | 0 | 0 | 0 | 0 | 0 | 0 | 0 | 0 | 0 | 0
F5_Commercial_Health (WA)_New_Food Preparation_Natural Gas_Fryer_E6 | F5 | Commercial | Health (WA) | New | Food Preparation | Natural Gas | Fryer | E6 | Utility - Cost of Operation | 0 | 0 | 0 | 0 | 0 | 0 | 0 | 0 | 0 | 0 | 0 | 0 | 0 | 0 | 0 | 0 | 0 | 0 | 0 | 0 | 0 | 0 | 0 | 0 | 0 | 0 | 0
F5_Commercial_Health (WA)_New_Food Preparation_Natural Gas_Fryer_E7 | F5 | Commercial | Health (WA) | New | Food Preparation | Natural Gas | Fryer | E7 | Utility - Cost of Operation | 0 | 0 | 0 | 0 | 0 | 0 | 0 | 0 | 0 | 0 | 0 | 0 | 0 | 0 | 0 | 0 | 0 | 0 | 0 | 0 | 0 | 0 | 0 | 0 | 0 | 0 | 0
F5_Commercial_Health (WA)_New_Food Preparation_Natural Gas_Fryer_E8 | F5 | Commercial | Health (WA) | New | Food Preparation | Natural Gas | Fryer | E8 | Utility - Cost of Operation | 0 | 0 | 0 | 0 | 0 | 0 | 0 | 0 | 0 | 0 | 0 | 0 | 0 | 0 | 0 | 0 | 0 | 0 | 0 | 0 | 0 | 0 | 0 | 0 | 0 | 0 | 0
F5_Commercial_Health (WA)_New_Food Preparation_Natural Gas_Fryer_E9 | F5 | Commercial | Health (WA) | New | Food Preparation | Natural Gas | Fryer | E9 | Utility - Cost of Operation | 0 | 0 | 0 | 0 | 0 | 0 | 0 | 0 | 0 | 0 | 0 | 0 | 0 | 0 | 0 | 0 | 0 | 0 | 0 | 0 | 0 | 0 | 0 | 0 | 0 | 0 | 0
F5_Commercial_Health (WA)_New_Food Preparation_Natural Gas_Fryer_E10 | F5 | Commercial | Health (WA) | New | Food Preparation | Natural Gas | Fryer | E10 | Utility - Cost of Operation | 0 | 0 | 0 | 0 | 0 | 0 | 0 | 0 | 0 | 0 | 0 | 0 | 0 | 0 | 0 | 0 | 0 | 0 | 0 | 0 | 0 | 0 | 0 | 0 | 0 | 0 | 0
F6_Commercial_Health (WA)_New_Food Preparation_Natural Gas_Fryer_E1 | F6 | Commercial | Health (WA) | New | Food Preparation | Natural Gas | Fryer | E1 | Utility - Value of Sales | 0.14637 | 0.14932 | 0.15263 | 0.15635 | 0.16049 | 0.1655 | 0.17048 | 0.17518 | 0.17944 | 0.1836 | 0.1879 | 0.19184 | 0.19605 | 0.20013 | 0.20372 | 0.20702 | 0.2099 | 0.21268 | 0.21562 | 0.2184 | 0.22121 | 0.22511 | 0.22907 | 0.23314 | 0.23728 | 0.24149 | 0.24578
F6_Commercial_Health (WA)_New_Food Preparation_Natural Gas_Fryer_E2 | F6 | Commercial | Health (WA) | New | Food Preparation | Natural Gas | Fryer | E2 | Utility - Value of Sales | 0.10096 | 0.10298 | 0.10527 | 0.10783 | 0.11069 | 0.11415 | 0.11758 | 0.12082 | 0.12376 | 0.12663 | 0.12959 | 0.13231 | 0.13522 | 0.13803 | 0.14051 | 0.14278 | 0.14477 | 0.14669 | 0.14871 | 0.15063 | 0.15257 | 0.15526 | 0.15799 | 0.1608 | 0.16365 | 0.16656 | 0.16952
F6_Commercial_Health (WA)_New_Food Preparation_Natural Gas_Fryer_E3 | F6 | Commercial | Health (WA) | New | Food Preparation | Natural Gas | Fryer | E3 | Utility - Value of Sales | 0 | 0 | 0 | 0 | 0 | 0 | 0 | 0 | 0 | 0 | 0 | 0 | 0 | 0 | 0 | 0 | 0 | 0 | 0 | 0 | 0 | 0 | 0 | 0 | 0 | 0 | 0
F6_Commercial_Health (WA)_New_Food Preparation_Natural Gas_Fryer_E4 | F6 | Commercial | Health (WA) | New | Food Preparation | Natural Gas | Fryer | E4 | Utility - Value of Sales | 0 | 0 | 0 | 0 | 0 | 0 | 0 | 0 | 0 | 0 | 0 | 0 | 0 | 0 | 0 | 0 | 0 | 0 | 0 | 0 | 0 | 0 | 0 | 0 | 0 | 0 | 0
F6_Commercial_Health (WA)_New_Food Preparation_Natural Gas_Fryer_E5 | F6 | Commercial | Health (WA) | New | Food Preparation | Natural Gas | Fryer | E5 | Utility - Value of Sales | 0 | 0 | 0 | 0 | 0 | 0 | 0 | 0 | 0 | 0 | 0 | 0 | 0 | 0 | 0 | 0 | 0 | 0 | 0 | 0 | 0 | 0 | 0 | 0 | 0 | 0 | 0
F6_Commercial_Health (WA)_New_Food Preparation_Natural Gas_Fryer_E6 | F6 | Commercial | Health (WA) | New | Food Preparation | Natural Gas | Fryer | E6 | Utility - Value of Sales | 0 | 0 | 0 | 0 | 0 | 0 | 0 | 0 | 0 | 0 | 0 | 0 | 0 | 0 | 0 | 0 | 0 | 0 | 0 | 0 | 0 | 0 | 0 | 0 | 0 | 0 | 0
F6_Commercial_Health (WA)_New_Food Preparation_Natural Gas_Fryer_E7 | F6 | Commercial | Health (WA) | New | Food Preparation | Natural Gas | Fryer | E7 | Utility - Value of Sales | 0 | 0 | 0 | 0 | 0 | 0 | 0 | 0 | 0 | 0 | 0 | 0 | 0 | 0 | 0 | 0 | 0 | 0 | 0 | 0 | 0 | 0 | 0 | 0 | 0 | 0 | 0
F6_Commercial_Health (WA)_New_Food Preparation_Natural Gas_Fryer_E8 | F6 | Commercial | Health (WA) | New | Food Preparation | Natural Gas | Fryer | E8 | Utility - Value of Sales | 0 | 0 | 0 | 0 | 0 | 0 | 0 | 0 | 0 | 0 | 0 | 0 | 0 | 0 | 0 | 0 | 0 | 0 | 0 | 0 | 0 | 0 | 0 | 0 | 0 | 0 | 0
F6_Commercial_Health (WA)_New_Food Preparation_Natural Gas_Fryer_E9 | F6 | Commercial | Health (WA) | New | Food Preparation | Natural Gas | Fryer | E9 | Utility - Value of Sales | 0 | 0 | 0 | 0 | 0 | 0 | 0 | 0 | 0 | 0 | 0 | 0 | 0 | 0 | 0 | 0 | 0 | 0 | 0 | 0 | 0 | 0 | 0 | 0 | 0 | 0 | 0
F6_Commercial_Health (WA)_New_Food Preparation_Natural Gas_Fryer_E10 | F6 | Commercial | Health (WA) | New | Food Preparation | Natural Gas | Fryer | E10 | Utility - Value of Sales | 0 | 0 | 0 | 0 | 0 | 0 | 0 | 0 | 0 | 0 | 0 | 0 | 0 | 0 | 0 | 0 | 0 | 0 | 0 | 0 | 0 | 0 | 0 | 0 | 0 | 0 | 0
F1_Commercial_Health (WA)_New_Food Preparation_Natural Gas_Broiler_E1 | F1 | Commercial | Health (WA) | New | Food Preparation | Natural Gas | Broiler | E1 | RVT - Cost of Equipment | 0.0037688 | 0.0037688 | 0.0037688 | 0.0037688 | 0.0037688 | 0.0037688 | 0.0037688 | 0.0037688 | 0.0037688 | 0.0037688 | 0.0037688 | 0.0037688 | 0.0037688 | 0.0037688 | 0.0037688 | 0.0037688 | 0.0037688 | 0.0037688 | 0.0037688 | 0.0037688 | 0.0037688 | 0.0037688 | 0.0037688 | 0.0037688 | 0.0037688 | 0.0037688 | 0.0037688
F1_Commercial_Health (WA)_New_Food Preparation_Natural Gas_Broiler_E2 | F1 | Commercial | Health (WA) | New | Food Preparation | Natural Gas | Broiler | E2 | RVT - Cost of Equipment | 0.0052763 | 0.0052763 | 0.0052763 | 0.0052763 | 0.0052763 | 0.0052763 | 0.0052763 | 0.0052763 | 0.0052763 | 0.0052763 | 0.0052763 | 0.0052763 | 0.0052763 | 0.0052763 | 0.0052763 | 0.0052763 | 0.0052763 | 0.0052763 | 0.0052763 | 0.0052763 | 0.0052763 | 0.0052763 | 0.0052763 | 0.0052763 | 0.0052763 | 0.0052763 | 0.0052763
F1_Commercial_Health (WA)_New_Food Preparation_Natural Gas_Broiler_E3 | F1 | Commercial | Health (WA) | New | Food Preparation | Natural Gas | Broiler | E3 | RVT - Cost of Equipment | 0 | 0 | 0 | 0 | 0 | 0 | 0 | 0 | 0 | 0 | 0 | 0 | 0 | 0 | 0 | 0 | 0 | 0 | 0 | 0 | 0 | 0 | 0 | 0 | 0 | 0 | 0
F1_Commercial_Health (WA)_New_Food Preparation_Natural Gas_Broiler_E4 | F1 | Commercial | Health (WA) | New | Food Preparation | Natural Gas | Broiler | E4 | RVT - Cost of Equipment | 0 | 0 | 0 | 0 | 0 | 0 | 0 | 0 | 0 | 0 | 0 | 0 | 0 | 0 | 0 | 0 | 0 | 0 | 0 | 0 | 0 | 0 | 0 | 0 | 0 | 0 | 0
F1_Commercial_Health (WA)_New_Food Preparation_Natural Gas_Broiler_E5 | F1 | Commercial | Health (WA) | New | Food Preparation | Natural Gas | Broiler | E5 | RVT - Cost of Equipment | 0 | 0 | 0 | 0 | 0 | 0 | 0 | 0 | 0 | 0 | 0 | 0 | 0 | 0 | 0 | 0 | 0 | 0 | 0 | 0 | 0 | 0 | 0 | 0 | 0 | 0 | 0
F1_Commercial_Health (WA)_New_Food Preparation_Natural Gas_Broiler_E6 | F1 | Commercial | Health (WA) | New | Food Preparation | Natural Gas | Broiler | E6 | RVT - Cost of Equipment | 0 | 0 | 0 | 0 | 0 | 0 | 0 | 0 | 0 | 0 | 0 | 0 | 0 | 0 | 0 | 0 | 0 | 0 | 0 | 0 | 0 | 0 | 0 | 0 | 0 | 0 | 0
F1_Commercial_Health (WA)_New_Food Preparation_Natural Gas_Broiler_E7 | F1 | Commercial | Health (WA) | New | Food Preparation | Natural Gas | Broiler | E7 | RVT - Cost of Equipment | 0 | 0 | 0 | 0 | 0 | 0 | 0 | 0 | 0 | 0 | 0 | 0 | 0 | 0 | 0 | 0 | 0 | 0 | 0 | 0 | 0 | 0 | 0 | 0 | 0 | 0 | 0
F1_Commercial_Health (WA)_New_Food Preparation_Natural Gas_Broiler_E8 | F1 | Commercial | Health (WA) | New | Food Preparation | Natural Gas | Broiler | E8 | RVT - Cost of Equipment | 0 | 0 | 0 | 0 | 0 | 0 | 0 | 0 | 0 | 0 | 0 | 0 | 0 | 0 | 0 | 0 | 0 | 0 | 0 | 0 | 0 | 0 | 0 | 0 | 0 | 0 | 0
F1_Commercial_Health (WA)_New_Food Preparation_Natural Gas_Broiler_E9 | F1 | Commercial | Health (WA) | New | Food Preparation | Natural Gas | Broiler | E9 | RVT - Cost of Equipment | 0 | 0 | 0 | 0 | 0 | 0 | 0 | 0 | 0 | 0 | 0 | 0 | 0 | 0 | 0 | 0 | 0 | 0 | 0 | 0 | 0 | 0 | 0 | 0 | 0 | 0 | 0
F1_Commercial_Health (WA)_New_Food Preparation_Natural Gas_Broiler_E10 | F1 | Commercial | Health (WA) | New | Food Preparation | Natural Gas | Broiler | E10 | RVT - Cost of Equipment | 0 | 0 | 0 | 0 | 0 | 0 | 0 | 0 | 0 | 0 | 0 | 0 | 0 | 0 | 0 | 0 | 0 | 0 | 0 | 0 | 0 | 0 | 0 | 0 | 0 | 0 | 0
F2_Commercial_Health (WA)_New_Food Preparation_Natural Gas_Broiler_E1 | F2 | Commercial | Health (WA) | New | Food Preparation | Natural Gas | Broiler | E1 | RVT - Cost of Operation | 0.14501 | 0.14775 | 0.15096 | 0.15471 | 0.15901 | 0.16436 | 0.16974 | 0.17484 | 0.17946 | 0.18394 | 0.18858 | 0.19279 | 0.19725 | 0.20146 | 0.20508 | 0.20835 | 0.21111 | 0.21375 | 0.21656 | 0.21918 | 0.22181 | 0.22573 | 0.22968 | 0.23376 | 0.23792 | 0.24214 | 0.24645
F2_Commercial_Health (WA)_New_Food Preparation_Natural Gas_Broiler_E2 | F2 | Commercial | Health (WA) | New | Food Preparation | Natural Gas | Broiler | E2 | RVT - Cost of Operation | 0.12368 | 0.12602 | 0.12876 | 0.13196 | 0.13562 | 0.14019 | 0.14477 | 0.14913 | 0.15307 | 0.15689 | 0.16084 | 0.16444 | 0.16824 | 0.17183 | 0.17492 | 0.1777 | 0.18006 | 0.18231 | 0.18471 | 0.18695 | 0.18919 | 0.19253 | 0.1959 | 0.19938 | 0.20293 | 0.20653 | 0.2102
F2_Commercial_Health (WA)_New_Food Preparation_Natural Gas_Broiler_E3 | F2 | Commercial | Health (WA) | New | Food Preparation | Natural Gas | Broiler | E3 | RVT - Cost of Operation | 0 | 0 | 0 | 0 | 0 | 0 | 0 | 0 | 0 | 0 | 0 | 0 | 0 | 0 | 0 | 0 | 0 | 0 | 0 | 0 | 0 | 0 | 0 | 0 | 0 | 0 | 0
F2_Commercial_Health (WA)_New_Food Preparation_Natural Gas_Broiler_E4 | F2 | Commercial | Health (WA) | New | Food Preparation | Natural Gas | Broiler | E4 | RVT - Cost of Operation | 0 | 0 | 0 | 0 | 0 | 0 | 0 | 0 | 0 | 0 | 0 | 0 | 0 | 0 | 0 | 0 | 0 | 0 | 0 | 0 | 0 | 0 | 0 | 0 | 0 | 0 | 0
F2_Commercial_Health (WA)_New_Food Preparation_Natural Gas_Broiler_E5 | F2 | Commercial | Health (WA) | New | Food Preparation | Natural Gas | Broiler | E5 | RVT - Cost of Operation | 0 | 0 | 0 | 0 | 0 | 0 | 0 | 0 | 0 | 0 | 0 | 0 | 0 | 0 | 0 | 0 | 0 | 0 | 0 | 0 | 0 | 0 | 0 | 0 | 0 | 0 | 0
F2_Commercial_Health (WA)_New_Food Preparation_Natural Gas_Broiler_E6 | F2 | Commercial | Health (WA) | New | Food Preparation | Natural Gas | Broiler | E6 | RVT - Cost of Operation | 0 | 0 | 0 | 0 | 0 | 0 | 0 | 0 | 0 | 0 | 0 | 0 | 0 | 0 | 0 | 0 | 0 | 0 | 0 | 0 | 0 | 0 | 0 | 0 | 0 | 0 | 0
F2_Commercial_Health (WA)_New_Food Preparation_Natural Gas_Broiler_E7 | F2 | Commercial | Health (WA) | New | Food Preparation | Natural Gas | Broiler | E7 | RVT - Cost of Operation | 0 | 0 | 0 | 0 | 0 | 0 | 0 | 0 | 0 | 0 | 0 | 0 | 0 | 0 | 0 | 0 | 0 | 0 | 0 | 0 | 0 | 0 | 0 | 0 | 0 | 0 | 0
F2_Commercial_Health (WA)_New_Food Preparation_Natural Gas_Broiler_E8 | F2 | Commercial | Health (WA) | New | Food Preparation | Natural Gas | Broiler | E8 | RVT - Cost of Operation | 0 | 0 | 0 | 0 | 0 | 0 | 0 | 0 | 0 | 0 | 0 | 0 | 0 | 0 | 0 | 0 | 0 | 0 | 0 | 0 | 0 | 0 | 0 | 0 | 0 | 0 | 0
F2_Commercial_Health (WA)_New_Food Preparation_Natural Gas_Broiler_E9 | F2 | Commercial | Health (WA) | New | Food Preparation | Natural Gas | Broiler | E9 | RVT - Cost of Operation | 0 | 0 | 0 | 0 | 0 | 0 | 0 | 0 | 0 | 0 | 0 | 0 | 0 | 0 | 0 | 0 | 0 | 0 | 0 | 0 | 0 | 0 | 0 | 0 | 0 | 0 | 0
F2_Commercial_Health (WA)_New_Food Preparation_Natural Gas_Broiler_E10 | F2 | Commercial | Health (WA) | New | Food Preparation | Natural Gas | Broiler | E10 | RVT - Cost of Operation | 0 | 0 | 0 | 0 | 0 | 0 | 0 | 0 | 0 | 0 | 0 | 0 | 0 | 0 | 0 | 0 | 0 | 0 | 0 | 0 | 0 | 0 | 0 | 0 | 0 | 0 | 0
F3_Commercial_Health (WA)_New_Food Preparation_Natural Gas_Broiler_E1 | F3 | Commercial | Health (WA) | New | Food Preparation | Natural Gas | Broiler | E1 | System - kBTUs of Consumption | 34.5935 | 34.5935 | 34.5935 | 34.5935 | 34.5935 | 34.5935 | 34.5935 | 34.5935 | 34.5935 | 34.5935 | 34.5935 | 34.5935 | 34.5935 | 34.5935 | 34.5935 | 34.5935 | 34.5935 | 34.5935 | 34.5935 | 34.5935 | 34.5935 | 34.5935 | 34.5935 | 34.5935 | 34.5935 | 34.5935 | 34.5935
F3_Commercial_Health (WA)_New_Food Preparation_Natural Gas_Broiler_E2 | F3 | Commercial | Health (WA) | New | Food Preparation | Natural Gas | Broiler | E2 | System - kBTUs of Consumption | 29.5056 | 29.5056 | 29.5056 | 29.5056 | 29.5056 | 29.5056 | 29.5056 | 29.5056 | 29.5056 | 29.5056 | 29.5056 | 29.5056 | 29.5056 | 29.5056 | 29.5056 | 29.5056 | 29.5056 | 29.5056 | 29.5056 | 29.5056 | 29.5056 | 29.5056 | 29.5056 | 29.5056 | 29.5056 | 29.5056 | 29.5056
F3_Commercial_Health (WA)_New_Food Preparation_Natural Gas_Broiler_E3 | F3 | Commercial | Health (WA) | New | Food Preparation | Natural Gas | Broiler | E3 | System - kBTUs of Consumption | 0 | 0 | 0 | 0 | 0 | 0 | 0 | 0 | 0 | 0 | 0 | 0 | 0 | 0 | 0 | 0 | 0 | 0 | 0 | 0 | 0 | 0 | 0 | 0 | 0 | 0 | 0
F3_Commercial_Health (WA)_New_Food Preparation_Natural Gas_Broiler_E4 | F3 | Commercial | Health (WA) | New | Food Preparation | Natural Gas | Broiler | E4 | System - kBTUs of Consumption | 0 | 0 | 0 | 0 | 0 | 0 | 0 | 0 | 0 | 0 | 0 | 0 | 0 | 0 | 0 | 0 | 0 | 0 | 0 | 0 | 0 | 0 | 0 | 0 | 0 | 0 | 0
F3_Commercial_Health (WA)_New_Food Preparation_Natural Gas_Broiler_E5 | F3 | Commercial | Health (WA) | New | Food Preparation | Natural Gas | Broiler | E5 | System - kBTUs of Consumption | 0 | 0 | 0 | 0 | 0 | 0 | 0 | 0 | 0 | 0 | 0 | 0 | 0 | 0 | 0 | 0 | 0 | 0 | 0 | 0 | 0 | 0 | 0 | 0 | 0 | 0 | 0
F3_Commercial_Health (WA)_New_Food Preparation_Natural Gas_Broiler_E6 | F3 | Commercial | Health (WA) | New | Food Preparation | Natural Gas | Broiler | E6 | System - kBTUs of Consumption | 0 | 0 | 0 | 0 | 0 | 0 | 0 | 0 | 0 | 0 | 0 | 0 | 0 | 0 | 0 | 0 | 0 | 0 | 0 | 0 | 0 | 0 | 0 | 0 | 0 | 0 | 0
F3_Commercial_Health (WA)_New_Food Preparation_Natural Gas_Broiler_E7 | F3 | Commercial | Health (WA) | New | Food Preparation | Natural Gas | Broiler | E7 | System - kBTUs of Consumption | 0 | 0 | 0 | 0 | 0 | 0 | 0 | 0 | 0 | 0 | 0 | 0 | 0 | 0 | 0 | 0 | 0 | 0 | 0 | 0 | 0 | 0 | 0 | 0 | 0 | 0 | 0
F3_Commercial_Health (WA)_New_Food Preparation_Natural Gas_Broiler_E8 | F3 | Commercial | Health (WA) | New | Food Preparation | Natural Gas | Broiler | E8 | System - kBTUs of Consumption | 0 | 0 | 0 | 0 | 0 | 0 | 0 | 0 | 0 | 0 | 0 | 0 | 0 | 0 | 0 | 0 | 0 | 0 | 0 | 0 | 0 | 0 | 0 | 0 | 0 | 0 | 0
F3_Commercial_Health (WA)_New_Food Preparation_Natural Gas_Broiler_E9 | F3 | Commercial | Health (WA) | New | Food Preparation | Natural Gas | Broiler | E9 | System - kBTUs of Consumption | 0 | 0 | 0 | 0 | 0 | 0 | 0 | 0 | 0 | 0 | 0 | 0 | 0 | 0 | 0 | 0 | 0 | 0 | 0 | 0 | 0 | 0 | 0 | 0 | 0 | 0 | 0
F3_Commercial_Health (WA)_New_Food Preparation_Natural Gas_Broiler_E10 | F3 | Commercial | Health (WA) | New | Food Preparation | Natural Gas | Broiler | E10 | System - kBTUs of Consumption | 0 | 0 | 0 | 0 | 0 | 0 | 0 | 0 | 0 | 0 | 0 | 0 | 0 | 0 | 0 | 0 | 0 | 0 | 0 | 0 | 0 | 0 | 0 | 0 | 0 | 0 | 0
F4_Commercial_Health (WA)_New_Food Preparation_Natural Gas_Broiler_E1 | F4 | Commercial | Health (WA) | New | Food Preparation | Natural Gas | Broiler | E1 | Utility - Cost of Equipment | 0.0037688 | 0.0037688 | 0.0037688 | 0.0037688 | 0.0037688 | 0.0037688 | 0.0037688 | 0.0037688 | 0.0037688 | 0.0037688 | 0.0037688 | 0.0037688 | 0.0037688 | 0.0037688 | 0.0037688 | 0.0037688 | 0.0037688 | 0.0037688 | 0.0037688 | 0.0037688 | 0.0037688 | 0.0037688 | 0.0037688 | 0.0037688 | 0.0037688 | 0.0037688 | 0.0037688
F4_Commercial_Health (WA)_New_Food Preparation_Natural Gas_Broiler_E2 | F4 | Commercial | Health (WA) | New | Food Preparation | Natural Gas | Broiler | E2 | Utility - Cost of Equipment | 0.0052763 | 0.0052763 | 0.0052763 | 0.0052763 | 0.0052763 | 0.0052763 | 0.0052763 | 0.0052763 | 0.0052763 | 0.0052763 | 0.0052763 | 0.0052763 | 0.0052763 | 0.0052763 | 0.0052763 | 0.0052763 | 0.0052763 | 0.0052763 | 0.0052763 | 0.0052763 | 0.0052763 | 0.0052763 | 0.0052763 | 0.0052763 | 0.0052763 | 0.0052763 | 0.0052763
F4_Commercial_Health (WA)_New_Food Preparation_Natural Gas_Broiler_E3 | F4 | Commercial | Health (WA) | New | Food Preparation | Natural Gas | Broiler | E3 | Utility - Cost of Equipment | 0 | 0 | 0 | 0 | 0 | 0 | 0 | 0 | 0 | 0 | 0 | 0 | 0 | 0 | 0 | 0 | 0 | 0 | 0 | 0 | 0 | 0 | 0 | 0 | 0 | 0 | 0
F4_Commercial_Health (WA)_New_Food Preparation_Natural Gas_Broiler_E4 | F4 | Commercial | Health (WA) | New | Food Preparation | Natural Gas | Broiler | E4 | Utility - Cost of Equipment | 0 | 0 | 0 | 0 | 0 | 0 | 0 | 0 | 0 | 0 | 0 | 0 | 0 | 0 | 0 | 0 | 0 | 0 | 0 | 0 | 0 | 0 | 0 | 0 | 0 | 0 | 0
F4_Commercial_Health (WA)_New_Food Preparation_Natural Gas_Broiler_E5 | F4 | Commercial | Health (WA) | New | Food Preparation | Natural Gas | Broiler | E5 | Utility - Cost of Equipment | 0 | 0 | 0 | 0 | 0 | 0 | 0 | 0 | 0 | 0 | 0 | 0 | 0 | 0 | 0 | 0 | 0 | 0 | 0 | 0 | 0 | 0 | 0 | 0 | 0 | 0 | 0
F4_Commercial_Health (WA)_New_Food Preparation_Natural Gas_Broiler_E6 | F4 | Commercial | Health (WA) | New | Food Preparation | Natural Gas | Broiler | E6 | Utility - Cost of Equipment | 0 | 0 | 0 | 0 | 0 | 0 | 0 | 0 | 0 | 0 | 0 | 0 | 0 | 0 | 0 | 0 | 0 | 0 | 0 | 0 | 0 | 0 | 0 | 0 | 0 | 0 | 0
F4_Commercial_Health (WA)_New_Food Preparation_Natural Gas_Broiler_E7 | F4 | Commercial | Health (WA) | New | Food Preparation | Natural Gas | Broiler | E7 | Utility - Cost of Equipment | 0 | 0 | 0 | 0 | 0 | 0 | 0 | 0 | 0 | 0 | 0 | 0 | 0 | 0 | 0 | 0 | 0 | 0 | 0 | 0 | 0 | 0 | 0 | 0 | 0 | 0 | 0
F4_Commercial_Health (WA)_New_Food Preparation_Natural Gas_Broiler_E8 | F4 | Commercial | Health (WA) | New | Food Preparation | Natural Gas | Broiler | E8 | Utility - Cost of Equipment | 0 | 0 | 0 | 0 | 0 | 0 | 0 | 0 | 0 | 0 | 0 | 0 | 0 | 0 | 0 | 0 | 0 | 0 | 0 | 0 | 0 | 0 | 0 | 0 | 0 | 0 | 0
F4_Commercial_Health (WA)_New_Food Preparation_Natural Gas_Broiler_E9 | F4 | Commercial | Health (WA) | New | Food Preparation | Natural Gas | Broiler | E9 | Utility - Cost of Equipment | 0 | 0 | 0 | 0 | 0 | 0 | 0 | 0 | 0 | 0 | 0 | 0 | 0 | 0 | 0 | 0 | 0 | 0 | 0 | 0 | 0 | 0 | 0 | 0 | 0 | 0 | 0
F4_Commercial_Health (WA)_New_Food Preparation_Natural Gas_Broiler_E10 | F4 | Commercial | Health (WA) | New | Food Preparation | Natural Gas | Broiler | E10 | Utility - Cost of Equipment | 0 | 0 | 0 | 0 | 0 | 0 | 0 | 0 | 0 | 0 | 0 | 0 | 0 | 0 | 0 | 0 | 0 | 0 | 0 | 0 | 0 | 0 | 0 | 0 | 0 | 0 | 0
F5_Commercial_Health (WA)_New_Food Preparation_Natural Gas_Broiler_E1 | F5 | Commercial | Health (WA) | New | Food Preparation | Natural Gas | Broiler | E1 | Utility - Cost of Operation | 0.12312 | 0.12622 | 0.1299 | 0.13411 | 0.13887 | 0.14467 | 0.15064 | 0.15655 | 0.16223 | 0.168 | 0.17259 | 0.17689 | 0.18151 | 0.18603 | 0.19007 | 0.19385 | 0.19725 | 0.2006 | 0.20418 | 0.20767 | 0.21125 | 0.21498 | 0.21875 | 0.22263 | 0.22659 | 0.23061 | 0.23471
F5_Commercial_Health (WA)_New_Food Preparation_Natural Gas_Broiler_E2 | F5 | Commercial | Health (WA) | New | Food Preparation | Natural Gas | Broiler | E2 | Utility - Cost of Operation | 0.10501 | 0.10766 | 0.11079 | 0.11439 | 0.11845 | 0.12339 | 0.12848 | 0.13352 | 0.13837 | 0.14329 | 0.14721 | 0.15087 | 0.15481 | 0.15867 | 0.16212 | 0.16534 | 0.16824 | 0.17109 | 0.17415 | 0.17712 | 0.18018 | 0.18336 | 0.18657 | 0.18989 | 0.19326 | 0.1967 | 0.20019
F5_Commercial_Health (WA)_New_Food Preparation_Natural Gas_Broiler_E3 | F5 | Commercial | Health (WA) | New | Food Preparation | Natural Gas | Broiler | E3 | Utility - Cost of Operation | 0 | 0 | 0 | 0 | 0 | 0 | 0 | 0 | 0 | 0 | 0 | 0 | 0 | 0 | 0 | 0 | 0 | 0 | 0 | 0 | 0 | 0 | 0 | 0 | 0 | 0 | 0
F5_Commercial_Health (WA)_New_Food Preparation_Natural Gas_Broiler_E4 | F5 | Commercial | Health (WA) | New | Food Preparation | Natural Gas | Broiler | E4 | Utility - Cost of Operation | 0 | 0 | 0 | 0 | 0 | 0 | 0 | 0 | 0 | 0 | 0 | 0 | 0 | 0 | 0 | 0 | 0 | 0 | 0 | 0 | 0 | 0 | 0 | 0 | 0 | 0 | 0
F5_Commercial_Health (WA)_New_Food Preparation_Natural Gas_Broiler_E5 | F5 | Commercial | Health (WA) | New | Food Preparation | Natural Gas | Broiler | E5 | Utility - Cost of Operation | 0 | 0 | 0 | 0 | 0 | 0 | 0 | 0 | 0 | 0 | 0 | 0 | 0 | 0 | 0 | 0 | 0 | 0 | 0 | 0 | 0 | 0 | 0 | 0 | 0 | 0 | 0
F5_Commercial_Health (WA)_New_Food Preparation_Natural Gas_Broiler_E6 | F5 | Commercial | Health (WA) | New | Food Preparation | Natural Gas | Broiler | E6 | Utility - Cost of Operation | 0 | 0 | 0 | 0 | 0 | 0 | 0 | 0 | 0 | 0 | 0 | 0 | 0 | 0 | 0 | 0 | 0 | 0 | 0 | 0 | 0 | 0 | 0 | 0 | 0 | 0 | 0
F5_Commercial_Health (WA)_New_Food Preparation_Natural Gas_Broiler_E7 | F5 | Commercial | Health (WA) | New | Food Preparation | Natural Gas | Broiler | E7 | Utility - Cost of Operation | 0 | 0 | 0 | 0 | 0 | 0 | 0 | 0 | 0 | 0 | 0 | 0 | 0 | 0 | 0 | 0 | 0 | 0 | 0 | 0 | 0 | 0 | 0 | 0 | 0 | 0 | 0
F5_Commercial_Health (WA)_New_Food Preparation_Natural Gas_Broiler_E8 | F5 | Commercial | Health (WA) | New | Food Preparation | Natural Gas | Broiler | E8 | Utility - Cost of Operation | 0 | 0 | 0 | 0 | 0 | 0 | 0 | 0 | 0 | 0 | 0 | 0 | 0 | 0 | 0 | 0 | 0 | 0 | 0 | 0 | 0 | 0 | 0 | 0 | 0 | 0 | 0
F5_Commercial_Health (WA)_New_Food Preparation_Natural Gas_Broiler_E9 | F5 | Commercial | Health (WA) | New | Food Preparation | Natural Gas | Broiler | E9 | Utility - Cost of Operation | 0 | 0 | 0 | 0 | 0 | 0 | 0 | 0 | 0 | 0 | 0 | 0 | 0 | 0 | 0 | 0 | 0 | 0 | 0 | 0 | 0 | 0 | 0 | 0 | 0 | 0 | 0
F5_Commercial_Health (WA)_New_Food Preparation_Natural Gas_Broiler_E10 | F5 | Commercial | Health (WA) | New | Food Preparation | Natural Gas | Broiler | E10 | Utility - Cost of Operation | 0 | 0 | 0 | 0 | 0 | 0 | 0 | 0 | 0 | 0 | 0 | 0 | 0 | 0 | 0 | 0 | 0 | 0 | 0 | 0 | 0 | 0 | 0 | 0 | 0 | 0 | 0
F6_Commercial_Health (WA)_New_Food Preparation_Natural Gas_Broiler_E1 | F6 | Commercial | Health (WA) | New | Food Preparation | Natural Gas | Broiler | E1 | Utility - Value of Sales | 0.14501 | 0.14775 | 0.15096 | 0.15471 | 0.15901 | 0.16436 | 0.16974 | 0.17484 | 0.17946 | 0.18394 | 0.18858 | 0.19279 | 0.19725 | 0.20146 | 0.20508 | 0.20835 | 0.21111 | 0.21375 | 0.21656 | 0.21918 | 0.22181 | 0.22573 | 0.22968 | 0.23376 | 0.23792 | 0.24214 | 0.24645
F6_Commercial_Health (WA)_New_Food Preparation_Natural Gas_Broiler_E2 | F6 | Commercial | Health (WA) | New | Food Preparation | Natural Gas | Broiler | E2 | Utility - Value of Sales | 0.12368 | 0.12602 | 0.12876 | 0.13196 | 0.13562 | 0.14019 | 0.14477 | 0.14913 | 0.15307 | 0.15689 | 0.16084 | 0.16444 | 0.16824 | 0.17183 | 0.17492 | 0.1777 | 0.18006 | 0.18231 | 0.18471 | 0.18695 | 0.18919 | 0.19253 | 0.1959 | 0.19938 | 0.20293 | 0.20653 | 0.2102
F6_Commercial_Health (WA)_New_Food Preparation_Natural Gas_Broiler_E3 | F6 | Commercial | Health (WA) | New | Food Preparation | Natural Gas | Broiler | E3 | Utility - Value of Sales | 0 | 0 | 0 | 0 | 0 | 0 | 0 | 0 | 0 | 0 | 0 | 0 | 0 | 0 | 0 | 0 | 0 | 0 | 0 | 0 | 0 | 0 | 0 | 0 | 0 | 0 | 0
F6_Commercial_Health (WA)_New_Food Preparation_Natural Gas_Broiler_E4 | F6 | Commercial | Health (WA) | New | Food Preparation | Natural Gas | Broiler | E4 | Utility - Value of Sales | 0 | 0 | 0 | 0 | 0 | 0 | 0 | 0 | 0 | 0 | 0 | 0 | 0 | 0 | 0 | 0 | 0 | 0 | 0 | 0 | 0 | 0 | 0 | 0 | 0 | 0 | 0
F6_Commercial_Health (WA)_New_Food Preparation_Natural Gas_Broiler_E5 | F6 | Commercial | Health (WA) | New | Food Preparation | Natural Gas | Broiler | E5 | Utility - Value of Sales | 0 | 0 | 0 | 0 | 0 | 0 | 0 | 0 | 0 | 0 | 0 | 0 | 0 | 0 | 0 | 0 | 0 | 0 | 0 | 0 | 0 | 0 | 0 | 0 | 0 | 0 | 0
F6_Commercial_Health (WA)_New_Food Preparation_Natural Gas_Broiler_E6 | F6 | Commercial | Health (WA) | New | Food Preparation | Natural Gas | Broiler | E6 | Utility - Value of Sales | 0 | 0 | 0 | 0 | 0 | 0 | 0 | 0 | 0 | 0 | 0 | 0 | 0 | 0 | 0 | 0 | 0 | 0 | 0 | 0 | 0 | 0 | 0 | 0 | 0 | 0 | 0
F6_Commercial_Health (WA)_New_Food Preparation_Natural Gas_Broiler_E7 | F6 | Commercial | Health (WA) | New | Food Preparation | Natural Gas | Broiler | E7 | Utility - Value of Sales | 0 | 0 | 0 | 0 | 0 | 0 | 0 | 0 | 0 | 0 | 0 | 0 | 0 | 0 | 0 | 0 | 0 | 0 | 0 | 0 | 0 | 0 | 0 | 0 | 0 | 0 | 0
F6_Commercial_Health (WA)_New_Food Preparation_Natural Gas_Broiler_E8 | F6 | Commercial | Health (WA) | New | Food Preparation | Natural Gas | Broiler | E8 | Utility - Value of Sales | 0 | 0 | 0 | 0 | 0 | 0 | 0 | 0 | 0 | 0 | 0 | 0 | 0 | 0 | 0 | 0 | 0 | 0 | 0 | 0 | 0 | 0 | 0 | 0 | 0 | 0 | 0
F6_Commercial_Health (WA)_New_Food Preparation_Natural Gas_Broiler_E9 | F6 | Commercial | Health (WA) | New | Food Preparation | Natural Gas | Broiler | E9 | Utility - Value of Sales | 0 | 0 | 0 | 0 | 0 | 0 | 0 | 0 | 0 | 0 | 0 | 0 | 0 | 0 | 0 | 0 | 0 | 0 | 0 | 0 | 0 | 0 | 0 | 0 | 0 | 0 | 0
F6_Commercial_Health (WA)_New_Food Preparation_Natural Gas_Broiler_E10 | F6 | Commercial | Health (WA) | New | Food Preparation | Natural Gas | Broiler | E10 | Utility - Value of Sales | 0 | 0 | 0 | 0 | 0 | 0 | 0 | 0 | 0 | 0 | 0 | 0 | 0 | 0 | 0 | 0 | 0 | 0 | 0 | 0 | 0 | 0 | 0 | 0 | 0 | 0 | 0
F1_Commercial_Health (WA)_New_Food Preparation_Natural Gas_Griddle_E1 | F1 | Commercial | Health (WA) | New | Food Preparation | Natural Gas | Griddle | E1 | RVT - Cost of Equipment | 0.0069813 | 0.0069813 | 0.0069813 | 0.0069813 | 0.0069813 | 0.0069813 | 0.0069813 | 0.0069813 | 0.0069813 | 0.0069813 | 0.0069813 | 0.0069813 | 0.0069813 | 0.0069813 | 0.0069813 | 0.0069813 | 0.0069813 | 0.0069813 | 0.0069813 | 0.0069813 | 0.0069813 | 0.0069813 | 0.0069813 | 0.0069813 | 0.0069813 | 0.0069813 | 0.0069813
F1_Commercial_Health (WA)_New_Food Preparation_Natural Gas_Griddle_E2 | F1 | Commercial | Health (WA) | New | Food Preparation | Natural Gas | Griddle | E2 | RVT - Cost of Equipment | 0.0074693 | 0.0074693 | 0.0074693 | 0.0074693 | 0.0074693 | 0.0074693 | 0.0074693 | 0.0074693 | 0.0074693 | 0.0074693 | 0.0074693 | 0.0074693 | 0.0074693 | 0.0074693 | 0.0074693 | 0.0074693 | 0.0074693 | 0.0074693 | 0.0074693 | 0.0074693 | 0.0074693 | 0.0074693 | 0.0074693 | 0.0074693 | 0.0074693 | 0.0074693 | 0.0074693
F1_Commercial_Health (WA)_New_Food Preparation_Natural Gas_Griddle_E3 | F1 | Commercial | Health (WA) | New | Food Preparation | Natural Gas | Griddle | E3 | RVT - Cost of Equipment | 0 | 0 | 0 | 0 | 0 | 0 | 0 | 0 | 0 | 0 | 0 | 0 | 0 | 0 | 0 | 0 | 0 | 0 | 0 | 0 | 0 | 0 | 0 | 0 | 0 | 0 | 0
F1_Commercial_Health (WA)_New_Food Preparation_Natural Gas_Griddle_E4 | F1 | Commercial | Health (WA) | New | Food Preparation | Natural Gas | Griddle | E4 | RVT - Cost of Equipment | 0 | 0 | 0 | 0 | 0 | 0 | 0 | 0 | 0 | 0 | 0 | 0 | 0 | 0 | 0 | 0 | 0 | 0 | 0 | 0 | 0 | 0 | 0 | 0 | 0 | 0 | 0
F1_Commercial_Health (WA)_New_Food Preparation_Natural Gas_Griddle_E5 | F1 | Commercial | Health (WA) | New | Food Preparation | Natural Gas | Griddle | E5 | RVT - Cost of Equipment | 0 | 0 | 0 | 0 | 0 | 0 | 0 | 0 | 0 | 0 | 0 | 0 | 0 | 0 | 0 | 0 | 0 | 0 | 0 | 0 | 0 | 0 | 0 | 0 | 0 | 0 | 0
F1_Commercial_Health (WA)_New_Food Preparation_Natural Gas_Griddle_E6 | F1 | Commercial | Health (WA) | New | Food Preparation | Natural Gas | Griddle | E6 | RVT - Cost of Equipment | 0 | 0 | 0 | 0 | 0 | 0 | 0 | 0 | 0 | 0 | 0 | 0 | 0 | 0 | 0 | 0 | 0 | 0 | 0 | 0 | 0 | 0 | 0 | 0 | 0 | 0 | 0
F1_Commercial_Health (WA)_New_Food Preparation_Natural Gas_Griddle_E7 | F1 | Commercial | Health (WA) | New | Food Preparation | Natural Gas | Griddle | E7 | RVT - Cost of Equipment | 0 | 0 | 0 | 0 | 0 | 0 | 0 | 0 | 0 | 0 | 0 | 0 | 0 | 0 | 0 | 0 | 0 | 0 | 0 | 0 | 0 | 0 | 0 | 0 | 0 | 0 | 0
F1_Commercial_Health (WA)_New_Food Preparation_Natural Gas_Griddle_E8 | F1 | Commercial | Health (WA) | New | Food Preparation | Natural Gas | Griddle | E8 | RVT - Cost of Equipment | 0 | 0 | 0 | 0 | 0 | 0 | 0 | 0 | 0 | 0 | 0 | 0 | 0 | 0 | 0 | 0 | 0 | 0 | 0 | 0 | 0 | 0 | 0 | 0 | 0 | 0 | 0
F1_Commercial_Health (WA)_New_Food Preparation_Natural Gas_Griddle_E9 | F1 | Commercial | Health (WA) | New | Food Preparation | Natural Gas | Griddle | E9 | RVT - Cost of Equipment | 0 | 0 | 0 | 0 | 0 | 0 | 0 | 0 | 0 | 0 | 0 | 0 | 0 | 0 | 0 | 0 | 0 | 0 | 0 | 0 | 0 | 0 | 0 | 0 | 0 | 0 | 0
F1_Commercial_Health (WA)_New_Food Preparation_Natural Gas_Griddle_E10 | F1 | Commercial | Health (WA) | New | Food Preparation | Natural Gas | Griddle | E10 | RVT - Cost of Equipment | 0 | 0 | 0 | 0 | 0 | 0 | 0 | 0 | 0 | 0 | 0 | 0 | 0 | 0 | 0 | 0 | 0 | 0 | 0 | 0 | 0 | 0 | 0 | 0 | 0 | 0 | 0
F2_Commercial_Health (WA)_New_Food Preparation_Natural Gas_Griddle_E1 | F2 | Commercial | Health (WA) | New | Food Preparation | Natural Gas | Griddle | E1 | RVT - Cost of Operation | 0.10078 | 0.10268 | 0.10491 | 0.10752 | 0.1105 | 0.11423 | 0.11796 | 0.12151 | 0.12472 | 0.12783 | 0.13106 | 0.13399 | 0.13708 | 0.14001 | 0.14252 | 0.14479 | 0.14672 | 0.14855 | 0.1505 | 0.15232 | 0.15415 | 0.15687 | 0.15962 | 0.16246 | 0.16534 | 0.16828 | 0.17127
F2_Commercial_Health (WA)_New_Food Preparation_Natural Gas_Griddle_E2 | F2 | Commercial | Health (WA) | New | Food Preparation | Natural Gas | Griddle | E2 | RVT - Cost of Operation | 0.088452 | 0.090123 | 0.092084 | 0.094371 | 0.09699 | 0.10026 | 0.10354 | 0.10665 | 0.10947 | 0.1122 | 0.11503 | 0.1176 | 0.12032 | 0.12288 | 0.12509 | 0.12709 | 0.12877 | 0.13038 | 0.1321 | 0.1337 | 0.1353 | 0.13769 | 0.1401 | 0.14259 | 0.14512 | 0.1477 | 0.15033
F2_Commercial_Health (WA)_New_Food Preparation_Natural Gas_Griddle_E3 | F2 | Commercial | Health (WA) | New | Food Preparation | Natural Gas | Griddle | E3 | RVT - Cost of Operation | 0 | 0 | 0 | 0 | 0 | 0 | 0 | 0 | 0 | 0 | 0 | 0 | 0 | 0 | 0 | 0 | 0 | 0 | 0 | 0 | 0 | 0 | 0 | 0 | 0 | 0 | 0
F2_Commercial_Health (WA)_New_Food Preparation_Natural Gas_Griddle_E4 | F2 | Commercial | Health (WA) | New | Food Preparation | Natural Gas | Griddle | E4 | RVT - Cost of Operation | 0 | 0 | 0 | 0 | 0 | 0 | 0 | 0 | 0 | 0 | 0 | 0 | 0 | 0 | 0 | 0 | 0 | 0 | 0 | 0 | 0 | 0 | 0 | 0 | 0 | 0 | 0
F2_Commercial_Health (WA)_New_Food Preparation_Natural Gas_Griddle_E5 | F2 | Commercial | Health (WA) | New | Food Preparation | Natural Gas | Griddle | E5 | RVT - Cost of Operation | 0 | 0 | 0 | 0 | 0 | 0 | 0 | 0 | 0 | 0 | 0 | 0 | 0 | 0 | 0 | 0 | 0 | 0 | 0 | 0 | 0 | 0 | 0 | 0 | 0 | 0 | 0
F2_Commercial_Health (WA)_New_Food Preparation_Natural Gas_Griddle_E6 | F2 | Commercial | Health (WA) | New | Food Preparation | Natural Gas | Griddle | E6 | RVT - Cost of Operation | 0 | 0 | 0 | 0 | 0 | 0 | 0 | 0 | 0 | 0 | 0 | 0 | 0 | 0 | 0 | 0 | 0 | 0 | 0 | 0 | 0 | 0 | 0 | 0 | 0 | 0 | 0
F2_Commercial_Health (WA)_New_Food Preparation_Natural Gas_Griddle_E7 | F2 | Commercial | Health (WA) | New | Food Preparation | Natural Gas | Griddle | E7 | RVT - Cost of Operation | 0 | 0 | 0 | 0 | 0 | 0 | 0 | 0 | 0 | 0 | 0 | 0 | 0 | 0 | 0 | 0 | 0 | 0 | 0 | 0 | 0 | 0 | 0 | 0 | 0 | 0 | 0
F2_Commercial_Health (WA)_New_Food Preparation_Natural Gas_Griddle_E8 | F2 | Commercial | Health (WA) | New | Food Preparation | Natural Gas | Griddle | E8 | RVT - Cost of Operation | 0 | 0 | 0 | 0 | 0 | 0 | 0 | 0 | 0 | 0 | 0 | 0 | 0 | 0 | 0 | 0 | 0 | 0 | 0 | 0 | 0 | 0 | 0 | 0 | 0 | 0 | 0
F2_Commercial_Health (WA)_New_Food Preparation_Natural Gas_Griddle_E9 | F2 | Commercial | Health (WA) | New | Food Preparation | Natural Gas | Griddle | E9 | RVT - Cost of Operation | 0 | 0 | 0 | 0 | 0 | 0 | 0 | 0 | 0 | 0 | 0 | 0 | 0 | 0 | 0 | 0 | 0 | 0 | 0 | 0 | 0 | 0 | 0 | 0 | 0 | 0 | 0
F2_Commercial_Health (WA)_New_Food Preparation_Natural Gas_Griddle_E10 | F2 | Commercial | Health (WA) | New | Food Preparation | Natural Gas | Griddle | E10 | RVT - Cost of Operation | 0 | 0 | 0 | 0 | 0 | 0 | 0 | 0 | 0 | 0 | 0 | 0 | 0 | 0 | 0 | 0 | 0 | 0 | 0 | 0 | 0 | 0 | 0 | 0 | 0 | 0 | 0
F3_Commercial_Health (WA)_New_Food Preparation_Natural Gas_Griddle_E1 | F3 | Commercial | Health (WA) | New | Food Preparation | Natural Gas | Griddle | E1 | System - kBTUs of Consumption | 24.0413 | 24.0413 | 24.0413 | 24.0413 | 24.0413 | 24.0413 | 24.0413 | 24.0413 | 24.0413 | 24.0413 | 24.0413 | 24.0413 | 24.0413 | 24.0413 | 24.0413 | 24.0413 | 24.0413 | 24.0413 | 24.0413 | 24.0413 | 24.0413 | 24.0413 | 24.0413 | 24.0413 | 24.0413 | 24.0413 | 24.0413
F3_Commercial_Health (WA)_New_Food Preparation_Natural Gas_Griddle_E2 | F3 | Commercial | Health (WA) | New | Food Preparation | Natural Gas | Griddle | E2 | System - kBTUs of Consumption | 21.1012 | 21.1012 | 21.1012 | 21.1012 | 21.1012 | 21.1012 | 21.1012 | 21.1012 | 21.1012 | 21.1012 | 21.1012 | 21.1012 | 21.1012 | 21.1012 | 21.1012 | 21.1012 | 21.1012 | 21.1012 | 21.1012 | 21.1012 | 21.1012 | 21.1012 | 21.1012 | 21.1012 | 21.1012 | 21.1012 | 21.1012
F3_Commercial_Health (WA)_New_Food Preparation_Natural Gas_Griddle_E3 | F3 | Commercial | Health (WA) | New | Food Preparation | Natural Gas | Griddle | E3 | System - kBTUs of Consumption | 0 | 0 | 0 | 0 | 0 | 0 | 0 | 0 | 0 | 0 | 0 | 0 | 0 | 0 | 0 | 0 | 0 | 0 | 0 | 0 | 0 | 0 | 0 | 0 | 0 | 0 | 0
F3_Commercial_Health (WA)_New_Food Preparation_Natural Gas_Griddle_E4 | F3 | Commercial | Health (WA) | New | Food Preparation | Natural Gas | Griddle | E4 | System - kBTUs of Consumption | 0 | 0 | 0 | 0 | 0 | 0 | 0 | 0 | 0 | 0 | 0 | 0 | 0 | 0 | 0 | 0 | 0 | 0 | 0 | 0 | 0 | 0 | 0 | 0 | 0 | 0 | 0
F3_Commercial_Health (WA)_New_Food Preparation_Natural Gas_Griddle_E5 | F3 | Commercial | Health (WA) | New | Food Preparation | Natural Gas | Griddle | E5 | System - kBTUs of Consumption | 0 | 0 | 0 | 0 | 0 | 0 | 0 | 0 | 0 | 0 | 0 | 0 | 0 | 0 | 0 | 0 | 0 | 0 | 0 | 0 | 0 | 0 | 0 | 0 | 0 | 0 | 0
F3_Commercial_Health (WA)_New_Food Preparation_Natural Gas_Griddle_E6 | F3 | Commercial | Health (WA) | New | Food Preparation | Natural Gas | Griddle | E6 | System - kBTUs of Consumption | 0 | 0 | 0 | 0 | 0 | 0 | 0 | 0 | 0 | 0 | 0 | 0 | 0 | 0 | 0 | 0 | 0 | 0 | 0 | 0 | 0 | 0 | 0 | 0 | 0 | 0 | 0
F3_Commercial_Health (WA)_New_Food Preparation_Natural Gas_Griddle_E7 | F3 | Commercial | Health (WA) | New | Food Preparation | Natural Gas | Griddle | E7 | System - kBTUs of Consumption | 0 | 0 | 0 | 0 | 0 | 0 | 0 | 0 | 0 | 0 | 0 | 0 | 0 | 0 | 0 | 0 | 0 | 0 | 0 | 0 | 0 | 0 | 0 | 0 | 0 | 0 | 0
F3_Commercial_Health (WA)_New_Food Preparation_Natural Gas_Griddle_E8 | F3 | Commercial | Health (WA) | New | Food Preparation | Natural Gas | Griddle | E8 | System - kBTUs of Consumption | 0 | 0 | 0 | 0 | 0 | 0 | 0 | 0 | 0 | 0 | 0 | 0 | 0 | 0 | 0 | 0 | 0 | 0 | 0 | 0 | 0 | 0 | 0 | 0 | 0 | 0 | 0
F3_Commercial_Health (WA)_New_Food Preparation_Natural Gas_Griddle_E9 | F3 | Commercial | Health (WA) | New | Food Preparation | Natural Gas | Griddle | E9 | System - kBTUs of Consumption | 0 | 0 | 0 | 0 | 0 | 0 | 0 | 0 | 0 | 0 | 0 | 0 | 0 | 0 | 0 | 0 | 0 | 0 | 0 | 0 | 0 | 0 | 0 | 0 | 0 | 0 | 0
F3_Commercial_Health (WA)_New_Food Preparation_Natural Gas_Griddle_E10 | F3 | Commercial | Health (WA) | New | Food Preparation | Natural Gas | Griddle | E10 | System - kBTUs of Consumption | 0 | 0 | 0 | 0 | 0 | 0 | 0 | 0 | 0 | 0 | 0 | 0 | 0 | 0 | 0 | 0 | 0 | 0 | 0 | 0 | 0 | 0 | 0 | 0 | 0 | 0 | 0
F4_Commercial_Health (WA)_New_Food Preparation_Natural Gas_Griddle_E1 | F4 | Commercial | Health (WA) | New | Food Preparation | Natural Gas | Griddle | E1 | Utility - Cost of Equipment | 0.0069813 | 0.0069813 | 0.0069813 | 0.0069813 | 0.0069813 | 0.0069813 | 0.0069813 | 0.0069813 | 0.0069813 | 0.0069813 | 0.0069813 | 0.0069813 | 0.0069813 | 0.0069813 | 0.0069813 | 0.0069813 | 0.0069813 | 0.0069813 | 0.0069813 | 0.0069813 | 0.0069813 | 0.0069813 | 0.0069813 | 0.0069813 | 0.0069813 | 0.0069813 | 0.0069813
F4_Commercial_Health (WA)_New_Food Preparation_Natural Gas_Griddle_E2 | F4 | Commercial | Health (WA) | New | Food Preparation | Natural Gas | Griddle | E2 | Utility - Cost of Equipment | 0.0074693 | 0.0074693 | 0.0074693 | 0.0074693 | 0.0074693 | 0.0074693 | 0.0074693 | 0.0074693 | 0.0074693 | 0.0074693 | 0.0074693 | 0.0074693 | 0.0074693 | 0.0074693 | 0.0074693 | 0.0074693 | 0.0074693 | 0.0074693 | 0.0074693 | 0.0074693 | 0.0074693 | 0.0074693 | 0.0074693 | 0.0074693 | 0.0074693 | 0.0074693 | 0.0074693
F4_Commercial_Health (WA)_New_Food Preparation_Natural Gas_Griddle_E3 | F4 | Commercial | Health (WA) | New | Food Preparation | Natural Gas | Griddle | E3 | Utility - Cost of Equipment | 0 | 0 | 0 | 0 | 0 | 0 | 0 | 0 | 0 | 0 | 0 | 0 | 0 | 0 | 0 | 0 | 0 | 0 | 0 | 0 | 0 | 0 | 0 | 0 | 0 | 0 | 0
F4_Commercial_Health (WA)_New_Food Preparation_Natural Gas_Griddle_E4 | F4 | Commercial | Health (WA) | New | Food Preparation | Natural Gas | Griddle | E4 | Utility - Cost of Equipment | 0 | 0 | 0 | 0 | 0 | 0 | 0 | 0 | 0 | 0 | 0 | 0 | 0 | 0 | 0 | 0 | 0 | 0 | 0 | 0 | 0 | 0 | 0 | 0 | 0 | 0 | 0
F4_Commercial_Health (WA)_New_Food Preparation_Natural Gas_Griddle_E5 | F4 | Commercial | Health (WA) | New | Food Preparation | Natural Gas | Griddle | E5 | Utility - Cost of Equipment | 0 | 0 | 0 | 0 | 0 | 0 | 0 | 0 | 0 | 0 | 0 | 0 | 0 | 0 | 0 | 0 | 0 | 0 | 0 | 0 | 0 | 0 | 0 | 0 | 0 | 0 | 0
F4_Commercial_Health (WA)_New_Food Preparation_Natural Gas_Griddle_E6 | F4 | Commercial | Health (WA) | New | Food Preparation | Natural Gas | Griddle | E6 | Utility - Cost of Equipment | 0 | 0 | 0 | 0 | 0 | 0 | 0 | 0 | 0 | 0 | 0 | 0 | 0 | 0 | 0 | 0 | 0 | 0 | 0 | 0 | 0 | 0 | 0 | 0 | 0 | 0 | 0
F4_Commercial_Health (WA)_New_Food Preparation_Natural Gas_Griddle_E7 | F4 | Commercial | Health (WA) | New | Food Preparation | Natural Gas | Griddle | E7 | Utility - Cost of Equipment | 0 | 0 | 0 | 0 | 0 | 0 | 0 | 0 | 0 | 0 | 0 | 0 | 0 | 0 | 0 | 0 | 0 | 0 | 0 | 0 | 0 | 0 | 0 | 0 | 0 | 0 | 0
F4_Commercial_Health (WA)_New_Food Preparation_Natural Gas_Griddle_E8 | F4 | Commercial | Health (WA) | New | Food Preparation | Natural Gas | Griddle | E8 | Utility - Cost of Equipment | 0 | 0 | 0 | 0 | 0 | 0 | 0 | 0 | 0 | 0 | 0 | 0 | 0 | 0 | 0 | 0 | 0 | 0 | 0 | 0 | 0 | 0 | 0 | 0 | 0 | 0 | 0
F4_Commercial_Health (WA)_New_Food Preparation_Natural Gas_Griddle_E9 | F4 | Commercial | Health (WA) | New | Food Preparation | Natural Gas | Griddle | E9 | Utility - Cost of Equipment | 0 | 0 | 0 | 0 | 0 | 0 | 0 | 0 | 0 | 0 | 0 | 0 | 0 | 0 | 0 | 0 | 0 | 0 | 0 | 0 | 0 | 0 | 0 | 0 | 0 | 0 | 0
F4_Commercial_Health (WA)_New_Food Preparation_Natural Gas_Griddle_E10 | F4 | Commercial | Health (WA) | New | Food Preparation | Natural Gas | Griddle | E10 | Utility - Cost of Equipment | 0 | 0 | 0 | 0 | 0 | 0 | 0 | 0 | 0 | 0 | 0 | 0 | 0 | 0 | 0 | 0 | 0 | 0 | 0 | 0 | 0 | 0 | 0 | 0 | 0 | 0 | 0
F5_Commercial_Health (WA)_New_Food Preparation_Natural Gas_Griddle_E1 | F5 | Commercial | Health (WA) | New | Food Preparation | Natural Gas | Griddle | E1 | Utility - Cost of Operation | 0.085563 | 0.087719 | 0.090274 | 0.093202 | 0.096513 | 0.10054 | 0.10469 | 0.10879 | 0.11275 | 0.11675 | 0.11994 | 0.12293 | 0.12614 | 0.12928 | 0.13209 | 0.13472 | 0.13708 | 0.13941 | 0.14189 | 0.14432 | 0.14681 | 0.1494 | 0.15202 | 0.15472 | 0.15747 | 0.16027 | 0.16312
F5_Commercial_Health (WA)_New_Food Preparation_Natural Gas_Griddle_E2 | F5 | Commercial | Health (WA) | New | Food Preparation | Natural Gas | Griddle | E2 | Utility - Cost of Operation | 0.075099 | 0.076992 | 0.079234 | 0.081804 | 0.08471 | 0.088246 | 0.091885 | 0.095489 | 0.098958 | 0.10248 | 0.10528 | 0.1079 | 0.11072 | 0.11347 | 0.11594 | 0.11825 | 0.12032 | 0.12236 | 0.12454 | 0.12667 | 0.12886 | 0.13113 | 0.13343 | 0.1358 | 0.13821 | 0.14067 | 0.14317
F5_Commercial_Health (WA)_New_Food Preparation_Natural Gas_Griddle_E3 | F5 | Commercial | Health (WA) | New | Food Preparation | Natural Gas | Griddle | E3 | Utility - Cost of Operation | 0 | 0 | 0 | 0 | 0 | 0 | 0 | 0 | 0 | 0 | 0 | 0 | 0 | 0 | 0 | 0 | 0 | 0 | 0 | 0 | 0 | 0 | 0 | 0 | 0 | 0 | 0
F5_Commercial_Health (WA)_New_Food Preparation_Natural Gas_Griddle_E4 | F5 | Commercial | Health (WA) | New | Food Preparation | Natural Gas | Griddle | E4 | Utility - Cost of Operation | 0 | 0 | 0 | 0 | 0 | 0 | 0 | 0 | 0 | 0 | 0 | 0 | 0 | 0 | 0 | 0 | 0 | 0 | 0 | 0 | 0 | 0 | 0 | 0 | 0 | 0 | 0
F5_Commercial_Health (WA)_New_Food Preparation_Natural Gas_Griddle_E5 | F5 | Commercial | Health (WA) | New | Food Preparation | Natural Gas | Griddle | E5 | Utility - Cost of Operation | 0 | 0 | 0 | 0 | 0 | 0 | 0 | 0 | 0 | 0 | 0 | 0 | 0 | 0 | 0 | 0 | 0 | 0 | 0 | 0 | 0 | 0 | 0 | 0 | 0 | 0 | 0
F5_Commercial_Health (WA)_New_Food Preparation_Natural Gas_Griddle_E6 | F5 | Commercial | Health (WA) | New | Food Preparation | Natural Gas | Griddle | E6 | Utility - Cost of Operation | 0 | 0 | 0 | 0 | 0 | 0 | 0 | 0 | 0 | 0 | 0 | 0 | 0 | 0 | 0 | 0 | 0 | 0 | 0 | 0 | 0 | 0 | 0 | 0 | 0 | 0 | 0
F5_Commercial_Health (WA)_New_Food Preparation_Natural Gas_Griddle_E7 | F5 | Commercial | Health (WA) | New | Food Preparation | Natural Gas | Griddle | E7 | Utility - Cost of Operation | 0 | 0 | 0 | 0 | 0 | 0 | 0 | 0 | 0 | 0 | 0 | 0 | 0 | 0 | 0 | 0 | 0 | 0 | 0 | 0 | 0 | 0 | 0 | 0 | 0 | 0 | 0
F5_Commercial_Health (WA)_New_Food Preparation_Natural Gas_Griddle_E8 | F5 | Commercial | Health (WA) | New | Food Preparation | Natural Gas | Griddle | E8 | Utility - Cost of Operation | 0 | 0 | 0 | 0 | 0 | 0 | 0 | 0 | 0 | 0 | 0 | 0 | 0 | 0 | 0 | 0 | 0 | 0 | 0 | 0 | 0 | 0 | 0 | 0 | 0 | 0 | 0
F5_Commercial_Health (WA)_New_Food Preparation_Natural Gas_Griddle_E9 | F5 | Commercial | Health (WA) | New | Food Preparation | Natural Gas | Griddle | E9 | Utility - Cost of Operation | 0 | 0 | 0 | 0 | 0 | 0 | 0 | 0 | 0 | 0 | 0 | 0 | 0 | 0 | 0 | 0 | 0 | 0 | 0 | 0 | 0 | 0 | 0 | 0 | 0 | 0 | 0
F5_Commercial_Health (WA)_New_Food Preparation_Natural Gas_Griddle_E10 | F5 | Commercial | Health (WA) | New | Food Preparation | Natural Gas | Griddle | E10 | Utility - Cost of Operation | 0 | 0 | 0 | 0 | 0 | 0 | 0 | 0 | 0 | 0 | 0 | 0 | 0 | 0 | 0 | 0 | 0 | 0 | 0 | 0 | 0 | 0 | 0 | 0 | 0 | 0 | 0
F6_Commercial_Health (WA)_New_Food Preparation_Natural Gas_Griddle_E1 | F6 | Commercial | Health (WA) | New | Food Preparation | Natural Gas | Griddle | E1 | Utility - Value of Sales | 0.10078 | 0.10268 | 0.10491 | 0.10752 | 0.1105 | 0.11423 | 0.11796 | 0.12151 | 0.12472 | 0.12783 | 0.13106 | 0.13399 | 0.13708 | 0.14001 | 0.14252 | 0.14479 | 0.14672 | 0.14855 | 0.1505 | 0.15232 | 0.15415 | 0.15687 | 0.15962 | 0.16246 | 0.16534 | 0.16828 | 0.17127
F6_Commercial_Health (WA)_New_Food Preparation_Natural Gas_Griddle_E2 | F6 | Commercial | Health (WA) | New | Food Preparation | Natural Gas | Griddle | E2 | Utility - Value of Sales | 0.088452 | 0.090123 | 0.092084 | 0.094371 | 0.09699 | 0.10026 | 0.10354 | 0.10665 | 0.10947 | 0.1122 | 0.11503 | 0.1176 | 0.12032 | 0.12288 | 0.12509 | 0.12709 | 0.12877 | 0.13038 | 0.1321 | 0.1337 | 0.1353 | 0.13769 | 0.1401 | 0.14259 | 0.14512 | 0.1477 | 0.15033
F6_Commercial_Health (WA)_New_Food Preparation_Natural Gas_Griddle_E3 | F6 | Commercial | Health (WA) | New | Food Preparation | Natural Gas | Griddle | E3 | Utility - Value of Sales | 0 | 0 | 0 | 0 | 0 | 0 | 0 | 0 | 0 | 0 | 0 | 0 | 0 | 0 | 0 | 0 | 0 | 0 | 0 | 0 | 0 | 0 | 0 | 0 | 0 | 0 | 0
F6_Commercial_Health (WA)_New_Food Preparation_Natural Gas_Griddle_E4 | F6 | Commercial | Health (WA) | New | Food Preparation | Natural Gas | Griddle | E4 | Utility - Value of Sales | 0 | 0 | 0 | 0 | 0 | 0 | 0 | 0 | 0 | 0 | 0 | 0 | 0 | 0 | 0 | 0 | 0 | 0 | 0 | 0 | 0 | 0 | 0 | 0 | 0 | 0 | 0
F6_Commercial_Health (WA)_New_Food Preparation_Natural Gas_Griddle_E5 | F6 | Commercial | Health (WA) | New | Food Preparation | Natural Gas | Griddle | E5 | Utility - Value of Sales | 0 | 0 | 0 | 0 | 0 | 0 | 0 | 0 | 0 | 0 | 0 | 0 | 0 | 0 | 0 | 0 | 0 | 0 | 0 | 0 | 0 | 0 | 0 | 0 | 0 | 0 | 0
F6_Commercial_Health (WA)_New_Food Preparation_Natural Gas_Griddle_E6 | F6 | Commercial | Health (WA) | New | Food Preparation | Natural Gas | Griddle | E6 | Utility - Value of Sales | 0 | 0 | 0 | 0 | 0 | 0 | 0 | 0 | 0 | 0 | 0 | 0 | 0 | 0 | 0 | 0 | 0 | 0 | 0 | 0 | 0 | 0 | 0 | 0 | 0 | 0 | 0
F6_Commercial_Health (WA)_New_Food Preparation_Natural Gas_Griddle_E7 | F6 | Commercial | Health (WA) | New | Food Preparation | Natural Gas | Griddle | E7 | Utility - Value of Sales | 0 | 0 | 0 | 0 | 0 | 0 | 0 | 0 | 0 | 0 | 0 | 0 | 0 | 0 | 0 | 0 | 0 | 0 | 0 | 0 | 0 | 0 | 0 | 0 | 0 | 0 | 0
F6_Commercial_Health (WA)_New_Food Preparation_Natural Gas_Griddle_E8 | F6 | Commercial | Health (WA) | New | Food Preparation | Natural Gas | Griddle | E8 | Utility - Value of Sales | 0 | 0 | 0 | 0 | 0 | 0 | 0 | 0 | 0 | 0 | 0 | 0 | 0 | 0 | 0 | 0 | 0 | 0 | 0 | 0 | 0 | 0 | 0 | 0 | 0 | 0 | 0
F6_Commercial_Health (WA)_New_Food Preparation_Natural Gas_Griddle_E9 | F6 | Commercial | Health (WA) | New | Food Preparation | Natural Gas | Griddle | E9 | Utility - Value of Sales | 0 | 0 | 0 | 0 | 0 | 0 | 0 | 0 | 0 | 0 | 0 | 0 | 0 | 0 | 0 | 0 | 0 | 0 | 0 | 0 | 0 | 0 | 0 | 0 | 0 | 0 | 0
F6_Commercial_Health (WA)_New_Food Preparation_Natural Gas_Griddle_E10 | F6 | Commercial | Health (WA) | New | Food Preparation | Natural Gas | Griddle | E10 | Utility - Value of Sales | 0 | 0 | 0 | 0 | 0 | 0 | 0 | 0 | 0 | 0 | 0 | 0 | 0 | 0 | 0 | 0 | 0 | 0 | 0 | 0 | 0 | 0 | 0 | 0 | 0 | 0 | 0
F1_Commercial_Health (WA)_New_Food Preparation_Natural Gas_Range_E1 | F1 | Commercial | Health (WA) | New | Food Preparation | Natural Gas | Range | E1 | RVT - Cost of Equipment | 0.034393 | 0.034393 | 0.034393 | 0.034393 | 0.034393 | 0.034393 | 0.034393 | 0.034393 | 0.034393 | 0.034393 | 0.034393 | 0.034393 | 0.034393 | 0.034393 | 0.034393 | 0.034393 | 0.034393 | 0.034393 | 0.034393 | 0.034393 | 0.034393 | 0.034393 | 0.034393 | 0.034393 | 0.034393 | 0.034393 | 0.034393
F1_Commercial_Health (WA)_New_Food Preparation_Natural Gas_Range_E2 | F1 | Commercial | Health (WA) | New | Food Preparation | Natural Gas | Range | E2 | RVT - Cost of Equipment | 0.03745 | 0.03745 | 0.03745 | 0.03745 | 0.03745 | 0.03745 | 0.03745 | 0.03745 | 0.03745 | 0.03745 | 0.03745 | 0.03745 | 0.03745 | 0.03745 | 0.03745 | 0.03745 | 0.03745 | 0.03745 | 0.03745 | 0.03745 | 0.03745 | 0.03745 | 0.03745 | 0.03745 | 0.03745 | 0.03745 | 0.03745
F1_Commercial_Health (WA)_New_Food Preparation_Natural Gas_Range_E3 | F1 | Commercial | Health (WA) | New | Food Preparation | Natural Gas | Range | E3 | RVT - Cost of Equipment | 0 | 0 | 0 | 0 | 0 | 0 | 0 | 0 | 0 | 0 | 0 | 0 | 0 | 0 | 0 | 0 | 0 | 0 | 0 | 0 | 0 | 0 | 0 | 0 | 0 | 0 | 0
F1_Commercial_Health (WA)_New_Food Preparation_Natural Gas_Range_E4 | F1 | Commercial | Health (WA) | New | Food Preparation | Natural Gas | Range | E4 | RVT - Cost of Equipment | 0 | 0 | 0 | 0 | 0 | 0 | 0 | 0 | 0 | 0 | 0 | 0 | 0 | 0 | 0 | 0 | 0 | 0 | 0 | 0 | 0 | 0 | 0 | 0 | 0 | 0 | 0
F1_Commercial_Health (WA)_New_Food Preparation_Natural Gas_Range_E5 | F1 | Commercial | Health (WA) | New | Food Preparation | Natural Gas | Range | E5 | RVT - Cost of Equipment | 0 | 0 | 0 | 0 | 0 | 0 | 0 | 0 | 0 | 0 | 0 | 0 | 0 | 0 | 0 | 0 | 0 | 0 | 0 | 0 | 0 | 0 | 0 | 0 | 0 | 0 | 0
F1_Commercial_Health (WA)_New_Food Preparation_Natural Gas_Range_E6 | F1 | Commercial | Health (WA) | New | Food Preparation | Natural Gas | Range | E6 | RVT - Cost of Equipment | 0 | 0 | 0 | 0 | 0 | 0 | 0 | 0 | 0 | 0 | 0 | 0 | 0 | 0 | 0 | 0 | 0 | 0 | 0 | 0 | 0 | 0 | 0 | 0 | 0 | 0 | 0
F1_Commercial_Health (WA)_New_Food Preparation_Natural Gas_Range_E7 | F1 | Commercial | Health (WA) | New | Food Preparation | Natural Gas | Range | E7 | RVT - Cost of Equipment | 0 | 0 | 0 | 0 | 0 | 0 | 0 | 0 | 0 | 0 | 0 | 0 | 0 | 0 | 0 | 0 | 0 | 0 | 0 | 0 | 0 | 0 | 0 | 0 | 0 | 0 | 0
F1_Commercial_Health (WA)_New_Food Preparation_Natural Gas_Range_E8 | F1 | Commercial | Health (WA) | New | Food Preparation | Natural Gas | Range | E8 | RVT - Cost of Equipment | 0 | 0 | 0 | 0 | 0 | 0 | 0 | 0 | 0 | 0 | 0 | 0 | 0 | 0 | 0 | 0 | 0 | 0 | 0 | 0 | 0 | 0 | 0 | 0 | 0 | 0 | 0
F1_Commercial_Health (WA)_New_Food Preparation_Natural Gas_Range_E9 | F1 | Commercial | Health (WA) | New | Food Preparation | Natural Gas | Range | E9 | RVT - Cost of Equipment | 0 | 0 | 0 | 0 | 0 | 0 | 0 | 0 | 0 | 0 | 0 | 0 | 0 | 0 | 0 | 0 | 0 | 0 | 0 | 0 | 0 | 0 | 0 | 0 | 0 | 0 | 0
F1_Commercial_Health (WA)_New_Food Preparation_Natural Gas_Range_E10 | F1 | Commercial | Health (WA) | New | Food Preparation | Natural Gas | Range | E10 | RVT - Cost of Equipment | 0 | 0 | 0 | 0 | 0 | 0 | 0 | 0 | 0 | 0 | 0 | 0 | 0 | 0 | 0 | 0 | 0 | 0 | 0 | 0 | 0 | 0 | 0 | 0 | 0 | 0 | 0
F2_Commercial_Health (WA)_New_Food Preparation_Natural Gas_Range_E1 | F2 | Commercial | Health (WA) | New | Food Preparation | Natural Gas | Range | E1 | RVT - Cost of Operation | 0.13406 | 0.13629 | 0.13901 | 0.14231 | 0.14625 | 0.15144 | 0.15677 | 0.16193 | 0.16668 | 0.17124 | 0.17592 | 0.1801 | 0.18447 | 0.1885 | 0.1919 | 0.19491 | 0.19738 | 0.1997 | 0.2022 | 0.20449 | 0.20678 | 0.21043 | 0.21411 | 0.21791 | 0.22178 | 0.22572 | 0.22973
F2_Commercial_Health (WA)_New_Food Preparation_Natural Gas_Range_E2 | F2 | Commercial | Health (WA) | New | Food Preparation | Natural Gas | Range | E2 | RVT - Cost of Operation | 0.067029 | 0.068145 | 0.069504 | 0.071157 | 0.073123 | 0.075722 | 0.078387 | 0.080966 | 0.08334 | 0.085619 | 0.087961 | 0.090052 | 0.092234 | 0.094251 | 0.095949 | 0.097454 | 0.098689 | 0.099852 | 0.1011 | 0.10224 | 0.10339 | 0.10521 | 0.10705 | 0.10896 | 0.11089 | 0.11286 | 0.11487
F2_Commercial_Health (WA)_New_Food Preparation_Natural Gas_Range_E3 | F2 | Commercial | Health (WA) | New | Food Preparation | Natural Gas | Range | E3 | RVT - Cost of Operation | 0 | 0 | 0 | 0 | 0 | 0 | 0 | 0 | 0 | 0 | 0 | 0 | 0 | 0 | 0 | 0 | 0 | 0 | 0 | 0 | 0 | 0 | 0 | 0 | 0 | 0 | 0
F2_Commercial_Health (WA)_New_Food Preparation_Natural Gas_Range_E4 | F2 | Commercial | Health (WA) | New | Food Preparation | Natural Gas | Range | E4 | RVT - Cost of Operation | 0 | 0 | 0 | 0 | 0 | 0 | 0 | 0 | 0 | 0 | 0 | 0 | 0 | 0 | 0 | 0 | 0 | 0 | 0 | 0 | 0 | 0 | 0 | 0 | 0 | 0 | 0
F2_Commercial_Health (WA)_New_Food Preparation_Natural Gas_Range_E5 | F2 | Commercial | Health (WA) | New | Food Preparation | Natural Gas | Range | E5 | RVT - Cost of Operation | 0 | 0 | 0 | 0 | 0 | 0 | 0 | 0 | 0 | 0 | 0 | 0 | 0 | 0 | 0 | 0 | 0 | 0 | 0 | 0 | 0 | 0 | 0 | 0 | 0 | 0 | 0
F2_Commercial_Health (WA)_New_Food Preparation_Natural Gas_Range_E6 | F2 | Commercial | Health (WA) | New | Food Preparation | Natural Gas | Range | E6 | RVT - Cost of Operation | 0 | 0 | 0 | 0 | 0 | 0 | 0 | 0 | 0 | 0 | 0 | 0 | 0 | 0 | 0 | 0 | 0 | 0 | 0 | 0 | 0 | 0 | 0 | 0 | 0 | 0 | 0
F2_Commercial_Health (WA)_New_Food Preparation_Natural Gas_Range_E7 | F2 | Commercial | Health (WA) | New | Food Preparation | Natural Gas | Range | E7 | RVT - Cost of Operation | 0 | 0 | 0 | 0 | 0 | 0 | 0 | 0 | 0 | 0 | 0 | 0 | 0 | 0 | 0 | 0 | 0 | 0 | 0 | 0 | 0 | 0 | 0 | 0 | 0 | 0 | 0
F2_Commercial_Health (WA)_New_Food Preparation_Natural Gas_Range_E8 | F2 | Commercial | Health (WA) | New | Food Preparation | Natural Gas | Range | E8 | RVT - Cost of Operation | 0 | 0 | 0 | 0 | 0 | 0 | 0 | 0 | 0 | 0 | 0 | 0 | 0 | 0 | 0 | 0 | 0 | 0 | 0 | 0 | 0 | 0 | 0 | 0 | 0 | 0 | 0
F2_Commercial_Health (WA)_New_Food Preparation_Natural Gas_Range_E9 | F2 | Commercial | Health (WA) | New | Food Preparation | Natural Gas | Range | E9 | RVT - Cost of Operation | 0 | 0 | 0 | 0 | 0 | 0 | 0 | 0 | 0 | 0 | 0 | 0 | 0 | 0 | 0 | 0 | 0 | 0 | 0 | 0 | 0 | 0 | 0 | 0 | 0 | 0 | 0
F2_Commercial_Health (WA)_New_Food Preparation_Natural Gas_Range_E10 | F2 | Commercial | Health (WA) | New | Food Preparation | Natural Gas | Range | E10 | RVT - Cost of Operation | 0 | 0 | 0 | 0 | 0 | 0 | 0 | 0 | 0 | 0 | 0 | 0 | 0 | 0 | 0 | 0 | 0 | 0 | 0 | 0 | 0 | 0 | 0 | 0 | 0 | 0 | 0
F3_Commercial_Health (WA)_New_Food Preparation_Natural Gas_Range_E1 | F3 | Commercial | Health (WA) | New | Food Preparation | Natural Gas | Range | E1 | System - kBTUs of Consumption | 32.4944 | 32.4944 | 32.4944 | 32.4944 | 32.4944 | 32.4944 | 32.4944 | 32.4944 | 32.4944 | 32.4944 | 32.4944 | 32.4944 | 32.4944 | 32.4944 | 32.4944 | 32.4944 | 32.4944 | 32.4944 | 32.4944 | 32.4944 | 32.4944 | 32.4944 | 32.4944 | 32.4944 | 32.4944 | 32.4944 | 32.4944
F3_Commercial_Health (WA)_New_Food Preparation_Natural Gas_Range_E2 | F3 | Commercial | Health (WA) | New | Food Preparation | Natural Gas | Range | E2 | System - kBTUs of Consumption | 16.2472 | 16.2472 | 16.2472 | 16.2472 | 16.2472 | 16.2472 | 16.2472 | 16.2472 | 16.2472 | 16.2472 | 16.2472 | 16.2472 | 16.2472 | 16.2472 | 16.2472 | 16.2472 | 16.2472 | 16.2472 | 16.2472 | 16.2472 | 16.2472 | 16.2472 | 16.2472 | 16.2472 | 16.2472 | 16.2472 | 16.2472
F3_Commercial_Health (WA)_New_Food Preparation_Natural Gas_Range_E3 | F3 | Commercial | Health (WA) | New | Food Preparation | Natural Gas | Range | E3 | System - kBTUs of Consumption | 0 | 0 | 0 | 0 | 0 | 0 | 0 | 0 | 0 | 0 | 0 | 0 | 0 | 0 | 0 | 0 | 0 | 0 | 0 | 0 | 0 | 0 | 0 | 0 | 0 | 0 | 0
F3_Commercial_Health (WA)_New_Food Preparation_Natural Gas_Range_E4 | F3 | Commercial | Health (WA) | New | Food Preparation | Natural Gas | Range | E4 | System - kBTUs of Consumption | 0 | 0 | 0 | 0 | 0 | 0 | 0 | 0 | 0 | 0 | 0 | 0 | 0 | 0 | 0 | 0 | 0 | 0 | 0 | 0 | 0 | 0 | 0 | 0 | 0 | 0 | 0
F3_Commercial_Health (WA)_New_Food Preparation_Natural Gas_Range_E5 | F3 | Commercial | Health (WA) | New | Food Preparation | Natural Gas | Range | E5 | System - kBTUs of Consumption | 0 | 0 | 0 | 0 | 0 | 0 | 0 | 0 | 0 | 0 | 0 | 0 | 0 | 0 | 0 | 0 | 0 | 0 | 0 | 0 | 0 | 0 | 0 | 0 | 0 | 0 | 0
F3_Commercial_Health (WA)_New_Food Preparation_Natural Gas_Range_E6 | F3 | Commercial | Health (WA) | New | Food Preparation | Natural Gas | Range | E6 | System - kBTUs of Consumption | 0 | 0 | 0 | 0 | 0 | 0 | 0 | 0 | 0 | 0 | 0 | 0 | 0 | 0 | 0 | 0 | 0 | 0 | 0 | 0 | 0 | 0 | 0 | 0 | 0 | 0 | 0
F3_Commercial_Health (WA)_New_Food Preparation_Natural Gas_Range_E7 | F3 | Commercial | Health (WA) | New | Food Preparation | Natural Gas | Range | E7 | System - kBTUs of Consumption | 0 | 0 | 0 | 0 | 0 | 0 | 0 | 0 | 0 | 0 | 0 | 0 | 0 | 0 | 0 | 0 | 0 | 0 | 0 | 0 | 0 | 0 | 0 | 0 | 0 | 0 | 0
F3_Commercial_Health (WA)_New_Food Preparation_Natural Gas_Range_E8 | F3 | Commercial | Health (WA) | New | Food Preparation | Natural Gas | Range | E8 | System - kBTUs of Consumption | 0 | 0 | 0 | 0 | 0 | 0 | 0 | 0 | 0 | 0 | 0 | 0 | 0 | 0 | 0 | 0 | 0 | 0 | 0 | 0 | 0 | 0 | 0 | 0 | 0 | 0 | 0
F3_Commercial_Health (WA)_New_Food Preparation_Natural Gas_Range_E9 | F3 | Commercial | Health (WA) | New | Food Preparation | Natural Gas | Range | E9 | System - kBTUs of Consumption | 0 | 0 | 0 | 0 | 0 | 0 | 0 | 0 | 0 | 0 | 0 | 0 | 0 | 0 | 0 | 0 | 0 | 0 | 0 | 0 | 0 | 0 | 0 | 0 | 0 | 0 | 0
F3_Commercial_Health (WA)_New_Food Preparation_Natural Gas_Range_E10 | F3 | Commercial | Health (WA) | New | Food Preparation | Natural Gas | Range | E10 | System - kBTUs of Consumption | 0 | 0 | 0 | 0 | 0 | 0 | 0 | 0 | 0 | 0 | 0 | 0 | 0 | 0 | 0 | 0 | 0 | 0 | 0 | 0 | 0 | 0 | 0 | 0 | 0 | 0 | 0
F4_Commercial_Health (WA)_New_Food Preparation_Natural Gas_Range_E1 | F4 | Commercial | Health (WA) | New | Food Preparation | Natural Gas | Range | E1 | Utility - Cost of Equipment | 0.034393 | 0.034393 | 0.034393 | 0.034393 | 0.034393 | 0.034393 | 0.034393 | 0.034393 | 0.034393 | 0.034393 | 0.034393 | 0.034393 | 0.034393 | 0.034393 | 0.034393 | 0.034393 | 0.034393 | 0.034393 | 0.034393 | 0.034393 | 0.034393 | 0.034393 | 0.034393 | 0.034393 | 0.034393 | 0.034393 | 0.034393
F4_Commercial_Health (WA)_New_Food Preparation_Natural Gas_Range_E2 | F4 | Commercial | Health (WA) | New | Food Preparation | Natural Gas | Range | E2 | Utility - Cost of Equipment | 0.03745 | 0.03745 | 0.03745 | 0.03745 | 0.03745 | 0.03745 | 0.03745 | 0.03745 | 0.03745 | 0.03745 | 0.03745 | 0.03745 | 0.03745 | 0.03745 | 0.03745 | 0.03745 | 0.03745 | 0.03745 | 0.03745 | 0.03745 | 0.03745 | 0.03745 | 0.03745 | 0.03745 | 0.03745 | 0.03745 | 0.03745
F4_Commercial_Health (WA)_New_Food Preparation_Natural Gas_Range_E3 | F4 | Commercial | Health (WA) | New | Food Preparation | Natural Gas | Range | E3 | Utility - Cost of Equipment | 0 | 0 | 0 | 0 | 0 | 0 | 0 | 0 | 0 | 0 | 0 | 0 | 0 | 0 | 0 | 0 | 0 | 0 | 0 | 0 | 0 | 0 | 0 | 0 | 0 | 0 | 0
F4_Commercial_Health (WA)_New_Food Preparation_Natural Gas_Range_E4 | F4 | Commercial | Health (WA) | New | Food Preparation | Natural Gas | Range | E4 | Utility - Cost of Equipment | 0 | 0 | 0 | 0 | 0 | 0 | 0 | 0 | 0 | 0 | 0 | 0 | 0 | 0 | 0 | 0 | 0 | 0 | 0 | 0 | 0 | 0 | 0 | 0 | 0 | 0 | 0
F4_Commercial_Health (WA)_New_Food Preparation_Natural Gas_Range_E5 | F4 | Commercial | Health (WA) | New | Food Preparation | Natural Gas | Range | E5 | Utility - Cost of Equipment | 0 | 0 | 0 | 0 | 0 | 0 | 0 | 0 | 0 | 0 | 0 | 0 | 0 | 0 | 0 | 0 | 0 | 0 | 0 | 0 | 0 | 0 | 0 | 0 | 0 | 0 | 0
F4_Commercial_Health (WA)_New_Food Preparation_Natural Gas_Range_E6 | F4 | Commercial | Health (WA) | New | Food Preparation | Natural Gas | Range | E6 | Utility - Cost of Equipment | 0 | 0 | 0 | 0 | 0 | 0 | 0 | 0 | 0 | 0 | 0 | 0 | 0 | 0 | 0 | 0 | 0 | 0 | 0 | 0 | 0 | 0 | 0 | 0 | 0 | 0 | 0
F4_Commercial_Health (WA)_New_Food Preparation_Natural Gas_Range_E7 | F4 | Commercial | Health (WA) | New | Food Preparation | Natural Gas | Range | E7 | Utility - Cost of Equipment | 0 | 0 | 0 | 0 | 0 | 0 | 0 | 0 | 0 | 0 | 0 | 0 | 0 | 0 | 0 | 0 | 0 | 0 | 0 | 0 | 0 | 0 | 0 | 0 | 0 | 0 | 0
F4_Commercial_Health (WA)_New_Food Preparation_Natural Gas_Range_E8 | F4 | Commercial | Health (WA) | New | Food Preparation | Natural Gas | Range | E8 | Utility - Cost of Equipment | 0 | 0 | 0 | 0 | 0 | 0 | 0 | 0 | 0 | 0 | 0 | 0 | 0 | 0 | 0 | 0 | 0 | 0 | 0 | 0 | 0 | 0 | 0 | 0 | 0 | 0 | 0
F4_Commercial_Health (WA)_New_Food Preparation_Natural Gas_Range_E9 | F4 | Commercial | Health (WA) | New | Food Preparation | Natural Gas | Range | E9 | Utility - Cost of Equipment | 0 | 0 | 0 | 0 | 0 | 0 | 0 | 0 | 0 | 0 | 0 | 0 | 0 | 0 | 0 | 0 | 0 | 0 | 0 | 0 | 0 | 0 | 0 | 0 | 0 | 0 | 0
F4_Commercial_Health (WA)_New_Food Preparation_Natural Gas_Range_E10 | F4 | Commercial | Health (WA) | New | Food Preparation | Natural Gas | Range | E10 | Utility - Cost of Equipment | 0 | 0 | 0 | 0 | 0 | 0 | 0 | 0 | 0 | 0 | 0 | 0 | 0 | 0 | 0 | 0 | 0 | 0 | 0 | 0 | 0 | 0 | 0 | 0 | 0 | 0 | 0
F5_Commercial_Health (WA)_New_Food Preparation_Natural Gas_Range_E1 | F5 | Commercial | Health (WA) | New | Food Preparation | Natural Gas | Range | E1 | Utility - Cost of Operation | 0.11269 | 0.1153 | 0.11857 | 0.12243 | 0.12692 | 0.13258 | 0.13848 | 0.14436 | 0.15003 | 0.15578 | 0.16027 | 0.16444 | 0.16894 | 0.17332 | 0.17719 | 0.18077 | 0.18393 | 0.18703 | 0.19037 | 0.1936 | 0.19693 | 0.20041 | 0.20391 | 0.20753 | 0.21122 | 0.21497 | 0.21879
F5_Commercial_Health (WA)_New_Food Preparation_Natural Gas_Range_E2 | F5 | Commercial | Health (WA) | New | Food Preparation | Natural Gas | Range | E2 | Utility - Cost of Operation | 0.056347 | 0.057648 | 0.059284 | 0.061214 | 0.063459 | 0.06629 | 0.069238 | 0.072178 | 0.075014 | 0.077889 | 0.080133 | 0.08222 | 0.08447 | 0.086662 | 0.088595 | 0.090385 | 0.091964 | 0.093515 | 0.095184 | 0.096802 | 0.098467 | 0.1002 | 0.10196 | 0.10377 | 0.10561 | 0.10749 | 0.1094
F5_Commercial_Health (WA)_New_Food Preparation_Natural Gas_Range_E3 | F5 | Commercial | Health (WA) | New | Food Preparation | Natural Gas | Range | E3 | Utility - Cost of Operation | 0 | 0 | 0 | 0 | 0 | 0 | 0 | 0 | 0 | 0 | 0 | 0 | 0 | 0 | 0 | 0 | 0 | 0 | 0 | 0 | 0 | 0 | 0 | 0 | 0 | 0 | 0
F5_Commercial_Health (WA)_New_Food Preparation_Natural Gas_Range_E4 | F5 | Commercial | Health (WA) | New | Food Preparation | Natural Gas | Range | E4 | Utility - Cost of Operation | 0 | 0 | 0 | 0 | 0 | 0 | 0 | 0 | 0 | 0 | 0 | 0 | 0 | 0 | 0 | 0 | 0 | 0 | 0 | 0 | 0 | 0 | 0 | 0 | 0 | 0 | 0
F5_Commercial_Health (WA)_New_Food Preparation_Natural Gas_Range_E5 | F5 | Commercial | Health (WA) | New | Food Preparation | Natural Gas | Range | E5 | Utility - Cost of Operation | 0 | 0 | 0 | 0 | 0 | 0 | 0 | 0 | 0 | 0 | 0 | 0 | 0 | 0 | 0 | 0 | 0 | 0 | 0 | 0 | 0 | 0 | 0 | 0 | 0 | 0 | 0
F5_Commercial_Health (WA)_New_Food Preparation_Natural Gas_Range_E6 | F5 | Commercial | Health (WA) | New | Food Preparation | Natural Gas | Range | E6 | Utility - Cost of Operation | 0 | 0 | 0 | 0 | 0 | 0 | 0 | 0 | 0 | 0 | 0 | 0 | 0 | 0 | 0 | 0 | 0 | 0 | 0 | 0 | 0 | 0 | 0 | 0 | 0 | 0 | 0
F5_Commercial_Health (WA)_New_Food Preparation_Natural Gas_Range_E7 | F5 | Commercial | Health (WA) | New | Food Preparation | Natural Gas | Range | E7 | Utility - Cost of Operation | 0 | 0 | 0 | 0 | 0 | 0 | 0 | 0 | 0 | 0 | 0 | 0 | 0 | 0 | 0 | 0 | 0 | 0 | 0 | 0 | 0 | 0 | 0 | 0 | 0 | 0 | 0
F5_Commercial_Health (WA)_New_Food Preparation_Natural Gas_Range_E8 | F5 | Commercial | Health (WA) | New | Food Preparation | Natural Gas | Range | E8 | Utility - Cost of Operation | 0 | 0 | 0 | 0 | 0 | 0 | 0 | 0 | 0 | 0 | 0 | 0 | 0 | 0 | 0 | 0 | 0 | 0 | 0 | 0 | 0 | 0 | 0 | 0 | 0 | 0 | 0
F5_Commercial_Health (WA)_New_Food Preparation_Natural Gas_Range_E9 | F5 | Commercial | Health (WA) | New | Food Preparation | Natural Gas | Range | E9 | Utility - Cost of Operation | 0 | 0 | 0 | 0 | 0 | 0 | 0 | 0 | 0 | 0 | 0 | 0 | 0 | 0 | 0 | 0 | 0 | 0 | 0 | 0 | 0 | 0 | 0 | 0 | 0 | 0 | 0
F5_Commercial_Health (WA)_New_Food Preparation_Natural Gas_Range_E10 | F5 | Commercial | Health (WA) | New | Food Preparation | Natural Gas | Range | E10 | Utility - Cost of Operation | 0 | 0 | 0 | 0 | 0 | 0 | 0 | 0 | 0 | 0 | 0 | 0 | 0 | 0 | 0 | 0 | 0 | 0 | 0 | 0 | 0 | 0 | 0 | 0 | 0 | 0 | 0
F6_Commercial_Health (WA)_New_Food Preparation_Natural Gas_Range_E1 | F6 | Commercial | Health (WA) | New | Food Preparation | Natural Gas | Range | E1 | Utility - Value of Sales | 0.13406 | 0.13629 | 0.13901 | 0.14231 | 0.14625 | 0.15144 | 0.15677 | 0.16193 | 0.16668 | 0.17124 | 0.17592 | 0.1801 | 0.18447 | 0.1885 | 0.1919 | 0.19491 | 0.19738 | 0.1997 | 0.2022 | 0.20449 | 0.20678 | 0.21043 | 0.21411 | 0.21791 | 0.22178 | 0.22572 | 0.22973
F6_Commercial_Health (WA)_New_Food Preparation_Natural Gas_Range_E2 | F6 | Commercial | Health (WA) | New | Food Preparation | Natural Gas | Range | E2 | Utility - Value of Sales | 0.067029 | 0.068145 | 0.069504 | 0.071157 | 0.073123 | 0.075722 | 0.078387 | 0.080966 | 0.08334 | 0.085619 | 0.087961 | 0.090052 | 0.092234 | 0.094251 | 0.095949 | 0.097454 | 0.098689 | 0.099852 | 0.1011 | 0.10224 | 0.10339 | 0.10521 | 0.10705 | 0.10896 | 0.11089 | 0.11286 | 0.11487
F6_Commercial_Health (WA)_New_Food Preparation_Natural Gas_Range_E3 | F6 | Commercial | Health (WA) | New | Food Preparation | Natural Gas | Range | E3 | Utility - Value of Sales | 0 | 0 | 0 | 0 | 0 | 0 | 0 | 0 | 0 | 0 | 0 | 0 | 0 | 0 | 0 | 0 | 0 | 0 | 0 | 0 | 0 | 0 | 0 | 0 | 0 | 0 | 0
F6_Commercial_Health (WA)_New_Food Preparation_Natural Gas_Range_E4 | F6 | Commercial | Health (WA) | New | Food Preparation | Natural Gas | Range | E4 | Utility - Value of Sales | 0 | 0 | 0 | 0 | 0 | 0 | 0 | 0 | 0 | 0 | 0 | 0 | 0 | 0 | 0 | 0 | 0 | 0 | 0 | 0 | 0 | 0 | 0 | 0 | 0 | 0 | 0
F6_Commercial_Health (WA)_New_Food Preparation_Natural Gas_Range_E5 | F6 | Commercial | Health (WA) | New | Food Preparation | Natural Gas | Range | E5 | Utility - Value of Sales | 0 | 0 | 0 | 0 | 0 | 0 | 0 | 0 | 0 | 0 | 0 | 0 | 0 | 0 | 0 | 0 | 0 | 0 | 0 | 0 | 0 | 0 | 0 | 0 | 0 | 0 | 0
F6_Commercial_Health (WA)_New_Food Preparation_Natural Gas_Range_E6 | F6 | Commercial | Health (WA) | New | Food Preparation | Natural Gas | Range | E6 | Utility - Value of Sales | 0 | 0 | 0 | 0 | 0 | 0 | 0 | 0 | 0 | 0 | 0 | 0 | 0 | 0 | 0 | 0 | 0 | 0 | 0 | 0 | 0 | 0 | 0 | 0 | 0 | 0 | 0
F6_Commercial_Health (WA)_New_Food Preparation_Natural Gas_Range_E7 | F6 | Commercial | Health (WA) | New | Food Preparation | Natural Gas | Range | E7 | Utility - Value of Sales | 0 | 0 | 0 | 0 | 0 | 0 | 0 | 0 | 0 | 0 | 0 | 0 | 0 | 0 | 0 | 0 | 0 | 0 | 0 | 0 | 0 | 0 | 0 | 0 | 0 | 0 | 0
F6_Commercial_Health (WA)_New_Food Preparation_Natural Gas_Range_E8 | F6 | Commercial | Health (WA) | New | Food Preparation | Natural Gas | Range | E8 | Utility - Value of Sales | 0 | 0 | 0 | 0 | 0 | 0 | 0 | 0 | 0 | 0 | 0 | 0 | 0 | 0 | 0 | 0 | 0 | 0 | 0 | 0 | 0 | 0 | 0 | 0 | 0 | 0 | 0
F6_Commercial_Health (WA)_New_Food Preparation_Natural Gas_Range_E9 | F6 | Commercial | Health (WA) | New | Food Preparation | Natural Gas | Range | E9 | Utility - Value of Sales | 0 | 0 | 0 | 0 | 0 | 0 | 0 | 0 | 0 | 0 | 0 | 0 | 0 | 0 | 0 | 0 | 0 | 0 | 0 | 0 | 0 | 0 | 0 | 0 | 0 | 0 | 0
F6_Commercial_Health (WA)_New_Food Preparation_Natural Gas_Range_E10 | F6 | Commercial | Health (WA) | New | Food Preparation | Natural Gas | Range | E10 | Utility - Value of Sales | 0 | 0 | 0 | 0 | 0 | 0 | 0 | 0 | 0 | 0 | 0 | 0 | 0 | 0 | 0 | 0 | 0 | 0 | 0 | 0 | 0 | 0 | 0 | 0 | 0 | 0 | 0
F1_Commercial_Health (WA)_New_Food Preparation_Natural Gas_Steamer_E1 | F1 | Commercial | Health (WA) | New | Food Preparation | Natural Gas | Steamer | E1 | RVT - Cost of Equipment | 0.015182 | 0.015182 | 0.015182 | 0.015182 | 0.015182 | 0.015182 | 0.015182 | 0.015182 | 0.015182 | 0.015182 | 0.015182 | 0.015182 | 0.015182 | 0.015182 | 0.015182 | 0.015182 | 0.015182 | 0.015182 | 0.015182 | 0.015182 | 0.015182 | 0.015182 | 0.015182 | 0.015182 | 0.015182 | 0.015182 | 0.015182
F1_Commercial_Health (WA)_New_Food Preparation_Natural Gas_Steamer_E2 | F1 | Commercial | Health (WA) | New | Food Preparation | Natural Gas | Steamer | E2 | RVT - Cost of Equipment | 0.016312 | 0.016312 | 0.016312 | 0.016312 | 0.016312 | 0.016312 | 0.016312 | 0.016312 | 0.016312 | 0.016312 | 0.016312 | 0.016312 | 0.016312 | 0.016312 | 0.016312 | 0.016312 | 0.016312 | 0.016312 | 0.016312 | 0.016312 | 0.016312 | 0.016312 | 0.016312 | 0.016312 | 0.016312 | 0.016312 | 0.016312
F1_Commercial_Health (WA)_New_Food Preparation_Natural Gas_Steamer_E3 | F1 | Commercial | Health (WA) | New | Food Preparation | Natural Gas | Steamer | E3 | RVT - Cost of Equipment | 0 | 0 | 0 | 0 | 0 | 0 | 0 | 0 | 0 | 0 | 0 | 0 | 0 | 0 | 0 | 0 | 0 | 0 | 0 | 0 | 0 | 0 | 0 | 0 | 0 | 0 | 0
F1_Commercial_Health (WA)_New_Food Preparation_Natural Gas_Steamer_E4 | F1 | Commercial | Health (WA) | New | Food Preparation | Natural Gas | Steamer | E4 | RVT - Cost of Equipment | 0 | 0 | 0 | 0 | 0 | 0 | 0 | 0 | 0 | 0 | 0 | 0 | 0 | 0 | 0 | 0 | 0 | 0 | 0 | 0 | 0 | 0 | 0 | 0 | 0 | 0 | 0
F1_Commercial_Health (WA)_New_Food Preparation_Natural Gas_Steamer_E5 | F1 | Commercial | Health (WA) | New | Food Preparation | Natural Gas | Steamer | E5 | RVT - Cost of Equipment | 0 | 0 | 0 | 0 | 0 | 0 | 0 | 0 | 0 | 0 | 0 | 0 | 0 | 0 | 0 | 0 | 0 | 0 | 0 | 0 | 0 | 0 | 0 | 0 | 0 | 0 | 0
F1_Commercial_Health (WA)_New_Food Preparation_Natural Gas_Steamer_E6 | F1 | Commercial | Health (WA) | New | Food Preparation | Natural Gas | Steamer | E6 | RVT - Cost of Equipment | 0 | 0 | 0 | 0 | 0 | 0 | 0 | 0 | 0 | 0 | 0 | 0 | 0 | 0 | 0 | 0 | 0 | 0 | 0 | 0 | 0 | 0 | 0 | 0 | 0 | 0 | 0
F1_Commercial_Health (WA)_New_Food Preparation_Natural Gas_Steamer_E7 | F1 | Commercial | Health (WA) | New | Food Preparation | Natural Gas | Steamer | E7 | RVT - Cost of Equipment | 0 | 0 | 0 | 0 | 0 | 0 | 0 | 0 | 0 | 0 | 0 | 0 | 0 | 0 | 0 | 0 | 0 | 0 | 0 | 0 | 0 | 0 | 0 | 0 | 0 | 0 | 0
F1_Commercial_Health (WA)_New_Food Preparation_Natural Gas_Steamer_E8 | F1 | Commercial | Health (WA) | New | Food Preparation | Natural Gas | Steamer | E8 | RVT - Cost of Equipment | 0 | 0 | 0 | 0 | 0 | 0 | 0 | 0 | 0 | 0 | 0 | 0 | 0 | 0 | 0 | 0 | 0 | 0 | 0 | 0 | 0 | 0 | 0 | 0 | 0 | 0 | 0
F1_Commercial_Health (WA)_New_Food Preparation_Natural Gas_Steamer_E9 | F1 | Commercial | Health (WA) | New | Food Preparation | Natural Gas | Steamer | E9 | RVT - Cost of Equipment | 0 | 0 | 0 | 0 | 0 | 0 | 0 | 0 | 0 | 0 | 0 | 0 | 0 | 0 | 0 | 0 | 0 | 0 | 0 | 0 | 0 | 0 | 0 | 0 | 0 | 0 | 0
F1_Commercial_Health (WA)_New_Food Preparation_Natural Gas_Steamer_E10 | F1 | Commercial | Health (WA) | New | Food Preparation | Natural Gas | Steamer | E10 | RVT - Cost of Equipment | 0 | 0 | 0 | 0 | 0 | 0 | 0 | 0 | 0 | 0 | 0 | 0 | 0 | 0 | 0 | 0 | 0 | 0 | 0 | 0 | 0 | 0 | 0 | 0 | 0 | 0 | 0
F2_Commercial_Health (WA)_New_Food Preparation_Natural Gas_Steamer_E1 | F2 | Commercial | Health (WA) | New | Food Preparation | Natural Gas | Steamer | E1 | RVT - Cost of Operation | 0.18671 | 0.19024 | 0.19438 | 0.19921 | 0.20473 | 0.21163 | 0.21855 | 0.22512 | 0.23107 | 0.23684 | 0.24281 | 0.24824 | 0.25397 | 0.25939 | 0.26406 | 0.26826 | 0.27183 | 0.27523 | 0.27884 | 0.28222 | 0.28561 | 0.29065 | 0.29574 | 0.30099 | 0.30634 | 0.31178 | 0.31732
F2_Commercial_Health (WA)_New_Food Preparation_Natural Gas_Steamer_E2 | F2 | Commercial | Health (WA) | New | Food Preparation | Natural Gas | Steamer | E2 | RVT - Cost of Operation | 0.035228 | 0.035893 | 0.036674 | 0.037585 | 0.038628 | 0.03993 | 0.041236 | 0.042475 | 0.043597 | 0.044685 | 0.045812 | 0.046837 | 0.047918 | 0.048941 | 0.049821 | 0.050614 | 0.051286 | 0.051928 | 0.05261 | 0.053247 | 0.053886 | 0.054837 | 0.055798 | 0.056789 | 0.057798 | 0.058825 | 0.05987
F2_Commercial_Health (WA)_New_Food Preparation_Natural Gas_Steamer_E3 | F2 | Commercial | Health (WA) | New | Food Preparation | Natural Gas | Steamer | E3 | RVT - Cost of Operation | 0 | 0 | 0 | 0 | 0 | 0 | 0 | 0 | 0 | 0 | 0 | 0 | 0 | 0 | 0 | 0 | 0 | 0 | 0 | 0 | 0 | 0 | 0 | 0 | 0 | 0 | 0
F2_Commercial_Health (WA)_New_Food Preparation_Natural Gas_Steamer_E4 | F2 | Commercial | Health (WA) | New | Food Preparation | Natural Gas | Steamer | E4 | RVT - Cost of Operation | 0 | 0 | 0 | 0 | 0 | 0 | 0 | 0 | 0 | 0 | 0 | 0 | 0 | 0 | 0 | 0 | 0 | 0 | 0 | 0 | 0 | 0 | 0 | 0 | 0 | 0 | 0
F2_Commercial_Health (WA)_New_Food Preparation_Natural Gas_Steamer_E5 | F2 | Commercial | Health (WA) | New | Food Preparation | Natural Gas | Steamer | E5 | RVT - Cost of Operation | 0 | 0 | 0 | 0 | 0 | 0 | 0 | 0 | 0 | 0 | 0 | 0 | 0 | 0 | 0 | 0 | 0 | 0 | 0 | 0 | 0 | 0 | 0 | 0 | 0 | 0 | 0
F2_Commercial_Health (WA)_New_Food Preparation_Natural Gas_Steamer_E6 | F2 | Commercial | Health (WA) | New | Food Preparation | Natural Gas | Steamer | E6 | RVT - Cost of Operation | 0 | 0 | 0 | 0 | 0 | 0 | 0 | 0 | 0 | 0 | 0 | 0 | 0 | 0 | 0 | 0 | 0 | 0 | 0 | 0 | 0 | 0 | 0 | 0 | 0 | 0 | 0
F2_Commercial_Health (WA)_New_Food Preparation_Natural Gas_Steamer_E7 | F2 | Commercial | Health (WA) | New | Food Preparation | Natural Gas | Steamer | E7 | RVT - Cost of Operation | 0 | 0 | 0 | 0 | 0 | 0 | 0 | 0 | 0 | 0 | 0 | 0 | 0 | 0 | 0 | 0 | 0 | 0 | 0 | 0 | 0 | 0 | 0 | 0 | 0 | 0 | 0
F2_Commercial_Health (WA)_New_Food Preparation_Natural Gas_Steamer_E8 | F2 | Commercial | Health (WA) | New | Food Preparation | Natural Gas | Steamer | E8 | RVT - Cost of Operation | 0 | 0 | 0 | 0 | 0 | 0 | 0 | 0 | 0 | 0 | 0 | 0 | 0 | 0 | 0 | 0 | 0 | 0 | 0 | 0 | 0 | 0 | 0 | 0 | 0 | 0 | 0
F2_Commercial_Health (WA)_New_Food Preparation_Natural Gas_Steamer_E9 | F2 | Commercial | Health (WA) | New | Food Preparation | Natural Gas | Steamer | E9 | RVT - Cost of Operation | 0 | 0 | 0 | 0 | 0 | 0 | 0 | 0 | 0 | 0 | 0 | 0 | 0 | 0 | 0 | 0 | 0 | 0 | 0 | 0 | 0 | 0 | 0 | 0 | 0 | 0 | 0
F2_Commercial_Health (WA)_New_Food Preparation_Natural Gas_Steamer_E10 | F2 | Commercial | Health (WA) | New | Food Preparation | Natural Gas | Steamer | E10 | RVT - Cost of Operation | 0 | 0 | 0 | 0 | 0 | 0 | 0 | 0 | 0 | 0 | 0 | 0 | 0 | 0 | 0 | 0 | 0 | 0 | 0 | 0 | 0 | 0 | 0 | 0 | 0 | 0 | 0
F3_Commercial_Health (WA)_New_Food Preparation_Natural Gas_Steamer_E1 | F3 | Commercial | Health (WA) | New | Food Preparation | Natural Gas | Steamer | E1 | System - kBTUs of Consumption | 44.5423 | 44.5423 | 44.5423 | 44.5423 | 44.5423 | 44.5423 | 44.5423 | 44.5423 | 44.5423 | 44.5423 | 44.5423 | 44.5423 | 44.5423 | 44.5423 | 44.5423 | 44.5423 | 44.5423 | 44.5423 | 44.5423 | 44.5423 | 44.5423 | 44.5423 | 44.5423 | 44.5423 | 44.5423 | 44.5423 | 44.5423
F3_Commercial_Health (WA)_New_Food Preparation_Natural Gas_Steamer_E2 | F3 | Commercial | Health (WA) | New | Food Preparation | Natural Gas | Steamer | E2 | System - kBTUs of Consumption | 8.404 | 8.404 | 8.404 | 8.404 | 8.404 | 8.404 | 8.404 | 8.404 | 8.404 | 8.404 | 8.404 | 8.404 | 8.404 | 8.404 | 8.404 | 8.404 | 8.404 | 8.404 | 8.404 | 8.404 | 8.404 | 8.404 | 8.404 | 8.404 | 8.404 | 8.404 | 8.404
F3_Commercial_Health (WA)_New_Food Preparation_Natural Gas_Steamer_E3 | F3 | Commercial | Health (WA) | New | Food Preparation | Natural Gas | Steamer | E3 | System - kBTUs of Consumption | 0 | 0 | 0 | 0 | 0 | 0 | 0 | 0 | 0 | 0 | 0 | 0 | 0 | 0 | 0 | 0 | 0 | 0 | 0 | 0 | 0 | 0 | 0 | 0 | 0 | 0 | 0
F3_Commercial_Health (WA)_New_Food Preparation_Natural Gas_Steamer_E4 | F3 | Commercial | Health (WA) | New | Food Preparation | Natural Gas | Steamer | E4 | System - kBTUs of Consumption | 0 | 0 | 0 | 0 | 0 | 0 | 0 | 0 | 0 | 0 | 0 | 0 | 0 | 0 | 0 | 0 | 0 | 0 | 0 | 0 | 0 | 0 | 0 | 0 | 0 | 0 | 0
F3_Commercial_Health (WA)_New_Food Preparation_Natural Gas_Steamer_E5 | F3 | Commercial | Health (WA) | New | Food Preparation | Natural Gas | Steamer | E5 | System - kBTUs of Consumption | 0 | 0 | 0 | 0 | 0 | 0 | 0 | 0 | 0 | 0 | 0 | 0 | 0 | 0 | 0 | 0 | 0 | 0 | 0 | 0 | 0 | 0 | 0 | 0 | 0 | 0 | 0
F3_Commercial_Health (WA)_New_Food Preparation_Natural Gas_Steamer_E6 | F3 | Commercial | Health (WA) | New | Food Preparation | Natural Gas | Steamer | E6 | System - kBTUs of Consumption | 0 | 0 | 0 | 0 | 0 | 0 | 0 | 0 | 0 | 0 | 0 | 0 | 0 | 0 | 0 | 0 | 0 | 0 | 0 | 0 | 0 | 0 | 0 | 0 | 0 | 0 | 0
F3_Commercial_Health (WA)_New_Food Preparation_Natural Gas_Steamer_E7 | F3 | Commercial | Health (WA) | New | Food Preparation | Natural Gas | Steamer | E7 | System - kBTUs of Consumption | 0 | 0 | 0 | 0 | 0 | 0 | 0 | 0 | 0 | 0 | 0 | 0 | 0 | 0 | 0 | 0 | 0 | 0 | 0 | 0 | 0 | 0 | 0 | 0 | 0 | 0 | 0
F3_Commercial_Health (WA)_New_Food Preparation_Natural Gas_Steamer_E8 | F3 | Commercial | Health (WA) | New | Food Preparation | Natural Gas | Steamer | E8 | System - kBTUs of Consumption | 0 | 0 | 0 | 0 | 0 | 0 | 0 | 0 | 0 | 0 | 0 | 0 | 0 | 0 | 0 | 0 | 0 | 0 | 0 | 0 | 0 | 0 | 0 | 0 | 0 | 0 | 0
F3_Commercial_Health (WA)_New_Food Preparation_Natural Gas_Steamer_E9 | F3 | Commercial | Health (WA) | New | Food Preparation | Natural Gas | Steamer | E9 | System - kBTUs of Consumption | 0 | 0 | 0 | 0 | 0 | 0 | 0 | 0 | 0 | 0 | 0 | 0 | 0 | 0 | 0 | 0 | 0 | 0 | 0 | 0 | 0 | 0 | 0 | 0 | 0 | 0 | 0
F3_Commercial_Health (WA)_New_Food Preparation_Natural Gas_Steamer_E10 | F3 | Commercial | Health (WA) | New | Food Preparation | Natural Gas | Steamer | E10 | System - kBTUs of Consumption | 0 | 0 | 0 | 0 | 0 | 0 | 0 | 0 | 0 | 0 | 0 | 0 | 0 | 0 | 0 | 0 | 0 | 0 | 0 | 0 | 0 | 0 | 0 | 0 | 0 | 0 | 0
F4_Commercial_Health (WA)_New_Food Preparation_Natural Gas_Steamer_E1 | F4 | Commercial | Health (WA) | New | Food Preparation | Natural Gas | Steamer | E1 | Utility - Cost of Equipment | 0.015182 | 0.015182 | 0.015182 | 0.015182 | 0.015182 | 0.015182 | 0.015182 | 0.015182 | 0.015182 | 0.015182 | 0.015182 | 0.015182 | 0.015182 | 0.015182 | 0.015182 | 0.015182 | 0.015182 | 0.015182 | 0.015182 | 0.015182 | 0.015182 | 0.015182 | 0.015182 | 0.015182 | 0.015182 | 0.015182 | 0.015182
F4_Commercial_Health (WA)_New_Food Preparation_Natural Gas_Steamer_E2 | F4 | Commercial | Health (WA) | New | Food Preparation | Natural Gas | Steamer | E2 | Utility - Cost of Equipment | 0.016312 | 0.016312 | 0.016312 | 0.016312 | 0.016312 | 0.016312 | 0.016312 | 0.016312 | 0.016312 | 0.016312 | 0.016312 | 0.016312 | 0.016312 | 0.016312 | 0.016312 | 0.016312 | 0.016312 | 0.016312 | 0.016312 | 0.016312 | 0.016312 | 0.016312 | 0.016312 | 0.016312 | 0.016312 | 0.016312 | 0.016312
F4_Commercial_Health (WA)_New_Food Preparation_Natural Gas_Steamer_E3 | F4 | Commercial | Health (WA) | New | Food Preparation | Natural Gas | Steamer | E3 | Utility - Cost of Equipment | 0 | 0 | 0 | 0 | 0 | 0 | 0 | 0 | 0 | 0 | 0 | 0 | 0 | 0 | 0 | 0 | 0 | 0 | 0 | 0 | 0 | 0 | 0 | 0 | 0 | 0 | 0
F4_Commercial_Health (WA)_New_Food Preparation_Natural Gas_Steamer_E4 | F4 | Commercial | Health (WA) | New | Food Preparation | Natural Gas | Steamer | E4 | Utility - Cost of Equipment | 0 | 0 | 0 | 0 | 0 | 0 | 0 | 0 | 0 | 0 | 0 | 0 | 0 | 0 | 0 | 0 | 0 | 0 | 0 | 0 | 0 | 0 | 0 | 0 | 0 | 0 | 0
F4_Commercial_Health (WA)_New_Food Preparation_Natural Gas_Steamer_E5 | F4 | Commercial | Health (WA) | New | Food Preparation | Natural Gas | Steamer | E5 | Utility - Cost of Equipment | 0 | 0 | 0 | 0 | 0 | 0 | 0 | 0 | 0 | 0 | 0 | 0 | 0 | 0 | 0 | 0 | 0 | 0 | 0 | 0 | 0 | 0 | 0 | 0 | 0 | 0 | 0
F4_Commercial_Health (WA)_New_Food Preparation_Natural Gas_Steamer_E6 | F4 | Commercial | Health (WA) | New | Food Preparation | Natural Gas | Steamer | E6 | Utility - Cost of Equipment | 0 | 0 | 0 | 0 | 0 | 0 | 0 | 0 | 0 | 0 | 0 | 0 | 0 | 0 | 0 | 0 | 0 | 0 | 0 | 0 | 0 | 0 | 0 | 0 | 0 | 0 | 0
F4_Commercial_Health (WA)_New_Food Preparation_Natural Gas_Steamer_E7 | F4 | Commercial | Health (WA) | New | Food Preparation | Natural Gas | Steamer | E7 | Utility - Cost of Equipment | 0 | 0 | 0 | 0 | 0 | 0 | 0 | 0 | 0 | 0 | 0 | 0 | 0 | 0 | 0 | 0 | 0 | 0 | 0 | 0 | 0 | 0 | 0 | 0 | 0 | 0 | 0
F4_Commercial_Health (WA)_New_Food Preparation_Natural Gas_Steamer_E8 | F4 | Commercial | Health (WA) | New | Food Preparation | Natural Gas | Steamer | E8 | Utility - Cost of Equipment | 0 | 0 | 0 | 0 | 0 | 0 | 0 | 0 | 0 | 0 | 0 | 0 | 0 | 0 | 0 | 0 | 0 | 0 | 0 | 0 | 0 | 0 | 0 | 0 | 0 | 0 | 0
F4_Commercial_Health (WA)_New_Food Preparation_Natural Gas_Steamer_E9 | F4 | Commercial | Health (WA) | New | Food Preparation | Natural Gas | Steamer | E9 | Utility - Cost of Equipment | 0 | 0 | 0 | 0 | 0 | 0 | 0 | 0 | 0 | 0 | 0 | 0 | 0 | 0 | 0 | 0 | 0 | 0 | 0 | 0 | 0 | 0 | 0 | 0 | 0 | 0 | 0
F4_Commercial_Health (WA)_New_Food Preparation_Natural Gas_Steamer_E10 | F4 | Commercial | Health (WA) | New | Food Preparation | Natural Gas | Steamer | E10 | Utility - Cost of Equipment | 0 | 0 | 0 | 0 | 0 | 0 | 0 | 0 | 0 | 0 | 0 | 0 | 0 | 0 | 0 | 0 | 0 | 0 | 0 | 0 | 0 | 0 | 0 | 0 | 0 | 0 | 0
F5_Commercial_Health (WA)_New_Food Preparation_Natural Gas_Steamer_E1 | F5 | Commercial | Health (WA) | New | Food Preparation | Natural Gas | Steamer | E1 | Utility - Cost of Operation | 0.15853 | 0.16252 | 0.16725 | 0.17268 | 0.17881 | 0.18628 | 0.19396 | 0.20157 | 0.20889 | 0.21632 | 0.22222 | 0.22776 | 0.23371 | 0.23953 | 0.24473 | 0.24961 | 0.25397 | 0.25829 | 0.26289 | 0.26739 | 0.272 | 0.2768 | 0.28166 | 0.28666 | 0.29175 | 0.29694 | 0.30221
F5_Commercial_Health (WA)_New_Food Preparation_Natural Gas_Steamer_E2 | F5 | Commercial | Health (WA) | New | Food Preparation | Natural Gas | Steamer | E2 | Utility - Cost of Operation | 0.02991 | 0.030664 | 0.031557 | 0.03258 | 0.033737 | 0.035146 | 0.036595 | 0.03803 | 0.039412 | 0.040813 | 0.041928 | 0.042972 | 0.044094 | 0.045193 | 0.046175 | 0.047094 | 0.047918 | 0.048732 | 0.049601 | 0.050449 | 0.05132 | 0.052226 | 0.053141 | 0.054085 | 0.055046 | 0.056024 | 0.057019
F5_Commercial_Health (WA)_New_Food Preparation_Natural Gas_Steamer_E3 | F5 | Commercial | Health (WA) | New | Food Preparation | Natural Gas | Steamer | E3 | Utility - Cost of Operation | 0 | 0 | 0 | 0 | 0 | 0 | 0 | 0 | 0 | 0 | 0 | 0 | 0 | 0 | 0 | 0 | 0 | 0 | 0 | 0 | 0 | 0 | 0 | 0 | 0 | 0 | 0
F5_Commercial_Health (WA)_New_Food Preparation_Natural Gas_Steamer_E4 | F5 | Commercial | Health (WA) | New | Food Preparation | Natural Gas | Steamer | E4 | Utility - Cost of Operation | 0 | 0 | 0 | 0 | 0 | 0 | 0 | 0 | 0 | 0 | 0 | 0 | 0 | 0 | 0 | 0 | 0 | 0 | 0 | 0 | 0 | 0 | 0 | 0 | 0 | 0 | 0
F5_Commercial_Health (WA)_New_Food Preparation_Natural Gas_Steamer_E5 | F5 | Commercial | Health (WA) | New | Food Preparation | Natural Gas | Steamer | E5 | Utility - Cost of Operation | 0 | 0 | 0 | 0 | 0 | 0 | 0 | 0 | 0 | 0 | 0 | 0 | 0 | 0 | 0 | 0 | 0 | 0 | 0 | 0 | 0 | 0 | 0 | 0 | 0 | 0 | 0
F5_Commercial_Health (WA)_New_Food Preparation_Natural Gas_Steamer_E6 | F5 | Commercial | Health (WA) | New | Food Preparation | Natural Gas | Steamer | E6 | Utility - Cost of Operation | 0 | 0 | 0 | 0 | 0 | 0 | 0 | 0 | 0 | 0 | 0 | 0 | 0 | 0 | 0 | 0 | 0 | 0 | 0 | 0 | 0 | 0 | 0 | 0 | 0 | 0 | 0
F5_Commercial_Health (WA)_New_Food Preparation_Natural Gas_Steamer_E7 | F5 | Commercial | Health (WA) | New | Food Preparation | Natural Gas | Steamer | E7 | Utility - Cost of Operation | 0 | 0 | 0 | 0 | 0 | 0 | 0 | 0 | 0 | 0 | 0 | 0 | 0 | 0 | 0 | 0 | 0 | 0 | 0 | 0 | 0 | 0 | 0 | 0 | 0 | 0 | 0
F5_Commercial_Health (WA)_New_Food Preparation_Natural Gas_Steamer_E8 | F5 | Commercial | Health (WA) | New | Food Preparation | Natural Gas | Steamer | E8 | Utility - Cost of Operation | 0 | 0 | 0 | 0 | 0 | 0 | 0 | 0 | 0 | 0 | 0 | 0 | 0 | 0 | 0 | 0 | 0 | 0 | 0 | 0 | 0 | 0 | 0 | 0 | 0 | 0 | 0
F5_Commercial_Health (WA)_New_Food Preparation_Natural Gas_Steamer_E9 | F5 | Commercial | Health (WA) | New | Food Preparation | Natural Gas | Steamer | E9 | Utility - Cost of Operation | 0 | 0 | 0 | 0 | 0 | 0 | 0 | 0 | 0 | 0 | 0 | 0 | 0 | 0 | 0 | 0 | 0 | 0 | 0 | 0 | 0 | 0 | 0 | 0 | 0 | 0 | 0
F5_Commercial_Health (WA)_New_Food Preparation_Natural Gas_Steamer_E10 | F5 | Commercial | Health (WA) | New | Food Preparation | Natural Gas | Steamer | E10 | Utility - Cost of Operation | 0 | 0 | 0 | 0 | 0 | 0 | 0 | 0 | 0 | 0 | 0 | 0 | 0 | 0 | 0 | 0 | 0 | 0 | 0 | 0 | 0 | 0 | 0 | 0 | 0 | 0 | 0
F6_Commercial_Health (WA)_New_Food Preparation_Natural Gas_Steamer_E1 | F6 | Commercial | Health (WA) | New | Food Preparation | Natural Gas | Steamer | E1 | Utility - Value of Sales | 0.18671 | 0.19024 | 0.19438 | 0.19921 | 0.20473 | 0.21163 | 0.21855 | 0.22512 | 0.23107 | 0.23684 | 0.24281 | 0.24824 | 0.25397 | 0.25939 | 0.26406 | 0.26826 | 0.27183 | 0.27523 | 0.27884 | 0.28222 | 0.28561 | 0.29065 | 0.29574 | 0.30099 | 0.30634 | 0.31178 | 0.31732
F6_Commercial_Health (WA)_New_Food Preparation_Natural Gas_Steamer_E2 | F6 | Commercial | Health (WA) | New | Food Preparation | Natural Gas | Steamer | E2 | Utility - Value of Sales | 0.035228 | 0.035893 | 0.036674 | 0.037585 | 0.038628 | 0.03993 | 0.041236 | 0.042475 | 0.043597 | 0.044685 | 0.045812 | 0.046837 | 0.047918 | 0.048941 | 0.049821 | 0.050614 | 0.051286 | 0.051928 | 0.05261 | 0.053247 | 0.053886 | 0.054837 | 0.055798 | 0.056789 | 0.057798 | 0.058825 | 0.05987
F6_Commercial_Health (WA)_New_Food Preparation_Natural Gas_Steamer_E3 | F6 | Commercial | Health (WA) | New | Food Preparation | Natural Gas | Steamer | E3 | Utility - Value of Sales | 0 | 0 | 0 | 0 | 0 | 0 | 0 | 0 | 0 | 0 | 0 | 0 | 0 | 0 | 0 | 0 | 0 | 0 | 0 | 0 | 0 | 0 | 0 | 0 | 0 | 0 | 0
F6_Commercial_Health (WA)_New_Food Preparation_Natural Gas_Steamer_E4 | F6 | Commercial | Health (WA) | New | Food Preparation | Natural Gas | Steamer | E4 | Utility - Value of Sales | 0 | 0 | 0 | 0 | 0 | 0 | 0 | 0 | 0 | 0 | 0 | 0 | 0 | 0 | 0 | 0 | 0 | 0 | 0 | 0 | 0 | 0 | 0 | 0 | 0 | 0 | 0
F6_Commercial_Health (WA)_New_Food Preparation_Natural Gas_Steamer_E5 | F6 | Commercial | Health (WA) | New | Food Preparation | Natural Gas | Steamer | E5 | Utility - Value of Sales | 0 | 0 | 0 | 0 | 0 | 0 | 0 | 0 | 0 | 0 | 0 | 0 | 0 | 0 | 0 | 0 | 0 | 0 | 0 | 0 | 0 | 0 | 0 | 0 | 0 | 0 | 0
F6_Commercial_Health (WA)_New_Food Preparation_Natural Gas_Steamer_E6 | F6 | Commercial | Health (WA) | New | Food Preparation | Natural Gas | Steamer | E6 | Utility - Value of Sales | 0 | 0 | 0 | 0 | 0 | 0 | 0 | 0 | 0 | 0 | 0 | 0 | 0 | 0 | 0 | 0 | 0 | 0 | 0 | 0 | 0 | 0 | 0 | 0 | 0 | 0 | 0
F6_Commercial_Health (WA)_New_Food Preparation_Natural Gas_Steamer_E7 | F6 | Commercial | Health (WA) | New | Food Preparation | Natural Gas | Steamer | E7 | Utility - Value of Sales | 0 | 0 | 0 | 0 | 0 | 0 | 0 | 0 | 0 | 0 | 0 | 0 | 0 | 0 | 0 | 0 | 0 | 0 | 0 | 0 | 0 | 0 | 0 | 0 | 0 | 0 | 0
F6_Commercial_Health (WA)_New_Food Preparation_Natural Gas_Steamer_E8 | F6 | Commercial | Health (WA) | New | Food Preparation | Natural Gas | Steamer | E8 | Utility - Value of Sales | 0 | 0 | 0 | 0 | 0 | 0 | 0 | 0 | 0 | 0 | 0 | 0 | 0 | 0 | 0 | 0 | 0 | 0 | 0 | 0 | 0 | 0 | 0 | 0 | 0 | 0 | 0
F6_Commercial_Health (WA)_New_Food Preparation_Natural Gas_Steamer_E9 | F6 | Commercial | Health (WA) | New | Food Preparation | Natural Gas | Steamer | E9 | Utility - Value of Sales | 0 | 0 | 0 | 0 | 0 | 0 | 0 | 0 | 0 | 0 | 0 | 0 | 0 | 0 | 0 | 0 | 0 | 0 | 0 | 0 | 0 | 0 | 0 | 0 | 0 | 0 | 0
F6_Commercial_Health (WA)_New_Food Preparation_Natural Gas_Steamer_E10 | F6 | Commercial | Health (WA) | New | Food Preparation | Natural Gas | Steamer | E10 | Utility - Value of Sales | 0 | 0 | 0 | 0 | 0 | 0 | 0 | 0 | 0 | 0 | 0 | 0 | 0 | 0 | 0 | 0 | 0 | 0 | 0 | 0 | 0 | 0 | 0 | 0 | 0 | 0 | 0
F1_Commercial_Health (WA)_New_Food Preparation_Natural Gas_Food Prep Other_E1 | F1 | Commercial | Health (WA) | New | Food Preparation | Natural Gas | Food Prep Other | E1 | RVT - Cost of Equipment | 0.010669 | 0.010669 | 0.010669 | 0.010669 | 0.010669 | 0.010669 | 0.010669 | 0.010669 | 0.010669 | 0.010669 | 0.010669 | 0.010669 | 0.010669 | 0.010669 | 0.010669 | 0.010669 | 0.010669 | 0.010669 | 0.010669 | 0.010669 | 0.010669 | 0.010669 | 0.010669 | 0.010669 | 0.010669 | 0.010669 | 0.010669
F1_Commercial_Health (WA)_New_Food Preparation_Natural Gas_Food Prep Other_E2 | F1 | Commercial | Health (WA) | New | Food Preparation | Natural Gas | Food Prep Other | E2 | RVT - Cost of Equipment | 0.01068 | 0.01068 | 0.01068 | 0.01068 | 0.01068 | 0.01068 | 0.01068 | 0.01068 | 0.01068 | 0.01068 | 0.01068 | 0.01068 | 0.01068 | 0.01068 | 0.01068 | 0.01068 | 0.01068 | 0.01068 | 0.01068 | 0.01068 | 0.01068 | 0.01068 | 0.01068 | 0.01068 | 0.01068 | 0.01068 | 0.01068
F1_Commercial_Health (WA)_New_Food Preparation_Natural Gas_Food Prep Other_E3 | F1 | Commercial | Health (WA) | New | Food Preparation | Natural Gas | Food Prep Other | E3 | RVT - Cost of Equipment | 0 | 0 | 0 | 0 | 0 | 0 | 0 | 0 | 0 | 0 | 0 | 0 | 0 | 0 | 0 | 0 | 0 | 0 | 0 | 0 | 0 | 0 | 0 | 0 | 0 | 0 | 0
F1_Commercial_Health (WA)_New_Food Preparation_Natural Gas_Food Prep Other_E4 | F1 | Commercial | Health (WA) | New | Food Preparation | Natural Gas | Food Prep Other | E4 | RVT - Cost of Equipment | 0 | 0 | 0 | 0 | 0 | 0 | 0 | 0 | 0 | 0 | 0 | 0 | 0 | 0 | 0 | 0 | 0 | 0 | 0 | 0 | 0 | 0 | 0 | 0 | 0 | 0 | 0
F1_Commercial_Health (WA)_New_Food Preparation_Natural Gas_Food Prep Other_E5 | F1 | Commercial | Health (WA) | New | Food Preparation | Natural Gas | Food Prep Other | E5 | RVT - Cost of Equipment | 0 | 0 | 0 | 0 | 0 | 0 | 0 | 0 | 0 | 0 | 0 | 0 | 0 | 0 | 0 | 0 | 0 | 0 | 0 | 0 | 0 | 0 | 0 | 0 | 0 | 0 | 0
F1_Commercial_Health (WA)_New_Food Preparation_Natural Gas_Food Prep Other_E6 | F1 | Commercial | Health (WA) | New | Food Preparation | Natural Gas | Food Prep Other | E6 | RVT - Cost of Equipment | 0 | 0 | 0 | 0 | 0 | 0 | 0 | 0 | 0 | 0 | 0 | 0 | 0 | 0 | 0 | 0 | 0 | 0 | 0 | 0 | 0 | 0 | 0 | 0 | 0 | 0 | 0
F1_Commercial_Health (WA)_New_Food Preparation_Natural Gas_Food Prep Other_E7 | F1 | Commercial | Health (WA) | New | Food Preparation | Natural Gas | Food Prep Other | E7 | RVT - Cost of Equipment | 0 | 0 | 0 | 0 | 0 | 0 | 0 | 0 | 0 | 0 | 0 | 0 | 0 | 0 | 0 | 0 | 0 | 0 | 0 | 0 | 0 | 0 | 0 | 0 | 0 | 0 | 0
F1_Commercial_Health (WA)_New_Food Preparation_Natural Gas_Food Prep Other_E8 | F1 | Commercial | Health (WA) | New | Food Preparation | Natural Gas | Food Prep Other | E8 | RVT - Cost of Equipment | 0 | 0 | 0 | 0 | 0 | 0 | 0 | 0 | 0 | 0 | 0 | 0 | 0 | 0 | 0 | 0 | 0 | 0 | 0 | 0 | 0 | 0 | 0 | 0 | 0 | 0 | 0
F1_Commercial_Health (WA)_New_Food Preparation_Natural Gas_Food Prep Other_E9 | F1 | Commercial | Health (WA) | New | Food Preparation | Natural Gas | Food Prep Other | E9 | RVT - Cost of Equipment | 0 | 0 | 0 | 0 | 0 | 0 | 0 | 0 | 0 | 0 | 0 | 0 | 0 | 0 | 0 | 0 | 0 | 0 | 0 | 0 | 0 | 0 | 0 | 0 | 0 | 0 | 0
F1_Commercial_Health (WA)_New_Food Preparation_Natural Gas_Food Prep Other_E10 | F1 | Commercial | Health (WA) | New | Food Preparation | Natural Gas | Food Prep Other | E10 | RVT - Cost of Equipment | 0 | 0 | 0 | 0 | 0 | 0 | 0 | 0 | 0 | 0 | 0 | 0 | 0 | 0 | 0 | 0 | 0 | 0 | 0 | 0 | 0 | 0 | 0 | 0 | 0 | 0 | 0
F2_Commercial_Health (WA)_New_Food Preparation_Natural Gas_Food Prep Other_E1 | F2 | Commercial | Health (WA) | New | Food Preparation | Natural Gas | Food Prep Other | E1 | RVT - Cost of Operation | 0.039443 | 0.040099 | 0.040899 | 0.041872 | 0.043029 | 0.044558 | 0.046126 | 0.047644 | 0.049041 | 0.050382 | 0.05176 | 0.052991 | 0.054275 | 0.055461 | 0.056461 | 0.057346 | 0.058073 | 0.058757 | 0.059492 | 0.060165 | 0.060839 | 0.061912 | 0.062995 | 0.064114 | 0.065253 | 0.066412 | 0.067592
F2_Commercial_Health (WA)_New_Food Preparation_Natural Gas_Food Prep Other_E2 | F2 | Commercial | Health (WA) | New | Food Preparation | Natural Gas | Food Prep Other | E2 | RVT - Cost of Operation | 0.039442 | 0.040099 | 0.040899 | 0.041872 | 0.043028 | 0.044558 | 0.046126 | 0.047644 | 0.04904 | 0.050382 | 0.05176 | 0.05299 | 0.054274 | 0.055461 | 0.05646 | 0.057346 | 0.058072 | 0.058757 | 0.059491 | 0.060165 | 0.060839 | 0.061911 | 0.062994 | 0.064113 | 0.065252 | 0.066412 | 0.067592
F2_Commercial_Health (WA)_New_Food Preparation_Natural Gas_Food Prep Other_E3 | F2 | Commercial | Health (WA) | New | Food Preparation | Natural Gas | Food Prep Other | E3 | RVT - Cost of Operation | 0 | 0 | 0 | 0 | 0 | 0 | 0 | 0 | 0 | 0 | 0 | 0 | 0 | 0 | 0 | 0 | 0 | 0 | 0 | 0 | 0 | 0 | 0 | 0 | 0 | 0 | 0
F2_Commercial_Health (WA)_New_Food Preparation_Natural Gas_Food Prep Other_E4 | F2 | Commercial | Health (WA) | New | Food Preparation | Natural Gas | Food Prep Other | E4 | RVT - Cost of Operation | 0 | 0 | 0 | 0 | 0 | 0 | 0 | 0 | 0 | 0 | 0 | 0 | 0 | 0 | 0 | 0 | 0 | 0 | 0 | 0 | 0 | 0 | 0 | 0 | 0 | 0 | 0
F2_Commercial_Health (WA)_New_Food Preparation_Natural Gas_Food Prep Other_E5 | F2 | Commercial | Health (WA) | New | Food Preparation | Natural Gas | Food Prep Other | E5 | RVT - Cost of Operation | 0 | 0 | 0 | 0 | 0 | 0 | 0 | 0 | 0 | 0 | 0 | 0 | 0 | 0 | 0 | 0 | 0 | 0 | 0 | 0 | 0 | 0 | 0 | 0 | 0 | 0 | 0
F2_Commercial_Health (WA)_New_Food Preparation_Natural Gas_Food Prep Other_E6 | F2 | Commercial | Health (WA) | New | Food Preparation | Natural Gas | Food Prep Other | E6 | RVT - Cost of Operation | 0 | 0 | 0 | 0 | 0 | 0 | 0 | 0 | 0 | 0 | 0 | 0 | 0 | 0 | 0 | 0 | 0 | 0 | 0 | 0 | 0 | 0 | 0 | 0 | 0 | 0 | 0
F2_Commercial_Health (WA)_New_Food Preparation_Natural Gas_Food Prep Other_E7 | F2 | Commercial | Health (WA) | New | Food Preparation | Natural Gas | Food Prep Other | E7 | RVT - Cost of Operation | 0 | 0 | 0 | 0 | 0 | 0 | 0 | 0 | 0 | 0 | 0 | 0 | 0 | 0 | 0 | 0 | 0 | 0 | 0 | 0 | 0 | 0 | 0 | 0 | 0 | 0 | 0
F2_Commercial_Health (WA)_New_Food Preparation_Natural Gas_Food Prep Other_E8 | F2 | Commercial | Health (WA) | New | Food Preparation | Natural Gas | Food Prep Other | E8 | RVT - Cost of Operation | 0 | 0 | 0 | 0 | 0 | 0 | 0 | 0 | 0 | 0 | 0 | 0 | 0 | 0 | 0 | 0 | 0 | 0 | 0 | 0 | 0 | 0 | 0 | 0 | 0 | 0 | 0
F2_Commercial_Health (WA)_New_Food Preparation_Natural Gas_Food Prep Other_E9 | F2 | Commercial | Health (WA) | New | Food Preparation | Natural Gas | Food Prep Other | E9 | RVT - Cost of Operation | 0 | 0 | 0 | 0 | 0 | 0 | 0 | 0 | 0 | 0 | 0 | 0 | 0 | 0 | 0 | 0 | 0 | 0 | 0 | 0 | 0 | 0 | 0 | 0 | 0 | 0 | 0
F2_Commercial_Health (WA)_New_Food Preparation_Natural Gas_Food Prep Other_E10 | F2 | Commercial | Health (WA) | New | Food Preparation | Natural Gas | Food Prep Other | E10 | RVT - Cost of Operation | 0 | 0 | 0 | 0 | 0 | 0 | 0 | 0 | 0 | 0 | 0 | 0 | 0 | 0 | 0 | 0 | 0 | 0 | 0 | 0 | 0 | 0 | 0 | 0 | 0 | 0 | 0
F3_Commercial_Health (WA)_New_Food Preparation_Natural Gas_Food Prep Other_E1 | F3 | Commercial | Health (WA) | New | Food Preparation | Natural Gas | Food Prep Other | E1 | System - kBTUs of Consumption | 9.5605 | 9.5605 | 9.5605 | 9.5605 | 9.5605 | 9.5605 | 9.5605 | 9.5605 | 9.5605 | 9.5605 | 9.5605 | 9.5605 | 9.5605 | 9.5605 | 9.5605 | 9.5605 | 9.5605 | 9.5605 | 9.5605 | 9.5605 | 9.5605 | 9.5605 | 9.5605 | 9.5605 | 9.5605 | 9.5605 | 9.5605
F3_Commercial_Health (WA)_New_Food Preparation_Natural Gas_Food Prep Other_E2 | F3 | Commercial | Health (WA) | New | Food Preparation | Natural Gas | Food Prep Other | E2 | System - kBTUs of Consumption | 9.5605 | 9.5605 | 9.5605 | 9.5605 | 9.5605 | 9.5605 | 9.5605 | 9.5605 | 9.5605 | 9.5605 | 9.5605 | 9.5605 | 9.5605 | 9.5605 | 9.5605 | 9.5605 | 9.5605 | 9.5605 | 9.5605 | 9.5605 | 9.5605 | 9.5605 | 9.5605 | 9.5605 | 9.5605 | 9.5605 | 9.5605
F3_Commercial_Health (WA)_New_Food Preparation_Natural Gas_Food Prep Other_E3 | F3 | Commercial | Health (WA) | New | Food Preparation | Natural Gas | Food Prep Other | E3 | System - kBTUs of Consumption | 0 | 0 | 0 | 0 | 0 | 0 | 0 | 0 | 0 | 0 | 0 | 0 | 0 | 0 | 0 | 0 | 0 | 0 | 0 | 0 | 0 | 0 | 0 | 0 | 0 | 0 | 0
F3_Commercial_Health (WA)_New_Food Preparation_Natural Gas_Food Prep Other_E4 | F3 | Commercial | Health (WA) | New | Food Preparation | Natural Gas | Food Prep Other | E4 | System - kBTUs of Consumption | 0 | 0 | 0 | 0 | 0 | 0 | 0 | 0 | 0 | 0 | 0 | 0 | 0 | 0 | 0 | 0 | 0 | 0 | 0 | 0 | 0 | 0 | 0 | 0 | 0 | 0 | 0
F3_Commercial_Health (WA)_New_Food Preparation_Natural Gas_Food Prep Other_E5 | F3 | Commercial | Health (WA) | New | Food Preparation | Natural Gas | Food Prep Other | E5 | System - kBTUs of Consumption | 0 | 0 | 0 | 0 | 0 | 0 | 0 | 0 | 0 | 0 | 0 | 0 | 0 | 0 | 0 | 0 | 0 | 0 | 0 | 0 | 0 | 0 | 0 | 0 | 0 | 0 | 0
F3_Commercial_Health (WA)_New_Food Preparation_Natural Gas_Food Prep Other_E6 | F3 | Commercial | Health (WA) | New | Food Preparation | Natural Gas | Food Prep Other | E6 | System - kBTUs of Consumption | 0 | 0 | 0 | 0 | 0 | 0 | 0 | 0 | 0 | 0 | 0 | 0 | 0 | 0 | 0 | 0 | 0 | 0 | 0 | 0 | 0 | 0 | 0 | 0 | 0 | 0 | 0
F3_Commercial_Health (WA)_New_Food Preparation_Natural Gas_Food Prep Other_E7 | F3 | Commercial | Health (WA) | New | Food Preparation | Natural Gas | Food Prep Other | E7 | System - kBTUs of Consumption | 0 | 0 | 0 | 0 | 0 | 0 | 0 | 0 | 0 | 0 | 0 | 0 | 0 | 0 | 0 | 0 | 0 | 0 | 0 | 0 | 0 | 0 | 0 | 0 | 0 | 0 | 0
F3_Commercial_Health (WA)_New_Food Preparation_Natural Gas_Food Prep Other_E8 | F3 | Commercial | Health (WA) | New | Food Preparation | Natural Gas | Food Prep Other | E8 | System - kBTUs of Consumption | 0 | 0 | 0 | 0 | 0 | 0 | 0 | 0 | 0 | 0 | 0 | 0 | 0 | 0 | 0 | 0 | 0 | 0 | 0 | 0 | 0 | 0 | 0 | 0 | 0 | 0 | 0
F3_Commercial_Health (WA)_New_Food Preparation_Natural Gas_Food Prep Other_E9 | F3 | Commercial | Health (WA) | New | Food Preparation | Natural Gas | Food Prep Other | E9 | System - kBTUs of Consumption | 0 | 0 | 0 | 0 | 0 | 0 | 0 | 0 | 0 | 0 | 0 | 0 | 0 | 0 | 0 | 0 | 0 | 0 | 0 | 0 | 0 | 0 | 0 | 0 | 0 | 0 | 0
F3_Commercial_Health (WA)_New_Food Preparation_Natural Gas_Food Prep Other_E10 | F3 | Commercial | Health (WA) | New | Food Preparation | Natural Gas | Food Prep Other | E10 | System - kBTUs of Consumption | 0 | 0 | 0 | 0 | 0 | 0 | 0 | 0 | 0 | 0 | 0 | 0 | 0 | 0 | 0 | 0 | 0 | 0 | 0 | 0 | 0 | 0 | 0 | 0 | 0 | 0 | 0
F4_Commercial_Health (WA)_New_Food Preparation_Natural Gas_Food Prep Other_E1 | F4 | Commercial | Health (WA) | New | Food Preparation | Natural Gas | Food Prep Other | E1 | Utility - Cost of Equipment | 0.010669 | 0.010669 | 0.010669 | 0.010669 | 0.010669 | 0.010669 | 0.010669 | 0.010669 | 0.010669 | 0.010669 | 0.010669 | 0.010669 | 0.010669 | 0.010669 | 0.010669 | 0.010669 | 0.010669 | 0.010669 | 0.010669 | 0.010669 | 0.010669 | 0.010669 | 0.010669 | 0.010669 | 0.010669 | 0.010669 | 0.010669
F4_Commercial_Health (WA)_New_Food Preparation_Natural Gas_Food Prep Other_E2 | F4 | Commercial | Health (WA) | New | Food Preparation | Natural Gas | Food Prep Other | E2 | Utility - Cost of Equipment | 0.01068 | 0.01068 | 0.01068 | 0.01068 | 0.01068 | 0.01068 | 0.01068 | 0.01068 | 0.01068 | 0.01068 | 0.01068 | 0.01068 | 0.01068 | 0.01068 | 0.01068 | 0.01068 | 0.01068 | 0.01068 | 0.01068 | 0.01068 | 0.01068 | 0.01068 | 0.01068 | 0.01068 | 0.01068 | 0.01068 | 0.01068
F4_Commercial_Health (WA)_New_Food Preparation_Natural Gas_Food Prep Other_E3 | F4 | Commercial | Health (WA) | New | Food Preparation | Natural Gas | Food Prep Other | E3 | Utility - Cost of Equipment | 0 | 0 | 0 | 0 | 0 | 0 | 0 | 0 | 0 | 0 | 0 | 0 | 0 | 0 | 0 | 0 | 0 | 0 | 0 | 0 | 0 | 0 | 0 | 0 | 0 | 0 | 0
F4_Commercial_Health (WA)_New_Food Preparation_Natural Gas_Food Prep Other_E4 | F4 | Commercial | Health (WA) | New | Food Preparation | Natural Gas | Food Prep Other | E4 | Utility - Cost of Equipment | 0 | 0 | 0 | 0 | 0 | 0 | 0 | 0 | 0 | 0 | 0 | 0 | 0 | 0 | 0 | 0 | 0 | 0 | 0 | 0 | 0 | 0 | 0 | 0 | 0 | 0 | 0
F4_Commercial_Health (WA)_New_Food Preparation_Natural Gas_Food Prep Other_E5 | F4 | Commercial | Health (WA) | New | Food Preparation | Natural Gas | Food Prep Other | E5 | Utility - Cost of Equipment | 0 | 0 | 0 | 0 | 0 | 0 | 0 | 0 | 0 | 0 | 0 | 0 | 0 | 0 | 0 | 0 | 0 | 0 | 0 | 0 | 0 | 0 | 0 | 0 | 0 | 0 | 0
F4_Commercial_Health (WA)_New_Food Preparation_Natural Gas_Food Prep Other_E6 | F4 | Commercial | Health (WA) | New | Food Preparation | Natural Gas | Food Prep Other | E6 | Utility - Cost of Equipment | 0 | 0 | 0 | 0 | 0 | 0 | 0 | 0 | 0 | 0 | 0 | 0 | 0 | 0 | 0 | 0 | 0 | 0 | 0 | 0 | 0 | 0 | 0 | 0 | 0 | 0 | 0
F4_Commercial_Health (WA)_New_Food Preparation_Natural Gas_Food Prep Other_E7 | F4 | Commercial | Health (WA) | New | Food Preparation | Natural Gas | Food Prep Other | E7 | Utility - Cost of Equipment | 0 | 0 | 0 | 0 | 0 | 0 | 0 | 0 | 0 | 0 | 0 | 0 | 0 | 0 | 0 | 0 | 0 | 0 | 0 | 0 | 0 | 0 | 0 | 0 | 0 | 0 | 0
F4_Commercial_Health (WA)_New_Food Preparation_Natural Gas_Food Prep Other_E8 | F4 | Commercial | Health (WA) | New | Food Preparation | Natural Gas | Food Prep Other | E8 | Utility - Cost of Equipment | 0 | 0 | 0 | 0 | 0 | 0 | 0 | 0 | 0 | 0 | 0 | 0 | 0 | 0 | 0 | 0 | 0 | 0 | 0 | 0 | 0 | 0 | 0 | 0 | 0 | 0 | 0
F4_Commercial_Health (WA)_New_Food Preparation_Natural Gas_Food Prep Other_E9 | F4 | Commercial | Health (WA) | New | Food Preparation | Natural Gas | Food Prep Other | E9 | Utility - Cost of Equipment | 0 | 0 | 0 | 0 | 0 | 0 | 0 | 0 | 0 | 0 | 0 | 0 | 0 | 0 | 0 | 0 | 0 | 0 | 0 | 0 | 0 | 0 | 0 | 0 | 0 | 0 | 0
F4_Commercial_Health (WA)_New_Food Preparation_Natural Gas_Food Prep Other_E10 | F4 | Commercial | Health (WA) | New | Food Preparation | Natural Gas | Food Prep Other | E10 | Utility - Cost of Equipment | 0 | 0 | 0 | 0 | 0 | 0 | 0 | 0 | 0 | 0 | 0 | 0 | 0 | 0 | 0 | 0 | 0 | 0 | 0 | 0 | 0 | 0 | 0 | 0 | 0 | 0 | 0
F5_Commercial_Health (WA)_New_Food Preparation_Natural Gas_Food Prep Other_E1 | F5 | Commercial | Health (WA) | New | Food Preparation | Natural Gas | Food Prep Other | E1 | Utility - Cost of Operation | 0.033157 | 0.033922 | 0.034885 | 0.036021 | 0.037342 | 0.039008 | 0.040743 | 0.042473 | 0.044142 | 0.045833 | 0.047153 | 0.048382 | 0.049706 | 0.050996 | 0.052133 | 0.053186 | 0.054115 | 0.055028 | 0.05601 | 0.056963 | 0.057942 | 0.058964 | 0.059995 | 0.061061 | 0.062146 | 0.06325 | 0.064373
F5_Commercial_Health (WA)_New_Food Preparation_Natural Gas_Food Prep Other_E2 | F5 | Commercial | Health (WA) | New | Food Preparation | Natural Gas | Food Prep Other | E2 | Utility - Cost of Operation | 0.033157 | 0.033922 | 0.034885 | 0.036021 | 0.037342 | 0.039007 | 0.040743 | 0.042473 | 0.044141 | 0.045833 | 0.047153 | 0.048381 | 0.049705 | 0.050995 | 0.052133 | 0.053186 | 0.054115 | 0.055028 | 0.05601 | 0.056962 | 0.057942 | 0.058963 | 0.059995 | 0.06106 | 0.062145 | 0.063249 | 0.064373
F5_Commercial_Health (WA)_New_Food Preparation_Natural Gas_Food Prep Other_E3 | F5 | Commercial | Health (WA) | New | Food Preparation | Natural Gas | Food Prep Other | E3 | Utility - Cost of Operation | 0 | 0 | 0 | 0 | 0 | 0 | 0 | 0 | 0 | 0 | 0 | 0 | 0 | 0 | 0 | 0 | 0 | 0 | 0 | 0 | 0 | 0 | 0 | 0 | 0 | 0 | 0
F5_Commercial_Health (WA)_New_Food Preparation_Natural Gas_Food Prep Other_E4 | F5 | Commercial | Health (WA) | New | Food Preparation | Natural Gas | Food Prep Other | E4 | Utility - Cost of Operation | 0 | 0 | 0 | 0 | 0 | 0 | 0 | 0 | 0 | 0 | 0 | 0 | 0 | 0 | 0 | 0 | 0 | 0 | 0 | 0 | 0 | 0 | 0 | 0 | 0 | 0 | 0
F5_Commercial_Health (WA)_New_Food Preparation_Natural Gas_Food Prep Other_E5 | F5 | Commercial | Health (WA) | New | Food Preparation | Natural Gas | Food Prep Other | E5 | Utility - Cost of Operation | 0 | 0 | 0 | 0 | 0 | 0 | 0 | 0 | 0 | 0 | 0 | 0 | 0 | 0 | 0 | 0 | 0 | 0 | 0 | 0 | 0 | 0 | 0 | 0 | 0 | 0 | 0
F5_Commercial_Health (WA)_New_Food Preparation_Natural Gas_Food Prep Other_E6 | F5 | Commercial | Health (WA) | New | Food Preparation | Natural Gas | Food Prep Other | E6 | Utility - Cost of Operation | 0 | 0 | 0 | 0 | 0 | 0 | 0 | 0 | 0 | 0 | 0 | 0 | 0 | 0 | 0 | 0 | 0 | 0 | 0 | 0 | 0 | 0 | 0 | 0 | 0 | 0 | 0
F5_Commercial_Health (WA)_New_Food Preparation_Natural Gas_Food Prep Other_E7 | F5 | Commercial | Health (WA) | New | Food Preparation | Natural Gas | Food Prep Other | E7 | Utility - Cost of Operation | 0 | 0 | 0 | 0 | 0 | 0 | 0 | 0 | 0 | 0 | 0 | 0 | 0 | 0 | 0 | 0 | 0 | 0 | 0 | 0 | 0 | 0 | 0 | 0 | 0 | 0 | 0
F5_Commercial_Health (WA)_New_Food Preparation_Natural Gas_Food Prep Other_E8 | F5 | Commercial | Health (WA) | New | Food Preparation | Natural Gas | Food Prep Other | E8 | Utility - Cost of Operation | 0 | 0 | 0 | 0 | 0 | 0 | 0 | 0 | 0 | 0 | 0 | 0 | 0 | 0 | 0 | 0 | 0 | 0 | 0 | 0 | 0 | 0 | 0 | 0 | 0 | 0 | 0
F5_Commercial_Health (WA)_New_Food Preparation_Natural Gas_Food Prep Other_E9 | F5 | Commercial | Health (WA) | New | Food Preparation | Natural Gas | Food Prep Other | E9 | Utility - Cost of Operation | 0 | 0 | 0 | 0 | 0 | 0 | 0 | 0 | 0 | 0 | 0 | 0 | 0 | 0 | 0 | 0 | 0 | 0 | 0 | 0 | 0 | 0 | 0 | 0 | 0 | 0 | 0
F5_Commercial_Health (WA)_New_Food Preparation_Natural Gas_Food Prep Other_E10 | F5 | Commercial | Health (WA) | New | Food Preparation | Natural Gas | Food Prep Other | E10 | Utility - Cost of Operation | 0 | 0 | 0 | 0 | 0 | 0 | 0 | 0 | 0 | 0 | 0 | 0 | 0 | 0 | 0 | 0 | 0 | 0 | 0 | 0 | 0 | 0 | 0 | 0 | 0 | 0 | 0
F6_Commercial_Health (WA)_New_Food Preparation_Natural Gas_Food Prep Other_E1 | F6 | Commercial | Health (WA) | New | Food Preparation | Natural Gas | Food Prep Other | E1 | Utility - Value of Sales | 0.039443 | 0.040099 | 0.040899 | 0.041872 | 0.043029 | 0.044558 | 0.046126 | 0.047644 | 0.049041 | 0.050382 | 0.05176 | 0.052991 | 0.054275 | 0.055461 | 0.056461 | 0.057346 | 0.058073 | 0.058757 | 0.059492 | 0.060165 | 0.060839 | 0.061912 | 0.062995 | 0.064114 | 0.065253 | 0.066412 | 0.067592
F6_Commercial_Health (WA)_New_Food Preparation_Natural Gas_Food Prep Other_E2 | F6 | Commercial | Health (WA) | New | Food Preparation | Natural Gas | Food Prep Other | E2 | Utility - Value of Sales | 0.039442 | 0.040099 | 0.040899 | 0.041872 | 0.043028 | 0.044558 | 0.046126 | 0.047644 | 0.04904 | 0.050382 | 0.05176 | 0.05299 | 0.054274 | 0.055461 | 0.05646 | 0.057346 | 0.058072 | 0.058757 | 0.059491 | 0.060165 | 0.060839 | 0.061911 | 0.062994 | 0.064113 | 0.065252 | 0.066412 | 0.067592
F6_Commercial_Health (WA)_New_Food Preparation_Natural Gas_Food Prep Other_E3 | F6 | Commercial | Health (WA) | New | Food Preparation | Natural Gas | Food Prep Other | E3 | Utility - Value of Sales | 0 | 0 | 0 | 0 | 0 | 0 | 0 | 0 | 0 | 0 | 0 | 0 | 0 | 0 | 0 | 0 | 0 | 0 | 0 | 0 | 0 | 0 | 0 | 0 | 0 | 0 | 0
F6_Commercial_Health (WA)_New_Food Preparation_Natural Gas_Food Prep Other_E4 | F6 | Commercial | Health (WA) | New | Food Preparation | Natural Gas | Food Prep Other | E4 | Utility - Value of Sales | 0 | 0 | 0 | 0 | 0 | 0 | 0 | 0 | 0 | 0 | 0 | 0 | 0 | 0 | 0 | 0 | 0 | 0 | 0 | 0 | 0 | 0 | 0 | 0 | 0 | 0 | 0
F6_Commercial_Health (WA)_New_Food Preparation_Natural Gas_Food Prep Other_E5 | F6 | Commercial | Health (WA) | New | Food Preparation | Natural Gas | Food Prep Other | E5 | Utility - Value of Sales | 0 | 0 | 0 | 0 | 0 | 0 | 0 | 0 | 0 | 0 | 0 | 0 | 0 | 0 | 0 | 0 | 0 | 0 | 0 | 0 | 0 | 0 | 0 | 0 | 0 | 0 | 0
F6_Commercial_Health (WA)_New_Food Preparation_Natural Gas_Food Prep Other_E6 | F6 | Commercial | Health (WA) | New | Food Preparation | Natural Gas | Food Prep Other | E6 | Utility - Value of Sales | 0 | 0 | 0 | 0 | 0 | 0 | 0 | 0 | 0 | 0 | 0 | 0 | 0 | 0 | 0 | 0 | 0 | 0 | 0 | 0 | 0 | 0 | 0 | 0 | 0 | 0 | 0
F6_Commercial_Health (WA)_New_Food Preparation_Natural Gas_Food Prep Other_E7 | F6 | Commercial | Health (WA) | New | Food Preparation | Natural Gas | Food Prep Other | E7 | Utility - Value of Sales | 0 | 0 | 0 | 0 | 0 | 0 | 0 | 0 | 0 | 0 | 0 | 0 | 0 | 0 | 0 | 0 | 0 | 0 | 0 | 0 | 0 | 0 | 0 | 0 | 0 | 0 | 0
F6_Commercial_Health (WA)_New_Food Preparation_Natural Gas_Food Prep Other_E8 | F6 | Commercial | Health (WA) | New | Food Preparation | Natural Gas | Food Prep Other | E8 | Utility - Value of Sales | 0 | 0 | 0 | 0 | 0 | 0 | 0 | 0 | 0 | 0 | 0 | 0 | 0 | 0 | 0 | 0 | 0 | 0 | 0 | 0 | 0 | 0 | 0 | 0 | 0 | 0 | 0
F6_Commercial_Health (WA)_New_Food Preparation_Natural Gas_Food Prep Other_E9 | F6 | Commercial | Health (WA) | New | Food Preparation | Natural Gas | Food Prep Other | E9 | Utility - Value of Sales | 0 | 0 | 0 | 0 | 0 | 0 | 0 | 0 | 0 | 0 | 0 | 0 | 0 | 0 | 0 | 0 | 0 | 0 | 0 | 0 | 0 | 0 | 0 | 0 | 0 | 0 | 0
F6_Commercial_Health (WA)_New_Food Preparation_Natural Gas_Food Prep Other_E10 | F6 | Commercial | Health (WA) | New | Food Preparation | Natural Gas | Food Prep Other | E10 | Utility - Value of Sales | 0 | 0 | 0 | 0 | 0 | 0 | 0 | 0 | 0 | 0 | 0 | 0 | 0 | 0 | 0 | 0 | 0 | 0 | 0 | 0 | 0 | 0 | 0 | 0 | 0 | 0 | 0
F1_Commercial_Health (WA)_New_Miscellaneous_Natural Gas_Pool Heater_E1 | F1 | Commercial | Health (WA) | New | Miscellaneous | Natural Gas | Pool Heater | E1 | RVT - Cost of Equipment | 0.0026828 | 0.0026828 | 0.0026828 | 0.0026828 | 0.0026828 | 0.0026828 | 0.0026828 | 0.0026828 | 0.0026828 | 0.0026828 | 0.0026828 | 0.0026828 | 0.0026828 | 0.0026828 | 0.0026828 | 0.0026828 | 0.0026828 | 0.0026828 | 0.0026828 | 0.0026828 | 0.0026828 | 0.0026828 | 0.0026828 | 0.0026828 | 0.0026828 | 0.0026828 | 0.0026828
F1_Commercial_Health (WA)_New_Miscellaneous_Natural Gas_Pool Heater_E2 | F1 | Commercial | Health (WA) | New | Miscellaneous | Natural Gas | Pool Heater | E2 | RVT - Cost of Equipment | 0.0043927 | 0.0043927 | 0.0043927 | 0.0043927 | 0.0043927 | 0.0043927 | 0.0043927 | 0.0043927 | 0.0043927 | 0.0043927 | 0.0043927 | 0.0043927 | 0.0043927 | 0.0043927 | 0.0043927 | 0.0043927 | 0.0043927 | 0.0043927 | 0.0043927 | 0.0043927 | 0.0043927 | 0.0043927 | 0.0043927 | 0.0043927 | 0.0043927 | 0.0043927 | 0.0043927
F1_Commercial_Health (WA)_New_Miscellaneous_Natural Gas_Pool Heater_E3 | F1 | Commercial | Health (WA) | New | Miscellaneous | Natural Gas | Pool Heater | E3 | RVT - Cost of Equipment | 0 | 0 | 0 | 0 | 0 | 0 | 0 | 0 | 0 | 0 | 0 | 0 | 0 | 0 | 0 | 0 | 0 | 0 | 0 | 0 | 0 | 0 | 0 | 0 | 0 | 0 | 0
F1_Commercial_Health (WA)_New_Miscellaneous_Natural Gas_Pool Heater_E4 | F1 | Commercial | Health (WA) | New | Miscellaneous | Natural Gas | Pool Heater | E4 | RVT - Cost of Equipment | 0 | 0 | 0 | 0 | 0 | 0 | 0 | 0 | 0 | 0 | 0 | 0 | 0 | 0 | 0 | 0 | 0 | 0 | 0 | 0 | 0 | 0 | 0 | 0 | 0 | 0 | 0
F1_Commercial_Health (WA)_New_Miscellaneous_Natural Gas_Pool Heater_E5 | F1 | Commercial | Health (WA) | New | Miscellaneous | Natural Gas | Pool Heater | E5 | RVT - Cost of Equipment | 0 | 0 | 0 | 0 | 0 | 0 | 0 | 0 | 0 | 0 | 0 | 0 | 0 | 0 | 0 | 0 | 0 | 0 | 0 | 0 | 0 | 0 | 0 | 0 | 0 | 0 | 0
F1_Commercial_Health (WA)_New_Miscellaneous_Natural Gas_Pool Heater_E6 | F1 | Commercial | Health (WA) | New | Miscellaneous | Natural Gas | Pool Heater | E6 | RVT - Cost of Equipment | 0 | 0 | 0 | 0 | 0 | 0 | 0 | 0 | 0 | 0 | 0 | 0 | 0 | 0 | 0 | 0 | 0 | 0 | 0 | 0 | 0 | 0 | 0 | 0 | 0 | 0 | 0
F1_Commercial_Health (WA)_New_Miscellaneous_Natural Gas_Pool Heater_E7 | F1 | Commercial | Health (WA) | New | Miscellaneous | Natural Gas | Pool Heater | E7 | RVT - Cost of Equipment | 0 | 0 | 0 | 0 | 0 | 0 | 0 | 0 | 0 | 0 | 0 | 0 | 0 | 0 | 0 | 0 | 0 | 0 | 0 | 0 | 0 | 0 | 0 | 0 | 0 | 0 | 0
F1_Commercial_Health (WA)_New_Miscellaneous_Natural Gas_Pool Heater_E8 | F1 | Commercial | Health (WA) | New | Miscellaneous | Natural Gas | Pool Heater | E8 | RVT - Cost of Equipment | 0 | 0 | 0 | 0 | 0 | 0 | 0 | 0 | 0 | 0 | 0 | 0 | 0 | 0 | 0 | 0 | 0 | 0 | 0 | 0 | 0 | 0 | 0 | 0 | 0 | 0 | 0
F1_Commercial_Health (WA)_New_Miscellaneous_Natural Gas_Pool Heater_E9 | F1 | Commercial | Health (WA) | New | Miscellaneous | Natural Gas | Pool Heater | E9 | RVT - Cost of Equipment | 0 | 0 | 0 | 0 | 0 | 0 | 0 | 0 | 0 | 0 | 0 | 0 | 0 | 0 | 0 | 0 | 0 | 0 | 0 | 0 | 0 | 0 | 0 | 0 | 0 | 0 | 0
F1_Commercial_Health (WA)_New_Miscellaneous_Natural Gas_Pool Heater_E10 | F1 | Commercial | Health (WA) | New | Miscellaneous | Natural Gas | Pool Heater | E10 | RVT - Cost of Equipment | 0 | 0 | 0 | 0 | 0 | 0 | 0 | 0 | 0 | 0 | 0 | 0 | 0 | 0 | 0 | 0 | 0 | 0 | 0 | 0 | 0 | 0 | 0 | 0 | 0 | 0 | 0
F2_Commercial_Health (WA)_New_Miscellaneous_Natural Gas_Pool Heater_E1 | F2 | Commercial | Health (WA) | New | Miscellaneous | Natural Gas | Pool Heater | E1 | RVT - Cost of Operation | 0.0040313 | 0.0040618 | 0.0041171 | 0.0042004 | 0.0043098 | 0.0044691 | 0.0046299 | 0.0047841 | 0.0049232 | 0.0050695 | 0.0052372 | 0.0053946 | 0.0055725 | 0.0057371 | 0.0058657 | 0.0059701 | 0.0060403 | 0.0060938 | 0.006154 | 0.0062033 | 0.0062516 | 0.0063614 | 0.0064717 | 0.0065867 | 0.0067037 | 0.0068228 | 0.006944
F2_Commercial_Health (WA)_New_Miscellaneous_Natural Gas_Pool Heater_E2 | F2 | Commercial | Health (WA) | New | Miscellaneous | Natural Gas | Pool Heater | E2 | RVT - Cost of Operation | 0.0034266 | 0.0034526 | 0.0034995 | 0.0035703 | 0.0036633 | 0.0037987 | 0.0039354 | 0.0040665 | 0.0041847 | 0.0043091 | 0.0044516 | 0.0045854 | 0.0047366 | 0.0048765 | 0.0049858 | 0.0050746 | 0.0051343 | 0.0051797 | 0.0052309 | 0.0052728 | 0.0053139 | 0.0054072 | 0.005501 | 0.0055987 | 0.0056982 | 0.0057994 | 0.0059024
F2_Commercial_Health (WA)_New_Miscellaneous_Natural Gas_Pool Heater_E3 | F2 | Commercial | Health (WA) | New | Miscellaneous | Natural Gas | Pool Heater | E3 | RVT - Cost of Operation | 0 | 0 | 0 | 0 | 0 | 0 | 0 | 0 | 0 | 0 | 0 | 0 | 0 | 0 | 0 | 0 | 0 | 0 | 0 | 0 | 0 | 0 | 0 | 0 | 0 | 0 | 0
F2_Commercial_Health (WA)_New_Miscellaneous_Natural Gas_Pool Heater_E4 | F2 | Commercial | Health (WA) | New | Miscellaneous | Natural Gas | Pool Heater | E4 | RVT - Cost of Operation | 0 | 0 | 0 | 0 | 0 | 0 | 0 | 0 | 0 | 0 | 0 | 0 | 0 | 0 | 0 | 0 | 0 | 0 | 0 | 0 | 0 | 0 | 0 | 0 | 0 | 0 | 0
F2_Commercial_Health (WA)_New_Miscellaneous_Natural Gas_Pool Heater_E5 | F2 | Commercial | Health (WA) | New | Miscellaneous | Natural Gas | Pool Heater | E5 | RVT - Cost of Operation | 0 | 0 | 0 | 0 | 0 | 0 | 0 | 0 | 0 | 0 | 0 | 0 | 0 | 0 | 0 | 0 | 0 | 0 | 0 | 0 | 0 | 0 | 0 | 0 | 0 | 0 | 0
F2_Commercial_Health (WA)_New_Miscellaneous_Natural Gas_Pool Heater_E6 | F2 | Commercial | Health (WA) | New | Miscellaneous | Natural Gas | Pool Heater | E6 | RVT - Cost of Operation | 0 | 0 | 0 | 0 | 0 | 0 | 0 | 0 | 0 | 0 | 0 | 0 | 0 | 0 | 0 | 0 | 0 | 0 | 0 | 0 | 0 | 0 | 0 | 0 | 0 | 0 | 0
F2_Commercial_Health (WA)_New_Miscellaneous_Natural Gas_Pool Heater_E7 | F2 | Commercial | Health (WA) | New | Miscellaneous | Natural Gas | Pool Heater | E7 | RVT - Cost of Operation | 0 | 0 | 0 | 0 | 0 | 0 | 0 | 0 | 0 | 0 | 0 | 0 | 0 | 0 | 0 | 0 | 0 | 0 | 0 | 0 | 0 | 0 | 0 | 0 | 0 | 0 | 0
F2_Commercial_Health (WA)_New_Miscellaneous_Natural Gas_Pool Heater_E8 | F2 | Commercial | Health (WA) | New | Miscellaneous | Natural Gas | Pool Heater | E8 | RVT - Cost of Operation | 0 | 0 | 0 | 0 | 0 | 0 | 0 | 0 | 0 | 0 | 0 | 0 | 0 | 0 | 0 | 0 | 0 | 0 | 0 | 0 | 0 | 0 | 0 | 0 | 0 | 0 | 0
F2_Commercial_Health (WA)_New_Miscellaneous_Natural Gas_Pool Heater_E9 | F2 | Commercial | Health (WA) | New | Miscellaneous | Natural Gas | Pool Heater | E9 | RVT - Cost of Operation | 0 | 0 | 0 | 0 | 0 | 0 | 0 | 0 | 0 | 0 | 0 | 0 | 0 | 0 | 0 | 0 | 0 | 0 | 0 | 0 | 0 | 0 | 0 | 0 | 0 | 0 | 0
F2_Commercial_Health (WA)_New_Miscellaneous_Natural Gas_Pool Heater_E10 | F2 | Commercial | Health (WA) | New | Miscellaneous | Natural Gas | Pool Heater | E10 | RVT - Cost of Operation | 0 | 0 | 0 | 0 | 0 | 0 | 0 | 0 | 0 | 0 | 0 | 0 | 0 | 0 | 0 | 0 | 0 | 0 | 0 | 0 | 0 | 0 | 0 | 0 | 0 | 0 | 0
F3_Commercial_Health (WA)_New_Miscellaneous_Natural Gas_Pool Heater_E1 | F3 | Commercial | Health (WA) | New | Miscellaneous | Natural Gas | Pool Heater | E1 | System - kBTUs of Consumption | 1.0152 | 1.0152 | 1.0152 | 1.0152 | 1.0152 | 1.0152 | 1.0152 | 1.0152 | 1.0152 | 1.0152 | 1.0152 | 1.0152 | 1.0152 | 1.0152 | 1.0152 | 1.0152 | 1.0152 | 1.0152 | 1.0152 | 1.0152 | 1.0152 | 1.0152 | 1.0152 | 1.0152 | 1.0152 | 1.0152 | 1.0152
F3_Commercial_Health (WA)_New_Miscellaneous_Natural Gas_Pool Heater_E2 | F3 | Commercial | Health (WA) | New | Miscellaneous | Natural Gas | Pool Heater | E2 | System - kBTUs of Consumption | 0.86294 | 0.86294 | 0.86294 | 0.86294 | 0.86294 | 0.86294 | 0.86294 | 0.86294 | 0.86294 | 0.86294 | 0.86294 | 0.86294 | 0.86294 | 0.86294 | 0.86294 | 0.86294 | 0.86294 | 0.86294 | 0.86294 | 0.86294 | 0.86294 | 0.86294 | 0.86294 | 0.86294 | 0.86294 | 0.86294 | 0.86294
F3_Commercial_Health (WA)_New_Miscellaneous_Natural Gas_Pool Heater_E3 | F3 | Commercial | Health (WA) | New | Miscellaneous | Natural Gas | Pool Heater | E3 | System - kBTUs of Consumption | 0 | 0 | 0 | 0 | 0 | 0 | 0 | 0 | 0 | 0 | 0 | 0 | 0 | 0 | 0 | 0 | 0 | 0 | 0 | 0 | 0 | 0 | 0 | 0 | 0 | 0 | 0
F3_Commercial_Health (WA)_New_Miscellaneous_Natural Gas_Pool Heater_E4 | F3 | Commercial | Health (WA) | New | Miscellaneous | Natural Gas | Pool Heater | E4 | System - kBTUs of Consumption | 0 | 0 | 0 | 0 | 0 | 0 | 0 | 0 | 0 | 0 | 0 | 0 | 0 | 0 | 0 | 0 | 0 | 0 | 0 | 0 | 0 | 0 | 0 | 0 | 0 | 0 | 0
F3_Commercial_Health (WA)_New_Miscellaneous_Natural Gas_Pool Heater_E5 | F3 | Commercial | Health (WA) | New | Miscellaneous | Natural Gas | Pool Heater | E5 | System - kBTUs of Consumption | 0 | 0 | 0 | 0 | 0 | 0 | 0 | 0 | 0 | 0 | 0 | 0 | 0 | 0 | 0 | 0 | 0 | 0 | 0 | 0 | 0 | 0 | 0 | 0 | 0 | 0 | 0
F3_Commercial_Health (WA)_New_Miscellaneous_Natural Gas_Pool Heater_E6 | F3 | Commercial | Health (WA) | New | Miscellaneous | Natural Gas | Pool Heater | E6 | System - kBTUs of Consumption | 0 | 0 | 0 | 0 | 0 | 0 | 0 | 0 | 0 | 0 | 0 | 0 | 0 | 0 | 0 | 0 | 0 | 0 | 0 | 0 | 0 | 0 | 0 | 0 | 0 | 0 | 0
F3_Commercial_Health (WA)_New_Miscellaneous_Natural Gas_Pool Heater_E7 | F3 | Commercial | Health (WA) | New | Miscellaneous | Natural Gas | Pool Heater | E7 | System - kBTUs of Consumption | 0 | 0 | 0 | 0 | 0 | 0 | 0 | 0 | 0 | 0 | 0 | 0 | 0 | 0 | 0 | 0 | 0 | 0 | 0 | 0 | 0 | 0 | 0 | 0 | 0 | 0 | 0
F3_Commercial_Health (WA)_New_Miscellaneous_Natural Gas_Pool Heater_E8 | F3 | Commercial | Health (WA) | New | Miscellaneous | Natural Gas | Pool Heater | E8 | System - kBTUs of Consumption | 0 | 0 | 0 | 0 | 0 | 0 | 0 | 0 | 0 | 0 | 0 | 0 | 0 | 0 | 0 | 0 | 0 | 0 | 0 | 0 | 0 | 0 | 0 | 0 | 0 | 0 | 0
F3_Commercial_Health (WA)_New_Miscellaneous_Natural Gas_Pool Heater_E9 | F3 | Commercial | Health (WA) | New | Miscellaneous | Natural Gas | Pool Heater | E9 | System - kBTUs of Consumption | 0 | 0 | 0 | 0 | 0 | 0 | 0 | 0 | 0 | 0 | 0 | 0 | 0 | 0 | 0 | 0 | 0 | 0 | 0 | 0 | 0 | 0 | 0 | 0 | 0 | 0 | 0
F3_Commercial_Health (WA)_New_Miscellaneous_Natural Gas_Pool Heater_E10 | F3 | Commercial | Health (WA) | New | Miscellaneous | Natural Gas | Pool Heater | E10 | System - kBTUs of Consumption | 0 | 0 | 0 | 0 | 0 | 0 | 0 | 0 | 0 | 0 | 0 | 0 | 0 | 0 | 0 | 0 | 0 | 0 | 0 | 0 | 0 | 0 | 0 | 0 | 0 | 0 | 0
F4_Commercial_Health (WA)_New_Miscellaneous_Natural Gas_Pool Heater_E1 | F4 | Commercial | Health (WA) | New | Miscellaneous | Natural Gas | Pool Heater | E1 | Utility - Cost of Equipment | 0.0026828 | 0.0026828 | 0.0026828 | 0.0026828 | 0.0026828 | 0.0026828 | 0.0026828 | 0.0026828 | 0.0026828 | 0.0026828 | 0.0026828 | 0.0026828 | 0.0026828 | 0.0026828 | 0.0026828 | 0.0026828 | 0.0026828 | 0.0026828 | 0.0026828 | 0.0026828 | 0.0026828 | 0.0026828 | 0.0026828 | 0.0026828 | 0.0026828 | 0.0026828 | 0.0026828
F4_Commercial_Health (WA)_New_Miscellaneous_Natural Gas_Pool Heater_E2 | F4 | Commercial | Health (WA) | New | Miscellaneous | Natural Gas | Pool Heater | E2 | Utility - Cost of Equipment | 0.0043927 | 0.0043927 | 0.0043927 | 0.0043927 | 0.0043927 | 0.0043927 | 0.0043927 | 0.0043927 | 0.0043927 | 0.0043927 | 0.0043927 | 0.0043927 | 0.0043927 | 0.0043927 | 0.0043927 | 0.0043927 | 0.0043927 | 0.0043927 | 0.0043927 | 0.0043927 | 0.0043927 | 0.0043927 | 0.0043927 | 0.0043927 | 0.0043927 | 0.0043927 | 0.0043927
F4_Commercial_Health (WA)_New_Miscellaneous_Natural Gas_Pool Heater_E3 | F4 | Commercial | Health (WA) | New | Miscellaneous | Natural Gas | Pool Heater | E3 | Utility - Cost of Equipment | 0 | 0 | 0 | 0 | 0 | 0 | 0 | 0 | 0 | 0 | 0 | 0 | 0 | 0 | 0 | 0 | 0 | 0 | 0 | 0 | 0 | 0 | 0 | 0 | 0 | 0 | 0
F4_Commercial_Health (WA)_New_Miscellaneous_Natural Gas_Pool Heater_E4 | F4 | Commercial | Health (WA) | New | Miscellaneous | Natural Gas | Pool Heater | E4 | Utility - Cost of Equipment | 0 | 0 | 0 | 0 | 0 | 0 | 0 | 0 | 0 | 0 | 0 | 0 | 0 | 0 | 0 | 0 | 0 | 0 | 0 | 0 | 0 | 0 | 0 | 0 | 0 | 0 | 0
F4_Commercial_Health (WA)_New_Miscellaneous_Natural Gas_Pool Heater_E5 | F4 | Commercial | Health (WA) | New | Miscellaneous | Natural Gas | Pool Heater | E5 | Utility - Cost of Equipment | 0 | 0 | 0 | 0 | 0 | 0 | 0 | 0 | 0 | 0 | 0 | 0 | 0 | 0 | 0 | 0 | 0 | 0 | 0 | 0 | 0 | 0 | 0 | 0 | 0 | 0 | 0
F4_Commercial_Health (WA)_New_Miscellaneous_Natural Gas_Pool Heater_E6 | F4 | Commercial | Health (WA) | New | Miscellaneous | Natural Gas | Pool Heater | E6 | Utility - Cost of Equipment | 0 | 0 | 0 | 0 | 0 | 0 | 0 | 0 | 0 | 0 | 0 | 0 | 0 | 0 | 0 | 0 | 0 | 0 | 0 | 0 | 0 | 0 | 0 | 0 | 0 | 0 | 0
F4_Commercial_Health (WA)_New_Miscellaneous_Natural Gas_Pool Heater_E7 | F4 | Commercial | Health (WA) | New | Miscellaneous | Natural Gas | Pool Heater | E7 | Utility - Cost of Equipment | 0 | 0 | 0 | 0 | 0 | 0 | 0 | 0 | 0 | 0 | 0 | 0 | 0 | 0 | 0 | 0 | 0 | 0 | 0 | 0 | 0 | 0 | 0 | 0 | 0 | 0 | 0
F4_Commercial_Health (WA)_New_Miscellaneous_Natural Gas_Pool Heater_E8 | F4 | Commercial | Health (WA) | New | Miscellaneous | Natural Gas | Pool Heater | E8 | Utility - Cost of Equipment | 0 | 0 | 0 | 0 | 0 | 0 | 0 | 0 | 0 | 0 | 0 | 0 | 0 | 0 | 0 | 0 | 0 | 0 | 0 | 0 | 0 | 0 | 0 | 0 | 0 | 0 | 0
F4_Commercial_Health (WA)_New_Miscellaneous_Natural Gas_Pool Heater_E9 | F4 | Commercial | Health (WA) | New | Miscellaneous | Natural Gas | Pool Heater | E9 | Utility - Cost of Equipment | 0 | 0 | 0 | 0 | 0 | 0 | 0 | 0 | 0 | 0 | 0 | 0 | 0 | 0 | 0 | 0 | 0 | 0 | 0 | 0 | 0 | 0 | 0 | 0 | 0 | 0 | 0
F4_Commercial_Health (WA)_New_Miscellaneous_Natural Gas_Pool Heater_E10 | F4 | Commercial | Health (WA) | New | Miscellaneous | Natural Gas | Pool Heater | E10 | Utility - Cost of Equipment | 0 | 0 | 0 | 0 | 0 | 0 | 0 | 0 | 0 | 0 | 0 | 0 | 0 | 0 | 0 | 0 | 0 | 0 | 0 | 0 | 0 | 0 | 0 | 0 | 0 | 0 | 0
F5_Commercial_Health (WA)_New_Miscellaneous_Natural Gas_Pool Heater_E1 | F5 | Commercial | Health (WA) | New | Miscellaneous | Natural Gas | Pool Heater | E1 | Utility - Cost of Operation | 0.0033594 | 0.0033849 | 0.0034397 | 0.0035283 | 0.0036504 | 0.0038279 | 0.0040225 | 0.0042176 | 0.0044066 | 0.0046086 | 0.0047611 | 0.0049042 | 0.0050659 | 0.005222 | 0.0053527 | 0.00547 | 0.0055659 | 0.0056578 | 0.0057594 | 0.005855 | 0.0059539 | 0.0060585 | 0.0061636 | 0.0062731 | 0.0063845 | 0.0064979 | 0.0066134
F5_Commercial_Health (WA)_New_Miscellaneous_Natural Gas_Pool Heater_E2 | F5 | Commercial | Health (WA) | New | Miscellaneous | Natural Gas | Pool Heater | E2 | Utility - Cost of Operation | 0.0028555 | 0.0028771 | 0.0029237 | 0.002999 | 0.0031029 | 0.0032537 | 0.0034191 | 0.003585 | 0.0037456 | 0.0039173 | 0.0040469 | 0.0041685 | 0.004306 | 0.0044387 | 0.0045498 | 0.0046495 | 0.004731 | 0.0048091 | 0.0048955 | 0.0049767 | 0.0050608 | 0.0051497 | 0.005239 | 0.0053321 | 0.0054268 | 0.0055232 | 0.0056214
F5_Commercial_Health (WA)_New_Miscellaneous_Natural Gas_Pool Heater_E3 | F5 | Commercial | Health (WA) | New | Miscellaneous | Natural Gas | Pool Heater | E3 | Utility - Cost of Operation | 0 | 0 | 0 | 0 | 0 | 0 | 0 | 0 | 0 | 0 | 0 | 0 | 0 | 0 | 0 | 0 | 0 | 0 | 0 | 0 | 0 | 0 | 0 | 0 | 0 | 0 | 0
F5_Commercial_Health (WA)_New_Miscellaneous_Natural Gas_Pool Heater_E4 | F5 | Commercial | Health (WA) | New | Miscellaneous | Natural Gas | Pool Heater | E4 | Utility - Cost of Operation | 0 | 0 | 0 | 0 | 0 | 0 | 0 | 0 | 0 | 0 | 0 | 0 | 0 | 0 | 0 | 0 | 0 | 0 | 0 | 0 | 0 | 0 | 0 | 0 | 0 | 0 | 0
F5_Commercial_Health (WA)_New_Miscellaneous_Natural Gas_Pool Heater_E5 | F5 | Commercial | Health (WA) | New | Miscellaneous | Natural Gas | Pool Heater | E5 | Utility - Cost of Operation | 0 | 0 | 0 | 0 | 0 | 0 | 0 | 0 | 0 | 0 | 0 | 0 | 0 | 0 | 0 | 0 | 0 | 0 | 0 | 0 | 0 | 0 | 0 | 0 | 0 | 0 | 0
F5_Commercial_Health (WA)_New_Miscellaneous_Natural Gas_Pool Heater_E6 | F5 | Commercial | Health (WA) | New | Miscellaneous | Natural Gas | Pool Heater | E6 | Utility - Cost of Operation | 0 | 0 | 0 | 0 | 0 | 0 | 0 | 0 | 0 | 0 | 0 | 0 | 0 | 0 | 0 | 0 | 0 | 0 | 0 | 0 | 0 | 0 | 0 | 0 | 0 | 0 | 0
F5_Commercial_Health (WA)_New_Miscellaneous_Natural Gas_Pool Heater_E7 | F5 | Commercial | Health (WA) | New | Miscellaneous | Natural Gas | Pool Heater | E7 | Utility - Cost of Operation | 0 | 0 | 0 | 0 | 0 | 0 | 0 | 0 | 0 | 0 | 0 | 0 | 0 | 0 | 0 | 0 | 0 | 0 | 0 | 0 | 0 | 0 | 0 | 0 | 0 | 0 | 0
F5_Commercial_Health (WA)_New_Miscellaneous_Natural Gas_Pool Heater_E8 | F5 | Commercial | Health (WA) | New | Miscellaneous | Natural Gas | Pool Heater | E8 | Utility - Cost of Operation | 0 | 0 | 0 | 0 | 0 | 0 | 0 | 0 | 0 | 0 | 0 | 0 | 0 | 0 | 0 | 0 | 0 | 0 | 0 | 0 | 0 | 0 | 0 | 0 | 0 | 0 | 0
F5_Commercial_Health (WA)_New_Miscellaneous_Natural Gas_Pool Heater_E9 | F5 | Commercial | Health (WA) | New | Miscellaneous | Natural Gas | Pool Heater | E9 | Utility - Cost of Operation | 0 | 0 | 0 | 0 | 0 | 0 | 0 | 0 | 0 | 0 | 0 | 0 | 0 | 0 | 0 | 0 | 0 | 0 | 0 | 0 | 0 | 0 | 0 | 0 | 0 | 0 | 0
F5_Commercial_Health (WA)_New_Miscellaneous_Natural Gas_Pool Heater_E10 | F5 | Commercial | Health (WA) | New | Miscellaneous | Natural Gas | Pool Heater | E10 | Utility - Cost of Operation | 0 | 0 | 0 | 0 | 0 | 0 | 0 | 0 | 0 | 0 | 0 | 0 | 0 | 0 | 0 | 0 | 0 | 0 | 0 | 0 | 0 | 0 | 0 | 0 | 0 | 0 | 0
F6_Commercial_Health (WA)_New_Miscellaneous_Natural Gas_Pool Heater_E1 | F6 | Commercial | Health (WA) | New | Miscellaneous | Natural Gas | Pool Heater | E1 | Utility - Value of Sales | 0.0040313 | 0.0040618 | 0.0041171 | 0.0042004 | 0.0043098 | 0.0044691 | 0.0046299 | 0.0047841 | 0.0049232 | 0.0050695 | 0.0052372 | 0.0053946 | 0.0055725 | 0.0057371 | 0.0058657 | 0.0059701 | 0.0060403 | 0.0060938 | 0.006154 | 0.0062033 | 0.0062516 | 0.0063614 | 0.0064717 | 0.0065867 | 0.0067037 | 0.0068228 | 0.006944
F6_Commercial_Health (WA)_New_Miscellaneous_Natural Gas_Pool Heater_E2 | F6 | Commercial | Health (WA) | New | Miscellaneous | Natural Gas | Pool Heater | E2 | Utility - Value of Sales | 0.0034266 | 0.0034526 | 0.0034995 | 0.0035703 | 0.0036633 | 0.0037987 | 0.0039354 | 0.0040665 | 0.0041847 | 0.0043091 | 0.0044516 | 0.0045854 | 0.0047366 | 0.0048765 | 0.0049858 | 0.0050746 | 0.0051343 | 0.0051797 | 0.0052309 | 0.0052728 | 0.0053139 | 0.0054072 | 0.005501 | 0.0055987 | 0.0056982 | 0.0057994 | 0.0059024
F6_Commercial_Health (WA)_New_Miscellaneous_Natural Gas_Pool Heater_E3 | F6 | Commercial | Health (WA) | New | Miscellaneous | Natural Gas | Pool Heater | E3 | Utility - Value of Sales | 0 | 0 | 0 | 0 | 0 | 0 | 0 | 0 | 0 | 0 | 0 | 0 | 0 | 0 | 0 | 0 | 0 | 0 | 0 | 0 | 0 | 0 | 0 | 0 | 0 | 0 | 0
F6_Commercial_Health (WA)_New_Miscellaneous_Natural Gas_Pool Heater_E4 | F6 | Commercial | Health (WA) | New | Miscellaneous | Natural Gas | Pool Heater | E4 | Utility - Value of Sales | 0 | 0 | 0 | 0 | 0 | 0 | 0 | 0 | 0 | 0 | 0 | 0 | 0 | 0 | 0 | 0 | 0 | 0 | 0 | 0 | 0 | 0 | 0 | 0 | 0 | 0 | 0
F6_Commercial_Health (WA)_New_Miscellaneous_Natural Gas_Pool Heater_E5 | F6 | Commercial | Health (WA) | New | Miscellaneous | Natural Gas | Pool Heater | E5 | Utility - Value of Sales | 0 | 0 | 0 | 0 | 0 | 0 | 0 | 0 | 0 | 0 | 0 | 0 | 0 | 0 | 0 | 0 | 0 | 0 | 0 | 0 | 0 | 0 | 0 | 0 | 0 | 0 | 0
F6_Commercial_Health (WA)_New_Miscellaneous_Natural Gas_Pool Heater_E6 | F6 | Commercial | Health (WA) | New | Miscellaneous | Natural Gas | Pool Heater | E6 | Utility - Value of Sales | 0 | 0 | 0 | 0 | 0 | 0 | 0 | 0 | 0 | 0 | 0 | 0 | 0 | 0 | 0 | 0 | 0 | 0 | 0 | 0 | 0 | 0 | 0 | 0 | 0 | 0 | 0
F6_Commercial_Health (WA)_New_Miscellaneous_Natural Gas_Pool Heater_E7 | F6 | Commercial | Health (WA) | New | Miscellaneous | Natural Gas | Pool Heater | E7 | Utility - Value of Sales | 0 | 0 | 0 | 0 | 0 | 0 | 0 | 0 | 0 | 0 | 0 | 0 | 0 | 0 | 0 | 0 | 0 | 0 | 0 | 0 | 0 | 0 | 0 | 0 | 0 | 0 | 0
F6_Commercial_Health (WA)_New_Miscellaneous_Natural Gas_Pool Heater_E8 | F6 | Commercial | Health (WA) | New | Miscellaneous | Natural Gas | Pool Heater | E8 | Utility - Value of Sales | 0 | 0 | 0 | 0 | 0 | 0 | 0 | 0 | 0 | 0 | 0 | 0 | 0 | 0 | 0 | 0 | 0 | 0 | 0 | 0 | 0 | 0 | 0 | 0 | 0 | 0 | 0
F6_Commercial_Health (WA)_New_Miscellaneous_Natural Gas_Pool Heater_E9 | F6 | Commercial | Health (WA) | New | Miscellaneous | Natural Gas | Pool Heater | E9 | Utility - Value of Sales | 0 | 0 | 0 | 0 | 0 | 0 | 0 | 0 | 0 | 0 | 0 | 0 | 0 | 0 | 0 | 0 | 0 | 0 | 0 | 0 | 0 | 0 | 0 | 0 | 0 | 0 | 0
F6_Commercial_Health (WA)_New_Miscellaneous_Natural Gas_Pool Heater_E10 | F6 | Commercial | Health (WA) | New | Miscellaneous | Natural Gas | Pool Heater | E10 | Utility - Value of Sales | 0 | 0 | 0 | 0 | 0 | 0 | 0 | 0 | 0 | 0 | 0 | 0 | 0 | 0 | 0 | 0 | 0 | 0 | 0 | 0 | 0 | 0 | 0 | 0 | 0 | 0 | 0
F1_Commercial_Health (WA)_New_Miscellaneous_Natural Gas_Miscellaneous_E1 | F1 | Commercial | Health (WA) | New | Miscellaneous | Natural Gas | Miscellaneous | E1 | RVT - Cost of Equipment | 0.24753 | 0.24753 | 0.24753 | 0.24753 | 0.24753 | 0.24753 | 0.24753 | 0.24753 | 0.24753 | 0.24753 | 0.24753 | 0.24753 | 0.24753 | 0.24753 | 0.24753 | 0.24753 | 0.24753 | 0.24753 | 0.24753 | 0.24753 | 0.24753 | 0.24753 | 0.24753 | 0.24753 | 0.24753 | 0.24753 | 0.24753
F1_Commercial_Health (WA)_New_Miscellaneous_Natural Gas_Miscellaneous_E2 | F1 | Commercial | Health (WA) | New | Miscellaneous | Natural Gas | Miscellaneous | E2 | RVT - Cost of Equipment | 0 | 0 | 0 | 0 | 0 | 0 | 0 | 0 | 0 | 0 | 0 | 0 | 0 | 0 | 0 | 0 | 0 | 0 | 0 | 0 | 0 | 0 | 0 | 0 | 0 | 0 | 0
F1_Commercial_Health (WA)_New_Miscellaneous_Natural Gas_Miscellaneous_E3 | F1 | Commercial | Health (WA) | New | Miscellaneous | Natural Gas | Miscellaneous | E3 | RVT - Cost of Equipment | 0 | 0 | 0 | 0 | 0 | 0 | 0 | 0 | 0 | 0 | 0 | 0 | 0 | 0 | 0 | 0 | 0 | 0 | 0 | 0 | 0 | 0 | 0 | 0 | 0 | 0 | 0
F1_Commercial_Health (WA)_New_Miscellaneous_Natural Gas_Miscellaneous_E4 | F1 | Commercial | Health (WA) | New | Miscellaneous | Natural Gas | Miscellaneous | E4 | RVT - Cost of Equipment | 0 | 0 | 0 | 0 | 0 | 0 | 0 | 0 | 0 | 0 | 0 | 0 | 0 | 0 | 0 | 0 | 0 | 0 | 0 | 0 | 0 | 0 | 0 | 0 | 0 | 0 | 0
F1_Commercial_Health (WA)_New_Miscellaneous_Natural Gas_Miscellaneous_E5 | F1 | Commercial | Health (WA) | New | Miscellaneous | Natural Gas | Miscellaneous | E5 | RVT - Cost of Equipment | 0 | 0 | 0 | 0 | 0 | 0 | 0 | 0 | 0 | 0 | 0 | 0 | 0 | 0 | 0 | 0 | 0 | 0 | 0 | 0 | 0 | 0 | 0 | 0 | 0 | 0 | 0
F1_Commercial_Health (WA)_New_Miscellaneous_Natural Gas_Miscellaneous_E6 | F1 | Commercial | Health (WA) | New | Miscellaneous | Natural Gas | Miscellaneous | E6 | RVT - Cost of Equipment | 0 | 0 | 0 | 0 | 0 | 0 | 0 | 0 | 0 | 0 | 0 | 0 | 0 | 0 | 0 | 0 | 0 | 0 | 0 | 0 | 0 | 0 | 0 | 0 | 0 | 0 | 0
F1_Commercial_Health (WA)_New_Miscellaneous_Natural Gas_Miscellaneous_E7 | F1 | Commercial | Health (WA) | New | Miscellaneous | Natural Gas | Miscellaneous | E7 | RVT - Cost of Equipment | 0 | 0 | 0 | 0 | 0 | 0 | 0 | 0 | 0 | 0 | 0 | 0 | 0 | 0 | 0 | 0 | 0 | 0 | 0 | 0 | 0 | 0 | 0 | 0 | 0 | 0 | 0
F1_Commercial_Health (WA)_New_Miscellaneous_Natural Gas_Miscellaneous_E8 | F1 | Commercial | Health (WA) | New | Miscellaneous | Natural Gas | Miscellaneous | E8 | RVT - Cost of Equipment | 0 | 0 | 0 | 0 | 0 | 0 | 0 | 0 | 0 | 0 | 0 | 0 | 0 | 0 | 0 | 0 | 0 | 0 | 0 | 0 | 0 | 0 | 0 | 0 | 0 | 0 | 0
F1_Commercial_Health (WA)_New_Miscellaneous_Natural Gas_Miscellaneous_E9 | F1 | Commercial | Health (WA) | New | Miscellaneous | Natural Gas | Miscellaneous | E9 | RVT - Cost of Equipment | 0 | 0 | 0 | 0 | 0 | 0 | 0 | 0 | 0 | 0 | 0 | 0 | 0 | 0 | 0 | 0 | 0 | 0 | 0 | 0 | 0 | 0 | 0 | 0 | 0 | 0 | 0
F1_Commercial_Health (WA)_New_Miscellaneous_Natural Gas_Miscellaneous_E10 | F1 | Commercial | Health (WA) | New | Miscellaneous | Natural Gas | Miscellaneous | E10 | RVT - Cost of Equipment | 0 | 0 | 0 | 0 | 0 | 0 | 0 | 0 | 0 | 0 | 0 | 0 | 0 | 0 | 0 | 0 | 0 | 0 | 0 | 0 | 0 | 0 | 0 | 0 | 0 | 0 | 0
F2_Commercial_Health (WA)_New_Miscellaneous_Natural Gas_Miscellaneous_E1 | F2 | Commercial | Health (WA) | New | Miscellaneous | Natural Gas | Miscellaneous | E1 | RVT - Cost of Operation | 0.0065245 | 0.0065662 | 0.006636 | 0.0067443 | 0.0069042 | 0.0071676 | 0.0074384 | 0.0076914 | 0.0079125 | 0.0081419 | 0.0084048 | 0.008652 | 0.0089464 | 0.0092281 | 0.0094526 | 0.0096345 | 0.0097568 | 0.0098552 | 0.0099534 | 0.010016 | 0.010077 | 0.010253 | 0.010431 | 0.010616 | 0.010804 | 0.010996 | 0.011192
F2_Commercial_Health (WA)_New_Miscellaneous_Natural Gas_Miscellaneous_E2 | F2 | Commercial | Health (WA) | New | Miscellaneous | Natural Gas | Miscellaneous | E2 | RVT - Cost of Operation | 0 | 0 | 0 | 0 | 0 | 0 | 0 | 0 | 0 | 0 | 0 | 0 | 0 | 0 | 0 | 0 | 0 | 0 | 0 | 0 | 0 | 0 | 0 | 0 | 0 | 0 | 0
F2_Commercial_Health (WA)_New_Miscellaneous_Natural Gas_Miscellaneous_E3 | F2 | Commercial | Health (WA) | New | Miscellaneous | Natural Gas | Miscellaneous | E3 | RVT - Cost of Operation | 0 | 0 | 0 | 0 | 0 | 0 | 0 | 0 | 0 | 0 | 0 | 0 | 0 | 0 | 0 | 0 | 0 | 0 | 0 | 0 | 0 | 0 | 0 | 0 | 0 | 0 | 0
F2_Commercial_Health (WA)_New_Miscellaneous_Natural Gas_Miscellaneous_E4 | F2 | Commercial | Health (WA) | New | Miscellaneous | Natural Gas | Miscellaneous | E4 | RVT - Cost of Operation | 0 | 0 | 0 | 0 | 0 | 0 | 0 | 0 | 0 | 0 | 0 | 0 | 0 | 0 | 0 | 0 | 0 | 0 | 0 | 0 | 0 | 0 | 0 | 0 | 0 | 0 | 0
F2_Commercial_Health (WA)_New_Miscellaneous_Natural Gas_Miscellaneous_E5 | F2 | Commercial | Health (WA) | New | Miscellaneous | Natural Gas | Miscellaneous | E5 | RVT - Cost of Operation | 0 | 0 | 0 | 0 | 0 | 0 | 0 | 0 | 0 | 0 | 0 | 0 | 0 | 0 | 0 | 0 | 0 | 0 | 0 | 0 | 0 | 0 | 0 | 0 | 0 | 0 | 0
F2_Commercial_Health (WA)_New_Miscellaneous_Natural Gas_Miscellaneous_E6 | F2 | Commercial | Health (WA) | New | Miscellaneous | Natural Gas | Miscellaneous | E6 | RVT - Cost of Operation | 0 | 0 | 0 | 0 | 0 | 0 | 0 | 0 | 0 | 0 | 0 | 0 | 0 | 0 | 0 | 0 | 0 | 0 | 0 | 0 | 0 | 0 | 0 | 0 | 0 | 0 | 0
F2_Commercial_Health (WA)_New_Miscellaneous_Natural Gas_Miscellaneous_E7 | F2 | Commercial | Health (WA) | New | Miscellaneous | Natural Gas | Miscellaneous | E7 | RVT - Cost of Operation | 0 | 0 | 0 | 0 | 0 | 0 | 0 | 0 | 0 | 0 | 0 | 0 | 0 | 0 | 0 | 0 | 0 | 0 | 0 | 0 | 0 | 0 | 0 | 0 | 0 | 0 | 0
F2_Commercial_Health (WA)_New_Miscellaneous_Natural Gas_Miscellaneous_E8 | F2 | Commercial | Health (WA) | New | Miscellaneous | Natural Gas | Miscellaneous | E8 | RVT - Cost of Operation | 0 | 0 | 0 | 0 | 0 | 0 | 0 | 0 | 0 | 0 | 0 | 0 | 0 | 0 | 0 | 0 | 0 | 0 | 0 | 0 | 0 | 0 | 0 | 0 | 0 | 0 | 0
F2_Commercial_Health (WA)_New_Miscellaneous_Natural Gas_Miscellaneous_E9 | F2 | Commercial | Health (WA) | New | Miscellaneous | Natural Gas | Miscellaneous | E9 | RVT - Cost of Operation | 0 | 0 | 0 | 0 | 0 | 0 | 0 | 0 | 0 | 0 | 0 | 0 | 0 | 0 | 0 | 0 | 0 | 0 | 0 | 0 | 0 | 0 | 0 | 0 | 0 | 0 | 0
F2_Commercial_Health (WA)_New_Miscellaneous_Natural Gas_Miscellaneous_E10 | F2 | Commercial | Health (WA) | New | Miscellaneous | Natural Gas | Miscellaneous | E10 | RVT - Cost of Operation | 0 | 0 | 0 | 0 | 0 | 0 | 0 | 0 | 0 | 0 | 0 | 0 | 0 | 0 | 0 | 0 | 0 | 0 | 0 | 0 | 0 | 0 | 0 | 0 | 0 | 0 | 0
F3_Commercial_Health (WA)_New_Miscellaneous_Natural Gas_Miscellaneous_E1 | F3 | Commercial | Health (WA) | New | Miscellaneous | Natural Gas | Miscellaneous | E1 | System - kBTUs of Consumption | 1.6665 | 1.6665 | 1.6665 | 1.6665 | 1.6665 | 1.6665 | 1.6665 | 1.6665 | 1.6665 | 1.6665 | 1.6665 | 1.6665 | 1.6665 | 1.6665 | 1.6665 | 1.6665 | 1.6665 | 1.6665 | 1.6665 | 1.6665 | 1.6665 | 1.6665 | 1.6665 | 1.6665 | 1.6665 | 1.6665 | 1.6665
F3_Commercial_Health (WA)_New_Miscellaneous_Natural Gas_Miscellaneous_E2 | F3 | Commercial | Health (WA) | New | Miscellaneous | Natural Gas | Miscellaneous | E2 | System - kBTUs of Consumption | 0 | 0 | 0 | 0 | 0 | 0 | 0 | 0 | 0 | 0 | 0 | 0 | 0 | 0 | 0 | 0 | 0 | 0 | 0 | 0 | 0 | 0 | 0 | 0 | 0 | 0 | 0
F3_Commercial_Health (WA)_New_Miscellaneous_Natural Gas_Miscellaneous_E3 | F3 | Commercial | Health (WA) | New | Miscellaneous | Natural Gas | Miscellaneous | E3 | System - kBTUs of Consumption | 0 | 0 | 0 | 0 | 0 | 0 | 0 | 0 | 0 | 0 | 0 | 0 | 0 | 0 | 0 | 0 | 0 | 0 | 0 | 0 | 0 | 0 | 0 | 0 | 0 | 0 | 0
F3_Commercial_Health (WA)_New_Miscellaneous_Natural Gas_Miscellaneous_E4 | F3 | Commercial | Health (WA) | New | Miscellaneous | Natural Gas | Miscellaneous | E4 | System - kBTUs of Consumption | 0 | 0 | 0 | 0 | 0 | 0 | 0 | 0 | 0 | 0 | 0 | 0 | 0 | 0 | 0 | 0 | 0 | 0 | 0 | 0 | 0 | 0 | 0 | 0 | 0 | 0 | 0
F3_Commercial_Health (WA)_New_Miscellaneous_Natural Gas_Miscellaneous_E5 | F3 | Commercial | Health (WA) | New | Miscellaneous | Natural Gas | Miscellaneous | E5 | System - kBTUs of Consumption | 0 | 0 | 0 | 0 | 0 | 0 | 0 | 0 | 0 | 0 | 0 | 0 | 0 | 0 | 0 | 0 | 0 | 0 | 0 | 0 | 0 | 0 | 0 | 0 | 0 | 0 | 0
F3_Commercial_Health (WA)_New_Miscellaneous_Natural Gas_Miscellaneous_E6 | F3 | Commercial | Health (WA) | New | Miscellaneous | Natural Gas | Miscellaneous | E6 | System - kBTUs of Consumption | 0 | 0 | 0 | 0 | 0 | 0 | 0 | 0 | 0 | 0 | 0 | 0 | 0 | 0 | 0 | 0 | 0 | 0 | 0 | 0 | 0 | 0 | 0 | 0 | 0 | 0 | 0
F3_Commercial_Health (WA)_New_Miscellaneous_Natural Gas_Miscellaneous_E7 | F3 | Commercial | Health (WA) | New | Miscellaneous | Natural Gas | Miscellaneous | E7 | System - kBTUs of Consumption | 0 | 0 | 0 | 0 | 0 | 0 | 0 | 0 | 0 | 0 | 0 | 0 | 0 | 0 | 0 | 0 | 0 | 0 | 0 | 0 | 0 | 0 | 0 | 0 | 0 | 0 | 0
F3_Commercial_Health (WA)_New_Miscellaneous_Natural Gas_Miscellaneous_E8 | F3 | Commercial | Health (WA) | New | Miscellaneous | Natural Gas | Miscellaneous | E8 | System - kBTUs of Consumption | 0 | 0 | 0 | 0 | 0 | 0 | 0 | 0 | 0 | 0 | 0 | 0 | 0 | 0 | 0 | 0 | 0 | 0 | 0 | 0 | 0 | 0 | 0 | 0 | 0 | 0 | 0
F3_Commercial_Health (WA)_New_Miscellaneous_Natural Gas_Miscellaneous_E9 | F3 | Commercial | Health (WA) | New | Miscellaneous | Natural Gas | Miscellaneous | E9 | System - kBTUs of Consumption | 0 | 0 | 0 | 0 | 0 | 0 | 0 | 0 | 0 | 0 | 0 | 0 | 0 | 0 | 0 | 0 | 0 | 0 | 0 | 0 | 0 | 0 | 0 | 0 | 0 | 0 | 0
F3_Commercial_Health (WA)_New_Miscellaneous_Natural Gas_Miscellaneous_E10 | F3 | Commercial | Health (WA) | New | Miscellaneous | Natural Gas | Miscellaneous | E10 | System - kBTUs of Consumption | 0 | 0 | 0 | 0 | 0 | 0 | 0 | 0 | 0 | 0 | 0 | 0 | 0 | 0 | 0 | 0 | 0 | 0 | 0 | 0 | 0 | 0 | 0 | 0 | 0 | 0 | 0
F4_Commercial_Health (WA)_New_Miscellaneous_Natural Gas_Miscellaneous_E1 | F4 | Commercial | Health (WA) | New | Miscellaneous | Natural Gas | Miscellaneous | E1 | Utility - Cost of Equipment | 0.24753 | 0.24753 | 0.24753 | 0.24753 | 0.24753 | 0.24753 | 0.24753 | 0.24753 | 0.24753 | 0.24753 | 0.24753 | 0.24753 | 0.24753 | 0.24753 | 0.24753 | 0.24753 | 0.24753 | 0.24753 | 0.24753 | 0.24753 | 0.24753 | 0.24753 | 0.24753 | 0.24753 | 0.24753 | 0.24753 | 0.24753
F4_Commercial_Health (WA)_New_Miscellaneous_Natural Gas_Miscellaneous_E2 | F4 | Commercial | Health (WA) | New | Miscellaneous | Natural Gas | Miscellaneous | E2 | Utility - Cost of Equipment | 0 | 0 | 0 | 0 | 0 | 0 | 0 | 0 | 0 | 0 | 0 | 0 | 0 | 0 | 0 | 0 | 0 | 0 | 0 | 0 | 0 | 0 | 0 | 0 | 0 | 0 | 0
F4_Commercial_Health (WA)_New_Miscellaneous_Natural Gas_Miscellaneous_E3 | F4 | Commercial | Health (WA) | New | Miscellaneous | Natural Gas | Miscellaneous | E3 | Utility - Cost of Equipment | 0 | 0 | 0 | 0 | 0 | 0 | 0 | 0 | 0 | 0 | 0 | 0 | 0 | 0 | 0 | 0 | 0 | 0 | 0 | 0 | 0 | 0 | 0 | 0 | 0 | 0 | 0
F4_Commercial_Health (WA)_New_Miscellaneous_Natural Gas_Miscellaneous_E4 | F4 | Commercial | Health (WA) | New | Miscellaneous | Natural Gas | Miscellaneous | E4 | Utility - Cost of Equipment | 0 | 0 | 0 | 0 | 0 | 0 | 0 | 0 | 0 | 0 | 0 | 0 | 0 | 0 | 0 | 0 | 0 | 0 | 0 | 0 | 0 | 0 | 0 | 0 | 0 | 0 | 0
F4_Commercial_Health (WA)_New_Miscellaneous_Natural Gas_Miscellaneous_E5 | F4 | Commercial | Health (WA) | New | Miscellaneous | Natural Gas | Miscellaneous | E5 | Utility - Cost of Equipment | 0 | 0 | 0 | 0 | 0 | 0 | 0 | 0 | 0 | 0 | 0 | 0 | 0 | 0 | 0 | 0 | 0 | 0 | 0 | 0 | 0 | 0 | 0 | 0 | 0 | 0 | 0
F4_Commercial_Health (WA)_New_Miscellaneous_Natural Gas_Miscellaneous_E6 | F4 | Commercial | Health (WA) | New | Miscellaneous | Natural Gas | Miscellaneous | E6 | Utility - Cost of Equipment | 0 | 0 | 0 | 0 | 0 | 0 | 0 | 0 | 0 | 0 | 0 | 0 | 0 | 0 | 0 | 0 | 0 | 0 | 0 | 0 | 0 | 0 | 0 | 0 | 0 | 0 | 0
F4_Commercial_Health (WA)_New_Miscellaneous_Natural Gas_Miscellaneous_E7 | F4 | Commercial | Health (WA) | New | Miscellaneous | Natural Gas | Miscellaneous | E7 | Utility - Cost of Equipment | 0 | 0 | 0 | 0 | 0 | 0 | 0 | 0 | 0 | 0 | 0 | 0 | 0 | 0 | 0 | 0 | 0 | 0 | 0 | 0 | 0 | 0 | 0 | 0 | 0 | 0 | 0
F4_Commercial_Health (WA)_New_Miscellaneous_Natural Gas_Miscellaneous_E8 | F4 | Commercial | Health (WA) | New | Miscellaneous | Natural Gas | Miscellaneous | E8 | Utility - Cost of Equipment | 0 | 0 | 0 | 0 | 0 | 0 | 0 | 0 | 0 | 0 | 0 | 0 | 0 | 0 | 0 | 0 | 0 | 0 | 0 | 0 | 0 | 0 | 0 | 0 | 0 | 0 | 0
F4_Commercial_Health (WA)_New_Miscellaneous_Natural Gas_Miscellaneous_E9 | F4 | Commercial | Health (WA) | New | Miscellaneous | Natural Gas | Miscellaneous | E9 | Utility - Cost of Equipment | 0 | 0 | 0 | 0 | 0 | 0 | 0 | 0 | 0 | 0 | 0 | 0 | 0 | 0 | 0 | 0 | 0 | 0 | 0 | 0 | 0 | 0 | 0 | 0 | 0 | 0 | 0
F4_Commercial_Health (WA)_New_Miscellaneous_Natural Gas_Miscellaneous_E10 | F4 | Commercial | Health (WA) | New | Miscellaneous | Natural Gas | Miscellaneous | E10 | Utility - Cost of Equipment | 0 | 0 | 0 | 0 | 0 | 0 | 0 | 0 | 0 | 0 | 0 | 0 | 0 | 0 | 0 | 0 | 0 | 0 | 0 | 0 | 0 | 0 | 0 | 0 | 0 | 0 | 0
F5_Commercial_Health (WA)_New_Miscellaneous_Natural Gas_Miscellaneous_E1 | F5 | Commercial | Health (WA) | New | Miscellaneous | Natural Gas | Miscellaneous | E1 | Utility - Cost of Operation | 0.0054371 | 0.0054719 | 0.0055419 | 0.0056584 | 0.0058339 | 0.0061143 | 0.0064226 | 0.006741 | 0.0070613 | 0.0074018 | 0.0076407 | 0.0078655 | 0.0081331 | 0.008398 | 0.0086209 | 0.0088168 | 0.0089717 | 0.0091202 | 0.0092855 | 0.0094385 | 0.0095971 | 0.0097652 | 0.0099339 | 0.01011 | 0.01029 | 0.010473 | 0.010659
F5_Commercial_Health (WA)_New_Miscellaneous_Natural Gas_Miscellaneous_E2 | F5 | Commercial | Health (WA) | New | Miscellaneous | Natural Gas | Miscellaneous | E2 | Utility - Cost of Operation | 0 | 0 | 0 | 0 | 0 | 0 | 0 | 0 | 0 | 0 | 0 | 0 | 0 | 0 | 0 | 0 | 0 | 0 | 0 | 0 | 0 | 0 | 0 | 0 | 0 | 0 | 0
F5_Commercial_Health (WA)_New_Miscellaneous_Natural Gas_Miscellaneous_E3 | F5 | Commercial | Health (WA) | New | Miscellaneous | Natural Gas | Miscellaneous | E3 | Utility - Cost of Operation | 0 | 0 | 0 | 0 | 0 | 0 | 0 | 0 | 0 | 0 | 0 | 0 | 0 | 0 | 0 | 0 | 0 | 0 | 0 | 0 | 0 | 0 | 0 | 0 | 0 | 0 | 0
F5_Commercial_Health (WA)_New_Miscellaneous_Natural Gas_Miscellaneous_E4 | F5 | Commercial | Health (WA) | New | Miscellaneous | Natural Gas | Miscellaneous | E4 | Utility - Cost of Operation | 0 | 0 | 0 | 0 | 0 | 0 | 0 | 0 | 0 | 0 | 0 | 0 | 0 | 0 | 0 | 0 | 0 | 0 | 0 | 0 | 0 | 0 | 0 | 0 | 0 | 0 | 0
F5_Commercial_Health (WA)_New_Miscellaneous_Natural Gas_Miscellaneous_E5 | F5 | Commercial | Health (WA) | New | Miscellaneous | Natural Gas | Miscellaneous | E5 | Utility - Cost of Operation | 0 | 0 | 0 | 0 | 0 | 0 | 0 | 0 | 0 | 0 | 0 | 0 | 0 | 0 | 0 | 0 | 0 | 0 | 0 | 0 | 0 | 0 | 0 | 0 | 0 | 0 | 0
F5_Commercial_Health (WA)_New_Miscellaneous_Natural Gas_Miscellaneous_E6 | F5 | Commercial | Health (WA) | New | Miscellaneous | Natural Gas | Miscellaneous | E6 | Utility - Cost of Operation | 0 | 0 | 0 | 0 | 0 | 0 | 0 | 0 | 0 | 0 | 0 | 0 | 0 | 0 | 0 | 0 | 0 | 0 | 0 | 0 | 0 | 0 | 0 | 0 | 0 | 0 | 0
F5_Commercial_Health (WA)_New_Miscellaneous_Natural Gas_Miscellaneous_E7 | F5 | Commercial | Health (WA) | New | Miscellaneous | Natural Gas | Miscellaneous | E7 | Utility - Cost of Operation | 0 | 0 | 0 | 0 | 0 | 0 | 0 | 0 | 0 | 0 | 0 | 0 | 0 | 0 | 0 | 0 | 0 | 0 | 0 | 0 | 0 | 0 | 0 | 0 | 0 | 0 | 0
F5_Commercial_Health (WA)_New_Miscellaneous_Natural Gas_Miscellaneous_E8 | F5 | Commercial | Health (WA) | New | Miscellaneous | Natural Gas | Miscellaneous | E8 | Utility - Cost of Operation | 0 | 0 | 0 | 0 | 0 | 0 | 0 | 0 | 0 | 0 | 0 | 0 | 0 | 0 | 0 | 0 | 0 | 0 | 0 | 0 | 0 | 0 | 0 | 0 | 0 | 0 | 0
F5_Commercial_Health (WA)_New_Miscellaneous_Natural Gas_Miscellaneous_E9 | F5 | Commercial | Health (WA) | New | Miscellaneous | Natural Gas | Miscellaneous | E9 | Utility - Cost of Operation | 0 | 0 | 0 | 0 | 0 | 0 | 0 | 0 | 0 | 0 | 0 | 0 | 0 | 0 | 0 | 0 | 0 | 0 | 0 | 0 | 0 | 0 | 0 | 0 | 0 | 0 | 0
F5_Commercial_Health (WA)_New_Miscellaneous_Natural Gas_Miscellaneous_E10 | F5 | Commercial | Health (WA) | New | Miscellaneous | Natural Gas | Miscellaneous | E10 | Utility - Cost of Operation | 0 | 0 | 0 | 0 | 0 | 0 | 0 | 0 | 0 | 0 | 0 | 0 | 0 | 0 | 0 | 0 | 0 | 0 | 0 | 0 | 0 | 0 | 0 | 0 | 0 | 0 | 0
F6_Commercial_Health (WA)_New_Miscellaneous_Natural Gas_Miscellaneous_E1 | F6 | Commercial | Health (WA) | New | Miscellaneous | Natural Gas | Miscellaneous | E1 | Utility - Value of Sales | 0.0065245 | 0.0065662 | 0.006636 | 0.0067443 | 0.0069042 | 0.0071676 | 0.0074384 | 0.0076914 | 0.0079125 | 0.0081419 | 0.0084048 | 0.008652 | 0.0089464 | 0.0092281 | 0.0094526 | 0.0096345 | 0.0097568 | 0.0098552 | 0.0099534 | 0.010016 | 0.010077 | 0.010253 | 0.010431 | 0.010616 | 0.010804 | 0.010996 | 0.011192
F6_Commercial_Health (WA)_New_Miscellaneous_Natural Gas_Miscellaneous_E2 | F6 | Commercial | Health (WA) | New | Miscellaneous | Natural Gas | Miscellaneous | E2 | Utility - Value of Sales | 0 | 0 | 0 | 0 | 0 | 0 | 0 | 0 | 0 | 0 | 0 | 0 | 0 | 0 | 0 | 0 | 0 | 0 | 0 | 0 | 0 | 0 | 0 | 0 | 0 | 0 | 0
F6_Commercial_Health (WA)_New_Miscellaneous_Natural Gas_Miscellaneous_E3 | F6 | Commercial | Health (WA) | New | Miscellaneous | Natural Gas | Miscellaneous | E3 | Utility - Value of Sales | 0 | 0 | 0 | 0 | 0 | 0 | 0 | 0 | 0 | 0 | 0 | 0 | 0 | 0 | 0 | 0 | 0 | 0 | 0 | 0 | 0 | 0 | 0 | 0 | 0 | 0 | 0
F6_Commercial_Health (WA)_New_Miscellaneous_Natural Gas_Miscellaneous_E4 | F6 | Commercial | Health (WA) | New | Miscellaneous | Natural Gas | Miscellaneous | E4 | Utility - Value of Sales | 0 | 0 | 0 | 0 | 0 | 0 | 0 | 0 | 0 | 0 | 0 | 0 | 0 | 0 | 0 | 0 | 0 | 0 | 0 | 0 | 0 | 0 | 0 | 0 | 0 | 0 | 0
F6_Commercial_Health (WA)_New_Miscellaneous_Natural Gas_Miscellaneous_E5 | F6 | Commercial | Health (WA) | New | Miscellaneous | Natural Gas | Miscellaneous | E5 | Utility - Value of Sales | 0 | 0 | 0 | 0 | 0 | 0 | 0 | 0 | 0 | 0 | 0 | 0 | 0 | 0 | 0 | 0 | 0 | 0 | 0 | 0 | 0 | 0 | 0 | 0 | 0 | 0 | 0
F6_Commercial_Health (WA)_New_Miscellaneous_Natural Gas_Miscellaneous_E6 | F6 | Commercial | Health (WA) | New | Miscellaneous | Natural Gas | Miscellaneous | E6 | Utility - Value of Sales | 0 | 0 | 0 | 0 | 0 | 0 | 0 | 0 | 0 | 0 | 0 | 0 | 0 | 0 | 0 | 0 | 0 | 0 | 0 | 0 | 0 | 0 | 0 | 0 | 0 | 0 | 0
F6_Commercial_Health (WA)_New_Miscellaneous_Natural Gas_Miscellaneous_E7 | F6 | Commercial | Health (WA) | New | Miscellaneous | Natural Gas | Miscellaneous | E7 | Utility - Value of Sales | 0 | 0 | 0 | 0 | 0 | 0 | 0 | 0 | 0 | 0 | 0 | 0 | 0 | 0 | 0 | 0 | 0 | 0 | 0 | 0 | 0 | 0 | 0 | 0 | 0 | 0 | 0
F6_Commercial_Health (WA)_New_Miscellaneous_Natural Gas_Miscellaneous_E8 | F6 | Commercial | Health (WA) | New | Miscellaneous | Natural Gas | Miscellaneous | E8 | Utility - Value of Sales | 0 | 0 | 0 | 0 | 0 | 0 | 0 | 0 | 0 | 0 | 0 | 0 | 0 | 0 | 0 | 0 | 0 | 0 | 0 | 0 | 0 | 0 | 0 | 0 | 0 | 0 | 0
F6_Commercial_Health (WA)_New_Miscellaneous_Natural Gas_Miscellaneous_E9 | F6 | Commercial | Health (WA) | New | Miscellaneous | Natural Gas | Miscellaneous | E9 | Utility - Value of Sales | 0 | 0 | 0 | 0 | 0 | 0 | 0 | 0 | 0 | 0 | 0 | 0 | 0 | 0 | 0 | 0 | 0 | 0 | 0 | 0 | 0 | 0 | 0 | 0 | 0 | 0 | 0
F6_Commercial_Health (WA)_New_Miscellaneous_Natural Gas_Miscellaneous_E10 | F6 | Commercial | Health (WA) | New | Miscellaneous | Natural Gas | Miscellaneous | E10 | Utility - Value of Sales | 0 | 0 | 0 | 0 | 0 | 0 | 0 | 0 | 0 | 0 | 0 | 0 | 0 | 0 | 0 | 0 | 0 | 0 | 0 | 0 | 0 | 0 | 0 | 0 | 0 | 0 | 0
F1_Commercial_Lodging (WA)_Existing_Space Heating_Natural Gas_Furnace_E1 | F1 | Commercial | Lodging (WA) | Existing | Space Heating | Natural Gas | Furnace | E1 | RVT - Cost of Equipment | 0.062162 | 0.062162 | 0.062162 | 0.062162 | 0.062162 | 0.062162 | 0.062162 | 0.062162 | 0.062162 | 0.062162 | 0.062162 | 0.062162 | 0.062162 | 0.062162 | 0.062162 | 0.062162 | 0.062162 | 0.062162 | 0.062162 | 0.062162 | 0.062162 | 0.062162 | 0.062162 | 0.062162 | 0.062162 | 0.062162 | 0.062162
F1_Commercial_Lodging (WA)_Existing_Space Heating_Natural Gas_Furnace_E2 | F1 | Commercial | Lodging (WA) | Existing | Space Heating | Natural Gas | Furnace | E2 | RVT - Cost of Equipment | 0.12565 | 0.12565 | 0.12565 | 0.12565 | 0.12565 | 0.12565 | 0.12565 | 0.12565 | 0.12565 | 0.12565 | 0.12565 | 0.12565 | 0.12565 | 0.12565 | 0.12565 | 0.12565 | 0.12565 | 0.12565 | 0.12565 | 0.12565 | 0.12565 | 0.12565 | 0.12565 | 0.12565 | 0.12565 | 0.12565 | 0.12565
F1_Commercial_Lodging (WA)_Existing_Space Heating_Natural Gas_Furnace_E3 | F1 | Commercial | Lodging (WA) | Existing | Space Heating | Natural Gas | Furnace | E3 | RVT - Cost of Equipment | 0.07638 | 0.07638 | 0.07638 | 0.07638 | 0.07638 | 0.07638 | 0.07638 | 0.07638 | 0.07638 | 0.07638 | 0.07638 | 0.07638 | 0.07638 | 0.07638 | 0.07638 | 0.07638 | 0.07638 | 0.07638 | 0.07638 | 0.07638 | 0.07638 | 0.07638 | 0.07638 | 0.07638 | 0.07638 | 0.07638 | 0.07638
F1_Commercial_Lodging (WA)_Existing_Space Heating_Natural Gas_Furnace_E4 | F1 | Commercial | Lodging (WA) | Existing | Space Heating | Natural Gas | Furnace | E4 | RVT - Cost of Equipment | 0 | 0 | 0 | 0 | 0 | 0 | 0 | 0 | 0 | 0 | 0 | 0 | 0 | 0 | 0 | 0 | 0 | 0 | 0 | 0 | 0 | 0 | 0 | 0 | 0 | 0 | 0
F1_Commercial_Lodging (WA)_Existing_Space Heating_Natural Gas_Furnace_E5 | F1 | Commercial | Lodging (WA) | Existing | Space Heating | Natural Gas | Furnace | E5 | RVT - Cost of Equipment | 0 | 0 | 0 | 0 | 0 | 0 | 0 | 0 | 0 | 0 | 0 | 0 | 0 | 0 | 0 | 0 | 0 | 0 | 0 | 0 | 0 | 0 | 0 | 0 | 0 | 0 | 0
F1_Commercial_Lodging (WA)_Existing_Space Heating_Natural Gas_Furnace_E6 | F1 | Commercial | Lodging (WA) | Existing | Space Heating | Natural Gas | Furnace | E6 | RVT - Cost of Equipment | 0 | 0 | 0 | 0 | 0 | 0 | 0 | 0 | 0 | 0 | 0 | 0 | 0 | 0 | 0 | 0 | 0 | 0 | 0 | 0 | 0 | 0 | 0 | 0 | 0 | 0 | 0
F1_Commercial_Lodging (WA)_Existing_Space Heating_Natural Gas_Furnace_E7 | F1 | Commercial | Lodging (WA) | Existing | Space Heating | Natural Gas | Furnace | E7 | RVT - Cost of Equipment | 0 | 0 | 0 | 0 | 0 | 0 | 0 | 0 | 0 | 0 | 0 | 0 | 0 | 0 | 0 | 0 | 0 | 0 | 0 | 0 | 0 | 0 | 0 | 0 | 0 | 0 | 0
F1_Commercial_Lodging (WA)_Existing_Space Heating_Natural Gas_Furnace_E8 | F1 | Commercial | Lodging (WA) | Existing | Space Heating | Natural Gas | Furnace | E8 | RVT - Cost of Equipment | 0 | 0 | 0 | 0 | 0 | 0 | 0 | 0 | 0 | 0 | 0 | 0 | 0 | 0 | 0 | 0 | 0 | 0 | 0 | 0 | 0 | 0 | 0 | 0 | 0 | 0 | 0
F1_Commercial_Lodging (WA)_Existing_Space Heating_Natural Gas_Furnace_E9 | F1 | Commercial | Lodging (WA) | Existing | Space Heating | Natural Gas | Furnace | E9 | RVT - Cost of Equipment | 0 | 0 | 0 | 0 | 0 | 0 | 0 | 0 | 0 | 0 | 0 | 0 | 0 | 0 | 0 | 0 | 0 | 0 | 0 | 0 | 0 | 0 | 0 | 0 | 0 | 0 | 0
F1_Commercial_Lodging (WA)_Existing_Space Heating_Natural Gas_Furnace_E10 | F1 | Commercial | Lodging (WA) | Existing | Space Heating | Natural Gas | Furnace | E10 | RVT - Cost of Equipment | 0 | 0 | 0 | 0 | 0 | 0 | 0 | 0 | 0 | 0 | 0 | 0 | 0 | 0 | 0 | 0 | 0 | 0 | 0 | 0 | 0 | 0 | 0 | 0 | 0 | 0 | 0
F2_Commercial_Lodging (WA)_Existing_Space Heating_Natural Gas_Furnace_E1 | F2 | Commercial | Lodging (WA) | Existing | Space Heating | Natural Gas | Furnace | E1 | RVT - Cost of Operation | 0.12028 | 0.12127 | 0.12294 | 0.12486 | 0.12706 | 0.13065 | 0.13421 | 0.13793 | 0.1412 | 0.14437 | 0.14796 | 0.1511 | 0.15459 | 0.15819 | 0.16139 | 0.16447 | 0.16717 | 0.16994 | 0.17281 | 0.17571 | 0.17861 | 0.18251 | 0.18712 | 0.1911 | 0.19515 | 0.19929 | 0.20352
F2_Commercial_Lodging (WA)_Existing_Space Heating_Natural Gas_Furnace_E2 | F2 | Commercial | Lodging (WA) | Existing | Space Heating | Natural Gas | Furnace | E2 | RVT - Cost of Operation | 0.10691 | 0.1078 | 0.10927 | 0.11098 | 0.11294 | 0.11613 | 0.11929 | 0.1226 | 0.12551 | 0.12832 | 0.13152 | 0.1343 | 0.13741 | 0.14061 | 0.14346 | 0.14619 | 0.1486 | 0.15105 | 0.1536 | 0.15618 | 0.15876 | 0.16222 | 0.16633 | 0.16986 | 0.17346 | 0.17715 | 0.18091
F2_Commercial_Lodging (WA)_Existing_Space Heating_Natural Gas_Furnace_E3 | F2 | Commercial | Lodging (WA) | Existing | Space Heating | Natural Gas | Furnace | E3 | RVT - Cost of Operation | 0.10022 | 0.10106 | 0.10244 | 0.10405 | 0.10588 | 0.10887 | 0.11184 | 0.11494 | 0.11766 | 0.1203 | 0.12329 | 0.12591 | 0.12882 | 0.13182 | 0.13449 | 0.13705 | 0.13931 | 0.14161 | 0.144 | 0.14642 | 0.14884 | 0.15208 | 0.15593 | 0.15924 | 0.16262 | 0.16607 | 0.1696
F2_Commercial_Lodging (WA)_Existing_Space Heating_Natural Gas_Furnace_E4 | F2 | Commercial | Lodging (WA) | Existing | Space Heating | Natural Gas | Furnace | E4 | RVT - Cost of Operation | 0 | 0 | 0 | 0 | 0 | 0 | 0 | 0 | 0 | 0 | 0 | 0 | 0 | 0 | 0 | 0 | 0 | 0 | 0 | 0 | 0 | 0 | 0 | 0 | 0 | 0 | 0
F2_Commercial_Lodging (WA)_Existing_Space Heating_Natural Gas_Furnace_E5 | F2 | Commercial | Lodging (WA) | Existing | Space Heating | Natural Gas | Furnace | E5 | RVT - Cost of Operation | 0 | 0 | 0 | 0 | 0 | 0 | 0 | 0 | 0 | 0 | 0 | 0 | 0 | 0 | 0 | 0 | 0 | 0 | 0 | 0 | 0 | 0 | 0 | 0 | 0 | 0 | 0
F2_Commercial_Lodging (WA)_Existing_Space Heating_Natural Gas_Furnace_E6 | F2 | Commercial | Lodging (WA) | Existing | Space Heating | Natural Gas | Furnace | E6 | RVT - Cost of Operation | 0 | 0 | 0 | 0 | 0 | 0 | 0 | 0 | 0 | 0 | 0 | 0 | 0 | 0 | 0 | 0 | 0 | 0 | 0 | 0 | 0 | 0 | 0 | 0 | 0 | 0 | 0
F2_Commercial_Lodging (WA)_Existing_Space Heating_Natural Gas_Furnace_E7 | F2 | Commercial | Lodging (WA) | Existing | Space Heating | Natural Gas | Furnace | E7 | RVT - Cost of Operation | 0 | 0 | 0 | 0 | 0 | 0 | 0 | 0 | 0 | 0 | 0 | 0 | 0 | 0 | 0 | 0 | 0 | 0 | 0 | 0 | 0 | 0 | 0 | 0 | 0 | 0 | 0
F2_Commercial_Lodging (WA)_Existing_Space Heating_Natural Gas_Furnace_E8 | F2 | Commercial | Lodging (WA) | Existing | Space Heating | Natural Gas | Furnace | E8 | RVT - Cost of Operation | 0 | 0 | 0 | 0 | 0 | 0 | 0 | 0 | 0 | 0 | 0 | 0 | 0 | 0 | 0 | 0 | 0 | 0 | 0 | 0 | 0 | 0 | 0 | 0 | 0 | 0 | 0
F2_Commercial_Lodging (WA)_Existing_Space Heating_Natural Gas_Furnace_E9 | F2 | Commercial | Lodging (WA) | Existing | Space Heating | Natural Gas | Furnace | E9 | RVT - Cost of Operation | 0 | 0 | 0 | 0 | 0 | 0 | 0 | 0 | 0 | 0 | 0 | 0 | 0 | 0 | 0 | 0 | 0 | 0 | 0 | 0 | 0 | 0 | 0 | 0 | 0 | 0 | 0
F2_Commercial_Lodging (WA)_Existing_Space Heating_Natural Gas_Furnace_E10 | F2 | Commercial | Lodging (WA) | Existing | Space Heating | Natural Gas | Furnace | E10 | RVT - Cost of Operation | 0 | 0 | 0 | 0 | 0 | 0 | 0 | 0 | 0 | 0 | 0 | 0 | 0 | 0 | 0 | 0 | 0 | 0 | 0 | 0 | 0 | 0 | 0 | 0 | 0 | 0 | 0
F3_Commercial_Lodging (WA)_Existing_Space Heating_Natural Gas_Furnace_E1 | F3 | Commercial | Lodging (WA) | Existing | Space Heating | Natural Gas | Furnace | E1 | System - kBTUs of Consumption | 26.4683 | 26.4018 | 26.4018 | 26.4018 | 26.4018 | 26.4018 | 26.4018 | 26.4018 | 26.4018 | 26.4018 | 26.4018 | 26.4018 | 26.4018 | 26.4018 | 26.4018 | 26.4018 | 26.4018 | 26.4018 | 26.4018 | 26.4018 | 26.4018 | 26.4018 | 26.4018 | 26.4018 | 26.4018 | 26.4018 | 26.4018
F3_Commercial_Lodging (WA)_Existing_Space Heating_Natural Gas_Furnace_E2 | F3 | Commercial | Lodging (WA) | Existing | Space Heating | Natural Gas | Furnace | E2 | System - kBTUs of Consumption | 23.5267 | 23.4676 | 23.4676 | 23.4676 | 23.4676 | 23.4676 | 23.4676 | 23.4676 | 23.4676 | 23.4676 | 23.4676 | 23.4676 | 23.4676 | 23.4676 | 23.4676 | 23.4676 | 23.4676 | 23.4676 | 23.4676 | 23.4676 | 23.4676 | 23.4676 | 23.4676 | 23.4676 | 23.4676 | 23.4676 | 23.4676
F3_Commercial_Lodging (WA)_Existing_Space Heating_Natural Gas_Furnace_E3 | F3 | Commercial | Lodging (WA) | Existing | Space Heating | Natural Gas | Furnace | E3 | System - kBTUs of Consumption | 22.0559 | 22.0005 | 22.0005 | 22.0005 | 22.0005 | 22.0005 | 22.0005 | 22.0005 | 22.0005 | 22.0005 | 22.0005 | 22.0005 | 22.0005 | 22.0005 | 22.0005 | 22.0005 | 22.0005 | 22.0005 | 22.0005 | 22.0005 | 22.0005 | 22.0005 | 22.0005 | 22.0005 | 22.0005 | 22.0005 | 22.0005
F3_Commercial_Lodging (WA)_Existing_Space Heating_Natural Gas_Furnace_E4 | F3 | Commercial | Lodging (WA) | Existing | Space Heating | Natural Gas | Furnace | E4 | System - kBTUs of Consumption | 0 | 0 | 0 | 0 | 0 | 0 | 0 | 0 | 0 | 0 | 0 | 0 | 0 | 0 | 0 | 0 | 0 | 0 | 0 | 0 | 0 | 0 | 0 | 0 | 0 | 0 | 0
F3_Commercial_Lodging (WA)_Existing_Space Heating_Natural Gas_Furnace_E5 | F3 | Commercial | Lodging (WA) | Existing | Space Heating | Natural Gas | Furnace | E5 | System - kBTUs of Consumption | 0 | 0 | 0 | 0 | 0 | 0 | 0 | 0 | 0 | 0 | 0 | 0 | 0 | 0 | 0 | 0 | 0 | 0 | 0 | 0 | 0 | 0 | 0 | 0 | 0 | 0 | 0
F3_Commercial_Lodging (WA)_Existing_Space Heating_Natural Gas_Furnace_E6 | F3 | Commercial | Lodging (WA) | Existing | Space Heating | Natural Gas | Furnace | E6 | System - kBTUs of Consumption | 0 | 0 | 0 | 0 | 0 | 0 | 0 | 0 | 0 | 0 | 0 | 0 | 0 | 0 | 0 | 0 | 0 | 0 | 0 | 0 | 0 | 0 | 0 | 0 | 0 | 0 | 0
F3_Commercial_Lodging (WA)_Existing_Space Heating_Natural Gas_Furnace_E7 | F3 | Commercial | Lodging (WA) | Existing | Space Heating | Natural Gas | Furnace | E7 | System - kBTUs of Consumption | 0 | 0 | 0 | 0 | 0 | 0 | 0 | 0 | 0 | 0 | 0 | 0 | 0 | 0 | 0 | 0 | 0 | 0 | 0 | 0 | 0 | 0 | 0 | 0 | 0 | 0 | 0
F3_Commercial_Lodging (WA)_Existing_Space Heating_Natural Gas_Furnace_E8 | F3 | Commercial | Lodging (WA) | Existing | Space Heating | Natural Gas | Furnace | E8 | System - kBTUs of Consumption | 0 | 0 | 0 | 0 | 0 | 0 | 0 | 0 | 0 | 0 | 0 | 0 | 0 | 0 | 0 | 0 | 0 | 0 | 0 | 0 | 0 | 0 | 0 | 0 | 0 | 0 | 0
F3_Commercial_Lodging (WA)_Existing_Space Heating_Natural Gas_Furnace_E9 | F3 | Commercial | Lodging (WA) | Existing | Space Heating | Natural Gas | Furnace | E9 | System - kBTUs of Consumption | 0 | 0 | 0 | 0 | 0 | 0 | 0 | 0 | 0 | 0 | 0 | 0 | 0 | 0 | 0 | 0 | 0 | 0 | 0 | 0 | 0 | 0 | 0 | 0 | 0 | 0 | 0
F3_Commercial_Lodging (WA)_Existing_Space Heating_Natural Gas_Furnace_E10 | F3 | Commercial | Lodging (WA) | Existing | Space Heating | Natural Gas | Furnace | E10 | System - kBTUs of Consumption | 0 | 0 | 0 | 0 | 0 | 0 | 0 | 0 | 0 | 0 | 0 | 0 | 0 | 0 | 0 | 0 | 0 | 0 | 0 | 0 | 0 | 0 | 0 | 0 | 0 | 0 | 0
F4_Commercial_Lodging (WA)_Existing_Space Heating_Natural Gas_Furnace_E1 | F4 | Commercial | Lodging (WA) | Existing | Space Heating | Natural Gas | Furnace | E1 | Utility - Cost of Equipment | 0.062162 | 0.062162 | 0.062162 | 0.062162 | 0.062162 | 0.062162 | 0.062162 | 0.062162 | 0.062162 | 0.062162 | 0.062162 | 0.062162 | 0.062162 | 0.062162 | 0.062162 | 0.062162 | 0.062162 | 0.062162 | 0.062162 | 0.062162 | 0.062162 | 0.062162 | 0.062162 | 0.062162 | 0.062162 | 0.062162 | 0.062162
F4_Commercial_Lodging (WA)_Existing_Space Heating_Natural Gas_Furnace_E2 | F4 | Commercial | Lodging (WA) | Existing | Space Heating | Natural Gas | Furnace | E2 | Utility - Cost of Equipment | 0.12565 | 0.12565 | 0.12565 | 0.12565 | 0.12565 | 0.12565 | 0.12565 | 0.12565 | 0.12565 | 0.12565 | 0.12565 | 0.12565 | 0.12565 | 0.12565 | 0.12565 | 0.12565 | 0.12565 | 0.12565 | 0.12565 | 0.12565 | 0.12565 | 0.12565 | 0.12565 | 0.12565 | 0.12565 | 0.12565 | 0.12565
F4_Commercial_Lodging (WA)_Existing_Space Heating_Natural Gas_Furnace_E3 | F4 | Commercial | Lodging (WA) | Existing | Space Heating | Natural Gas | Furnace | E3 | Utility - Cost of Equipment | 0.07638 | 0.07638 | 0.07638 | 0.07638 | 0.07638 | 0.07638 | 0.07638 | 0.07638 | 0.07638 | 0.07638 | 0.07638 | 0.07638 | 0.07638 | 0.07638 | 0.07638 | 0.07638 | 0.07638 | 0.07638 | 0.07638 | 0.07638 | 0.07638 | 0.07638 | 0.07638 | 0.07638 | 0.07638 | 0.07638 | 0.07638
F4_Commercial_Lodging (WA)_Existing_Space Heating_Natural Gas_Furnace_E4 | F4 | Commercial | Lodging (WA) | Existing | Space Heating | Natural Gas | Furnace | E4 | Utility - Cost of Equipment | 0 | 0 | 0 | 0 | 0 | 0 | 0 | 0 | 0 | 0 | 0 | 0 | 0 | 0 | 0 | 0 | 0 | 0 | 0 | 0 | 0 | 0 | 0 | 0 | 0 | 0 | 0
F4_Commercial_Lodging (WA)_Existing_Space Heating_Natural Gas_Furnace_E5 | F4 | Commercial | Lodging (WA) | Existing | Space Heating | Natural Gas | Furnace | E5 | Utility - Cost of Equipment | 0 | 0 | 0 | 0 | 0 | 0 | 0 | 0 | 0 | 0 | 0 | 0 | 0 | 0 | 0 | 0 | 0 | 0 | 0 | 0 | 0 | 0 | 0 | 0 | 0 | 0 | 0
F4_Commercial_Lodging (WA)_Existing_Space Heating_Natural Gas_Furnace_E6 | F4 | Commercial | Lodging (WA) | Existing | Space Heating | Natural Gas | Furnace | E6 | Utility - Cost of Equipment | 0 | 0 | 0 | 0 | 0 | 0 | 0 | 0 | 0 | 0 | 0 | 0 | 0 | 0 | 0 | 0 | 0 | 0 | 0 | 0 | 0 | 0 | 0 | 0 | 0 | 0 | 0
F4_Commercial_Lodging (WA)_Existing_Space Heating_Natural Gas_Furnace_E7 | F4 | Commercial | Lodging (WA) | Existing | Space Heating | Natural Gas | Furnace | E7 | Utility - Cost of Equipment | 0 | 0 | 0 | 0 | 0 | 0 | 0 | 0 | 0 | 0 | 0 | 0 | 0 | 0 | 0 | 0 | 0 | 0 | 0 | 0 | 0 | 0 | 0 | 0 | 0 | 0 | 0
F4_Commercial_Lodging (WA)_Existing_Space Heating_Natural Gas_Furnace_E8 | F4 | Commercial | Lodging (WA) | Existing | Space Heating | Natural Gas | Furnace | E8 | Utility - Cost of Equipment | 0 | 0 | 0 | 0 | 0 | 0 | 0 | 0 | 0 | 0 | 0 | 0 | 0 | 0 | 0 | 0 | 0 | 0 | 0 | 0 | 0 | 0 | 0 | 0 | 0 | 0 | 0
F4_Commercial_Lodging (WA)_Existing_Space Heating_Natural Gas_Furnace_E9 | F4 | Commercial | Lodging (WA) | Existing | Space Heating | Natural Gas | Furnace | E9 | Utility - Cost of Equipment | 0 | 0 | 0 | 0 | 0 | 0 | 0 | 0 | 0 | 0 | 0 | 0 | 0 | 0 | 0 | 0 | 0 | 0 | 0 | 0 | 0 | 0 | 0 | 0 | 0 | 0 | 0
F4_Commercial_Lodging (WA)_Existing_Space Heating_Natural Gas_Furnace_E10 | F4 | Commercial | Lodging (WA) | Existing | Space Heating | Natural Gas | Furnace | E10 | Utility - Cost of Equipment | 0 | 0 | 0 | 0 | 0 | 0 | 0 | 0 | 0 | 0 | 0 | 0 | 0 | 0 | 0 | 0 | 0 | 0 | 0 | 0 | 0 | 0 | 0 | 0 | 0 | 0 | 0
F5_Commercial_Lodging (WA)_Existing_Space Heating_Natural Gas_Furnace_E1 | F5 | Commercial | Lodging (WA) | Existing | Space Heating | Natural Gas | Furnace | E1 | Utility - Cost of Operation | 0.10304 | 0.10454 | 0.10666 | 0.10909 | 0.11184 | 0.11583 | 0.11992 | 0.12425 | 0.12833 | 0.13246 | 0.13608 | 0.13935 | 0.14298 | 0.14675 | 0.1502 | 0.15357 | 0.15666 | 0.15985 | 0.16319 | 0.16661 | 0.17011 | 0.17382 | 0.17821 | 0.182 | 0.18586 | 0.1898 | 0.19383
F5_Commercial_Lodging (WA)_Existing_Space Heating_Natural Gas_Furnace_E2 | F5 | Commercial | Lodging (WA) | Existing | Space Heating | Natural Gas | Furnace | E2 | Utility - Cost of Operation | 0.09159 | 0.092921 | 0.094809 | 0.096963 | 0.099406 | 0.10296 | 0.10659 | 0.11044 | 0.11407 | 0.11774 | 0.12096 | 0.12387 | 0.12709 | 0.13044 | 0.1335 | 0.1365 | 0.13925 | 0.14209 | 0.14505 | 0.1481 | 0.1512 | 0.1545 | 0.15841 | 0.16177 | 0.1652 | 0.16871 | 0.17229
F5_Commercial_Lodging (WA)_Existing_Space Heating_Natural Gas_Furnace_E3 | F5 | Commercial | Lodging (WA) | Existing | Space Heating | Natural Gas | Furnace | E3 | Utility - Cost of Operation | 0.085864 | 0.087112 | 0.088882 | 0.090901 | 0.093192 | 0.096524 | 0.099927 | 0.10354 | 0.10694 | 0.11038 | 0.1134 | 0.11612 | 0.11915 | 0.12229 | 0.12516 | 0.12797 | 0.13054 | 0.1332 | 0.13598 | 0.13884 | 0.14175 | 0.14484 | 0.1485 | 0.15166 | 0.15488 | 0.15816 | 0.16152
F5_Commercial_Lodging (WA)_Existing_Space Heating_Natural Gas_Furnace_E4 | F5 | Commercial | Lodging (WA) | Existing | Space Heating | Natural Gas | Furnace | E4 | Utility - Cost of Operation | 0 | 0 | 0 | 0 | 0 | 0 | 0 | 0 | 0 | 0 | 0 | 0 | 0 | 0 | 0 | 0 | 0 | 0 | 0 | 0 | 0 | 0 | 0 | 0 | 0 | 0 | 0
F5_Commercial_Lodging (WA)_Existing_Space Heating_Natural Gas_Furnace_E5 | F5 | Commercial | Lodging (WA) | Existing | Space Heating | Natural Gas | Furnace | E5 | Utility - Cost of Operation | 0 | 0 | 0 | 0 | 0 | 0 | 0 | 0 | 0 | 0 | 0 | 0 | 0 | 0 | 0 | 0 | 0 | 0 | 0 | 0 | 0 | 0 | 0 | 0 | 0 | 0 | 0
F5_Commercial_Lodging (WA)_Existing_Space Heating_Natural Gas_Furnace_E6 | F5 | Commercial | Lodging (WA) | Existing | Space Heating | Natural Gas | Furnace | E6 | Utility - Cost of Operation | 0 | 0 | 0 | 0 | 0 | 0 | 0 | 0 | 0 | 0 | 0 | 0 | 0 | 0 | 0 | 0 | 0 | 0 | 0 | 0 | 0 | 0 | 0 | 0 | 0 | 0 | 0
F5_Commercial_Lodging (WA)_Existing_Space Heating_Natural Gas_Furnace_E7 | F5 | Commercial | Lodging (WA) | Existing | Space Heating | Natural Gas | Furnace | E7 | Utility - Cost of Operation | 0 | 0 | 0 | 0 | 0 | 0 | 0 | 0 | 0 | 0 | 0 | 0 | 0 | 0 | 0 | 0 | 0 | 0 | 0 | 0 | 0 | 0 | 0 | 0 | 0 | 0 | 0
F5_Commercial_Lodging (WA)_Existing_Space Heating_Natural Gas_Furnace_E8 | F5 | Commercial | Lodging (WA) | Existing | Space Heating | Natural Gas | Furnace | E8 | Utility - Cost of Operation | 0 | 0 | 0 | 0 | 0 | 0 | 0 | 0 | 0 | 0 | 0 | 0 | 0 | 0 | 0 | 0 | 0 | 0 | 0 | 0 | 0 | 0 | 0 | 0 | 0 | 0 | 0
F5_Commercial_Lodging (WA)_Existing_Space Heating_Natural Gas_Furnace_E9 | F5 | Commercial | Lodging (WA) | Existing | Space Heating | Natural Gas | Furnace | E9 | Utility - Cost of Operation | 0 | 0 | 0 | 0 | 0 | 0 | 0 | 0 | 0 | 0 | 0 | 0 | 0 | 0 | 0 | 0 | 0 | 0 | 0 | 0 | 0 | 0 | 0 | 0 | 0 | 0 | 0
F5_Commercial_Lodging (WA)_Existing_Space Heating_Natural Gas_Furnace_E10 | F5 | Commercial | Lodging (WA) | Existing | Space Heating | Natural Gas | Furnace | E10 | Utility - Cost of Operation | 0 | 0 | 0 | 0 | 0 | 0 | 0 | 0 | 0 | 0 | 0 | 0 | 0 | 0 | 0 | 0 | 0 | 0 | 0 | 0 | 0 | 0 | 0 | 0 | 0 | 0 | 0
F6_Commercial_Lodging (WA)_Existing_Space Heating_Natural Gas_Furnace_E1 | F6 | Commercial | Lodging (WA) | Existing | Space Heating | Natural Gas | Furnace | E1 | Utility - Value of Sales | 0.12028 | 0.12127 | 0.12294 | 0.12486 | 0.12706 | 0.13065 | 0.13421 | 0.13793 | 0.1412 | 0.14437 | 0.14796 | 0.1511 | 0.15459 | 0.15819 | 0.16139 | 0.16447 | 0.16717 | 0.16994 | 0.17281 | 0.17571 | 0.17861 | 0.18251 | 0.18712 | 0.1911 | 0.19515 | 0.19929 | 0.20352
F6_Commercial_Lodging (WA)_Existing_Space Heating_Natural Gas_Furnace_E2 | F6 | Commercial | Lodging (WA) | Existing | Space Heating | Natural Gas | Furnace | E2 | Utility - Value of Sales | 0.10691 | 0.1078 | 0.10927 | 0.11098 | 0.11294 | 0.11613 | 0.11929 | 0.1226 | 0.12551 | 0.12832 | 0.13152 | 0.1343 | 0.13741 | 0.14061 | 0.14346 | 0.14619 | 0.1486 | 0.15105 | 0.1536 | 0.15618 | 0.15876 | 0.16222 | 0.16633 | 0.16986 | 0.17346 | 0.17715 | 0.18091
F6_Commercial_Lodging (WA)_Existing_Space Heating_Natural Gas_Furnace_E3 | F6 | Commercial | Lodging (WA) | Existing | Space Heating | Natural Gas | Furnace | E3 | Utility - Value of Sales | 0.10022 | 0.10106 | 0.10244 | 0.10405 | 0.10588 | 0.10887 | 0.11184 | 0.11494 | 0.11766 | 0.1203 | 0.12329 | 0.12591 | 0.12882 | 0.13182 | 0.13449 | 0.13705 | 0.13931 | 0.14161 | 0.144 | 0.14642 | 0.14884 | 0.15208 | 0.15593 | 0.15924 | 0.16262 | 0.16607 | 0.1696
F6_Commercial_Lodging (WA)_Existing_Space Heating_Natural Gas_Furnace_E4 | F6 | Commercial | Lodging (WA) | Existing | Space Heating | Natural Gas | Furnace | E4 | Utility - Value of Sales | 0 | 0 | 0 | 0 | 0 | 0 | 0 | 0 | 0 | 0 | 0 | 0 | 0 | 0 | 0 | 0 | 0 | 0 | 0 | 0 | 0 | 0 | 0 | 0 | 0 | 0 | 0
F6_Commercial_Lodging (WA)_Existing_Space Heating_Natural Gas_Furnace_E5 | F6 | Commercial | Lodging (WA) | Existing | Space Heating | Natural Gas | Furnace | E5 | Utility - Value of Sales | 0 | 0 | 0 | 0 | 0 | 0 | 0 | 0 | 0 | 0 | 0 | 0 | 0 | 0 | 0 | 0 | 0 | 0 | 0 | 0 | 0 | 0 | 0 | 0 | 0 | 0 | 0
F6_Commercial_Lodging (WA)_Existing_Space Heating_Natural Gas_Furnace_E6 | F6 | Commercial | Lodging (WA) | Existing | Space Heating | Natural Gas | Furnace | E6 | Utility - Value of Sales | 0 | 0 | 0 | 0 | 0 | 0 | 0 | 0 | 0 | 0 | 0 | 0 | 0 | 0 | 0 | 0 | 0 | 0 | 0 | 0 | 0 | 0 | 0 | 0 | 0 | 0 | 0
F6_Commercial_Lodging (WA)_Existing_Space Heating_Natural Gas_Furnace_E7 | F6 | Commercial | Lodging (WA) | Existing | Space Heating | Natural Gas | Furnace | E7 | Utility - Value of Sales | 0 | 0 | 0 | 0 | 0 | 0 | 0 | 0 | 0 | 0 | 0 | 0 | 0 | 0 | 0 | 0 | 0 | 0 | 0 | 0 | 0 | 0 | 0 | 0 | 0 | 0 | 0
F6_Commercial_Lodging (WA)_Existing_Space Heating_Natural Gas_Furnace_E8 | F6 | Commercial | Lodging (WA) | Existing | Space Heating | Natural Gas | Furnace | E8 | Utility - Value of Sales | 0 | 0 | 0 | 0 | 0 | 0 | 0 | 0 | 0 | 0 | 0 | 0 | 0 | 0 | 0 | 0 | 0 | 0 | 0 | 0 | 0 | 0 | 0 | 0 | 0 | 0 | 0
F6_Commercial_Lodging (WA)_Existing_Space Heating_Natural Gas_Furnace_E9 | F6 | Commercial | Lodging (WA) | Existing | Space Heating | Natural Gas | Furnace | E9 | Utility - Value of Sales | 0 | 0 | 0 | 0 | 0 | 0 | 0 | 0 | 0 | 0 | 0 | 0 | 0 | 0 | 0 | 0 | 0 | 0 | 0 | 0 | 0 | 0 | 0 | 0 | 0 | 0 | 0
F6_Commercial_Lodging (WA)_Existing_Space Heating_Natural Gas_Furnace_E10 | F6 | Commercial | Lodging (WA) | Existing | Space Heating | Natural Gas | Furnace | E10 | Utility - Value of Sales | 0 | 0 | 0 | 0 | 0 | 0 | 0 | 0 | 0 | 0 | 0 | 0 | 0 | 0 | 0 | 0 | 0 | 0 | 0 | 0 | 0 | 0 | 0 | 0 | 0 | 0 | 0
F1_Commercial_Lodging (WA)_Existing_Space Heating_Natural Gas_Boiler_E1 | F1 | Commercial | Lodging (WA) | Existing | Space Heating | Natural Gas | Boiler | E1 | RVT - Cost of Equipment | 0.11662 | 0.11662 | 0.11662 | 0.11662 | 0.11662 | 0.11662 | 0.11662 | 0.11662 | 0.11662 | 0.11662 | 0.11662 | 0.11662 | 0.11662 | 0.11662 | 0.11662 | 0.11662 | 0.11662 | 0.11662 | 0.11662 | 0.11662 | 0.11662 | 0.11662 | 0.11662 | 0.11662 | 0.11662 | 0.11662 | 0.11662
F1_Commercial_Lodging (WA)_Existing_Space Heating_Natural Gas_Boiler_E2 | F1 | Commercial | Lodging (WA) | Existing | Space Heating | Natural Gas | Boiler | E2 | RVT - Cost of Equipment | 0.12151 | 0.12151 | 0.12151 | 0.12151 | 0.12151 | 0.12151 | 0.12151 | 0.12151 | 0.12151 | 0.12151 | 0.12151 | 0.12151 | 0.12151 | 0.12151 | 0.12151 | 0.12151 | 0.12151 | 0.12151 | 0.12151 | 0.12151 | 0.12151 | 0.12151 | 0.12151 | 0.12151 | 0.12151 | 0.12151 | 0.12151
F1_Commercial_Lodging (WA)_Existing_Space Heating_Natural Gas_Boiler_E3 | F1 | Commercial | Lodging (WA) | Existing | Space Heating | Natural Gas | Boiler | E3 | RVT - Cost of Equipment | 0.11344 | 0.11344 | 0.11344 | 0.11344 | 0.11344 | 0.11344 | 0.11344 | 0.11344 | 0.11344 | 0.11344 | 0.11344 | 0.11344 | 0.11344 | 0.11344 | 0.11344 | 0.11344 | 0.11344 | 0.11344 | 0.11344 | 0.11344 | 0.11344 | 0.11344 | 0.11344 | 0.11344 | 0.11344 | 0.11344 | 0.11344
F1_Commercial_Lodging (WA)_Existing_Space Heating_Natural Gas_Boiler_E4 | F1 | Commercial | Lodging (WA) | Existing | Space Heating | Natural Gas | Boiler | E4 | RVT - Cost of Equipment | 0.93554 | 0.93554 | 0.93554 | 0.93554 | 0.93554 | 0.93554 | 0.93554 | 0.93554 | 0.93554 | 0.93554 | 0.93554 | 0.93554 | 0.93554 | 0.93554 | 0.93554 | 0.93554 | 0.93554 | 0.93554 | 0.93554 | 0.93554 | 0.93554 | 0.93554 | 0.93554 | 0.93554 | 0.93554 | 0.93554 | 0.93554
F1_Commercial_Lodging (WA)_Existing_Space Heating_Natural Gas_Boiler_E5 | F1 | Commercial | Lodging (WA) | Existing | Space Heating | Natural Gas | Boiler | E5 | RVT - Cost of Equipment | 0 | 0 | 0 | 0 | 0 | 0 | 0 | 0 | 0 | 0 | 0 | 0 | 0 | 0 | 0 | 0 | 0 | 0 | 0 | 0 | 0 | 0 | 0 | 0 | 0 | 0 | 0
F1_Commercial_Lodging (WA)_Existing_Space Heating_Natural Gas_Boiler_E6 | F1 | Commercial | Lodging (WA) | Existing | Space Heating | Natural Gas | Boiler | E6 | RVT - Cost of Equipment | 0 | 0 | 0 | 0 | 0 | 0 | 0 | 0 | 0 | 0 | 0 | 0 | 0 | 0 | 0 | 0 | 0 | 0 | 0 | 0 | 0 | 0 | 0 | 0 | 0 | 0 | 0
F1_Commercial_Lodging (WA)_Existing_Space Heating_Natural Gas_Boiler_E7 | F1 | Commercial | Lodging (WA) | Existing | Space Heating | Natural Gas | Boiler | E7 | RVT - Cost of Equipment | 0 | 0 | 0 | 0 | 0 | 0 | 0 | 0 | 0 | 0 | 0 | 0 | 0 | 0 | 0 | 0 | 0 | 0 | 0 | 0 | 0 | 0 | 0 | 0 | 0 | 0 | 0
F1_Commercial_Lodging (WA)_Existing_Space Heating_Natural Gas_Boiler_E8 | F1 | Commercial | Lodging (WA) | Existing | Space Heating | Natural Gas | Boiler | E8 | RVT - Cost of Equipment | 0 | 0 | 0 | 0 | 0 | 0 | 0 | 0 | 0 | 0 | 0 | 0 | 0 | 0 | 0 | 0 | 0 | 0 | 0 | 0 | 0 | 0 | 0 | 0 | 0 | 0 | 0
F1_Commercial_Lodging (WA)_Existing_Space Heating_Natural Gas_Boiler_E9 | F1 | Commercial | Lodging (WA) | Existing | Space Heating | Natural Gas | Boiler | E9 | RVT - Cost of Equipment | 0 | 0 | 0 | 0 | 0 | 0 | 0 | 0 | 0 | 0 | 0 | 0 | 0 | 0 | 0 | 0 | 0 | 0 | 0 | 0 | 0 | 0 | 0 | 0 | 0 | 0 | 0
F1_Commercial_Lodging (WA)_Existing_Space Heating_Natural Gas_Boiler_E10 | F1 | Commercial | Lodging (WA) | Existing | Space Heating | Natural Gas | Boiler | E10 | RVT - Cost of Equipment | 0 | 0 | 0 | 0 | 0 | 0 | 0 | 0 | 0 | 0 | 0 | 0 | 0 | 0 | 0 | 0 | 0 | 0 | 0 | 0 | 0 | 0 | 0 | 0 | 0 | 0 | 0
F2_Commercial_Lodging (WA)_Existing_Space Heating_Natural Gas_Boiler_E1 | F2 | Commercial | Lodging (WA) | Existing | Space Heating | Natural Gas | Boiler | E1 | RVT - Cost of Operation | 0.25977 | 0.2629 | 0.26703 | 0.27155 | 0.27647 | 0.28341 | 0.29037 | 0.29764 | 0.30435 | 0.311 | 0.31835 | 0.32516 | 0.33252 | 0.34004 | 0.34703 | 0.35389 | 0.36028 | 0.3668 | 0.37352 | 0.38034 | 0.38722 | 0.39555 | 0.40491 | 0.41333 | 0.42183 | 0.42833 | 0.43418
F2_Commercial_Lodging (WA)_Existing_Space Heating_Natural Gas_Boiler_E2 | F2 | Commercial | Lodging (WA) | Existing | Space Heating | Natural Gas | Boiler | E2 | RVT - Cost of Operation | 0.2445 | 0.24744 | 0.25133 | 0.25558 | 0.26021 | 0.26675 | 0.2733 | 0.28014 | 0.28645 | 0.29271 | 0.29964 | 0.30604 | 0.31297 | 0.32005 | 0.32663 | 0.33309 | 0.3391 | 0.34523 | 0.35155 | 0.35798 | 0.36445 | 0.37229 | 0.38111 | 0.38903 | 0.39703 | 0.40314 | 0.40865
F2_Commercial_Lodging (WA)_Existing_Space Heating_Natural Gas_Boiler_E3 | F2 | Commercial | Lodging (WA) | Existing | Space Heating | Natural Gas | Boiler | E3 | RVT - Cost of Operation | 0.21425 | 0.21683 | 0.22024 | 0.22396 | 0.22802 | 0.23375 | 0.23948 | 0.24548 | 0.25101 | 0.2565 | 0.26256 | 0.26818 | 0.27425 | 0.28045 | 0.28622 | 0.29188 | 0.29714 | 0.30252 | 0.30806 | 0.31369 | 0.31936 | 0.32623 | 0.33395 | 0.3409 | 0.34791 | 0.35327 | 0.35809
F2_Commercial_Lodging (WA)_Existing_Space Heating_Natural Gas_Boiler_E4 | F2 | Commercial | Lodging (WA) | Existing | Space Heating | Natural Gas | Boiler | E4 | RVT - Cost of Operation | 0.13535 | 0.13648 | 0.13835 | 0.14051 | 0.14299 | 0.14703 | 0.15103 | 0.15522 | 0.1589 | 0.16246 | 0.16651 | 0.17004 | 0.17397 | 0.17802 | 0.18162 | 0.18508 | 0.18813 | 0.19124 | 0.19447 | 0.19773 | 0.201 | 0.20538 | 0.21058 | 0.21505 | 0.21961 | 0.22428 | 0.22904
F2_Commercial_Lodging (WA)_Existing_Space Heating_Natural Gas_Boiler_E5 | F2 | Commercial | Lodging (WA) | Existing | Space Heating | Natural Gas | Boiler | E5 | RVT - Cost of Operation | 0 | 0 | 0 | 0 | 0 | 0 | 0 | 0 | 0 | 0 | 0 | 0 | 0 | 0 | 0 | 0 | 0 | 0 | 0 | 0 | 0 | 0 | 0 | 0 | 0 | 0 | 0
F2_Commercial_Lodging (WA)_Existing_Space Heating_Natural Gas_Boiler_E6 | F2 | Commercial | Lodging (WA) | Existing | Space Heating | Natural Gas | Boiler | E6 | RVT - Cost of Operation | 0 | 0 | 0 | 0 | 0 | 0 | 0 | 0 | 0 | 0 | 0 | 0 | 0 | 0 | 0 | 0 | 0 | 0 | 0 | 0 | 0 | 0 | 0 | 0 | 0 | 0 | 0
F2_Commercial_Lodging (WA)_Existing_Space Heating_Natural Gas_Boiler_E7 | F2 | Commercial | Lodging (WA) | Existing | Space Heating | Natural Gas | Boiler | E7 | RVT - Cost of Operation | 0 | 0 | 0 | 0 | 0 | 0 | 0 | 0 | 0 | 0 | 0 | 0 | 0 | 0 | 0 | 0 | 0 | 0 | 0 | 0 | 0 | 0 | 0 | 0 | 0 | 0 | 0
F2_Commercial_Lodging (WA)_Existing_Space Heating_Natural Gas_Boiler_E8 | F2 | Commercial | Lodging (WA) | Existing | Space Heating | Natural Gas | Boiler | E8 | RVT - Cost of Operation | 0 | 0 | 0 | 0 | 0 | 0 | 0 | 0 | 0 | 0 | 0 | 0 | 0 | 0 | 0 | 0 | 0 | 0 | 0 | 0 | 0 | 0 | 0 | 0 | 0 | 0 | 0
F2_Commercial_Lodging (WA)_Existing_Space Heating_Natural Gas_Boiler_E9 | F2 | Commercial | Lodging (WA) | Existing | Space Heating | Natural Gas | Boiler | E9 | RVT - Cost of Operation | 0 | 0 | 0 | 0 | 0 | 0 | 0 | 0 | 0 | 0 | 0 | 0 | 0 | 0 | 0 | 0 | 0 | 0 | 0 | 0 | 0 | 0 | 0 | 0 | 0 | 0 | 0
F2_Commercial_Lodging (WA)_Existing_Space Heating_Natural Gas_Boiler_E10 | F2 | Commercial | Lodging (WA) | Existing | Space Heating | Natural Gas | Boiler | E10 | RVT - Cost of Operation | 0 | 0 | 0 | 0 | 0 | 0 | 0 | 0 | 0 | 0 | 0 | 0 | 0 | 0 | 0 | 0 | 0 | 0 | 0 | 0 | 0 | 0 | 0 | 0 | 0 | 0 | 0
F3_Commercial_Lodging (WA)_Existing_Space Heating_Natural Gas_Boiler_E1 | F3 | Commercial | Lodging (WA) | Existing | Space Heating | Natural Gas | Boiler | E1 | System - kBTUs of Consumption | 51.1149 | 51.0494 | 51.0494 | 51.0494 | 51.0494 | 51.0494 | 51.0494 | 51.0494 | 51.0494 | 51.0494 | 51.0494 | 51.0494 | 51.0494 | 51.0494 | 51.0494 | 51.0494 | 51.0494 | 51.0494 | 51.0494 | 51.0494 | 51.0494 | 51.0494 | 51.0494 | 51.0494 | 51.0494 | 50.4192 | 49.6314
F3_Commercial_Lodging (WA)_Existing_Space Heating_Natural Gas_Boiler_E2 | F3 | Commercial | Lodging (WA) | Existing | Space Heating | Natural Gas | Boiler | E2 | System - kBTUs of Consumption | 48.1094 | 48.0478 | 48.0478 | 48.0478 | 48.0478 | 48.0478 | 48.0478 | 48.0478 | 48.0478 | 48.0478 | 48.0478 | 48.0478 | 48.0478 | 48.0478 | 48.0478 | 48.0478 | 48.0478 | 48.0478 | 48.0478 | 48.0478 | 48.0478 | 48.0478 | 48.0478 | 48.0478 | 48.0478 | 47.4546 | 46.7131
F3_Commercial_Lodging (WA)_Existing_Space Heating_Natural Gas_Boiler_E3 | F3 | Commercial | Lodging (WA) | Existing | Space Heating | Natural Gas | Boiler | E3 | System - kBTUs of Consumption | 42.1573 | 42.1033 | 42.1033 | 42.1033 | 42.1033 | 42.1033 | 42.1033 | 42.1033 | 42.1033 | 42.1033 | 42.1033 | 42.1033 | 42.1033 | 42.1033 | 42.1033 | 42.1033 | 42.1033 | 42.1033 | 42.1033 | 42.1033 | 42.1033 | 42.1033 | 42.1033 | 42.1033 | 42.1033 | 41.5835 | 40.9338
F3_Commercial_Lodging (WA)_Existing_Space Heating_Natural Gas_Boiler_E4 | F3 | Commercial | Lodging (WA) | Existing | Space Heating | Natural Gas | Boiler | E4 | System - kBTUs of Consumption | 29.7861 | 29.7113 | 29.7113 | 29.7113 | 29.7113 | 29.7113 | 29.7113 | 29.7113 | 29.7113 | 29.7113 | 29.7113 | 29.7113 | 29.7113 | 29.7113 | 29.7113 | 29.7113 | 29.7113 | 29.7113 | 29.7113 | 29.7113 | 29.7113 | 29.7113 | 29.7113 | 29.7113 | 29.7113 | 29.7113 | 29.7113
F3_Commercial_Lodging (WA)_Existing_Space Heating_Natural Gas_Boiler_E5 | F3 | Commercial | Lodging (WA) | Existing | Space Heating | Natural Gas | Boiler | E5 | System - kBTUs of Consumption | 0 | 0 | 0 | 0 | 0 | 0 | 0 | 0 | 0 | 0 | 0 | 0 | 0 | 0 | 0 | 0 | 0 | 0 | 0 | 0 | 0 | 0 | 0 | 0 | 0 | 0 | 0
F3_Commercial_Lodging (WA)_Existing_Space Heating_Natural Gas_Boiler_E6 | F3 | Commercial | Lodging (WA) | Existing | Space Heating | Natural Gas | Boiler | E6 | System - kBTUs of Consumption | 0 | 0 | 0 | 0 | 0 | 0 | 0 | 0 | 0 | 0 | 0 | 0 | 0 | 0 | 0 | 0 | 0 | 0 | 0 | 0 | 0 | 0 | 0 | 0 | 0 | 0 | 0
F3_Commercial_Lodging (WA)_Existing_Space Heating_Natural Gas_Boiler_E7 | F3 | Commercial | Lodging (WA) | Existing | Space Heating | Natural Gas | Boiler | E7 | System - kBTUs of Consumption | 0 | 0 | 0 | 0 | 0 | 0 | 0 | 0 | 0 | 0 | 0 | 0 | 0 | 0 | 0 | 0 | 0 | 0 | 0 | 0 | 0 | 0 | 0 | 0 | 0 | 0 | 0
F3_Commercial_Lodging (WA)_Existing_Space Heating_Natural Gas_Boiler_E8 | F3 | Commercial | Lodging (WA) | Existing | Space Heating | Natural Gas | Boiler | E8 | System - kBTUs of Consumption | 0 | 0 | 0 | 0 | 0 | 0 | 0 | 0 | 0 | 0 | 0 | 0 | 0 | 0 | 0 | 0 | 0 | 0 | 0 | 0 | 0 | 0 | 0 | 0 | 0 | 0 | 0
F3_Commercial_Lodging (WA)_Existing_Space Heating_Natural Gas_Boiler_E9 | F3 | Commercial | Lodging (WA) | Existing | Space Heating | Natural Gas | Boiler | E9 | System - kBTUs of Consumption | 0 | 0 | 0 | 0 | 0 | 0 | 0 | 0 | 0 | 0 | 0 | 0 | 0 | 0 | 0 | 0 | 0 | 0 | 0 | 0 | 0 | 0 | 0 | 0 | 0 | 0 | 0
F3_Commercial_Lodging (WA)_Existing_Space Heating_Natural Gas_Boiler_E10 | F3 | Commercial | Lodging (WA) | Existing | Space Heating | Natural Gas | Boiler | E10 | System - kBTUs of Consumption | 0 | 0 | 0 | 0 | 0 | 0 | 0 | 0 | 0 | 0 | 0 | 0 | 0 | 0 | 0 | 0 | 0 | 0 | 0 | 0 | 0 | 0 | 0 | 0 | 0 | 0 | 0
F4_Commercial_Lodging (WA)_Existing_Space Heating_Natural Gas_Boiler_E1 | F4 | Commercial | Lodging (WA) | Existing | Space Heating | Natural Gas | Boiler | E1 | Utility - Cost of Equipment | 0.11662 | 0.11662 | 0.11662 | 0.11662 | 0.11662 | 0.11662 | 0.11662 | 0.11662 | 0.11662 | 0.11662 | 0.11662 | 0.11662 | 0.11662 | 0.11662 | 0.11662 | 0.11662 | 0.11662 | 0.11662 | 0.11662 | 0.11662 | 0.11662 | 0.11662 | 0.11662 | 0.11662 | 0.11662 | 0.11662 | 0.11662
F4_Commercial_Lodging (WA)_Existing_Space Heating_Natural Gas_Boiler_E2 | F4 | Commercial | Lodging (WA) | Existing | Space Heating | Natural Gas | Boiler | E2 | Utility - Cost of Equipment | 0.12151 | 0.12151 | 0.12151 | 0.12151 | 0.12151 | 0.12151 | 0.12151 | 0.12151 | 0.12151 | 0.12151 | 0.12151 | 0.12151 | 0.12151 | 0.12151 | 0.12151 | 0.12151 | 0.12151 | 0.12151 | 0.12151 | 0.12151 | 0.12151 | 0.12151 | 0.12151 | 0.12151 | 0.12151 | 0.12151 | 0.12151
F4_Commercial_Lodging (WA)_Existing_Space Heating_Natural Gas_Boiler_E3 | F4 | Commercial | Lodging (WA) | Existing | Space Heating | Natural Gas | Boiler | E3 | Utility - Cost of Equipment | 0.11344 | 0.11344 | 0.11344 | 0.11344 | 0.11344 | 0.11344 | 0.11344 | 0.11344 | 0.11344 | 0.11344 | 0.11344 | 0.11344 | 0.11344 | 0.11344 | 0.11344 | 0.11344 | 0.11344 | 0.11344 | 0.11344 | 0.11344 | 0.11344 | 0.11344 | 0.11344 | 0.11344 | 0.11344 | 0.11344 | 0.11344
F4_Commercial_Lodging (WA)_Existing_Space Heating_Natural Gas_Boiler_E4 | F4 | Commercial | Lodging (WA) | Existing | Space Heating | Natural Gas | Boiler | E4 | Utility - Cost of Equipment | 0.93554 | 0.93554 | 0.93554 | 0.93554 | 0.93554 | 0.93554 | 0.93554 | 0.93554 | 0.93554 | 0.93554 | 0.93554 | 0.93554 | 0.93554 | 0.93554 | 0.93554 | 0.93554 | 0.93554 | 0.93554 | 0.93554 | 0.93554 | 0.93554 | 0.93554 | 0.93554 | 0.93554 | 0.93554 | 0.93554 | 0.93554
F4_Commercial_Lodging (WA)_Existing_Space Heating_Natural Gas_Boiler_E5 | F4 | Commercial | Lodging (WA) | Existing | Space Heating | Natural Gas | Boiler | E5 | Utility - Cost of Equipment | 0 | 0 | 0 | 0 | 0 | 0 | 0 | 0 | 0 | 0 | 0 | 0 | 0 | 0 | 0 | 0 | 0 | 0 | 0 | 0 | 0 | 0 | 0 | 0 | 0 | 0 | 0
F4_Commercial_Lodging (WA)_Existing_Space Heating_Natural Gas_Boiler_E6 | F4 | Commercial | Lodging (WA) | Existing | Space Heating | Natural Gas | Boiler | E6 | Utility - Cost of Equipment | 0 | 0 | 0 | 0 | 0 | 0 | 0 | 0 | 0 | 0 | 0 | 0 | 0 | 0 | 0 | 0 | 0 | 0 | 0 | 0 | 0 | 0 | 0 | 0 | 0 | 0 | 0
F4_Commercial_Lodging (WA)_Existing_Space Heating_Natural Gas_Boiler_E7 | F4 | Commercial | Lodging (WA) | Existing | Space Heating | Natural Gas | Boiler | E7 | Utility - Cost of Equipment | 0 | 0 | 0 | 0 | 0 | 0 | 0 | 0 | 0 | 0 | 0 | 0 | 0 | 0 | 0 | 0 | 0 | 0 | 0 | 0 | 0 | 0 | 0 | 0 | 0 | 0 | 0
F4_Commercial_Lodging (WA)_Existing_Space Heating_Natural Gas_Boiler_E8 | F4 | Commercial | Lodging (WA) | Existing | Space Heating | Natural Gas | Boiler | E8 | Utility - Cost of Equipment | 0 | 0 | 0 | 0 | 0 | 0 | 0 | 0 | 0 | 0 | 0 | 0 | 0 | 0 | 0 | 0 | 0 | 0 | 0 | 0 | 0 | 0 | 0 | 0 | 0 | 0 | 0
F4_Commercial_Lodging (WA)_Existing_Space Heating_Natural Gas_Boiler_E9 | F4 | Commercial | Lodging (WA) | Existing | Space Heating | Natural Gas | Boiler | E9 | Utility - Cost of Equipment | 0 | 0 | 0 | 0 | 0 | 0 | 0 | 0 | 0 | 0 | 0 | 0 | 0 | 0 | 0 | 0 | 0 | 0 | 0 | 0 | 0 | 0 | 0 | 0 | 0 | 0 | 0
F4_Commercial_Lodging (WA)_Existing_Space Heating_Natural Gas_Boiler_E10 | F4 | Commercial | Lodging (WA) | Existing | Space Heating | Natural Gas | Boiler | E10 | Utility - Cost of Equipment | 0 | 0 | 0 | 0 | 0 | 0 | 0 | 0 | 0 | 0 | 0 | 0 | 0 | 0 | 0 | 0 | 0 | 0 | 0 | 0 | 0 | 0 | 0 | 0 | 0 | 0 | 0
F5_Commercial_Lodging (WA)_Existing_Space Heating_Natural Gas_Boiler_E1 | F5 | Commercial | Lodging (WA) | Existing | Space Heating | Natural Gas | Boiler | E1 | Utility - Cost of Operation | 0.22914 | 0.23314 | 0.23808 | 0.24345 | 0.24929 | 0.25694 | 0.26474 | 0.27296 | 0.28086 | 0.2889 | 0.29624 | 0.30313 | 0.31058 | 0.31822 | 0.32545 | 0.33263 | 0.33944 | 0.34645 | 0.35373 | 0.36118 | 0.36878 | 0.37671 | 0.38563 | 0.39365 | 0.40174 | 0.40793 | 0.4135
F5_Commercial_Lodging (WA)_Existing_Space Heating_Natural Gas_Boiler_E2 | F5 | Commercial | Lodging (WA) | Existing | Space Heating | Natural Gas | Boiler | E2 | Utility - Cost of Operation | 0.21567 | 0.21943 | 0.22408 | 0.22914 | 0.23463 | 0.24183 | 0.24918 | 0.25691 | 0.26435 | 0.27191 | 0.27882 | 0.2853 | 0.29231 | 0.29951 | 0.30632 | 0.31307 | 0.31948 | 0.32608 | 0.33293 | 0.33995 | 0.3471 | 0.35456 | 0.36296 | 0.3705 | 0.37812 | 0.38395 | 0.38919
F5_Commercial_Lodging (WA)_Existing_Space Heating_Natural Gas_Boiler_E3 | F5 | Commercial | Lodging (WA) | Existing | Space Heating | Natural Gas | Boiler | E3 | Utility - Cost of Operation | 0.18899 | 0.19228 | 0.19636 | 0.20079 | 0.2056 | 0.21191 | 0.21835 | 0.22512 | 0.23164 | 0.23827 | 0.24432 | 0.25 | 0.25615 | 0.26245 | 0.26842 | 0.27434 | 0.27996 | 0.28574 | 0.29174 | 0.29789 | 0.30416 | 0.3107 | 0.31805 | 0.32466 | 0.33134 | 0.33645 | 0.34104
F5_Commercial_Lodging (WA)_Existing_Space Heating_Natural Gas_Boiler_E4 | F5 | Commercial | Lodging (WA) | Existing | Space Heating | Natural Gas | Boiler | E4 | Utility - Cost of Operation | 0.11596 | 0.11764 | 0.12003 | 0.12276 | 0.12585 | 0.13035 | 0.13495 | 0.13983 | 0.14442 | 0.14907 | 0.15314 | 0.15682 | 0.16091 | 0.16514 | 0.16902 | 0.17282 | 0.1763 | 0.17989 | 0.18364 | 0.1875 | 0.19143 | 0.1956 | 0.20055 | 0.20481 | 0.20916 | 0.2136 | 0.21813
F5_Commercial_Lodging (WA)_Existing_Space Heating_Natural Gas_Boiler_E5 | F5 | Commercial | Lodging (WA) | Existing | Space Heating | Natural Gas | Boiler | E5 | Utility - Cost of Operation | 0 | 0 | 0 | 0 | 0 | 0 | 0 | 0 | 0 | 0 | 0 | 0 | 0 | 0 | 0 | 0 | 0 | 0 | 0 | 0 | 0 | 0 | 0 | 0 | 0 | 0 | 0
F5_Commercial_Lodging (WA)_Existing_Space Heating_Natural Gas_Boiler_E6 | F5 | Commercial | Lodging (WA) | Existing | Space Heating | Natural Gas | Boiler | E6 | Utility - Cost of Operation | 0 | 0 | 0 | 0 | 0 | 0 | 0 | 0 | 0 | 0 | 0 | 0 | 0 | 0 | 0 | 0 | 0 | 0 | 0 | 0 | 0 | 0 | 0 | 0 | 0 | 0 | 0
F5_Commercial_Lodging (WA)_Existing_Space Heating_Natural Gas_Boiler_E7 | F5 | Commercial | Lodging (WA) | Existing | Space Heating | Natural Gas | Boiler | E7 | Utility - Cost of Operation | 0 | 0 | 0 | 0 | 0 | 0 | 0 | 0 | 0 | 0 | 0 | 0 | 0 | 0 | 0 | 0 | 0 | 0 | 0 | 0 | 0 | 0 | 0 | 0 | 0 | 0 | 0
F5_Commercial_Lodging (WA)_Existing_Space Heating_Natural Gas_Boiler_E8 | F5 | Commercial | Lodging (WA) | Existing | Space Heating | Natural Gas | Boiler | E8 | Utility - Cost of Operation | 0 | 0 | 0 | 0 | 0 | 0 | 0 | 0 | 0 | 0 | 0 | 0 | 0 | 0 | 0 | 0 | 0 | 0 | 0 | 0 | 0 | 0 | 0 | 0 | 0 | 0 | 0
F5_Commercial_Lodging (WA)_Existing_Space Heating_Natural Gas_Boiler_E9 | F5 | Commercial | Lodging (WA) | Existing | Space Heating | Natural Gas | Boiler | E9 | Utility - Cost of Operation | 0 | 0 | 0 | 0 | 0 | 0 | 0 | 0 | 0 | 0 | 0 | 0 | 0 | 0 | 0 | 0 | 0 | 0 | 0 | 0 | 0 | 0 | 0 | 0 | 0 | 0 | 0
F5_Commercial_Lodging (WA)_Existing_Space Heating_Natural Gas_Boiler_E10 | F5 | Commercial | Lodging (WA) | Existing | Space Heating | Natural Gas | Boiler | E10 | Utility - Cost of Operation | 0 | 0 | 0 | 0 | 0 | 0 | 0 | 0 | 0 | 0 | 0 | 0 | 0 | 0 | 0 | 0 | 0 | 0 | 0 | 0 | 0 | 0 | 0 | 0 | 0 | 0 | 0
F6_Commercial_Lodging (WA)_Existing_Space Heating_Natural Gas_Boiler_E1 | F6 | Commercial | Lodging (WA) | Existing | Space Heating | Natural Gas | Boiler | E1 | Utility - Value of Sales | 0.25977 | 0.2629 | 0.26703 | 0.27155 | 0.27647 | 0.28341 | 0.29037 | 0.29764 | 0.30435 | 0.311 | 0.31835 | 0.32516 | 0.33252 | 0.34004 | 0.34703 | 0.35389 | 0.36028 | 0.3668 | 0.37352 | 0.38034 | 0.38722 | 0.39555 | 0.40491 | 0.41333 | 0.42183 | 0.42833 | 0.43418
F6_Commercial_Lodging (WA)_Existing_Space Heating_Natural Gas_Boiler_E2 | F6 | Commercial | Lodging (WA) | Existing | Space Heating | Natural Gas | Boiler | E2 | Utility - Value of Sales | 0.2445 | 0.24744 | 0.25133 | 0.25558 | 0.26021 | 0.26675 | 0.2733 | 0.28014 | 0.28645 | 0.29271 | 0.29964 | 0.30604 | 0.31297 | 0.32005 | 0.32663 | 0.33309 | 0.3391 | 0.34523 | 0.35155 | 0.35798 | 0.36445 | 0.37229 | 0.38111 | 0.38903 | 0.39703 | 0.40314 | 0.40865
F6_Commercial_Lodging (WA)_Existing_Space Heating_Natural Gas_Boiler_E3 | F6 | Commercial | Lodging (WA) | Existing | Space Heating | Natural Gas | Boiler | E3 | Utility - Value of Sales | 0.21425 | 0.21683 | 0.22024 | 0.22396 | 0.22802 | 0.23375 | 0.23948 | 0.24548 | 0.25101 | 0.2565 | 0.26256 | 0.26818 | 0.27425 | 0.28045 | 0.28622 | 0.29188 | 0.29714 | 0.30252 | 0.30806 | 0.31369 | 0.31936 | 0.32623 | 0.33395 | 0.3409 | 0.34791 | 0.35327 | 0.35809
F6_Commercial_Lodging (WA)_Existing_Space Heating_Natural Gas_Boiler_E4 | F6 | Commercial | Lodging (WA) | Existing | Space Heating | Natural Gas | Boiler | E4 | Utility - Value of Sales | 0.13535 | 0.13648 | 0.13835 | 0.14051 | 0.14299 | 0.14703 | 0.15103 | 0.15522 | 0.1589 | 0.16246 | 0.16651 | 0.17004 | 0.17397 | 0.17802 | 0.18162 | 0.18508 | 0.18813 | 0.19124 | 0.19447 | 0.19773 | 0.201 | 0.20538 | 0.21058 | 0.21505 | 0.21961 | 0.22428 | 0.22904
F6_Commercial_Lodging (WA)_Existing_Space Heating_Natural Gas_Boiler_E5 | F6 | Commercial | Lodging (WA) | Existing | Space Heating | Natural Gas | Boiler | E5 | Utility - Value of Sales | 0 | 0 | 0 | 0 | 0 | 0 | 0 | 0 | 0 | 0 | 0 | 0 | 0 | 0 | 0 | 0 | 0 | 0 | 0 | 0 | 0 | 0 | 0 | 0 | 0 | 0 | 0
F6_Commercial_Lodging (WA)_Existing_Space Heating_Natural Gas_Boiler_E6 | F6 | Commercial | Lodging (WA) | Existing | Space Heating | Natural Gas | Boiler | E6 | Utility - Value of Sales | 0 | 0 | 0 | 0 | 0 | 0 | 0 | 0 | 0 | 0 | 0 | 0 | 0 | 0 | 0 | 0 | 0 | 0 | 0 | 0 | 0 | 0 | 0 | 0 | 0 | 0 | 0
F6_Commercial_Lodging (WA)_Existing_Space Heating_Natural Gas_Boiler_E7 | F6 | Commercial | Lodging (WA) | Existing | Space Heating | Natural Gas | Boiler | E7 | Utility - Value of Sales | 0 | 0 | 0 | 0 | 0 | 0 | 0 | 0 | 0 | 0 | 0 | 0 | 0 | 0 | 0 | 0 | 0 | 0 | 0 | 0 | 0 | 0 | 0 | 0 | 0 | 0 | 0
F6_Commercial_Lodging (WA)_Existing_Space Heating_Natural Gas_Boiler_E8 | F6 | Commercial | Lodging (WA) | Existing | Space Heating | Natural Gas | Boiler | E8 | Utility - Value of Sales | 0 | 0 | 0 | 0 | 0 | 0 | 0 | 0 | 0 | 0 | 0 | 0 | 0 | 0 | 0 | 0 | 0 | 0 | 0 | 0 | 0 | 0 | 0 | 0 | 0 | 0 | 0
F6_Commercial_Lodging (WA)_Existing_Space Heating_Natural Gas_Boiler_E9 | F6 | Commercial | Lodging (WA) | Existing | Space Heating | Natural Gas | Boiler | E9 | Utility - Value of Sales | 0 | 0 | 0 | 0 | 0 | 0 | 0 | 0 | 0 | 0 | 0 | 0 | 0 | 0 | 0 | 0 | 0 | 0 | 0 | 0 | 0 | 0 | 0 | 0 | 0 | 0 | 0
F6_Commercial_Lodging (WA)_Existing_Space Heating_Natural Gas_Boiler_E10 | F6 | Commercial | Lodging (WA) | Existing | Space Heating | Natural Gas | Boiler | E10 | Utility - Value of Sales | 0 | 0 | 0 | 0 | 0 | 0 | 0 | 0 | 0 | 0 | 0 | 0 | 0 | 0 | 0 | 0 | 0 | 0 | 0 | 0 | 0 | 0 | 0 | 0 | 0 | 0 | 0
F1_Commercial_Lodging (WA)_Existing_Space Heating_Natural Gas_Unit Heater_E1 | F1 | Commercial | Lodging (WA) | Existing | Space Heating | Natural Gas | Unit Heater | E1 | RVT - Cost of Equipment | 0.00013308 | 0.00013308 | 0.00013308 | 0.00013308 | 0.00013308 | 0.00013308 | 0.00013308 | 0.00013308 | 0.00013308 | 0.00013308 | 0.00013308 | 0.00013308 | 0.00013308 | 0.00013308 | 0.00013308 | 0.00013308 | 0.00013308 | 0.00013308 | 0.00013308 | 0.00013308 | 0.00013308 | 0.00013308 | 0.00013308 | 0.00013308 | 0.00013308 | 0.00013308 | 0.00013308
F1_Commercial_Lodging (WA)_Existing_Space Heating_Natural Gas_Unit Heater_E2 | F1 | Commercial | Lodging (WA) | Existing | Space Heating | Natural Gas | Unit Heater | E2 | RVT - Cost of Equipment | 0.00029187 | 0.00029187 | 0.00029187 | 0.00029187 | 0.00029187 | 0.00029187 | 0.00029187 | 0.00029187 | 0.00029187 | 0.00029187 | 0.00029187 | 0.00029187 | 0.00029187 | 0.00029187 | 0.00029187 | 0.00029187 | 0.00029187 | 0.00029187 | 0.00029187 | 0.00029187 | 0.00029187 | 0.00029187 | 0.00029187 | 0.00029187 | 0.00029187 | 0.00029187 | 0.00029187
F1_Commercial_Lodging (WA)_Existing_Space Heating_Natural Gas_Unit Heater_E3 | F1 | Commercial | Lodging (WA) | Existing | Space Heating | Natural Gas | Unit Heater | E3 | RVT - Cost of Equipment | 0.00018509 | 0.00018509 | 0.00018509 | 0.00018509 | 0.00018509 | 0.00018509 | 0.00018509 | 0.00018509 | 0.00018509 | 0.00018509 | 0.00018509 | 0.00018509 | 0.00018509 | 0.00018509 | 0.00018509 | 0.00018509 | 0.00018509 | 0.00018509 | 0.00018509 | 0.00018509 | 0.00018509 | 0.00018509 | 0.00018509 | 0.00018509 | 0.00018509 | 0.00018509 | 0.00018509
F1_Commercial_Lodging (WA)_Existing_Space Heating_Natural Gas_Unit Heater_E4 | F1 | Commercial | Lodging (WA) | Existing | Space Heating | Natural Gas | Unit Heater | E4 | RVT - Cost of Equipment | 0 | 0 | 0 | 0 | 0 | 0 | 0 | 0 | 0 | 0 | 0 | 0 | 0 | 0 | 0 | 0 | 0 | 0 | 0 | 0 | 0 | 0 | 0 | 0 | 0 | 0 | 0
F1_Commercial_Lodging (WA)_Existing_Space Heating_Natural Gas_Unit Heater_E5 | F1 | Commercial | Lodging (WA) | Existing | Space Heating | Natural Gas | Unit Heater | E5 | RVT - Cost of Equipment | 0 | 0 | 0 | 0 | 0 | 0 | 0 | 0 | 0 | 0 | 0 | 0 | 0 | 0 | 0 | 0 | 0 | 0 | 0 | 0 | 0 | 0 | 0 | 0 | 0 | 0 | 0
F1_Commercial_Lodging (WA)_Existing_Space Heating_Natural Gas_Unit Heater_E6 | F1 | Commercial | Lodging (WA) | Existing | Space Heating | Natural Gas | Unit Heater | E6 | RVT - Cost of Equipment | 0 | 0 | 0 | 0 | 0 | 0 | 0 | 0 | 0 | 0 | 0 | 0 | 0 | 0 | 0 | 0 | 0 | 0 | 0 | 0 | 0 | 0 | 0 | 0 | 0 | 0 | 0
F1_Commercial_Lodging (WA)_Existing_Space Heating_Natural Gas_Unit Heater_E7 | F1 | Commercial | Lodging (WA) | Existing | Space Heating | Natural Gas | Unit Heater | E7 | RVT - Cost of Equipment | 0 | 0 | 0 | 0 | 0 | 0 | 0 | 0 | 0 | 0 | 0 | 0 | 0 | 0 | 0 | 0 | 0 | 0 | 0 | 0 | 0 | 0 | 0 | 0 | 0 | 0 | 0
F1_Commercial_Lodging (WA)_Existing_Space Heating_Natural Gas_Unit Heater_E8 | F1 | Commercial | Lodging (WA) | Existing | Space Heating | Natural Gas | Unit Heater | E8 | RVT - Cost of Equipment | 0 | 0 | 0 | 0 | 0 | 0 | 0 | 0 | 0 | 0 | 0 | 0 | 0 | 0 | 0 | 0 | 0 | 0 | 0 | 0 | 0 | 0 | 0 | 0 | 0 | 0 | 0
F1_Commercial_Lodging (WA)_Existing_Space Heating_Natural Gas_Unit Heater_E9 | F1 | Commercial | Lodging (WA) | Existing | Space Heating | Natural Gas | Unit Heater | E9 | RVT - Cost of Equipment | 0 | 0 | 0 | 0 | 0 | 0 | 0 | 0 | 0 | 0 | 0 | 0 | 0 | 0 | 0 | 0 | 0 | 0 | 0 | 0 | 0 | 0 | 0 | 0 | 0 | 0 | 0
F1_Commercial_Lodging (WA)_Existing_Space Heating_Natural Gas_Unit Heater_E10 | F1 | Commercial | Lodging (WA) | Existing | Space Heating | Natural Gas | Unit Heater | E10 | RVT - Cost of Equipment | 0 | 0 | 0 | 0 | 0 | 0 | 0 | 0 | 0 | 0 | 0 | 0 | 0 | 0 | 0 | 0 | 0 | 0 | 0 | 0 | 0 | 0 | 0 | 0 | 0 | 0 | 0
F2_Commercial_Lodging (WA)_Existing_Space Heating_Natural Gas_Unit Heater_E1 | F2 | Commercial | Lodging (WA) | Existing | Space Heating | Natural Gas | Unit Heater | E1 | RVT - Cost of Operation | 0.071545 | 0.072298 | 0.073376 | 0.074566 | 0.075875 | 0.077854 | 0.079814 | 0.081874 | 0.083743 | 0.085585 | 0.087659 | 0.089537 | 0.091595 | 0.093695 | 0.095608 | 0.097464 | 0.09915 | 0.10087 | 0.10265 | 0.10445 | 0.10626 | 0.10857 | 0.11124 | 0.1136 | 0.11601 | 0.11847 | 0.12099
F2_Commercial_Lodging (WA)_Existing_Space Heating_Natural Gas_Unit Heater_E2 | F2 | Commercial | Lodging (WA) | Existing | Space Heating | Natural Gas | Unit Heater | E2 | RVT - Cost of Operation | 0.063634 | 0.064304 | 0.065263 | 0.06632 | 0.067485 | 0.069245 | 0.070988 | 0.07282 | 0.074483 | 0.076122 | 0.077966 | 0.079636 | 0.081467 | 0.083334 | 0.085036 | 0.086687 | 0.088186 | 0.089716 | 0.091297 | 0.0929 | 0.094512 | 0.096563 | 0.098938 | 0.10104 | 0.10318 | 0.10537 | 0.10761
F2_Commercial_Lodging (WA)_Existing_Space Heating_Natural Gas_Unit Heater_E3 | F2 | Commercial | Lodging (WA) | Existing | Space Heating | Natural Gas | Unit Heater | E3 | RVT - Cost of Operation | 0.0608 | 0.061305 | 0.062145 | 0.063117 | 0.064231 | 0.066044 | 0.067843 | 0.069725 | 0.071376 | 0.072978 | 0.074794 | 0.07638 | 0.078146 | 0.079965 | 0.081584 | 0.083138 | 0.084508 | 0.085905 | 0.087355 | 0.088821 | 0.090289 | 0.092257 | 0.094592 | 0.0966 | 0.09865 | 0.10074 | 0.10288
F2_Commercial_Lodging (WA)_Existing_Space Heating_Natural Gas_Unit Heater_E4 | F2 | Commercial | Lodging (WA) | Existing | Space Heating | Natural Gas | Unit Heater | E4 | RVT - Cost of Operation | 0 | 0 | 0 | 0 | 0 | 0 | 0 | 0 | 0 | 0 | 0 | 0 | 0 | 0 | 0 | 0 | 0 | 0 | 0 | 0 | 0 | 0 | 0 | 0 | 0 | 0 | 0
F2_Commercial_Lodging (WA)_Existing_Space Heating_Natural Gas_Unit Heater_E5 | F2 | Commercial | Lodging (WA) | Existing | Space Heating | Natural Gas | Unit Heater | E5 | RVT - Cost of Operation | 0 | 0 | 0 | 0 | 0 | 0 | 0 | 0 | 0 | 0 | 0 | 0 | 0 | 0 | 0 | 0 | 0 | 0 | 0 | 0 | 0 | 0 | 0 | 0 | 0 | 0 | 0
F2_Commercial_Lodging (WA)_Existing_Space Heating_Natural Gas_Unit Heater_E6 | F2 | Commercial | Lodging (WA) | Existing | Space Heating | Natural Gas | Unit Heater | E6 | RVT - Cost of Operation | 0 | 0 | 0 | 0 | 0 | 0 | 0 | 0 | 0 | 0 | 0 | 0 | 0 | 0 | 0 | 0 | 0 | 0 | 0 | 0 | 0 | 0 | 0 | 0 | 0 | 0 | 0
F2_Commercial_Lodging (WA)_Existing_Space Heating_Natural Gas_Unit Heater_E7 | F2 | Commercial | Lodging (WA) | Existing | Space Heating | Natural Gas | Unit Heater | E7 | RVT - Cost of Operation | 0 | 0 | 0 | 0 | 0 | 0 | 0 | 0 | 0 | 0 | 0 | 0 | 0 | 0 | 0 | 0 | 0 | 0 | 0 | 0 | 0 | 0 | 0 | 0 | 0 | 0 | 0
F2_Commercial_Lodging (WA)_Existing_Space Heating_Natural Gas_Unit Heater_E8 | F2 | Commercial | Lodging (WA) | Existing | Space Heating | Natural Gas | Unit Heater | E8 | RVT - Cost of Operation | 0 | 0 | 0 | 0 | 0 | 0 | 0 | 0 | 0 | 0 | 0 | 0 | 0 | 0 | 0 | 0 | 0 | 0 | 0 | 0 | 0 | 0 | 0 | 0 | 0 | 0 | 0
F2_Commercial_Lodging (WA)_Existing_Space Heating_Natural Gas_Unit Heater_E9 | F2 | Commercial | Lodging (WA) | Existing | Space Heating | Natural Gas | Unit Heater | E9 | RVT - Cost of Operation | 0 | 0 | 0 | 0 | 0 | 0 | 0 | 0 | 0 | 0 | 0 | 0 | 0 | 0 | 0 | 0 | 0 | 0 | 0 | 0 | 0 | 0 | 0 | 0 | 0 | 0 | 0
F2_Commercial_Lodging (WA)_Existing_Space Heating_Natural Gas_Unit Heater_E10 | F2 | Commercial | Lodging (WA) | Existing | Space Heating | Natural Gas | Unit Heater | E10 | RVT - Cost of Operation | 0 | 0 | 0 | 0 | 0 | 0 | 0 | 0 | 0 | 0 | 0 | 0 | 0 | 0 | 0 | 0 | 0 | 0 | 0 | 0 | 0 | 0 | 0 | 0 | 0 | 0 | 0
F3_Commercial_Lodging (WA)_Existing_Space Heating_Natural Gas_Unit Heater_E1 | F3 | Commercial | Lodging (WA) | Existing | Space Heating | Natural Gas | Unit Heater | E1 | System - kBTUs of Consumption | 15.1155 | 15.087 | 15.087 | 15.087 | 15.087 | 15.087 | 15.087 | 15.087 | 15.087 | 15.087 | 15.087 | 15.087 | 15.087 | 15.087 | 15.087 | 15.087 | 15.087 | 15.087 | 15.087 | 15.087 | 15.087 | 15.087 | 15.087 | 15.087 | 15.087 | 15.087 | 15.087
F3_Commercial_Lodging (WA)_Existing_Space Heating_Natural Gas_Unit Heater_E2 | F3 | Commercial | Lodging (WA) | Existing | Space Heating | Natural Gas | Unit Heater | E2 | System - kBTUs of Consumption | 13.4441 | 13.4188 | 13.4188 | 13.4188 | 13.4188 | 13.4188 | 13.4188 | 13.4188 | 13.4188 | 13.4188 | 13.4188 | 13.4188 | 13.4188 | 13.4188 | 13.4188 | 13.4188 | 13.4188 | 13.4188 | 13.4188 | 13.4188 | 13.4188 | 13.4188 | 13.4188 | 13.4188 | 13.4188 | 13.4188 | 13.4188
F3_Commercial_Lodging (WA)_Existing_Space Heating_Natural Gas_Unit Heater_E3 | F3 | Commercial | Lodging (WA) | Existing | Space Heating | Natural Gas | Unit Heater | E3 | System - kBTUs of Consumption | 13.3798 | 13.3462 | 13.3462 | 13.3462 | 13.3462 | 13.3462 | 13.3462 | 13.3462 | 13.3462 | 13.3462 | 13.3462 | 13.3462 | 13.3462 | 13.3462 | 13.3462 | 13.3462 | 13.3462 | 13.3462 | 13.3462 | 13.3462 | 13.3462 | 13.3462 | 13.3462 | 13.3462 | 13.3462 | 13.3462 | 13.3462
F3_Commercial_Lodging (WA)_Existing_Space Heating_Natural Gas_Unit Heater_E4 | F3 | Commercial | Lodging (WA) | Existing | Space Heating | Natural Gas | Unit Heater | E4 | System - kBTUs of Consumption | 0 | 0 | 0 | 0 | 0 | 0 | 0 | 0 | 0 | 0 | 0 | 0 | 0 | 0 | 0 | 0 | 0 | 0 | 0 | 0 | 0 | 0 | 0 | 0 | 0 | 0 | 0
F3_Commercial_Lodging (WA)_Existing_Space Heating_Natural Gas_Unit Heater_E5 | F3 | Commercial | Lodging (WA) | Existing | Space Heating | Natural Gas | Unit Heater | E5 | System - kBTUs of Consumption | 0 | 0 | 0 | 0 | 0 | 0 | 0 | 0 | 0 | 0 | 0 | 0 | 0 | 0 | 0 | 0 | 0 | 0 | 0 | 0 | 0 | 0 | 0 | 0 | 0 | 0 | 0
F3_Commercial_Lodging (WA)_Existing_Space Heating_Natural Gas_Unit Heater_E6 | F3 | Commercial | Lodging (WA) | Existing | Space Heating | Natural Gas | Unit Heater | E6 | System - kBTUs of Consumption | 0 | 0 | 0 | 0 | 0 | 0 | 0 | 0 | 0 | 0 | 0 | 0 | 0 | 0 | 0 | 0 | 0 | 0 | 0 | 0 | 0 | 0 | 0 | 0 | 0 | 0 | 0
F3_Commercial_Lodging (WA)_Existing_Space Heating_Natural Gas_Unit Heater_E7 | F3 | Commercial | Lodging (WA) | Existing | Space Heating | Natural Gas | Unit Heater | E7 | System - kBTUs of Consumption | 0 | 0 | 0 | 0 | 0 | 0 | 0 | 0 | 0 | 0 | 0 | 0 | 0 | 0 | 0 | 0 | 0 | 0 | 0 | 0 | 0 | 0 | 0 | 0 | 0 | 0 | 0
F3_Commercial_Lodging (WA)_Existing_Space Heating_Natural Gas_Unit Heater_E8 | F3 | Commercial | Lodging (WA) | Existing | Space Heating | Natural Gas | Unit Heater | E8 | System - kBTUs of Consumption | 0 | 0 | 0 | 0 | 0 | 0 | 0 | 0 | 0 | 0 | 0 | 0 | 0 | 0 | 0 | 0 | 0 | 0 | 0 | 0 | 0 | 0 | 0 | 0 | 0 | 0 | 0
F3_Commercial_Lodging (WA)_Existing_Space Heating_Natural Gas_Unit Heater_E9 | F3 | Commercial | Lodging (WA) | Existing | Space Heating | Natural Gas | Unit Heater | E9 | System - kBTUs of Consumption | 0 | 0 | 0 | 0 | 0 | 0 | 0 | 0 | 0 | 0 | 0 | 0 | 0 | 0 | 0 | 0 | 0 | 0 | 0 | 0 | 0 | 0 | 0 | 0 | 0 | 0 | 0
F3_Commercial_Lodging (WA)_Existing_Space Heating_Natural Gas_Unit Heater_E10 | F3 | Commercial | Lodging (WA) | Existing | Space Heating | Natural Gas | Unit Heater | E10 | System - kBTUs of Consumption | 0 | 0 | 0 | 0 | 0 | 0 | 0 | 0 | 0 | 0 | 0 | 0 | 0 | 0 | 0 | 0 | 0 | 0 | 0 | 0 | 0 | 0 | 0 | 0 | 0 | 0 | 0
F4_Commercial_Lodging (WA)_Existing_Space Heating_Natural Gas_Unit Heater_E1 | F4 | Commercial | Lodging (WA) | Existing | Space Heating | Natural Gas | Unit Heater | E1 | Utility - Cost of Equipment | 0.00013308 | 0.00013308 | 0.00013308 | 0.00013308 | 0.00013308 | 0.00013308 | 0.00013308 | 0.00013308 | 0.00013308 | 0.00013308 | 0.00013308 | 0.00013308 | 0.00013308 | 0.00013308 | 0.00013308 | 0.00013308 | 0.00013308 | 0.00013308 | 0.00013308 | 0.00013308 | 0.00013308 | 0.00013308 | 0.00013308 | 0.00013308 | 0.00013308 | 0.00013308 | 0.00013308
F4_Commercial_Lodging (WA)_Existing_Space Heating_Natural Gas_Unit Heater_E2 | F4 | Commercial | Lodging (WA) | Existing | Space Heating | Natural Gas | Unit Heater | E2 | Utility - Cost of Equipment | 0.00029187 | 0.00029187 | 0.00029187 | 0.00029187 | 0.00029187 | 0.00029187 | 0.00029187 | 0.00029187 | 0.00029187 | 0.00029187 | 0.00029187 | 0.00029187 | 0.00029187 | 0.00029187 | 0.00029187 | 0.00029187 | 0.00029187 | 0.00029187 | 0.00029187 | 0.00029187 | 0.00029187 | 0.00029187 | 0.00029187 | 0.00029187 | 0.00029187 | 0.00029187 | 0.00029187
F4_Commercial_Lodging (WA)_Existing_Space Heating_Natural Gas_Unit Heater_E3 | F4 | Commercial | Lodging (WA) | Existing | Space Heating | Natural Gas | Unit Heater | E3 | Utility - Cost of Equipment | 0.00018509 | 0.00018509 | 0.00018509 | 0.00018509 | 0.00018509 | 0.00018509 | 0.00018509 | 0.00018509 | 0.00018509 | 0.00018509 | 0.00018509 | 0.00018509 | 0.00018509 | 0.00018509 | 0.00018509 | 0.00018509 | 0.00018509 | 0.00018509 | 0.00018509 | 0.00018509 | 0.00018509 | 0.00018509 | 0.00018509 | 0.00018509 | 0.00018509 | 0.00018509 | 0.00018509
F4_Commercial_Lodging (WA)_Existing_Space Heating_Natural Gas_Unit Heater_E4 | F4 | Commercial | Lodging (WA) | Existing | Space Heating | Natural Gas | Unit Heater | E4 | Utility - Cost of Equipment | 0 | 0 | 0 | 0 | 0 | 0 | 0 | 0 | 0 | 0 | 0 | 0 | 0 | 0 | 0 | 0 | 0 | 0 | 0 | 0 | 0 | 0 | 0 | 0 | 0 | 0 | 0
F4_Commercial_Lodging (WA)_Existing_Space Heating_Natural Gas_Unit Heater_E5 | F4 | Commercial | Lodging (WA) | Existing | Space Heating | Natural Gas | Unit Heater | E5 | Utility - Cost of Equipment | 0 | 0 | 0 | 0 | 0 | 0 | 0 | 0 | 0 | 0 | 0 | 0 | 0 | 0 | 0 | 0 | 0 | 0 | 0 | 0 | 0 | 0 | 0 | 0 | 0 | 0 | 0
F4_Commercial_Lodging (WA)_Existing_Space Heating_Natural Gas_Unit Heater_E6 | F4 | Commercial | Lodging (WA) | Existing | Space Heating | Natural Gas | Unit Heater | E6 | Utility - Cost of Equipment | 0 | 0 | 0 | 0 | 0 | 0 | 0 | 0 | 0 | 0 | 0 | 0 | 0 | 0 | 0 | 0 | 0 | 0 | 0 | 0 | 0 | 0 | 0 | 0 | 0 | 0 | 0
F4_Commercial_Lodging (WA)_Existing_Space Heating_Natural Gas_Unit Heater_E7 | F4 | Commercial | Lodging (WA) | Existing | Space Heating | Natural Gas | Unit Heater | E7 | Utility - Cost of Equipment | 0 | 0 | 0 | 0 | 0 | 0 | 0 | 0 | 0 | 0 | 0 | 0 | 0 | 0 | 0 | 0 | 0 | 0 | 0 | 0 | 0 | 0 | 0 | 0 | 0 | 0 | 0
F4_Commercial_Lodging (WA)_Existing_Space Heating_Natural Gas_Unit Heater_E8 | F4 | Commercial | Lodging (WA) | Existing | Space Heating | Natural Gas | Unit Heater | E8 | Utility - Cost of Equipment | 0 | 0 | 0 | 0 | 0 | 0 | 0 | 0 | 0 | 0 | 0 | 0 | 0 | 0 | 0 | 0 | 0 | 0 | 0 | 0 | 0 | 0 | 0 | 0 | 0 | 0 | 0
F4_Commercial_Lodging (WA)_Existing_Space Heating_Natural Gas_Unit Heater_E9 | F4 | Commercial | Lodging (WA) | Existing | Space Heating | Natural Gas | Unit Heater | E9 | Utility - Cost of Equipment | 0 | 0 | 0 | 0 | 0 | 0 | 0 | 0 | 0 | 0 | 0 | 0 | 0 | 0 | 0 | 0 | 0 | 0 | 0 | 0 | 0 | 0 | 0 | 0 | 0 | 0 | 0
F4_Commercial_Lodging (WA)_Existing_Space Heating_Natural Gas_Unit Heater_E10 | F4 | Commercial | Lodging (WA) | Existing | Space Heating | Natural Gas | Unit Heater | E10 | Utility - Cost of Equipment | 0 | 0 | 0 | 0 | 0 | 0 | 0 | 0 | 0 | 0 | 0 | 0 | 0 | 0 | 0 | 0 | 0 | 0 | 0 | 0 | 0 | 0 | 0 | 0 | 0 | 0 | 0
F5_Commercial_Lodging (WA)_Existing_Space Heating_Natural Gas_Unit Heater_E1 | F5 | Commercial | Lodging (WA) | Existing | Space Heating | Natural Gas | Unit Heater | E1 | Utility - Cost of Operation | 0.062066 | 0.063086 | 0.064417 | 0.065884 | 0.0675 | 0.069727 | 0.071994 | 0.074395 | 0.076693 | 0.079026 | 0.081115 | 0.083042 | 0.085151 | 0.087317 | 0.089333 | 0.09132 | 0.093175 | 0.095087 | 0.097078 | 0.09912 | 0.1012 | 0.1034 | 0.10594 | 0.10819 | 0.11049 | 0.11283 | 0.11523
F5_Commercial_Lodging (WA)_Existing_Space Heating_Natural Gas_Unit Heater_E2 | F5 | Commercial | Lodging (WA) | Existing | Space Heating | Natural Gas | Unit Heater | E2 | Utility - Cost of Operation | 0.055203 | 0.05611 | 0.057294 | 0.058599 | 0.060036 | 0.062016 | 0.064033 | 0.066169 | 0.068212 | 0.070288 | 0.072146 | 0.073859 | 0.075735 | 0.077661 | 0.079455 | 0.081222 | 0.082872 | 0.084572 | 0.086343 | 0.08816 | 0.090011 | 0.091965 | 0.094226 | 0.096226 | 0.098269 | 0.10035 | 0.10248
F5_Commercial_Lodging (WA)_Existing_Space Heating_Natural Gas_Unit Heater_E3 | F5 | Commercial | Lodging (WA) | Existing | Space Heating | Natural Gas | Unit Heater | E3 | Utility - Cost of Operation | 0.052088 | 0.052845 | 0.053918 | 0.055144 | 0.056533 | 0.058555 | 0.060619 | 0.062809 | 0.064871 | 0.066961 | 0.068791 | 0.070444 | 0.072279 | 0.074183 | 0.075925 | 0.077631 | 0.079192 | 0.080805 | 0.082492 | 0.084224 | 0.085989 | 0.087864 | 0.090088 | 0.092 | 0.093953 | 0.095947 | 0.097983
F5_Commercial_Lodging (WA)_Existing_Space Heating_Natural Gas_Unit Heater_E4 | F5 | Commercial | Lodging (WA) | Existing | Space Heating | Natural Gas | Unit Heater | E4 | Utility - Cost of Operation | 0 | 0 | 0 | 0 | 0 | 0 | 0 | 0 | 0 | 0 | 0 | 0 | 0 | 0 | 0 | 0 | 0 | 0 | 0 | 0 | 0 | 0 | 0 | 0 | 0 | 0 | 0
F5_Commercial_Lodging (WA)_Existing_Space Heating_Natural Gas_Unit Heater_E5 | F5 | Commercial | Lodging (WA) | Existing | Space Heating | Natural Gas | Unit Heater | E5 | Utility - Cost of Operation | 0 | 0 | 0 | 0 | 0 | 0 | 0 | 0 | 0 | 0 | 0 | 0 | 0 | 0 | 0 | 0 | 0 | 0 | 0 | 0 | 0 | 0 | 0 | 0 | 0 | 0 | 0
F5_Commercial_Lodging (WA)_Existing_Space Heating_Natural Gas_Unit Heater_E6 | F5 | Commercial | Lodging (WA) | Existing | Space Heating | Natural Gas | Unit Heater | E6 | Utility - Cost of Operation | 0 | 0 | 0 | 0 | 0 | 0 | 0 | 0 | 0 | 0 | 0 | 0 | 0 | 0 | 0 | 0 | 0 | 0 | 0 | 0 | 0 | 0 | 0 | 0 | 0 | 0 | 0
F5_Commercial_Lodging (WA)_Existing_Space Heating_Natural Gas_Unit Heater_E7 | F5 | Commercial | Lodging (WA) | Existing | Space Heating | Natural Gas | Unit Heater | E7 | Utility - Cost of Operation | 0 | 0 | 0 | 0 | 0 | 0 | 0 | 0 | 0 | 0 | 0 | 0 | 0 | 0 | 0 | 0 | 0 | 0 | 0 | 0 | 0 | 0 | 0 | 0 | 0 | 0 | 0
F5_Commercial_Lodging (WA)_Existing_Space Heating_Natural Gas_Unit Heater_E8 | F5 | Commercial | Lodging (WA) | Existing | Space Heating | Natural Gas | Unit Heater | E8 | Utility - Cost of Operation | 0 | 0 | 0 | 0 | 0 | 0 | 0 | 0 | 0 | 0 | 0 | 0 | 0 | 0 | 0 | 0 | 0 | 0 | 0 | 0 | 0 | 0 | 0 | 0 | 0 | 0 | 0
F5_Commercial_Lodging (WA)_Existing_Space Heating_Natural Gas_Unit Heater_E9 | F5 | Commercial | Lodging (WA) | Existing | Space Heating | Natural Gas | Unit Heater | E9 | Utility - Cost of Operation | 0 | 0 | 0 | 0 | 0 | 0 | 0 | 0 | 0 | 0 | 0 | 0 | 0 | 0 | 0 | 0 | 0 | 0 | 0 | 0 | 0 | 0 | 0 | 0 | 0 | 0 | 0
F5_Commercial_Lodging (WA)_Existing_Space Heating_Natural Gas_Unit Heater_E10 | F5 | Commercial | Lodging (WA) | Existing | Space Heating | Natural Gas | Unit Heater | E10 | Utility - Cost of Operation | 0 | 0 | 0 | 0 | 0 | 0 | 0 | 0 | 0 | 0 | 0 | 0 | 0 | 0 | 0 | 0 | 0 | 0 | 0 | 0 | 0 | 0 | 0 | 0 | 0 | 0 | 0
F6_Commercial_Lodging (WA)_Existing_Space Heating_Natural Gas_Unit Heater_E1 | F6 | Commercial | Lodging (WA) | Existing | Space Heating | Natural Gas | Unit Heater | E1 | Utility - Value of Sales | 0.071545 | 0.072298 | 0.073376 | 0.074566 | 0.075875 | 0.077854 | 0.079814 | 0.081874 | 0.083743 | 0.085585 | 0.087659 | 0.089537 | 0.091595 | 0.093695 | 0.095608 | 0.097464 | 0.09915 | 0.10087 | 0.10265 | 0.10445 | 0.10626 | 0.10857 | 0.11124 | 0.1136 | 0.11601 | 0.11847 | 0.12099
F6_Commercial_Lodging (WA)_Existing_Space Heating_Natural Gas_Unit Heater_E2 | F6 | Commercial | Lodging (WA) | Existing | Space Heating | Natural Gas | Unit Heater | E2 | Utility - Value of Sales | 0.063634 | 0.064304 | 0.065263 | 0.06632 | 0.067485 | 0.069245 | 0.070988 | 0.07282 | 0.074483 | 0.076122 | 0.077966 | 0.079636 | 0.081467 | 0.083334 | 0.085036 | 0.086687 | 0.088186 | 0.089716 | 0.091297 | 0.0929 | 0.094512 | 0.096563 | 0.098938 | 0.10104 | 0.10318 | 0.10537 | 0.10761
F6_Commercial_Lodging (WA)_Existing_Space Heating_Natural Gas_Unit Heater_E3 | F6 | Commercial | Lodging (WA) | Existing | Space Heating | Natural Gas | Unit Heater | E3 | Utility - Value of Sales | 0.0608 | 0.061305 | 0.062145 | 0.063117 | 0.064231 | 0.066044 | 0.067843 | 0.069725 | 0.071376 | 0.072978 | 0.074794 | 0.07638 | 0.078146 | 0.079965 | 0.081584 | 0.083138 | 0.084508 | 0.085905 | 0.087355 | 0.088821 | 0.090289 | 0.092257 | 0.094592 | 0.0966 | 0.09865 | 0.10074 | 0.10288
F6_Commercial_Lodging (WA)_Existing_Space Heating_Natural Gas_Unit Heater_E4 | F6 | Commercial | Lodging (WA) | Existing | Space Heating | Natural Gas | Unit Heater | E4 | Utility - Value of Sales | 0 | 0 | 0 | 0 | 0 | 0 | 0 | 0 | 0 | 0 | 0 | 0 | 0 | 0 | 0 | 0 | 0 | 0 | 0 | 0 | 0 | 0 | 0 | 0 | 0 | 0 | 0
F6_Commercial_Lodging (WA)_Existing_Space Heating_Natural Gas_Unit Heater_E5 | F6 | Commercial | Lodging (WA) | Existing | Space Heating | Natural Gas | Unit Heater | E5 | Utility - Value of Sales | 0 | 0 | 0 | 0 | 0 | 0 | 0 | 0 | 0 | 0 | 0 | 0 | 0 | 0 | 0 | 0 | 0 | 0 | 0 | 0 | 0 | 0 | 0 | 0 | 0 | 0 | 0
F6_Commercial_Lodging (WA)_Existing_Space Heating_Natural Gas_Unit Heater_E6 | F6 | Commercial | Lodging (WA) | Existing | Space Heating | Natural Gas | Unit Heater | E6 | Utility - Value of Sales | 0 | 0 | 0 | 0 | 0 | 0 | 0 | 0 | 0 | 0 | 0 | 0 | 0 | 0 | 0 | 0 | 0 | 0 | 0 | 0 | 0 | 0 | 0 | 0 | 0 | 0 | 0
F6_Commercial_Lodging (WA)_Existing_Space Heating_Natural Gas_Unit Heater_E7 | F6 | Commercial | Lodging (WA) | Existing | Space Heating | Natural Gas | Unit Heater | E7 | Utility - Value of Sales | 0 | 0 | 0 | 0 | 0 | 0 | 0 | 0 | 0 | 0 | 0 | 0 | 0 | 0 | 0 | 0 | 0 | 0 | 0 | 0 | 0 | 0 | 0 | 0 | 0 | 0 | 0
F6_Commercial_Lodging (WA)_Existing_Space Heating_Natural Gas_Unit Heater_E8 | F6 | Commercial | Lodging (WA) | Existing | Space Heating | Natural Gas | Unit Heater | E8 | Utility - Value of Sales | 0 | 0 | 0 | 0 | 0 | 0 | 0 | 0 | 0 | 0 | 0 | 0 | 0 | 0 | 0 | 0 | 0 | 0 | 0 | 0 | 0 | 0 | 0 | 0 | 0 | 0 | 0
F6_Commercial_Lodging (WA)_Existing_Space Heating_Natural Gas_Unit Heater_E9 | F6 | Commercial | Lodging (WA) | Existing | Space Heating | Natural Gas | Unit Heater | E9 | Utility - Value of Sales | 0 | 0 | 0 | 0 | 0 | 0 | 0 | 0 | 0 | 0 | 0 | 0 | 0 | 0 | 0 | 0 | 0 | 0 | 0 | 0 | 0 | 0 | 0 | 0 | 0 | 0 | 0
F6_Commercial_Lodging (WA)_Existing_Space Heating_Natural Gas_Unit Heater_E10 | F6 | Commercial | Lodging (WA) | Existing | Space Heating | Natural Gas | Unit Heater | E10 | Utility - Value of Sales | 0 | 0 | 0 | 0 | 0 | 0 | 0 | 0 | 0 | 0 | 0 | 0 | 0 | 0 | 0 | 0 | 0 | 0 | 0 | 0 | 0 | 0 | 0 | 0 | 0 | 0 | 0
F1_Commercial_Lodging (WA)_Existing_Water Heating_Natural Gas_Water Heater_E1 | F1 | Commercial | Lodging (WA) | Existing | Water Heating | Natural Gas | Water Heater | E1 | RVT - Cost of Equipment | 0.040603 | 0.040603 | 0.040603 | 0.040603 | 0.040603 | 0.040603 | 0.040603 | 0.040603 | 0.040603 | 0.040603 | 0.040603 | 0.040603 | 0.040603 | 0.040603 | 0.040603 | 0.040603 | 0.040603 | 0.040603 | 0.040603 | 0.040603 | 0.040603 | 0.040603 | 0.040603 | 0.040603 | 0.040603 | 0.040603 | 0.040603
F1_Commercial_Lodging (WA)_Existing_Water Heating_Natural Gas_Water Heater_E2 | F1 | Commercial | Lodging (WA) | Existing | Water Heating | Natural Gas | Water Heater | E2 | RVT - Cost of Equipment | 0.048724 | 0.048724 | 0.048724 | 0.048724 | 0.048724 | 0.048724 | 0.048724 | 0.048724 | 0.048724 | 0.048724 | 0.048724 | 0.048724 | 0.048724 | 0.048724 | 0.048724 | 0.048724 | 0.048724 | 0.048724 | 0.048724 | 0.048724 | 0.048724 | 0.048724 | 0.048724 | 0.048724 | 0.048724 | 0.048724 | 0.048724
F1_Commercial_Lodging (WA)_Existing_Water Heating_Natural Gas_Water Heater_E3 | F1 | Commercial | Lodging (WA) | Existing | Water Heating | Natural Gas | Water Heater | E3 | RVT - Cost of Equipment | 0.059895 | 0.059895 | 0.059895 | 0.059895 | 0.059895 | 0.059895 | 0.059895 | 0.059895 | 0.059895 | 0.059895 | 0.059895 | 0.059895 | 0.059895 | 0.059895 | 0.059895 | 0.059895 | 0.059895 | 0.059895 | 0.059895 | 0.059895 | 0.059895 | 0.059895 | 0.059895 | 0.059895 | 0.059895 | 0.059895 | 0.059895
F1_Commercial_Lodging (WA)_Existing_Water Heating_Natural Gas_Water Heater_E4 | F1 | Commercial | Lodging (WA) | Existing | Water Heating | Natural Gas | Water Heater | E4 | RVT - Cost of Equipment | 0.060369 | 0.060369 | 0.060369 | 0.060369 | 0.060369 | 0.060369 | 0.060369 | 0.060369 | 0.060369 | 0.060369 | 0.060369 | 0.060369 | 0.060369 | 0.060369 | 0.060369 | 0.060369 | 0.060369 | 0.060369 | 0.060369 | 0.060369 | 0.060369 | 0.060369 | 0.060369 | 0.060369 | 0.060369 | 0.060369 | 0.060369
F1_Commercial_Lodging (WA)_Existing_Water Heating_Natural Gas_Water Heater_E5 | F1 | Commercial | Lodging (WA) | Existing | Water Heating | Natural Gas | Water Heater | E5 | RVT - Cost of Equipment | 0.13031 | 0.13031 | 0.13031 | 0.13031 | 0.13031 | 0.13031 | 0.13031 | 0.13031 | 0.13031 | 0.13031 | 0.13031 | 0.13031 | 0.13031 | 0.13031 | 0.13031 | 0.13031 | 0.13031 | 0.13031 | 0.13031 | 0.13031 | 0.13031 | 0.13031 | 0.13031 | 0.13031 | 0.13031 | 0.13031 | 0.13031
F1_Commercial_Lodging (WA)_Existing_Water Heating_Natural Gas_Water Heater_E6 | F1 | Commercial | Lodging (WA) | Existing | Water Heating | Natural Gas | Water Heater | E6 | RVT - Cost of Equipment | 0 | 0 | 0 | 0 | 0 | 0 | 0 | 0 | 0 | 0 | 0 | 0 | 0 | 0 | 0 | 0 | 0 | 0 | 0 | 0 | 0 | 0 | 0 | 0 | 0 | 0 | 0
F1_Commercial_Lodging (WA)_Existing_Water Heating_Natural Gas_Water Heater_E7 | F1 | Commercial | Lodging (WA) | Existing | Water Heating | Natural Gas | Water Heater | E7 | RVT - Cost of Equipment | 0 | 0 | 0 | 0 | 0 | 0 | 0 | 0 | 0 | 0 | 0 | 0 | 0 | 0 | 0 | 0 | 0 | 0 | 0 | 0 | 0 | 0 | 0 | 0 | 0 | 0 | 0
F1_Commercial_Lodging (WA)_Existing_Water Heating_Natural Gas_Water Heater_E8 | F1 | Commercial | Lodging (WA) | Existing | Water Heating | Natural Gas | Water Heater | E8 | RVT - Cost of Equipment | 0 | 0 | 0 | 0 | 0 | 0 | 0 | 0 | 0 | 0 | 0 | 0 | 0 | 0 | 0 | 0 | 0 | 0 | 0 | 0 | 0 | 0 | 0 | 0 | 0 | 0 | 0
F1_Commercial_Lodging (WA)_Existing_Water Heating_Natural Gas_Water Heater_E9 | F1 | Commercial | Lodging (WA) | Existing | Water Heating | Natural Gas | Water Heater | E9 | RVT - Cost of Equipment | 0 | 0 | 0 | 0 | 0 | 0 | 0 | 0 | 0 | 0 | 0 | 0 | 0 | 0 | 0 | 0 | 0 | 0 | 0 | 0 | 0 | 0 | 0 | 0 | 0 | 0 | 0
F1_Commercial_Lodging (WA)_Existing_Water Heating_Natural Gas_Water Heater_E10 | F1 | Commercial | Lodging (WA) | Existing | Water Heating | Natural Gas | Water Heater | E10 | RVT - Cost of Equipment | 0 | 0 | 0 | 0 | 0 | 0 | 0 | 0 | 0 | 0 | 0 | 0 | 0 | 0 | 0 | 0 | 0 | 0 | 0 | 0 | 0 | 0 | 0 | 0 | 0 | 0 | 0
F2_Commercial_Lodging (WA)_Existing_Water Heating_Natural Gas_Water Heater_E1 | F2 | Commercial | Lodging (WA) | Existing | Water Heating | Natural Gas | Water Heater | E1 | RVT - Cost of Operation | 0.16066 | 0.16389 | 0.16752 | 0.1716 | 0.17616 | 0.18166 | 0.18712 | 0.19228 | 0.19696 | 0.20151 | 0.20624 | 0.21056 | 0.21519 | 0.21967 | 0.2236 | 0.22723 | 0.23039 | 0.23344 | 0.23666 | 0.23972 | 0.2428 | 0.24708 | 0.25142 | 0.25589 | 0.26044 | 0.26506 | 0.26977
F2_Commercial_Lodging (WA)_Existing_Water Heating_Natural Gas_Water Heater_E2 | F2 | Commercial | Lodging (WA) | Existing | Water Heating | Natural Gas | Water Heater | E2 | RVT - Cost of Operation | 0.14281 | 0.14568 | 0.14891 | 0.15254 | 0.15658 | 0.16147 | 0.16632 | 0.17091 | 0.17507 | 0.17912 | 0.18332 | 0.18717 | 0.19128 | 0.19526 | 0.19876 | 0.20198 | 0.20479 | 0.2075 | 0.21037 | 0.21308 | 0.21582 | 0.21963 | 0.22349 | 0.22746 | 0.2315 | 0.23561 | 0.2398
F2_Commercial_Lodging (WA)_Existing_Water Heating_Natural Gas_Water Heater_E3 | F2 | Commercial | Lodging (WA) | Existing | Water Heating | Natural Gas | Water Heater | E3 | RVT - Cost of Operation | 0.13673 | 0.13948 | 0.14257 | 0.14605 | 0.14992 | 0.1546 | 0.15925 | 0.16364 | 0.16762 | 0.1715 | 0.17552 | 0.1792 | 0.18314 | 0.18695 | 0.1903 | 0.19338 | 0.19607 | 0.19867 | 0.20141 | 0.20402 | 0.20663 | 0.21028 | 0.21398 | 0.21778 | 0.22165 | 0.22559 | 0.22959
F2_Commercial_Lodging (WA)_Existing_Water Heating_Natural Gas_Water Heater_E4 | F2 | Commercial | Lodging (WA) | Existing | Water Heating | Natural Gas | Water Heater | E4 | RVT - Cost of Operation | 0.14335 | 0.14623 | 0.14938 | 0.1528 | 0.15652 | 0.16091 | 0.16524 | 0.16938 | 0.17321 | 0.17698 | 0.18092 | 0.18461 | 0.18853 | 0.19236 | 0.19581 | 0.19903 | 0.20193 | 0.20475 | 0.20772 | 0.21057 | 0.21345 | 0.21722 | 0.22104 | 0.22497 | 0.22897 | 0.23303 | 0.23717
F2_Commercial_Lodging (WA)_Existing_Water Heating_Natural Gas_Water Heater_E5 | F2 | Commercial | Lodging (WA) | Existing | Water Heating | Natural Gas | Water Heater | E5 | RVT - Cost of Operation | 0.084287 | 0.085943 | 0.087863 | 0.090085 | 0.092623 | 0.095718 | 0.098787 | 0.10167 | 0.10426 | 0.10676 | 0.10934 | 0.11167 | 0.11417 | 0.11658 | 0.11867 | 0.12058 | 0.12221 | 0.12378 | 0.12544 | 0.127 | 0.12857 | 0.13084 | 0.13313 | 0.1355 | 0.1379 | 0.14035 | 0.14285
F2_Commercial_Lodging (WA)_Existing_Water Heating_Natural Gas_Water Heater_E6 | F2 | Commercial | Lodging (WA) | Existing | Water Heating | Natural Gas | Water Heater | E6 | RVT - Cost of Operation | 0 | 0 | 0 | 0 | 0 | 0 | 0 | 0 | 0 | 0 | 0 | 0 | 0 | 0 | 0 | 0 | 0 | 0 | 0 | 0 | 0 | 0 | 0 | 0 | 0 | 0 | 0
F2_Commercial_Lodging (WA)_Existing_Water Heating_Natural Gas_Water Heater_E7 | F2 | Commercial | Lodging (WA) | Existing | Water Heating | Natural Gas | Water Heater | E7 | RVT - Cost of Operation | 0 | 0 | 0 | 0 | 0 | 0 | 0 | 0 | 0 | 0 | 0 | 0 | 0 | 0 | 0 | 0 | 0 | 0 | 0 | 0 | 0 | 0 | 0 | 0 | 0 | 0 | 0
F2_Commercial_Lodging (WA)_Existing_Water Heating_Natural Gas_Water Heater_E8 | F2 | Commercial | Lodging (WA) | Existing | Water Heating | Natural Gas | Water Heater | E8 | RVT - Cost of Operation | 0 | 0 | 0 | 0 | 0 | 0 | 0 | 0 | 0 | 0 | 0 | 0 | 0 | 0 | 0 | 0 | 0 | 0 | 0 | 0 | 0 | 0 | 0 | 0 | 0 | 0 | 0
F2_Commercial_Lodging (WA)_Existing_Water Heating_Natural Gas_Water Heater_E9 | F2 | Commercial | Lodging (WA) | Existing | Water Heating | Natural Gas | Water Heater | E9 | RVT - Cost of Operation | 0 | 0 | 0 | 0 | 0 | 0 | 0 | 0 | 0 | 0 | 0 | 0 | 0 | 0 | 0 | 0 | 0 | 0 | 0 | 0 | 0 | 0 | 0 | 0 | 0 | 0 | 0
F2_Commercial_Lodging (WA)_Existing_Water Heating_Natural Gas_Water Heater_E10 | F2 | Commercial | Lodging (WA) | Existing | Water Heating | Natural Gas | Water Heater | E10 | RVT - Cost of Operation | 0 | 0 | 0 | 0 | 0 | 0 | 0 | 0 | 0 | 0 | 0 | 0 | 0 | 0 | 0 | 0 | 0 | 0 | 0 | 0 | 0 | 0 | 0 | 0 | 0 | 0 | 0
F3_Commercial_Lodging (WA)_Existing_Water Heating_Natural Gas_Water Heater_E1 | F3 | Commercial | Lodging (WA) | Existing | Water Heating | Natural Gas | Water Heater | E1 | System - kBTUs of Consumption | 37.1708 | 37.1708 | 37.1708 | 37.1708 | 37.1708 | 37.1708 | 37.1708 | 37.1708 | 37.1708 | 37.1708 | 37.1708 | 37.1708 | 37.1708 | 37.1708 | 37.1708 | 37.1708 | 37.1708 | 37.1708 | 37.1708 | 37.1708 | 37.1708 | 37.1708 | 37.1708 | 37.1708 | 37.1708 | 37.1708 | 37.1708
F3_Commercial_Lodging (WA)_Existing_Water Heating_Natural Gas_Water Heater_E2 | F3 | Commercial | Lodging (WA) | Existing | Water Heating | Natural Gas | Water Heater | E2 | System - kBTUs of Consumption | 33.0407 | 33.0407 | 33.0407 | 33.0407 | 33.0407 | 33.0407 | 33.0407 | 33.0407 | 33.0407 | 33.0407 | 33.0407 | 33.0407 | 33.0407 | 33.0407 | 33.0407 | 33.0407 | 33.0407 | 33.0407 | 33.0407 | 33.0407 | 33.0407 | 33.0407 | 33.0407 | 33.0407 | 33.0407 | 33.0407 | 33.0407
F3_Commercial_Lodging (WA)_Existing_Water Heating_Natural Gas_Water Heater_E3 | F3 | Commercial | Lodging (WA) | Existing | Water Heating | Natural Gas | Water Heater | E3 | System - kBTUs of Consumption | 31.6347 | 31.6347 | 31.6347 | 31.6347 | 31.6347 | 31.6347 | 31.6347 | 31.6347 | 31.6347 | 31.6347 | 31.6347 | 31.6347 | 31.6347 | 31.6347 | 31.6347 | 31.6347 | 31.6347 | 31.6347 | 31.6347 | 31.6347 | 31.6347 | 31.6347 | 31.6347 | 31.6347 | 31.6347 | 31.6347 | 31.6347
F3_Commercial_Lodging (WA)_Existing_Water Heating_Natural Gas_Water Heater_E4 | F3 | Commercial | Lodging (WA) | Existing | Water Heating | Natural Gas | Water Heater | E4 | System - kBTUs of Consumption | 31.6011 | 31.6011 | 31.6011 | 31.6011 | 31.6011 | 31.6011 | 31.6011 | 31.6011 | 31.6011 | 31.6011 | 31.6011 | 31.6011 | 31.6011 | 31.6011 | 31.6011 | 31.6011 | 31.6011 | 31.6011 | 31.6011 | 31.6011 | 31.6011 | 31.6011 | 31.6011 | 31.6011 | 31.6011 | 31.6011 | 31.6011
F3_Commercial_Lodging (WA)_Existing_Water Heating_Natural Gas_Water Heater_E5 | F3 | Commercial | Lodging (WA) | Existing | Water Heating | Natural Gas | Water Heater | E5 | System - kBTUs of Consumption | 19.8244 | 19.8244 | 19.8244 | 19.8244 | 19.8244 | 19.8244 | 19.8244 | 19.8244 | 19.8244 | 19.8244 | 19.8244 | 19.8244 | 19.8244 | 19.8244 | 19.8244 | 19.8244 | 19.8244 | 19.8244 | 19.8244 | 19.8244 | 19.8244 | 19.8244 | 19.8244 | 19.8244 | 19.8244 | 19.8244 | 19.8244
F3_Commercial_Lodging (WA)_Existing_Water Heating_Natural Gas_Water Heater_E6 | F3 | Commercial | Lodging (WA) | Existing | Water Heating | Natural Gas | Water Heater | E6 | System - kBTUs of Consumption | 0 | 0 | 0 | 0 | 0 | 0 | 0 | 0 | 0 | 0 | 0 | 0 | 0 | 0 | 0 | 0 | 0 | 0 | 0 | 0 | 0 | 0 | 0 | 0 | 0 | 0 | 0
F3_Commercial_Lodging (WA)_Existing_Water Heating_Natural Gas_Water Heater_E7 | F3 | Commercial | Lodging (WA) | Existing | Water Heating | Natural Gas | Water Heater | E7 | System - kBTUs of Consumption | 0 | 0 | 0 | 0 | 0 | 0 | 0 | 0 | 0 | 0 | 0 | 0 | 0 | 0 | 0 | 0 | 0 | 0 | 0 | 0 | 0 | 0 | 0 | 0 | 0 | 0 | 0
F3_Commercial_Lodging (WA)_Existing_Water Heating_Natural Gas_Water Heater_E8 | F3 | Commercial | Lodging (WA) | Existing | Water Heating | Natural Gas | Water Heater | E8 | System - kBTUs of Consumption | 0 | 0 | 0 | 0 | 0 | 0 | 0 | 0 | 0 | 0 | 0 | 0 | 0 | 0 | 0 | 0 | 0 | 0 | 0 | 0 | 0 | 0 | 0 | 0 | 0 | 0 | 0
F3_Commercial_Lodging (WA)_Existing_Water Heating_Natural Gas_Water Heater_E9 | F3 | Commercial | Lodging (WA) | Existing | Water Heating | Natural Gas | Water Heater | E9 | System - kBTUs of Consumption | 0 | 0 | 0 | 0 | 0 | 0 | 0 | 0 | 0 | 0 | 0 | 0 | 0 | 0 | 0 | 0 | 0 | 0 | 0 | 0 | 0 | 0 | 0 | 0 | 0 | 0 | 0
F3_Commercial_Lodging (WA)_Existing_Water Heating_Natural Gas_Water Heater_E10 | F3 | Commercial | Lodging (WA) | Existing | Water Heating | Natural Gas | Water Heater | E10 | System - kBTUs of Consumption | 0 | 0 | 0 | 0 | 0 | 0 | 0 | 0 | 0 | 0 | 0 | 0 | 0 | 0 | 0 | 0 | 0 | 0 | 0 | 0 | 0 | 0 | 0 | 0 | 0 | 0 | 0
F4_Commercial_Lodging (WA)_Existing_Water Heating_Natural Gas_Water Heater_E1 | F4 | Commercial | Lodging (WA) | Existing | Water Heating | Natural Gas | Water Heater | E1 | Utility - Cost of Equipment | 0.040603 | 0.040603 | 0.040603 | 0.040603 | 0.040603 | 0.040603 | 0.040603 | 0.040603 | 0.040603 | 0.040603 | 0.040603 | 0.040603 | 0.040603 | 0.040603 | 0.040603 | 0.040603 | 0.040603 | 0.040603 | 0.040603 | 0.040603 | 0.040603 | 0.040603 | 0.040603 | 0.040603 | 0.040603 | 0.040603 | 0.040603
F4_Commercial_Lodging (WA)_Existing_Water Heating_Natural Gas_Water Heater_E2 | F4 | Commercial | Lodging (WA) | Existing | Water Heating | Natural Gas | Water Heater | E2 | Utility - Cost of Equipment | 0.048724 | 0.048724 | 0.048724 | 0.048724 | 0.048724 | 0.048724 | 0.048724 | 0.048724 | 0.048724 | 0.048724 | 0.048724 | 0.048724 | 0.048724 | 0.048724 | 0.048724 | 0.048724 | 0.048724 | 0.048724 | 0.048724 | 0.048724 | 0.048724 | 0.048724 | 0.048724 | 0.048724 | 0.048724 | 0.048724 | 0.048724
F4_Commercial_Lodging (WA)_Existing_Water Heating_Natural Gas_Water Heater_E3 | F4 | Commercial | Lodging (WA) | Existing | Water Heating | Natural Gas | Water Heater | E3 | Utility - Cost of Equipment | 0.059895 | 0.059895 | 0.059895 | 0.059895 | 0.059895 | 0.059895 | 0.059895 | 0.059895 | 0.059895 | 0.059895 | 0.059895 | 0.059895 | 0.059895 | 0.059895 | 0.059895 | 0.059895 | 0.059895 | 0.059895 | 0.059895 | 0.059895 | 0.059895 | 0.059895 | 0.059895 | 0.059895 | 0.059895 | 0.059895 | 0.059895
F4_Commercial_Lodging (WA)_Existing_Water Heating_Natural Gas_Water Heater_E4 | F4 | Commercial | Lodging (WA) | Existing | Water Heating | Natural Gas | Water Heater | E4 | Utility - Cost of Equipment | 0.060369 | 0.060369 | 0.060369 | 0.060369 | 0.060369 | 0.060369 | 0.060369 | 0.060369 | 0.060369 | 0.060369 | 0.060369 | 0.060369 | 0.060369 | 0.060369 | 0.060369 | 0.060369 | 0.060369 | 0.060369 | 0.060369 | 0.060369 | 0.060369 | 0.060369 | 0.060369 | 0.060369 | 0.060369 | 0.060369 | 0.060369
F4_Commercial_Lodging (WA)_Existing_Water Heating_Natural Gas_Water Heater_E5 | F4 | Commercial | Lodging (WA) | Existing | Water Heating | Natural Gas | Water Heater | E5 | Utility - Cost of Equipment | 0.13031 | 0.13031 | 0.13031 | 0.13031 | 0.13031 | 0.13031 | 0.13031 | 0.13031 | 0.13031 | 0.13031 | 0.13031 | 0.13031 | 0.13031 | 0.13031 | 0.13031 | 0.13031 | 0.13031 | 0.13031 | 0.13031 | 0.13031 | 0.13031 | 0.13031 | 0.13031 | 0.13031 | 0.13031 | 0.13031 | 0.13031
F4_Commercial_Lodging (WA)_Existing_Water Heating_Natural Gas_Water Heater_E6 | F4 | Commercial | Lodging (WA) | Existing | Water Heating | Natural Gas | Water Heater | E6 | Utility - Cost of Equipment | 0 | 0 | 0 | 0 | 0 | 0 | 0 | 0 | 0 | 0 | 0 | 0 | 0 | 0 | 0 | 0 | 0 | 0 | 0 | 0 | 0 | 0 | 0 | 0 | 0 | 0 | 0
F4_Commercial_Lodging (WA)_Existing_Water Heating_Natural Gas_Water Heater_E7 | F4 | Commercial | Lodging (WA) | Existing | Water Heating | Natural Gas | Water Heater | E7 | Utility - Cost of Equipment | 0 | 0 | 0 | 0 | 0 | 0 | 0 | 0 | 0 | 0 | 0 | 0 | 0 | 0 | 0 | 0 | 0 | 0 | 0 | 0 | 0 | 0 | 0 | 0 | 0 | 0 | 0
F4_Commercial_Lodging (WA)_Existing_Water Heating_Natural Gas_Water Heater_E8 | F4 | Commercial | Lodging (WA) | Existing | Water Heating | Natural Gas | Water Heater | E8 | Utility - Cost of Equipment | 0 | 0 | 0 | 0 | 0 | 0 | 0 | 0 | 0 | 0 | 0 | 0 | 0 | 0 | 0 | 0 | 0 | 0 | 0 | 0 | 0 | 0 | 0 | 0 | 0 | 0 | 0
F4_Commercial_Lodging (WA)_Existing_Water Heating_Natural Gas_Water Heater_E9 | F4 | Commercial | Lodging (WA) | Existing | Water Heating | Natural Gas | Water Heater | E9 | Utility - Cost of Equipment | 0 | 0 | 0 | 0 | 0 | 0 | 0 | 0 | 0 | 0 | 0 | 0 | 0 | 0 | 0 | 0 | 0 | 0 | 0 | 0 | 0 | 0 | 0 | 0 | 0 | 0 | 0
F4_Commercial_Lodging (WA)_Existing_Water Heating_Natural Gas_Water Heater_E10 | F4 | Commercial | Lodging (WA) | Existing | Water Heating | Natural Gas | Water Heater | E10 | Utility - Cost of Equipment | 0 | 0 | 0 | 0 | 0 | 0 | 0 | 0 | 0 | 0 | 0 | 0 | 0 | 0 | 0 | 0 | 0 | 0 | 0 | 0 | 0 | 0 | 0 | 0 | 0 | 0 | 0
F5_Commercial_Lodging (WA)_Existing_Water Heating_Natural Gas_Water Heater_E1 | F5 | Commercial | Lodging (WA) | Existing | Water Heating | Natural Gas | Water Heater | E1 | Utility - Cost of Operation | 0.13782 | 0.14144 | 0.1455 | 0.15005 | 0.15512 | 0.16111 | 0.16722 | 0.17323 | 0.17902 | 0.18489 | 0.18967 | 0.19417 | 0.199 | 0.20374 | 0.20805 | 0.21213 | 0.21585 | 0.21954 | 0.22345 | 0.22729 | 0.23123 | 0.23532 | 0.23945 | 0.2437 | 0.24803 | 0.25244 | 0.25693
F5_Commercial_Lodging (WA)_Existing_Water Heating_Natural Gas_Water Heater_E2 | F5 | Commercial | Lodging (WA) | Existing | Water Heating | Natural Gas | Water Heater | E2 | Utility - Cost of Operation | 0.1225 | 0.12572 | 0.12933 | 0.13338 | 0.13788 | 0.14321 | 0.14864 | 0.15399 | 0.15913 | 0.16434 | 0.16859 | 0.1726 | 0.17689 | 0.18111 | 0.18493 | 0.18856 | 0.19186 | 0.19514 | 0.19862 | 0.20204 | 0.20554 | 0.20917 | 0.21284 | 0.21663 | 0.22047 | 0.22439 | 0.22838
F5_Commercial_Lodging (WA)_Existing_Water Heating_Natural Gas_Water Heater_E3 | F5 | Commercial | Lodging (WA) | Existing | Water Heating | Natural Gas | Water Heater | E3 | Utility - Cost of Operation | 0.11729 | 0.12037 | 0.12383 | 0.1277 | 0.13202 | 0.13712 | 0.14231 | 0.14743 | 0.15236 | 0.15735 | 0.16142 | 0.16525 | 0.16936 | 0.1734 | 0.17706 | 0.18053 | 0.1837 | 0.18684 | 0.19017 | 0.19344 | 0.19679 | 0.20027 | 0.20379 | 0.20741 | 0.21109 | 0.21484 | 0.21866
F5_Commercial_Lodging (WA)_Existing_Water Heating_Natural Gas_Water Heater_E4 | F5 | Commercial | Lodging (WA) | Existing | Water Heating | Natural Gas | Water Heater | E4 | Utility - Cost of Operation | 0.12454 | 0.12776 | 0.13128 | 0.13511 | 0.1393 | 0.14414 | 0.14906 | 0.15391 | 0.15862 | 0.16339 | 0.16737 | 0.17118 | 0.17522 | 0.17922 | 0.1829 | 0.18643 | 0.18971 | 0.19297 | 0.19641 | 0.1998 | 0.20328 | 0.20688 | 0.21052 | 0.21426 | 0.21806 | 0.22194 | 0.22588
F5_Commercial_Lodging (WA)_Existing_Water Heating_Natural Gas_Water Heater_E5 | F5 | Commercial | Lodging (WA) | Existing | Water Heating | Natural Gas | Water Heater | E5 | Utility - Cost of Operation | 0.071833 | 0.073722 | 0.075878 | 0.078336 | 0.081112 | 0.084436 | 0.087828 | 0.091164 | 0.094362 | 0.097607 | 0.10021 | 0.10266 | 0.10528 | 0.10785 | 0.11017 | 0.11235 | 0.11432 | 0.11626 | 0.11834 | 0.12036 | 0.12245 | 0.12461 | 0.12679 | 0.12904 | 0.13134 | 0.13367 | 0.13605
F5_Commercial_Lodging (WA)_Existing_Water Heating_Natural Gas_Water Heater_E6 | F5 | Commercial | Lodging (WA) | Existing | Water Heating | Natural Gas | Water Heater | E6 | Utility - Cost of Operation | 0 | 0 | 0 | 0 | 0 | 0 | 0 | 0 | 0 | 0 | 0 | 0 | 0 | 0 | 0 | 0 | 0 | 0 | 0 | 0 | 0 | 0 | 0 | 0 | 0 | 0 | 0
F5_Commercial_Lodging (WA)_Existing_Water Heating_Natural Gas_Water Heater_E7 | F5 | Commercial | Lodging (WA) | Existing | Water Heating | Natural Gas | Water Heater | E7 | Utility - Cost of Operation | 0 | 0 | 0 | 0 | 0 | 0 | 0 | 0 | 0 | 0 | 0 | 0 | 0 | 0 | 0 | 0 | 0 | 0 | 0 | 0 | 0 | 0 | 0 | 0 | 0 | 0 | 0
F5_Commercial_Lodging (WA)_Existing_Water Heating_Natural Gas_Water Heater_E8 | F5 | Commercial | Lodging (WA) | Existing | Water Heating | Natural Gas | Water Heater | E8 | Utility - Cost of Operation | 0 | 0 | 0 | 0 | 0 | 0 | 0 | 0 | 0 | 0 | 0 | 0 | 0 | 0 | 0 | 0 | 0 | 0 | 0 | 0 | 0 | 0 | 0 | 0 | 0 | 0 | 0
F5_Commercial_Lodging (WA)_Existing_Water Heating_Natural Gas_Water Heater_E9 | F5 | Commercial | Lodging (WA) | Existing | Water Heating | Natural Gas | Water Heater | E9 | Utility - Cost of Operation | 0 | 0 | 0 | 0 | 0 | 0 | 0 | 0 | 0 | 0 | 0 | 0 | 0 | 0 | 0 | 0 | 0 | 0 | 0 | 0 | 0 | 0 | 0 | 0 | 0 | 0 | 0
F5_Commercial_Lodging (WA)_Existing_Water Heating_Natural Gas_Water Heater_E10 | F5 | Commercial | Lodging (WA) | Existing | Water Heating | Natural Gas | Water Heater | E10 | Utility - Cost of Operation | 0 | 0 | 0 | 0 | 0 | 0 | 0 | 0 | 0 | 0 | 0 | 0 | 0 | 0 | 0 | 0 | 0 | 0 | 0 | 0 | 0 | 0 | 0 | 0 | 0 | 0 | 0
F6_Commercial_Lodging (WA)_Existing_Water Heating_Natural Gas_Water Heater_E1 | F6 | Commercial | Lodging (WA) | Existing | Water Heating | Natural Gas | Water Heater | E1 | Utility - Value of Sales | 0.16066 | 0.16389 | 0.16752 | 0.1716 | 0.17616 | 0.18166 | 0.18712 | 0.19228 | 0.19696 | 0.20151 | 0.20624 | 0.21056 | 0.21519 | 0.21967 | 0.2236 | 0.22723 | 0.23039 | 0.23344 | 0.23666 | 0.23972 | 0.2428 | 0.24708 | 0.25142 | 0.25589 | 0.26044 | 0.26506 | 0.26977
F6_Commercial_Lodging (WA)_Existing_Water Heating_Natural Gas_Water Heater_E2 | F6 | Commercial | Lodging (WA) | Existing | Water Heating | Natural Gas | Water Heater | E2 | Utility - Value of Sales | 0.14281 | 0.14568 | 0.14891 | 0.15254 | 0.15658 | 0.16147 | 0.16632 | 0.17091 | 0.17507 | 0.17912 | 0.18332 | 0.18717 | 0.19128 | 0.19526 | 0.19876 | 0.20198 | 0.20479 | 0.2075 | 0.21037 | 0.21308 | 0.21582 | 0.21963 | 0.22349 | 0.22746 | 0.2315 | 0.23561 | 0.2398
F6_Commercial_Lodging (WA)_Existing_Water Heating_Natural Gas_Water Heater_E3 | F6 | Commercial | Lodging (WA) | Existing | Water Heating | Natural Gas | Water Heater | E3 | Utility - Value of Sales | 0.13673 | 0.13948 | 0.14257 | 0.14605 | 0.14992 | 0.1546 | 0.15925 | 0.16364 | 0.16762 | 0.1715 | 0.17552 | 0.1792 | 0.18314 | 0.18695 | 0.1903 | 0.19338 | 0.19607 | 0.19867 | 0.20141 | 0.20402 | 0.20663 | 0.21028 | 0.21398 | 0.21778 | 0.22165 | 0.22559 | 0.22959
F6_Commercial_Lodging (WA)_Existing_Water Heating_Natural Gas_Water Heater_E4 | F6 | Commercial | Lodging (WA) | Existing | Water Heating | Natural Gas | Water Heater | E4 | Utility - Value of Sales | 0.14335 | 0.14623 | 0.14938 | 0.1528 | 0.15652 | 0.16091 | 0.16524 | 0.16938 | 0.17321 | 0.17698 | 0.18092 | 0.18461 | 0.18853 | 0.19236 | 0.19581 | 0.19903 | 0.20193 | 0.20475 | 0.20772 | 0.21057 | 0.21345 | 0.21722 | 0.22104 | 0.22497 | 0.22897 | 0.23303 | 0.23717
F6_Commercial_Lodging (WA)_Existing_Water Heating_Natural Gas_Water Heater_E5 | F6 | Commercial | Lodging (WA) | Existing | Water Heating | Natural Gas | Water Heater | E5 | Utility - Value of Sales | 0.084287 | 0.085943 | 0.087863 | 0.090085 | 0.092623 | 0.095718 | 0.098787 | 0.10167 | 0.10426 | 0.10676 | 0.10934 | 0.11167 | 0.11417 | 0.11658 | 0.11867 | 0.12058 | 0.12221 | 0.12378 | 0.12544 | 0.127 | 0.12857 | 0.13084 | 0.13313 | 0.1355 | 0.1379 | 0.14035 | 0.14285
F6_Commercial_Lodging (WA)_Existing_Water Heating_Natural Gas_Water Heater_E6 | F6 | Commercial | Lodging (WA) | Existing | Water Heating | Natural Gas | Water Heater | E6 | Utility - Value of Sales | 0 | 0 | 0 | 0 | 0 | 0 | 0 | 0 | 0 | 0 | 0 | 0 | 0 | 0 | 0 | 0 | 0 | 0 | 0 | 0 | 0 | 0 | 0 | 0 | 0 | 0 | 0
F6_Commercial_Lodging (WA)_Existing_Water Heating_Natural Gas_Water Heater_E7 | F6 | Commercial | Lodging (WA) | Existing | Water Heating | Natural Gas | Water Heater | E7 | Utility - Value of Sales | 0 | 0 | 0 | 0 | 0 | 0 | 0 | 0 | 0 | 0 | 0 | 0 | 0 | 0 | 0 | 0 | 0 | 0 | 0 | 0 | 0 | 0 | 0 | 0 | 0 | 0 | 0
F6_Commercial_Lodging (WA)_Existing_Water Heating_Natural Gas_Water Heater_E8 | F6 | Commercial | Lodging (WA) | Existing | Water Heating | Natural Gas | Water Heater | E8 | Utility - Value of Sales | 0 | 0 | 0 | 0 | 0 | 0 | 0 | 0 | 0 | 0 | 0 | 0 | 0 | 0 | 0 | 0 | 0 | 0 | 0 | 0 | 0 | 0 | 0 | 0 | 0 | 0 | 0
F6_Commercial_Lodging (WA)_Existing_Water Heating_Natural Gas_Water Heater_E9 | F6 | Commercial | Lodging (WA) | Existing | Water Heating | Natural Gas | Water Heater | E9 | Utility - Value of Sales | 0 | 0 | 0 | 0 | 0 | 0 | 0 | 0 | 0 | 0 | 0 | 0 | 0 | 0 | 0 | 0 | 0 | 0 | 0 | 0 | 0 | 0 | 0 | 0 | 0 | 0 | 0
F6_Commercial_Lodging (WA)_Existing_Water Heating_Natural Gas_Water Heater_E10 | F6 | Commercial | Lodging (WA) | Existing | Water Heating | Natural Gas | Water Heater | E10 | Utility - Value of Sales | 0 | 0 | 0 | 0 | 0 | 0 | 0 | 0 | 0 | 0 | 0 | 0 | 0 | 0 | 0 | 0 | 0 | 0 | 0 | 0 | 0 | 0 | 0 | 0 | 0 | 0 | 0
F1_Commercial_Lodging (WA)_Existing_Food Preparation_Natural Gas_Oven_E1 | F1 | Commercial | Lodging (WA) | Existing | Food Preparation | Natural Gas | Oven | E1 | RVT - Cost of Equipment | 0.00070005 | 0.00070005 | 0.00070005 | 0.00070005 | 0.00070005 | 0.00070005 | 0.00070005 | 0.00070005 | 0.00070005 | 0.00070005 | 0.00070005 | 0.00070005 | 0.00070005 | 0.00070005 | 0.00070005 | 0.00070005 | 0.00070005 | 0.00070005 | 0.00070005 | 0.00070005 | 0.00070005 | 0.00070005 | 0.00070005 | 0.00070005 | 0.00070005 | 0.00070005 | 0.00070005
F1_Commercial_Lodging (WA)_Existing_Food Preparation_Natural Gas_Oven_E2 | F1 | Commercial | Lodging (WA) | Existing | Food Preparation | Natural Gas | Oven | E2 | RVT - Cost of Equipment | 0.00095389 | 0.00095389 | 0.00095389 | 0.00095389 | 0.00095389 | 0.00095389 | 0.00095389 | 0.00095389 | 0.00095389 | 0.00095389 | 0.00095389 | 0.00095389 | 0.00095389 | 0.00095389 | 0.00095389 | 0.00095389 | 0.00095389 | 0.00095389 | 0.00095389 | 0.00095389 | 0.00095389 | 0.00095389 | 0.00095389 | 0.00095389 | 0.00095389 | 0.00095389 | 0.00095389
F1_Commercial_Lodging (WA)_Existing_Food Preparation_Natural Gas_Oven_E3 | F1 | Commercial | Lodging (WA) | Existing | Food Preparation | Natural Gas | Oven | E3 | RVT - Cost of Equipment | 0 | 0 | 0 | 0 | 0 | 0 | 0 | 0 | 0 | 0 | 0 | 0 | 0 | 0 | 0 | 0 | 0 | 0 | 0 | 0 | 0 | 0 | 0 | 0 | 0 | 0 | 0
F1_Commercial_Lodging (WA)_Existing_Food Preparation_Natural Gas_Oven_E4 | F1 | Commercial | Lodging (WA) | Existing | Food Preparation | Natural Gas | Oven | E4 | RVT - Cost of Equipment | 0 | 0 | 0 | 0 | 0 | 0 | 0 | 0 | 0 | 0 | 0 | 0 | 0 | 0 | 0 | 0 | 0 | 0 | 0 | 0 | 0 | 0 | 0 | 0 | 0 | 0 | 0
F1_Commercial_Lodging (WA)_Existing_Food Preparation_Natural Gas_Oven_E5 | F1 | Commercial | Lodging (WA) | Existing | Food Preparation | Natural Gas | Oven | E5 | RVT - Cost of Equipment | 0 | 0 | 0 | 0 | 0 | 0 | 0 | 0 | 0 | 0 | 0 | 0 | 0 | 0 | 0 | 0 | 0 | 0 | 0 | 0 | 0 | 0 | 0 | 0 | 0 | 0 | 0
F1_Commercial_Lodging (WA)_Existing_Food Preparation_Natural Gas_Oven_E6 | F1 | Commercial | Lodging (WA) | Existing | Food Preparation | Natural Gas | Oven | E6 | RVT - Cost of Equipment | 0 | 0 | 0 | 0 | 0 | 0 | 0 | 0 | 0 | 0 | 0 | 0 | 0 | 0 | 0 | 0 | 0 | 0 | 0 | 0 | 0 | 0 | 0 | 0 | 0 | 0 | 0
F1_Commercial_Lodging (WA)_Existing_Food Preparation_Natural Gas_Oven_E7 | F1 | Commercial | Lodging (WA) | Existing | Food Preparation | Natural Gas | Oven | E7 | RVT - Cost of Equipment | 0 | 0 | 0 | 0 | 0 | 0 | 0 | 0 | 0 | 0 | 0 | 0 | 0 | 0 | 0 | 0 | 0 | 0 | 0 | 0 | 0 | 0 | 0 | 0 | 0 | 0 | 0
F1_Commercial_Lodging (WA)_Existing_Food Preparation_Natural Gas_Oven_E8 | F1 | Commercial | Lodging (WA) | Existing | Food Preparation | Natural Gas | Oven | E8 | RVT - Cost of Equipment | 0 | 0 | 0 | 0 | 0 | 0 | 0 | 0 | 0 | 0 | 0 | 0 | 0 | 0 | 0 | 0 | 0 | 0 | 0 | 0 | 0 | 0 | 0 | 0 | 0 | 0 | 0
F1_Commercial_Lodging (WA)_Existing_Food Preparation_Natural Gas_Oven_E9 | F1 | Commercial | Lodging (WA) | Existing | Food Preparation | Natural Gas | Oven | E9 | RVT - Cost of Equipment | 0 | 0 | 0 | 0 | 0 | 0 | 0 | 0 | 0 | 0 | 0 | 0 | 0 | 0 | 0 | 0 | 0 | 0 | 0 | 0 | 0 | 0 | 0 | 0 | 0 | 0 | 0
F1_Commercial_Lodging (WA)_Existing_Food Preparation_Natural Gas_Oven_E10 | F1 | Commercial | Lodging (WA) | Existing | Food Preparation | Natural Gas | Oven | E10 | RVT - Cost of Equipment | 0 | 0 | 0 | 0 | 0 | 0 | 0 | 0 | 0 | 0 | 0 | 0 | 0 | 0 | 0 | 0 | 0 | 0 | 0 | 0 | 0 | 0 | 0 | 0 | 0 | 0 | 0
F2_Commercial_Lodging (WA)_Existing_Food Preparation_Natural Gas_Oven_E1 | F2 | Commercial | Lodging (WA) | Existing | Food Preparation | Natural Gas | Oven | E1 | RVT - Cost of Operation | 0.032887 | 0.033434 | 0.034101 | 0.034912 | 0.035877 | 0.037152 | 0.03846 | 0.039725 | 0.04089 | 0.042008 | 0.043157 | 0.044183 | 0.045254 | 0.046243 | 0.047076 | 0.047815 | 0.04842 | 0.048991 | 0.049603 | 0.050165 | 0.050727 | 0.051621 | 0.052524 | 0.053458 | 0.054407 | 0.055374 | 0.056358
F2_Commercial_Lodging (WA)_Existing_Food Preparation_Natural Gas_Oven_E2 | F2 | Commercial | Lodging (WA) | Existing | Food Preparation | Natural Gas | Oven | E2 | RVT - Cost of Operation | 0.023353 | 0.023742 | 0.024215 | 0.024791 | 0.025476 | 0.026381 | 0.02731 | 0.028209 | 0.029036 | 0.02983 | 0.030646 | 0.031374 | 0.032134 | 0.032837 | 0.033429 | 0.033953 | 0.034383 | 0.034788 | 0.035223 | 0.035622 | 0.036021 | 0.036656 | 0.037297 | 0.03796 | 0.038634 | 0.039321 | 0.040019
F2_Commercial_Lodging (WA)_Existing_Food Preparation_Natural Gas_Oven_E3 | F2 | Commercial | Lodging (WA) | Existing | Food Preparation | Natural Gas | Oven | E3 | RVT - Cost of Operation | 0 | 0 | 0 | 0 | 0 | 0 | 0 | 0 | 0 | 0 | 0 | 0 | 0 | 0 | 0 | 0 | 0 | 0 | 0 | 0 | 0 | 0 | 0 | 0 | 0 | 0 | 0
F2_Commercial_Lodging (WA)_Existing_Food Preparation_Natural Gas_Oven_E4 | F2 | Commercial | Lodging (WA) | Existing | Food Preparation | Natural Gas | Oven | E4 | RVT - Cost of Operation | 0 | 0 | 0 | 0 | 0 | 0 | 0 | 0 | 0 | 0 | 0 | 0 | 0 | 0 | 0 | 0 | 0 | 0 | 0 | 0 | 0 | 0 | 0 | 0 | 0 | 0 | 0
F2_Commercial_Lodging (WA)_Existing_Food Preparation_Natural Gas_Oven_E5 | F2 | Commercial | Lodging (WA) | Existing | Food Preparation | Natural Gas | Oven | E5 | RVT - Cost of Operation | 0 | 0 | 0 | 0 | 0 | 0 | 0 | 0 | 0 | 0 | 0 | 0 | 0 | 0 | 0 | 0 | 0 | 0 | 0 | 0 | 0 | 0 | 0 | 0 | 0 | 0 | 0
F2_Commercial_Lodging (WA)_Existing_Food Preparation_Natural Gas_Oven_E6 | F2 | Commercial | Lodging (WA) | Existing | Food Preparation | Natural Gas | Oven | E6 | RVT - Cost of Operation | 0 | 0 | 0 | 0 | 0 | 0 | 0 | 0 | 0 | 0 | 0 | 0 | 0 | 0 | 0 | 0 | 0 | 0 | 0 | 0 | 0 | 0 | 0 | 0 | 0 | 0 | 0
F2_Commercial_Lodging (WA)_Existing_Food Preparation_Natural Gas_Oven_E7 | F2 | Commercial | Lodging (WA) | Existing | Food Preparation | Natural Gas | Oven | E7 | RVT - Cost of Operation | 0 | 0 | 0 | 0 | 0 | 0 | 0 | 0 | 0 | 0 | 0 | 0 | 0 | 0 | 0 | 0 | 0 | 0 | 0 | 0 | 0 | 0 | 0 | 0 | 0 | 0 | 0
F2_Commercial_Lodging (WA)_Existing_Food Preparation_Natural Gas_Oven_E8 | F2 | Commercial | Lodging (WA) | Existing | Food Preparation | Natural Gas | Oven | E8 | RVT - Cost of Operation | 0 | 0 | 0 | 0 | 0 | 0 | 0 | 0 | 0 | 0 | 0 | 0 | 0 | 0 | 0 | 0 | 0 | 0 | 0 | 0 | 0 | 0 | 0 | 0 | 0 | 0 | 0
F2_Commercial_Lodging (WA)_Existing_Food Preparation_Natural Gas_Oven_E9 | F2 | Commercial | Lodging (WA) | Existing | Food Preparation | Natural Gas | Oven | E9 | RVT - Cost of Operation | 0 | 0 | 0 | 0 | 0 | 0 | 0 | 0 | 0 | 0 | 0 | 0 | 0 | 0 | 0 | 0 | 0 | 0 | 0 | 0 | 0 | 0 | 0 | 0 | 0 | 0 | 0
F2_Commercial_Lodging (WA)_Existing_Food Preparation_Natural Gas_Oven_E10 | F2 | Commercial | Lodging (WA) | Existing | Food Preparation | Natural Gas | Oven | E10 | RVT - Cost of Operation | 0 | 0 | 0 | 0 | 0 | 0 | 0 | 0 | 0 | 0 | 0 | 0 | 0 | 0 | 0 | 0 | 0 | 0 | 0 | 0 | 0 | 0 | 0 | 0 | 0 | 0 | 0
F3_Commercial_Lodging (WA)_Existing_Food Preparation_Natural Gas_Oven_E1 | F3 | Commercial | Lodging (WA) | Existing | Food Preparation | Natural Gas | Oven | E1 | System - kBTUs of Consumption | 7.9715 | 7.9715 | 7.9715 | 7.9715 | 7.9715 | 7.9715 | 7.9715 | 7.9715 | 7.9715 | 7.9715 | 7.9715 | 7.9715 | 7.9715 | 7.9715 | 7.9715 | 7.9715 | 7.9715 | 7.9715 | 7.9715 | 7.9715 | 7.9715 | 7.9715 | 7.9715 | 7.9715 | 7.9715 | 7.9715 | 7.9715
F3_Commercial_Lodging (WA)_Existing_Food Preparation_Natural Gas_Oven_E2 | F3 | Commercial | Lodging (WA) | Existing | Food Preparation | Natural Gas | Oven | E2 | System - kBTUs of Consumption | 5.6605 | 5.6605 | 5.6605 | 5.6605 | 5.6605 | 5.6605 | 5.6605 | 5.6605 | 5.6605 | 5.6605 | 5.6605 | 5.6605 | 5.6605 | 5.6605 | 5.6605 | 5.6605 | 5.6605 | 5.6605 | 5.6605 | 5.6605 | 5.6605 | 5.6605 | 5.6605 | 5.6605 | 5.6605 | 5.6605 | 5.6605
F3_Commercial_Lodging (WA)_Existing_Food Preparation_Natural Gas_Oven_E3 | F3 | Commercial | Lodging (WA) | Existing | Food Preparation | Natural Gas | Oven | E3 | System - kBTUs of Consumption | 0 | 0 | 0 | 0 | 0 | 0 | 0 | 0 | 0 | 0 | 0 | 0 | 0 | 0 | 0 | 0 | 0 | 0 | 0 | 0 | 0 | 0 | 0 | 0 | 0 | 0 | 0
F3_Commercial_Lodging (WA)_Existing_Food Preparation_Natural Gas_Oven_E4 | F3 | Commercial | Lodging (WA) | Existing | Food Preparation | Natural Gas | Oven | E4 | System - kBTUs of Consumption | 0 | 0 | 0 | 0 | 0 | 0 | 0 | 0 | 0 | 0 | 0 | 0 | 0 | 0 | 0 | 0 | 0 | 0 | 0 | 0 | 0 | 0 | 0 | 0 | 0 | 0 | 0
F3_Commercial_Lodging (WA)_Existing_Food Preparation_Natural Gas_Oven_E5 | F3 | Commercial | Lodging (WA) | Existing | Food Preparation | Natural Gas | Oven | E5 | System - kBTUs of Consumption | 0 | 0 | 0 | 0 | 0 | 0 | 0 | 0 | 0 | 0 | 0 | 0 | 0 | 0 | 0 | 0 | 0 | 0 | 0 | 0 | 0 | 0 | 0 | 0 | 0 | 0 | 0
F3_Commercial_Lodging (WA)_Existing_Food Preparation_Natural Gas_Oven_E6 | F3 | Commercial | Lodging (WA) | Existing | Food Preparation | Natural Gas | Oven | E6 | System - kBTUs of Consumption | 0 | 0 | 0 | 0 | 0 | 0 | 0 | 0 | 0 | 0 | 0 | 0 | 0 | 0 | 0 | 0 | 0 | 0 | 0 | 0 | 0 | 0 | 0 | 0 | 0 | 0 | 0
F3_Commercial_Lodging (WA)_Existing_Food Preparation_Natural Gas_Oven_E7 | F3 | Commercial | Lodging (WA) | Existing | Food Preparation | Natural Gas | Oven | E7 | System - kBTUs of Consumption | 0 | 0 | 0 | 0 | 0 | 0 | 0 | 0 | 0 | 0 | 0 | 0 | 0 | 0 | 0 | 0 | 0 | 0 | 0 | 0 | 0 | 0 | 0 | 0 | 0 | 0 | 0
F3_Commercial_Lodging (WA)_Existing_Food Preparation_Natural Gas_Oven_E8 | F3 | Commercial | Lodging (WA) | Existing | Food Preparation | Natural Gas | Oven | E8 | System - kBTUs of Consumption | 0 | 0 | 0 | 0 | 0 | 0 | 0 | 0 | 0 | 0 | 0 | 0 | 0 | 0 | 0 | 0 | 0 | 0 | 0 | 0 | 0 | 0 | 0 | 0 | 0 | 0 | 0
F3_Commercial_Lodging (WA)_Existing_Food Preparation_Natural Gas_Oven_E9 | F3 | Commercial | Lodging (WA) | Existing | Food Preparation | Natural Gas | Oven | E9 | System - kBTUs of Consumption | 0 | 0 | 0 | 0 | 0 | 0 | 0 | 0 | 0 | 0 | 0 | 0 | 0 | 0 | 0 | 0 | 0 | 0 | 0 | 0 | 0 | 0 | 0 | 0 | 0 | 0 | 0
F3_Commercial_Lodging (WA)_Existing_Food Preparation_Natural Gas_Oven_E10 | F3 | Commercial | Lodging (WA) | Existing | Food Preparation | Natural Gas | Oven | E10 | System - kBTUs of Consumption | 0 | 0 | 0 | 0 | 0 | 0 | 0 | 0 | 0 | 0 | 0 | 0 | 0 | 0 | 0 | 0 | 0 | 0 | 0 | 0 | 0 | 0 | 0 | 0 | 0 | 0 | 0
F4_Commercial_Lodging (WA)_Existing_Food Preparation_Natural Gas_Oven_E1 | F4 | Commercial | Lodging (WA) | Existing | Food Preparation | Natural Gas | Oven | E1 | Utility - Cost of Equipment | 0.00070005 | 0.00070005 | 0.00070005 | 0.00070005 | 0.00070005 | 0.00070005 | 0.00070005 | 0.00070005 | 0.00070005 | 0.00070005 | 0.00070005 | 0.00070005 | 0.00070005 | 0.00070005 | 0.00070005 | 0.00070005 | 0.00070005 | 0.00070005 | 0.00070005 | 0.00070005 | 0.00070005 | 0.00070005 | 0.00070005 | 0.00070005 | 0.00070005 | 0.00070005 | 0.00070005
F4_Commercial_Lodging (WA)_Existing_Food Preparation_Natural Gas_Oven_E2 | F4 | Commercial | Lodging (WA) | Existing | Food Preparation | Natural Gas | Oven | E2 | Utility - Cost of Equipment | 0.00095389 | 0.00095389 | 0.00095389 | 0.00095389 | 0.00095389 | 0.00095389 | 0.00095389 | 0.00095389 | 0.00095389 | 0.00095389 | 0.00095389 | 0.00095389 | 0.00095389 | 0.00095389 | 0.00095389 | 0.00095389 | 0.00095389 | 0.00095389 | 0.00095389 | 0.00095389 | 0.00095389 | 0.00095389 | 0.00095389 | 0.00095389 | 0.00095389 | 0.00095389 | 0.00095389
F4_Commercial_Lodging (WA)_Existing_Food Preparation_Natural Gas_Oven_E3 | F4 | Commercial | Lodging (WA) | Existing | Food Preparation | Natural Gas | Oven | E3 | Utility - Cost of Equipment | 0 | 0 | 0 | 0 | 0 | 0 | 0 | 0 | 0 | 0 | 0 | 0 | 0 | 0 | 0 | 0 | 0 | 0 | 0 | 0 | 0 | 0 | 0 | 0 | 0 | 0 | 0
F4_Commercial_Lodging (WA)_Existing_Food Preparation_Natural Gas_Oven_E4 | F4 | Commercial | Lodging (WA) | Existing | Food Preparation | Natural Gas | Oven | E4 | Utility - Cost of Equipment | 0 | 0 | 0 | 0 | 0 | 0 | 0 | 0 | 0 | 0 | 0 | 0 | 0 | 0 | 0 | 0 | 0 | 0 | 0 | 0 | 0 | 0 | 0 | 0 | 0 | 0 | 0
F4_Commercial_Lodging (WA)_Existing_Food Preparation_Natural Gas_Oven_E5 | F4 | Commercial | Lodging (WA) | Existing | Food Preparation | Natural Gas | Oven | E5 | Utility - Cost of Equipment | 0 | 0 | 0 | 0 | 0 | 0 | 0 | 0 | 0 | 0 | 0 | 0 | 0 | 0 | 0 | 0 | 0 | 0 | 0 | 0 | 0 | 0 | 0 | 0 | 0 | 0 | 0
F4_Commercial_Lodging (WA)_Existing_Food Preparation_Natural Gas_Oven_E6 | F4 | Commercial | Lodging (WA) | Existing | Food Preparation | Natural Gas | Oven | E6 | Utility - Cost of Equipment | 0 | 0 | 0 | 0 | 0 | 0 | 0 | 0 | 0 | 0 | 0 | 0 | 0 | 0 | 0 | 0 | 0 | 0 | 0 | 0 | 0 | 0 | 0 | 0 | 0 | 0 | 0
F4_Commercial_Lodging (WA)_Existing_Food Preparation_Natural Gas_Oven_E7 | F4 | Commercial | Lodging (WA) | Existing | Food Preparation | Natural Gas | Oven | E7 | Utility - Cost of Equipment | 0 | 0 | 0 | 0 | 0 | 0 | 0 | 0 | 0 | 0 | 0 | 0 | 0 | 0 | 0 | 0 | 0 | 0 | 0 | 0 | 0 | 0 | 0 | 0 | 0 | 0 | 0
F4_Commercial_Lodging (WA)_Existing_Food Preparation_Natural Gas_Oven_E8 | F4 | Commercial | Lodging (WA) | Existing | Food Preparation | Natural Gas | Oven | E8 | Utility - Cost of Equipment | 0 | 0 | 0 | 0 | 0 | 0 | 0 | 0 | 0 | 0 | 0 | 0 | 0 | 0 | 0 | 0 | 0 | 0 | 0 | 0 | 0 | 0 | 0 | 0 | 0 | 0 | 0
F4_Commercial_Lodging (WA)_Existing_Food Preparation_Natural Gas_Oven_E9 | F4 | Commercial | Lodging (WA) | Existing | Food Preparation | Natural Gas | Oven | E9 | Utility - Cost of Equipment | 0 | 0 | 0 | 0 | 0 | 0 | 0 | 0 | 0 | 0 | 0 | 0 | 0 | 0 | 0 | 0 | 0 | 0 | 0 | 0 | 0 | 0 | 0 | 0 | 0 | 0 | 0
F4_Commercial_Lodging (WA)_Existing_Food Preparation_Natural Gas_Oven_E10 | F4 | Commercial | Lodging (WA) | Existing | Food Preparation | Natural Gas | Oven | E10 | Utility - Cost of Equipment | 0 | 0 | 0 | 0 | 0 | 0 | 0 | 0 | 0 | 0 | 0 | 0 | 0 | 0 | 0 | 0 | 0 | 0 | 0 | 0 | 0 | 0 | 0 | 0 | 0 | 0 | 0
F5_Commercial_Lodging (WA)_Existing_Food Preparation_Natural Gas_Oven_E1 | F5 | Commercial | Lodging (WA) | Existing | Food Preparation | Natural Gas | Oven | E1 | Utility - Cost of Operation | 0.027646 | 0.028284 | 0.029087 | 0.030034 | 0.031135 | 0.032524 | 0.033971 | 0.035413 | 0.036805 | 0.038215 | 0.039316 | 0.04034 | 0.041444 | 0.04252 | 0.043468 | 0.044346 | 0.045121 | 0.045882 | 0.046701 | 0.047495 | 0.048312 | 0.049163 | 0.050023 | 0.050912 | 0.051816 | 0.052737 | 0.053674
F5_Commercial_Lodging (WA)_Existing_Food Preparation_Natural Gas_Oven_E2 | F5 | Commercial | Lodging (WA) | Existing | Food Preparation | Natural Gas | Oven | E2 | Utility - Cost of Operation | 0.019631 | 0.020084 | 0.020654 | 0.021327 | 0.022109 | 0.023095 | 0.024123 | 0.025147 | 0.026135 | 0.027137 | 0.027918 | 0.028645 | 0.029429 | 0.030193 | 0.030867 | 0.03149 | 0.03204 | 0.032581 | 0.033162 | 0.033726 | 0.034306 | 0.034911 | 0.035521 | 0.036152 | 0.036795 | 0.037448 | 0.038114
F5_Commercial_Lodging (WA)_Existing_Food Preparation_Natural Gas_Oven_E3 | F5 | Commercial | Lodging (WA) | Existing | Food Preparation | Natural Gas | Oven | E3 | Utility - Cost of Operation | 0 | 0 | 0 | 0 | 0 | 0 | 0 | 0 | 0 | 0 | 0 | 0 | 0 | 0 | 0 | 0 | 0 | 0 | 0 | 0 | 0 | 0 | 0 | 0 | 0 | 0 | 0
F5_Commercial_Lodging (WA)_Existing_Food Preparation_Natural Gas_Oven_E4 | F5 | Commercial | Lodging (WA) | Existing | Food Preparation | Natural Gas | Oven | E4 | Utility - Cost of Operation | 0 | 0 | 0 | 0 | 0 | 0 | 0 | 0 | 0 | 0 | 0 | 0 | 0 | 0 | 0 | 0 | 0 | 0 | 0 | 0 | 0 | 0 | 0 | 0 | 0 | 0 | 0
F5_Commercial_Lodging (WA)_Existing_Food Preparation_Natural Gas_Oven_E5 | F5 | Commercial | Lodging (WA) | Existing | Food Preparation | Natural Gas | Oven | E5 | Utility - Cost of Operation | 0 | 0 | 0 | 0 | 0 | 0 | 0 | 0 | 0 | 0 | 0 | 0 | 0 | 0 | 0 | 0 | 0 | 0 | 0 | 0 | 0 | 0 | 0 | 0 | 0 | 0 | 0
F5_Commercial_Lodging (WA)_Existing_Food Preparation_Natural Gas_Oven_E6 | F5 | Commercial | Lodging (WA) | Existing | Food Preparation | Natural Gas | Oven | E6 | Utility - Cost of Operation | 0 | 0 | 0 | 0 | 0 | 0 | 0 | 0 | 0 | 0 | 0 | 0 | 0 | 0 | 0 | 0 | 0 | 0 | 0 | 0 | 0 | 0 | 0 | 0 | 0 | 0 | 0
F5_Commercial_Lodging (WA)_Existing_Food Preparation_Natural Gas_Oven_E7 | F5 | Commercial | Lodging (WA) | Existing | Food Preparation | Natural Gas | Oven | E7 | Utility - Cost of Operation | 0 | 0 | 0 | 0 | 0 | 0 | 0 | 0 | 0 | 0 | 0 | 0 | 0 | 0 | 0 | 0 | 0 | 0 | 0 | 0 | 0 | 0 | 0 | 0 | 0 | 0 | 0
F5_Commercial_Lodging (WA)_Existing_Food Preparation_Natural Gas_Oven_E8 | F5 | Commercial | Lodging (WA) | Existing | Food Preparation | Natural Gas | Oven | E8 | Utility - Cost of Operation | 0 | 0 | 0 | 0 | 0 | 0 | 0 | 0 | 0 | 0 | 0 | 0 | 0 | 0 | 0 | 0 | 0 | 0 | 0 | 0 | 0 | 0 | 0 | 0 | 0 | 0 | 0
F5_Commercial_Lodging (WA)_Existing_Food Preparation_Natural Gas_Oven_E9 | F5 | Commercial | Lodging (WA) | Existing | Food Preparation | Natural Gas | Oven | E9 | Utility - Cost of Operation | 0 | 0 | 0 | 0 | 0 | 0 | 0 | 0 | 0 | 0 | 0 | 0 | 0 | 0 | 0 | 0 | 0 | 0 | 0 | 0 | 0 | 0 | 0 | 0 | 0 | 0 | 0
F5_Commercial_Lodging (WA)_Existing_Food Preparation_Natural Gas_Oven_E10 | F5 | Commercial | Lodging (WA) | Existing | Food Preparation | Natural Gas | Oven | E10 | Utility - Cost of Operation | 0 | 0 | 0 | 0 | 0 | 0 | 0 | 0 | 0 | 0 | 0 | 0 | 0 | 0 | 0 | 0 | 0 | 0 | 0 | 0 | 0 | 0 | 0 | 0 | 0 | 0 | 0
F6_Commercial_Lodging (WA)_Existing_Food Preparation_Natural Gas_Oven_E1 | F6 | Commercial | Lodging (WA) | Existing | Food Preparation | Natural Gas | Oven | E1 | Utility - Value of Sales | 0.032887 | 0.033434 | 0.034101 | 0.034912 | 0.035877 | 0.037152 | 0.03846 | 0.039725 | 0.04089 | 0.042008 | 0.043157 | 0.044183 | 0.045254 | 0.046243 | 0.047076 | 0.047815 | 0.04842 | 0.048991 | 0.049603 | 0.050165 | 0.050727 | 0.051621 | 0.052524 | 0.053458 | 0.054407 | 0.055374 | 0.056358
F6_Commercial_Lodging (WA)_Existing_Food Preparation_Natural Gas_Oven_E2 | F6 | Commercial | Lodging (WA) | Existing | Food Preparation | Natural Gas | Oven | E2 | Utility - Value of Sales | 0.023353 | 0.023742 | 0.024215 | 0.024791 | 0.025476 | 0.026381 | 0.02731 | 0.028209 | 0.029036 | 0.02983 | 0.030646 | 0.031374 | 0.032134 | 0.032837 | 0.033429 | 0.033953 | 0.034383 | 0.034788 | 0.035223 | 0.035622 | 0.036021 | 0.036656 | 0.037297 | 0.03796 | 0.038634 | 0.039321 | 0.040019
F6_Commercial_Lodging (WA)_Existing_Food Preparation_Natural Gas_Oven_E3 | F6 | Commercial | Lodging (WA) | Existing | Food Preparation | Natural Gas | Oven | E3 | Utility - Value of Sales | 0 | 0 | 0 | 0 | 0 | 0 | 0 | 0 | 0 | 0 | 0 | 0 | 0 | 0 | 0 | 0 | 0 | 0 | 0 | 0 | 0 | 0 | 0 | 0 | 0 | 0 | 0
F6_Commercial_Lodging (WA)_Existing_Food Preparation_Natural Gas_Oven_E4 | F6 | Commercial | Lodging (WA) | Existing | Food Preparation | Natural Gas | Oven | E4 | Utility - Value of Sales | 0 | 0 | 0 | 0 | 0 | 0 | 0 | 0 | 0 | 0 | 0 | 0 | 0 | 0 | 0 | 0 | 0 | 0 | 0 | 0 | 0 | 0 | 0 | 0 | 0 | 0 | 0
F6_Commercial_Lodging (WA)_Existing_Food Preparation_Natural Gas_Oven_E5 | F6 | Commercial | Lodging (WA) | Existing | Food Preparation | Natural Gas | Oven | E5 | Utility - Value of Sales | 0 | 0 | 0 | 0 | 0 | 0 | 0 | 0 | 0 | 0 | 0 | 0 | 0 | 0 | 0 | 0 | 0 | 0 | 0 | 0 | 0 | 0 | 0 | 0 | 0 | 0 | 0
F6_Commercial_Lodging (WA)_Existing_Food Preparation_Natural Gas_Oven_E6 | F6 | Commercial | Lodging (WA) | Existing | Food Preparation | Natural Gas | Oven | E6 | Utility - Value of Sales | 0 | 0 | 0 | 0 | 0 | 0 | 0 | 0 | 0 | 0 | 0 | 0 | 0 | 0 | 0 | 0 | 0 | 0 | 0 | 0 | 0 | 0 | 0 | 0 | 0 | 0 | 0
F6_Commercial_Lodging (WA)_Existing_Food Preparation_Natural Gas_Oven_E7 | F6 | Commercial | Lodging (WA) | Existing | Food Preparation | Natural Gas | Oven | E7 | Utility - Value of Sales | 0 | 0 | 0 | 0 | 0 | 0 | 0 | 0 | 0 | 0 | 0 | 0 | 0 | 0 | 0 | 0 | 0 | 0 | 0 | 0 | 0 | 0 | 0 | 0 | 0 | 0 | 0
F6_Commercial_Lodging (WA)_Existing_Food Preparation_Natural Gas_Oven_E8 | F6 | Commercial | Lodging (WA) | Existing | Food Preparation | Natural Gas | Oven | E8 | Utility - Value of Sales | 0 | 0 | 0 | 0 | 0 | 0 | 0 | 0 | 0 | 0 | 0 | 0 | 0 | 0 | 0 | 0 | 0 | 0 | 0 | 0 | 0 | 0 | 0 | 0 | 0 | 0 | 0
F6_Commercial_Lodging (WA)_Existing_Food Preparation_Natural Gas_Oven_E9 | F6 | Commercial | Lodging (WA) | Existing | Food Preparation | Natural Gas | Oven | E9 | Utility - Value of Sales | 0 | 0 | 0 | 0 | 0 | 0 | 0 | 0 | 0 | 0 | 0 | 0 | 0 | 0 | 0 | 0 | 0 | 0 | 0 | 0 | 0 | 0 | 0 | 0 | 0 | 0 | 0
F6_Commercial_Lodging (WA)_Existing_Food Preparation_Natural Gas_Oven_E10 | F6 | Commercial | Lodging (WA) | Existing | Food Preparation | Natural Gas | Oven | E10 | Utility - Value of Sales | 0 | 0 | 0 | 0 | 0 | 0 | 0 | 0 | 0 | 0 | 0 | 0 | 0 | 0 | 0 | 0 | 0 | 0 | 0 | 0 | 0 | 0 | 0 | 0 | 0 | 0 | 0
F1_Commercial_Lodging (WA)_Existing_Food Preparation_Natural Gas_Conveyor Oven_E1 | F1 | Commercial | Lodging (WA) | Existing | Food Preparation | Natural Gas | Conveyor Oven | E1 | RVT - Cost of Equipment | 0.00040553 | 0.00040553 | 0.00040553 | 0.00040553 | 0.00040553 | 0.00040553 | 0.00040553 | 0.00040553 | 0.00040553 | 0.00040553 | 0.00040553 | 0.00040553 | 0.00040553 | 0.00040553 | 0.00040553 | 0.00040553 | 0.00040553 | 0.00040553 | 0.00040553 | 0.00040553 | 0.00040553 | 0.00040553 | 0.00040553 | 0.00040553 | 0.00040553 | 0.00040553 | 0.00040553
F1_Commercial_Lodging (WA)_Existing_Food Preparation_Natural Gas_Conveyor Oven_E2 | F1 | Commercial | Lodging (WA) | Existing | Food Preparation | Natural Gas | Conveyor Oven | E2 | RVT - Cost of Equipment | 0.00085915 | 0.00085915 | 0.00085915 | 0.00085915 | 0.00085915 | 0.00085915 | 0.00085915 | 0.00085915 | 0.00085915 | 0.00085915 | 0.00085915 | 0.00085915 | 0.00085915 | 0.00085915 | 0.00085915 | 0.00085915 | 0.00085915 | 0.00085915 | 0.00085915 | 0.00085915 | 0.00085915 | 0.00085915 | 0.00085915 | 0.00085915 | 0.00085915 | 0.00085915 | 0.00085915
F1_Commercial_Lodging (WA)_Existing_Food Preparation_Natural Gas_Conveyor Oven_E3 | F1 | Commercial | Lodging (WA) | Existing | Food Preparation | Natural Gas | Conveyor Oven | E3 | RVT - Cost of Equipment | 0 | 0 | 0 | 0 | 0 | 0 | 0 | 0 | 0 | 0 | 0 | 0 | 0 | 0 | 0 | 0 | 0 | 0 | 0 | 0 | 0 | 0 | 0 | 0 | 0 | 0 | 0
F1_Commercial_Lodging (WA)_Existing_Food Preparation_Natural Gas_Conveyor Oven_E4 | F1 | Commercial | Lodging (WA) | Existing | Food Preparation | Natural Gas | Conveyor Oven | E4 | RVT - Cost of Equipment | 0 | 0 | 0 | 0 | 0 | 0 | 0 | 0 | 0 | 0 | 0 | 0 | 0 | 0 | 0 | 0 | 0 | 0 | 0 | 0 | 0 | 0 | 0 | 0 | 0 | 0 | 0
F1_Commercial_Lodging (WA)_Existing_Food Preparation_Natural Gas_Conveyor Oven_E5 | F1 | Commercial | Lodging (WA) | Existing | Food Preparation | Natural Gas | Conveyor Oven | E5 | RVT - Cost of Equipment | 0 | 0 | 0 | 0 | 0 | 0 | 0 | 0 | 0 | 0 | 0 | 0 | 0 | 0 | 0 | 0 | 0 | 0 | 0 | 0 | 0 | 0 | 0 | 0 | 0 | 0 | 0
F1_Commercial_Lodging (WA)_Existing_Food Preparation_Natural Gas_Conveyor Oven_E6 | F1 | Commercial | Lodging (WA) | Existing | Food Preparation | Natural Gas | Conveyor Oven | E6 | RVT - Cost of Equipment | 0 | 0 | 0 | 0 | 0 | 0 | 0 | 0 | 0 | 0 | 0 | 0 | 0 | 0 | 0 | 0 | 0 | 0 | 0 | 0 | 0 | 0 | 0 | 0 | 0 | 0 | 0
F1_Commercial_Lodging (WA)_Existing_Food Preparation_Natural Gas_Conveyor Oven_E7 | F1 | Commercial | Lodging (WA) | Existing | Food Preparation | Natural Gas | Conveyor Oven | E7 | RVT - Cost of Equipment | 0 | 0 | 0 | 0 | 0 | 0 | 0 | 0 | 0 | 0 | 0 | 0 | 0 | 0 | 0 | 0 | 0 | 0 | 0 | 0 | 0 | 0 | 0 | 0 | 0 | 0 | 0
F1_Commercial_Lodging (WA)_Existing_Food Preparation_Natural Gas_Conveyor Oven_E8 | F1 | Commercial | Lodging (WA) | Existing | Food Preparation | Natural Gas | Conveyor Oven | E8 | RVT - Cost of Equipment | 0 | 0 | 0 | 0 | 0 | 0 | 0 | 0 | 0 | 0 | 0 | 0 | 0 | 0 | 0 | 0 | 0 | 0 | 0 | 0 | 0 | 0 | 0 | 0 | 0 | 0 | 0
F1_Commercial_Lodging (WA)_Existing_Food Preparation_Natural Gas_Conveyor Oven_E9 | F1 | Commercial | Lodging (WA) | Existing | Food Preparation | Natural Gas | Conveyor Oven | E9 | RVT - Cost of Equipment | 0 | 0 | 0 | 0 | 0 | 0 | 0 | 0 | 0 | 0 | 0 | 0 | 0 | 0 | 0 | 0 | 0 | 0 | 0 | 0 | 0 | 0 | 0 | 0 | 0 | 0 | 0
F1_Commercial_Lodging (WA)_Existing_Food Preparation_Natural Gas_Conveyor Oven_E10 | F1 | Commercial | Lodging (WA) | Existing | Food Preparation | Natural Gas | Conveyor Oven | E10 | RVT - Cost of Equipment | 0 | 0 | 0 | 0 | 0 | 0 | 0 | 0 | 0 | 0 | 0 | 0 | 0 | 0 | 0 | 0 | 0 | 0 | 0 | 0 | 0 | 0 | 0 | 0 | 0 | 0 | 0
F2_Commercial_Lodging (WA)_Existing_Food Preparation_Natural Gas_Conveyor Oven_E1 | F2 | Commercial | Lodging (WA) | Existing | Food Preparation | Natural Gas | Conveyor Oven | E1 | RVT - Cost of Operation | 0.057213 | 0.058436 | 0.059766 | 0.061207 | 0.06277 | 0.064611 | 0.066412 | 0.068127 | 0.069698 | 0.071243 | 0.072859 | 0.074366 | 0.075971 | 0.077532 | 0.078922 | 0.08021 | 0.081353 | 0.082463 | 0.083629 | 0.084744 | 0.085868 | 0.087386 | 0.088922 | 0.090502 | 0.09211 | 0.093746 | 0.095411
F2_Commercial_Lodging (WA)_Existing_Food Preparation_Natural Gas_Conveyor Oven_E2 | F2 | Commercial | Lodging (WA) | Existing | Food Preparation | Natural Gas | Conveyor Oven | E2 | RVT - Cost of Operation | 0.045469 | 0.046441 | 0.047498 | 0.048644 | 0.049885 | 0.051348 | 0.05278 | 0.054143 | 0.055392 | 0.05662 | 0.057903 | 0.059101 | 0.060377 | 0.061618 | 0.062722 | 0.063746 | 0.064654 | 0.065536 | 0.066463 | 0.067349 | 0.068243 | 0.069449 | 0.070669 | 0.071925 | 0.073203 | 0.074503 | 0.075827
F2_Commercial_Lodging (WA)_Existing_Food Preparation_Natural Gas_Conveyor Oven_E3 | F2 | Commercial | Lodging (WA) | Existing | Food Preparation | Natural Gas | Conveyor Oven | E3 | RVT - Cost of Operation | 0 | 0 | 0 | 0 | 0 | 0 | 0 | 0 | 0 | 0 | 0 | 0 | 0 | 0 | 0 | 0 | 0 | 0 | 0 | 0 | 0 | 0 | 0 | 0 | 0 | 0 | 0
F2_Commercial_Lodging (WA)_Existing_Food Preparation_Natural Gas_Conveyor Oven_E4 | F2 | Commercial | Lodging (WA) | Existing | Food Preparation | Natural Gas | Conveyor Oven | E4 | RVT - Cost of Operation | 0 | 0 | 0 | 0 | 0 | 0 | 0 | 0 | 0 | 0 | 0 | 0 | 0 | 0 | 0 | 0 | 0 | 0 | 0 | 0 | 0 | 0 | 0 | 0 | 0 | 0 | 0
F2_Commercial_Lodging (WA)_Existing_Food Preparation_Natural Gas_Conveyor Oven_E5 | F2 | Commercial | Lodging (WA) | Existing | Food Preparation | Natural Gas | Conveyor Oven | E5 | RVT - Cost of Operation | 0 | 0 | 0 | 0 | 0 | 0 | 0 | 0 | 0 | 0 | 0 | 0 | 0 | 0 | 0 | 0 | 0 | 0 | 0 | 0 | 0 | 0 | 0 | 0 | 0 | 0 | 0
F2_Commercial_Lodging (WA)_Existing_Food Preparation_Natural Gas_Conveyor Oven_E6 | F2 | Commercial | Lodging (WA) | Existing | Food Preparation | Natural Gas | Conveyor Oven | E6 | RVT - Cost of Operation | 0 | 0 | 0 | 0 | 0 | 0 | 0 | 0 | 0 | 0 | 0 | 0 | 0 | 0 | 0 | 0 | 0 | 0 | 0 | 0 | 0 | 0 | 0 | 0 | 0 | 0 | 0
F2_Commercial_Lodging (WA)_Existing_Food Preparation_Natural Gas_Conveyor Oven_E7 | F2 | Commercial | Lodging (WA) | Existing | Food Preparation | Natural Gas | Conveyor Oven | E7 | RVT - Cost of Operation | 0 | 0 | 0 | 0 | 0 | 0 | 0 | 0 | 0 | 0 | 0 | 0 | 0 | 0 | 0 | 0 | 0 | 0 | 0 | 0 | 0 | 0 | 0 | 0 | 0 | 0 | 0
F2_Commercial_Lodging (WA)_Existing_Food Preparation_Natural Gas_Conveyor Oven_E8 | F2 | Commercial | Lodging (WA) | Existing | Food Preparation | Natural Gas | Conveyor Oven | E8 | RVT - Cost of Operation | 0 | 0 | 0 | 0 | 0 | 0 | 0 | 0 | 0 | 0 | 0 | 0 | 0 | 0 | 0 | 0 | 0 | 0 | 0 | 0 | 0 | 0 | 0 | 0 | 0 | 0 | 0
F2_Commercial_Lodging (WA)_Existing_Food Preparation_Natural Gas_Conveyor Oven_E9 | F2 | Commercial | Lodging (WA) | Existing | Food Preparation | Natural Gas | Conveyor Oven | E9 | RVT - Cost of Operation | 0 | 0 | 0 | 0 | 0 | 0 | 0 | 0 | 0 | 0 | 0 | 0 | 0 | 0 | 0 | 0 | 0 | 0 | 0 | 0 | 0 | 0 | 0 | 0 | 0 | 0 | 0
F2_Commercial_Lodging (WA)_Existing_Food Preparation_Natural Gas_Conveyor Oven_E10 | F2 | Commercial | Lodging (WA) | Existing | Food Preparation | Natural Gas | Conveyor Oven | E10 | RVT - Cost of Operation | 0 | 0 | 0 | 0 | 0 | 0 | 0 | 0 | 0 | 0 | 0 | 0 | 0 | 0 | 0 | 0 | 0 | 0 | 0 | 0 | 0 | 0 | 0 | 0 | 0 | 0 | 0
F3_Commercial_Lodging (WA)_Existing_Food Preparation_Natural Gas_Conveyor Oven_E1 | F3 | Commercial | Lodging (WA) | Existing | Food Preparation | Natural Gas | Conveyor Oven | E1 | System - kBTUs of Consumption | 12.8648 | 12.8648 | 12.8648 | 12.8648 | 12.8648 | 12.8648 | 12.8648 | 12.8648 | 12.8648 | 12.8648 | 12.8648 | 12.8648 | 12.8648 | 12.8648 | 12.8648 | 12.8648 | 12.8648 | 12.8648 | 12.8648 | 12.8648 | 12.8648 | 12.8648 | 12.8648 | 12.8648 | 12.8648 | 12.8648 | 12.8648
F3_Commercial_Lodging (WA)_Existing_Food Preparation_Natural Gas_Conveyor Oven_E2 | F3 | Commercial | Lodging (WA) | Existing | Food Preparation | Natural Gas | Conveyor Oven | E2 | System - kBTUs of Consumption | 10.2241 | 10.2241 | 10.2241 | 10.2241 | 10.2241 | 10.2241 | 10.2241 | 10.2241 | 10.2241 | 10.2241 | 10.2241 | 10.2241 | 10.2241 | 10.2241 | 10.2241 | 10.2241 | 10.2241 | 10.2241 | 10.2241 | 10.2241 | 10.2241 | 10.2241 | 10.2241 | 10.2241 | 10.2241 | 10.2241 | 10.2241
F3_Commercial_Lodging (WA)_Existing_Food Preparation_Natural Gas_Conveyor Oven_E3 | F3 | Commercial | Lodging (WA) | Existing | Food Preparation | Natural Gas | Conveyor Oven | E3 | System - kBTUs of Consumption | 0 | 0 | 0 | 0 | 0 | 0 | 0 | 0 | 0 | 0 | 0 | 0 | 0 | 0 | 0 | 0 | 0 | 0 | 0 | 0 | 0 | 0 | 0 | 0 | 0 | 0 | 0
F3_Commercial_Lodging (WA)_Existing_Food Preparation_Natural Gas_Conveyor Oven_E4 | F3 | Commercial | Lodging (WA) | Existing | Food Preparation | Natural Gas | Conveyor Oven | E4 | System - kBTUs of Consumption | 0 | 0 | 0 | 0 | 0 | 0 | 0 | 0 | 0 | 0 | 0 | 0 | 0 | 0 | 0 | 0 | 0 | 0 | 0 | 0 | 0 | 0 | 0 | 0 | 0 | 0 | 0
F3_Commercial_Lodging (WA)_Existing_Food Preparation_Natural Gas_Conveyor Oven_E5 | F3 | Commercial | Lodging (WA) | Existing | Food Preparation | Natural Gas | Conveyor Oven | E5 | System - kBTUs of Consumption | 0 | 0 | 0 | 0 | 0 | 0 | 0 | 0 | 0 | 0 | 0 | 0 | 0 | 0 | 0 | 0 | 0 | 0 | 0 | 0 | 0 | 0 | 0 | 0 | 0 | 0 | 0
F3_Commercial_Lodging (WA)_Existing_Food Preparation_Natural Gas_Conveyor Oven_E6 | F3 | Commercial | Lodging (WA) | Existing | Food Preparation | Natural Gas | Conveyor Oven | E6 | System - kBTUs of Consumption | 0 | 0 | 0 | 0 | 0 | 0 | 0 | 0 | 0 | 0 | 0 | 0 | 0 | 0 | 0 | 0 | 0 | 0 | 0 | 0 | 0 | 0 | 0 | 0 | 0 | 0 | 0
F3_Commercial_Lodging (WA)_Existing_Food Preparation_Natural Gas_Conveyor Oven_E7 | F3 | Commercial | Lodging (WA) | Existing | Food Preparation | Natural Gas | Conveyor Oven | E7 | System - kBTUs of Consumption | 0 | 0 | 0 | 0 | 0 | 0 | 0 | 0 | 0 | 0 | 0 | 0 | 0 | 0 | 0 | 0 | 0 | 0 | 0 | 0 | 0 | 0 | 0 | 0 | 0 | 0 | 0
F3_Commercial_Lodging (WA)_Existing_Food Preparation_Natural Gas_Conveyor Oven_E8 | F3 | Commercial | Lodging (WA) | Existing | Food Preparation | Natural Gas | Conveyor Oven | E8 | System - kBTUs of Consumption | 0 | 0 | 0 | 0 | 0 | 0 | 0 | 0 | 0 | 0 | 0 | 0 | 0 | 0 | 0 | 0 | 0 | 0 | 0 | 0 | 0 | 0 | 0 | 0 | 0 | 0 | 0
F3_Commercial_Lodging (WA)_Existing_Food Preparation_Natural Gas_Conveyor Oven_E9 | F3 | Commercial | Lodging (WA) | Existing | Food Preparation | Natural Gas | Conveyor Oven | E9 | System - kBTUs of Consumption | 0 | 0 | 0 | 0 | 0 | 0 | 0 | 0 | 0 | 0 | 0 | 0 | 0 | 0 | 0 | 0 | 0 | 0 | 0 | 0 | 0 | 0 | 0 | 0 | 0 | 0 | 0
F3_Commercial_Lodging (WA)_Existing_Food Preparation_Natural Gas_Conveyor Oven_E10 | F3 | Commercial | Lodging (WA) | Existing | Food Preparation | Natural Gas | Conveyor Oven | E10 | System - kBTUs of Consumption | 0 | 0 | 0 | 0 | 0 | 0 | 0 | 0 | 0 | 0 | 0 | 0 | 0 | 0 | 0 | 0 | 0 | 0 | 0 | 0 | 0 | 0 | 0 | 0 | 0 | 0 | 0
F4_Commercial_Lodging (WA)_Existing_Food Preparation_Natural Gas_Conveyor Oven_E1 | F4 | Commercial | Lodging (WA) | Existing | Food Preparation | Natural Gas | Conveyor Oven | E1 | Utility - Cost of Equipment | 0.00040553 | 0.00040553 | 0.00040553 | 0.00040553 | 0.00040553 | 0.00040553 | 0.00040553 | 0.00040553 | 0.00040553 | 0.00040553 | 0.00040553 | 0.00040553 | 0.00040553 | 0.00040553 | 0.00040553 | 0.00040553 | 0.00040553 | 0.00040553 | 0.00040553 | 0.00040553 | 0.00040553 | 0.00040553 | 0.00040553 | 0.00040553 | 0.00040553 | 0.00040553 | 0.00040553
F4_Commercial_Lodging (WA)_Existing_Food Preparation_Natural Gas_Conveyor Oven_E2 | F4 | Commercial | Lodging (WA) | Existing | Food Preparation | Natural Gas | Conveyor Oven | E2 | Utility - Cost of Equipment | 0.00085915 | 0.00085915 | 0.00085915 | 0.00085915 | 0.00085915 | 0.00085915 | 0.00085915 | 0.00085915 | 0.00085915 | 0.00085915 | 0.00085915 | 0.00085915 | 0.00085915 | 0.00085915 | 0.00085915 | 0.00085915 | 0.00085915 | 0.00085915 | 0.00085915 | 0.00085915 | 0.00085915 | 0.00085915 | 0.00085915 | 0.00085915 | 0.00085915 | 0.00085915 | 0.00085915
F4_Commercial_Lodging (WA)_Existing_Food Preparation_Natural Gas_Conveyor Oven_E3 | F4 | Commercial | Lodging (WA) | Existing | Food Preparation | Natural Gas | Conveyor Oven | E3 | Utility - Cost of Equipment | 0 | 0 | 0 | 0 | 0 | 0 | 0 | 0 | 0 | 0 | 0 | 0 | 0 | 0 | 0 | 0 | 0 | 0 | 0 | 0 | 0 | 0 | 0 | 0 | 0 | 0 | 0
F4_Commercial_Lodging (WA)_Existing_Food Preparation_Natural Gas_Conveyor Oven_E4 | F4 | Commercial | Lodging (WA) | Existing | Food Preparation | Natural Gas | Conveyor Oven | E4 | Utility - Cost of Equipment | 0 | 0 | 0 | 0 | 0 | 0 | 0 | 0 | 0 | 0 | 0 | 0 | 0 | 0 | 0 | 0 | 0 | 0 | 0 | 0 | 0 | 0 | 0 | 0 | 0 | 0 | 0
F4_Commercial_Lodging (WA)_Existing_Food Preparation_Natural Gas_Conveyor Oven_E5 | F4 | Commercial | Lodging (WA) | Existing | Food Preparation | Natural Gas | Conveyor Oven | E5 | Utility - Cost of Equipment | 0 | 0 | 0 | 0 | 0 | 0 | 0 | 0 | 0 | 0 | 0 | 0 | 0 | 0 | 0 | 0 | 0 | 0 | 0 | 0 | 0 | 0 | 0 | 0 | 0 | 0 | 0
F4_Commercial_Lodging (WA)_Existing_Food Preparation_Natural Gas_Conveyor Oven_E6 | F4 | Commercial | Lodging (WA) | Existing | Food Preparation | Natural Gas | Conveyor Oven | E6 | Utility - Cost of Equipment | 0 | 0 | 0 | 0 | 0 | 0 | 0 | 0 | 0 | 0 | 0 | 0 | 0 | 0 | 0 | 0 | 0 | 0 | 0 | 0 | 0 | 0 | 0 | 0 | 0 | 0 | 0
F4_Commercial_Lodging (WA)_Existing_Food Preparation_Natural Gas_Conveyor Oven_E7 | F4 | Commercial | Lodging (WA) | Existing | Food Preparation | Natural Gas | Conveyor Oven | E7 | Utility - Cost of Equipment | 0 | 0 | 0 | 0 | 0 | 0 | 0 | 0 | 0 | 0 | 0 | 0 | 0 | 0 | 0 | 0 | 0 | 0 | 0 | 0 | 0 | 0 | 0 | 0 | 0 | 0 | 0
F4_Commercial_Lodging (WA)_Existing_Food Preparation_Natural Gas_Conveyor Oven_E8 | F4 | Commercial | Lodging (WA) | Existing | Food Preparation | Natural Gas | Conveyor Oven | E8 | Utility - Cost of Equipment | 0 | 0 | 0 | 0 | 0 | 0 | 0 | 0 | 0 | 0 | 0 | 0 | 0 | 0 | 0 | 0 | 0 | 0 | 0 | 0 | 0 | 0 | 0 | 0 | 0 | 0 | 0
F4_Commercial_Lodging (WA)_Existing_Food Preparation_Natural Gas_Conveyor Oven_E9 | F4 | Commercial | Lodging (WA) | Existing | Food Preparation | Natural Gas | Conveyor Oven | E9 | Utility - Cost of Equipment | 0 | 0 | 0 | 0 | 0 | 0 | 0 | 0 | 0 | 0 | 0 | 0 | 0 | 0 | 0 | 0 | 0 | 0 | 0 | 0 | 0 | 0 | 0 | 0 | 0 | 0 | 0
F4_Commercial_Lodging (WA)_Existing_Food Preparation_Natural Gas_Conveyor Oven_E10 | F4 | Commercial | Lodging (WA) | Existing | Food Preparation | Natural Gas | Conveyor Oven | E10 | Utility - Cost of Equipment | 0 | 0 | 0 | 0 | 0 | 0 | 0 | 0 | 0 | 0 | 0 | 0 | 0 | 0 | 0 | 0 | 0 | 0 | 0 | 0 | 0 | 0 | 0 | 0 | 0 | 0 | 0
F5_Commercial_Lodging (WA)_Existing_Food Preparation_Natural Gas_Conveyor Oven_E1 | F5 | Commercial | Lodging (WA) | Existing | Food Preparation | Natural Gas | Conveyor Oven | E1 | Utility - Cost of Operation | 0.049354 | 0.050678 | 0.052134 | 0.053728 | 0.055475 | 0.057509 | 0.059573 | 0.061609 | 0.063574 | 0.065567 | 0.067211 | 0.068772 | 0.070436 | 0.072078 | 0.07358 | 0.07501 | 0.076327 | 0.077637 | 0.07902 | 0.080383 | 0.081779 | 0.083225 | 0.084688 | 0.086192 | 0.087723 | 0.089282 | 0.090868
F5_Commercial_Lodging (WA)_Existing_Food Preparation_Natural Gas_Conveyor Oven_E2 | F5 | Commercial | Lodging (WA) | Existing | Food Preparation | Natural Gas | Conveyor Oven | E2 | Utility - Cost of Operation | 0.039223 | 0.040276 | 0.041432 | 0.0427 | 0.044088 | 0.045705 | 0.047345 | 0.048963 | 0.050524 | 0.052108 | 0.053415 | 0.054655 | 0.055978 | 0.057283 | 0.058477 | 0.059613 | 0.06066 | 0.061701 | 0.0628 | 0.063883 | 0.064993 | 0.066142 | 0.067304 | 0.0685 | 0.069717 | 0.070955 | 0.072216
F5_Commercial_Lodging (WA)_Existing_Food Preparation_Natural Gas_Conveyor Oven_E3 | F5 | Commercial | Lodging (WA) | Existing | Food Preparation | Natural Gas | Conveyor Oven | E3 | Utility - Cost of Operation | 0 | 0 | 0 | 0 | 0 | 0 | 0 | 0 | 0 | 0 | 0 | 0 | 0 | 0 | 0 | 0 | 0 | 0 | 0 | 0 | 0 | 0 | 0 | 0 | 0 | 0 | 0
F5_Commercial_Lodging (WA)_Existing_Food Preparation_Natural Gas_Conveyor Oven_E4 | F5 | Commercial | Lodging (WA) | Existing | Food Preparation | Natural Gas | Conveyor Oven | E4 | Utility - Cost of Operation | 0 | 0 | 0 | 0 | 0 | 0 | 0 | 0 | 0 | 0 | 0 | 0 | 0 | 0 | 0 | 0 | 0 | 0 | 0 | 0 | 0 | 0 | 0 | 0 | 0 | 0 | 0
F5_Commercial_Lodging (WA)_Existing_Food Preparation_Natural Gas_Conveyor Oven_E5 | F5 | Commercial | Lodging (WA) | Existing | Food Preparation | Natural Gas | Conveyor Oven | E5 | Utility - Cost of Operation | 0 | 0 | 0 | 0 | 0 | 0 | 0 | 0 | 0 | 0 | 0 | 0 | 0 | 0 | 0 | 0 | 0 | 0 | 0 | 0 | 0 | 0 | 0 | 0 | 0 | 0 | 0
F5_Commercial_Lodging (WA)_Existing_Food Preparation_Natural Gas_Conveyor Oven_E6 | F5 | Commercial | Lodging (WA) | Existing | Food Preparation | Natural Gas | Conveyor Oven | E6 | Utility - Cost of Operation | 0 | 0 | 0 | 0 | 0 | 0 | 0 | 0 | 0 | 0 | 0 | 0 | 0 | 0 | 0 | 0 | 0 | 0 | 0 | 0 | 0 | 0 | 0 | 0 | 0 | 0 | 0
F5_Commercial_Lodging (WA)_Existing_Food Preparation_Natural Gas_Conveyor Oven_E7 | F5 | Commercial | Lodging (WA) | Existing | Food Preparation | Natural Gas | Conveyor Oven | E7 | Utility - Cost of Operation | 0 | 0 | 0 | 0 | 0 | 0 | 0 | 0 | 0 | 0 | 0 | 0 | 0 | 0 | 0 | 0 | 0 | 0 | 0 | 0 | 0 | 0 | 0 | 0 | 0 | 0 | 0
F5_Commercial_Lodging (WA)_Existing_Food Preparation_Natural Gas_Conveyor Oven_E8 | F5 | Commercial | Lodging (WA) | Existing | Food Preparation | Natural Gas | Conveyor Oven | E8 | Utility - Cost of Operation | 0 | 0 | 0 | 0 | 0 | 0 | 0 | 0 | 0 | 0 | 0 | 0 | 0 | 0 | 0 | 0 | 0 | 0 | 0 | 0 | 0 | 0 | 0 | 0 | 0 | 0 | 0
F5_Commercial_Lodging (WA)_Existing_Food Preparation_Natural Gas_Conveyor Oven_E9 | F5 | Commercial | Lodging (WA) | Existing | Food Preparation | Natural Gas | Conveyor Oven | E9 | Utility - Cost of Operation | 0 | 0 | 0 | 0 | 0 | 0 | 0 | 0 | 0 | 0 | 0 | 0 | 0 | 0 | 0 | 0 | 0 | 0 | 0 | 0 | 0 | 0 | 0 | 0 | 0 | 0 | 0
F5_Commercial_Lodging (WA)_Existing_Food Preparation_Natural Gas_Conveyor Oven_E10 | F5 | Commercial | Lodging (WA) | Existing | Food Preparation | Natural Gas | Conveyor Oven | E10 | Utility - Cost of Operation | 0 | 0 | 0 | 0 | 0 | 0 | 0 | 0 | 0 | 0 | 0 | 0 | 0 | 0 | 0 | 0 | 0 | 0 | 0 | 0 | 0 | 0 | 0 | 0 | 0 | 0 | 0
F6_Commercial_Lodging (WA)_Existing_Food Preparation_Natural Gas_Conveyor Oven_E1 | F6 | Commercial | Lodging (WA) | Existing | Food Preparation | Natural Gas | Conveyor Oven | E1 | Utility - Value of Sales | 0.057213 | 0.058436 | 0.059766 | 0.061207 | 0.06277 | 0.064611 | 0.066412 | 0.068127 | 0.069698 | 0.071243 | 0.072859 | 0.074366 | 0.075971 | 0.077532 | 0.078922 | 0.08021 | 0.081353 | 0.082463 | 0.083629 | 0.084744 | 0.085868 | 0.087386 | 0.088922 | 0.090502 | 0.09211 | 0.093746 | 0.095411
F6_Commercial_Lodging (WA)_Existing_Food Preparation_Natural Gas_Conveyor Oven_E2 | F6 | Commercial | Lodging (WA) | Existing | Food Preparation | Natural Gas | Conveyor Oven | E2 | Utility - Value of Sales | 0.045469 | 0.046441 | 0.047498 | 0.048644 | 0.049885 | 0.051348 | 0.05278 | 0.054143 | 0.055392 | 0.05662 | 0.057903 | 0.059101 | 0.060377 | 0.061618 | 0.062722 | 0.063746 | 0.064654 | 0.065536 | 0.066463 | 0.067349 | 0.068243 | 0.069449 | 0.070669 | 0.071925 | 0.073203 | 0.074503 | 0.075827
F6_Commercial_Lodging (WA)_Existing_Food Preparation_Natural Gas_Conveyor Oven_E3 | F6 | Commercial | Lodging (WA) | Existing | Food Preparation | Natural Gas | Conveyor Oven | E3 | Utility - Value of Sales | 0 | 0 | 0 | 0 | 0 | 0 | 0 | 0 | 0 | 0 | 0 | 0 | 0 | 0 | 0 | 0 | 0 | 0 | 0 | 0 | 0 | 0 | 0 | 0 | 0 | 0 | 0
F6_Commercial_Lodging (WA)_Existing_Food Preparation_Natural Gas_Conveyor Oven_E4 | F6 | Commercial | Lodging (WA) | Existing | Food Preparation | Natural Gas | Conveyor Oven | E4 | Utility - Value of Sales | 0 | 0 | 0 | 0 | 0 | 0 | 0 | 0 | 0 | 0 | 0 | 0 | 0 | 0 | 0 | 0 | 0 | 0 | 0 | 0 | 0 | 0 | 0 | 0 | 0 | 0 | 0
F6_Commercial_Lodging (WA)_Existing_Food Preparation_Natural Gas_Conveyor Oven_E5 | F6 | Commercial | Lodging (WA) | Existing | Food Preparation | Natural Gas | Conveyor Oven | E5 | Utility - Value of Sales | 0 | 0 | 0 | 0 | 0 | 0 | 0 | 0 | 0 | 0 | 0 | 0 | 0 | 0 | 0 | 0 | 0 | 0 | 0 | 0 | 0 | 0 | 0 | 0 | 0 | 0 | 0
F6_Commercial_Lodging (WA)_Existing_Food Preparation_Natural Gas_Conveyor Oven_E6 | F6 | Commercial | Lodging (WA) | Existing | Food Preparation | Natural Gas | Conveyor Oven | E6 | Utility - Value of Sales | 0 | 0 | 0 | 0 | 0 | 0 | 0 | 0 | 0 | 0 | 0 | 0 | 0 | 0 | 0 | 0 | 0 | 0 | 0 | 0 | 0 | 0 | 0 | 0 | 0 | 0 | 0
F6_Commercial_Lodging (WA)_Existing_Food Preparation_Natural Gas_Conveyor Oven_E7 | F6 | Commercial | Lodging (WA) | Existing | Food Preparation | Natural Gas | Conveyor Oven | E7 | Utility - Value of Sales | 0 | 0 | 0 | 0 | 0 | 0 | 0 | 0 | 0 | 0 | 0 | 0 | 0 | 0 | 0 | 0 | 0 | 0 | 0 | 0 | 0 | 0 | 0 | 0 | 0 | 0 | 0
F6_Commercial_Lodging (WA)_Existing_Food Preparation_Natural Gas_Conveyor Oven_E8 | F6 | Commercial | Lodging (WA) | Existing | Food Preparation | Natural Gas | Conveyor Oven | E8 | Utility - Value of Sales | 0 | 0 | 0 | 0 | 0 | 0 | 0 | 0 | 0 | 0 | 0 | 0 | 0 | 0 | 0 | 0 | 0 | 0 | 0 | 0 | 0 | 0 | 0 | 0 | 0 | 0 | 0
F6_Commercial_Lodging (WA)_Existing_Food Preparation_Natural Gas_Conveyor Oven_E9 | F6 | Commercial | Lodging (WA) | Existing | Food Preparation | Natural Gas | Conveyor Oven | E9 | Utility - Value of Sales | 0 | 0 | 0 | 0 | 0 | 0 | 0 | 0 | 0 | 0 | 0 | 0 | 0 | 0 | 0 | 0 | 0 | 0 | 0 | 0 | 0 | 0 | 0 | 0 | 0 | 0 | 0
F6_Commercial_Lodging (WA)_Existing_Food Preparation_Natural Gas_Conveyor Oven_E10 | F6 | Commercial | Lodging (WA) | Existing | Food Preparation | Natural Gas | Conveyor Oven | E10 | Utility - Value of Sales | 0 | 0 | 0 | 0 | 0 | 0 | 0 | 0 | 0 | 0 | 0 | 0 | 0 | 0 | 0 | 0 | 0 | 0 | 0 | 0 | 0 | 0 | 0 | 0 | 0 | 0 | 0
F1_Commercial_Lodging (WA)_Existing_Food Preparation_Natural Gas_Double Rack Oven_E1 | F1 | Commercial | Lodging (WA) | Existing | Food Preparation | Natural Gas | Double Rack Oven | E1 | RVT - Cost of Equipment | 0.00085946 | 0.00085946 | 0.00085946 | 0.00085946 | 0.00085946 | 0.00085946 | 0.00085946 | 0.00085946 | 0.00085946 | 0.00085946 | 0.00085946 | 0.00085946 | 0.00085946 | 0.00085946 | 0.00085946 | 0.00085946 | 0.00085946 | 0.00085946 | 0.00085946 | 0.00085946 | 0.00085946 | 0.00085946 | 0.00085946 | 0.00085946 | 0.00085946 | 0.00085946 | 0.00085946
F1_Commercial_Lodging (WA)_Existing_Food Preparation_Natural Gas_Double Rack Oven_E2 | F1 | Commercial | Lodging (WA) | Existing | Food Preparation | Natural Gas | Double Rack Oven | E2 | RVT - Cost of Equipment | 0.0038991 | 0.0038991 | 0.0038991 | 0.0038991 | 0.0038991 | 0.0038991 | 0.0038991 | 0.0038991 | 0.0038991 | 0.0038991 | 0.0038991 | 0.0038991 | 0.0038991 | 0.0038991 | 0.0038991 | 0.0038991 | 0.0038991 | 0.0038991 | 0.0038991 | 0.0038991 | 0.0038991 | 0.0038991 | 0.0038991 | 0.0038991 | 0.0038991 | 0.0038991 | 0.0038991
F1_Commercial_Lodging (WA)_Existing_Food Preparation_Natural Gas_Double Rack Oven_E3 | F1 | Commercial | Lodging (WA) | Existing | Food Preparation | Natural Gas | Double Rack Oven | E3 | RVT - Cost of Equipment | 0 | 0 | 0 | 0 | 0 | 0 | 0 | 0 | 0 | 0 | 0 | 0 | 0 | 0 | 0 | 0 | 0 | 0 | 0 | 0 | 0 | 0 | 0 | 0 | 0 | 0 | 0
F1_Commercial_Lodging (WA)_Existing_Food Preparation_Natural Gas_Double Rack Oven_E4 | F1 | Commercial | Lodging (WA) | Existing | Food Preparation | Natural Gas | Double Rack Oven | E4 | RVT - Cost of Equipment | 0 | 0 | 0 | 0 | 0 | 0 | 0 | 0 | 0 | 0 | 0 | 0 | 0 | 0 | 0 | 0 | 0 | 0 | 0 | 0 | 0 | 0 | 0 | 0 | 0 | 0 | 0
F1_Commercial_Lodging (WA)_Existing_Food Preparation_Natural Gas_Double Rack Oven_E5 | F1 | Commercial | Lodging (WA) | Existing | Food Preparation | Natural Gas | Double Rack Oven | E5 | RVT - Cost of Equipment | 0 | 0 | 0 | 0 | 0 | 0 | 0 | 0 | 0 | 0 | 0 | 0 | 0 | 0 | 0 | 0 | 0 | 0 | 0 | 0 | 0 | 0 | 0 | 0 | 0 | 0 | 0
F1_Commercial_Lodging (WA)_Existing_Food Preparation_Natural Gas_Double Rack Oven_E6 | F1 | Commercial | Lodging (WA) | Existing | Food Preparation | Natural Gas | Double Rack Oven | E6 | RVT - Cost of Equipment | 0 | 0 | 0 | 0 | 0 | 0 | 0 | 0 | 0 | 0 | 0 | 0 | 0 | 0 | 0 | 0 | 0 | 0 | 0 | 0 | 0 | 0 | 0 | 0 | 0 | 0 | 0
F1_Commercial_Lodging (WA)_Existing_Food Preparation_Natural Gas_Double Rack Oven_E7 | F1 | Commercial | Lodging (WA) | Existing | Food Preparation | Natural Gas | Double Rack Oven | E7 | RVT - Cost of Equipment | 0 | 0 | 0 | 0 | 0 | 0 | 0 | 0 | 0 | 0 | 0 | 0 | 0 | 0 | 0 | 0 | 0 | 0 | 0 | 0 | 0 | 0 | 0 | 0 | 0 | 0 | 0
F1_Commercial_Lodging (WA)_Existing_Food Preparation_Natural Gas_Double Rack Oven_E8 | F1 | Commercial | Lodging (WA) | Existing | Food Preparation | Natural Gas | Double Rack Oven | E8 | RVT - Cost of Equipment | 0 | 0 | 0 | 0 | 0 | 0 | 0 | 0 | 0 | 0 | 0 | 0 | 0 | 0 | 0 | 0 | 0 | 0 | 0 | 0 | 0 | 0 | 0 | 0 | 0 | 0 | 0
F1_Commercial_Lodging (WA)_Existing_Food Preparation_Natural Gas_Double Rack Oven_E9 | F1 | Commercial | Lodging (WA) | Existing | Food Preparation | Natural Gas | Double Rack Oven | E9 | RVT - Cost of Equipment | 0 | 0 | 0 | 0 | 0 | 0 | 0 | 0 | 0 | 0 | 0 | 0 | 0 | 0 | 0 | 0 | 0 | 0 | 0 | 0 | 0 | 0 | 0 | 0 | 0 | 0 | 0
F1_Commercial_Lodging (WA)_Existing_Food Preparation_Natural Gas_Double Rack Oven_E10 | F1 | Commercial | Lodging (WA) | Existing | Food Preparation | Natural Gas | Double Rack Oven | E10 | RVT - Cost of Equipment | 0 | 0 | 0 | 0 | 0 | 0 | 0 | 0 | 0 | 0 | 0 | 0 | 0 | 0 | 0 | 0 | 0 | 0 | 0 | 0 | 0 | 0 | 0 | 0 | 0 | 0 | 0
F2_Commercial_Lodging (WA)_Existing_Food Preparation_Natural Gas_Double Rack Oven_E1 | F2 | Commercial | Lodging (WA) | Existing | Food Preparation | Natural Gas | Double Rack Oven | E1 | RVT - Cost of Operation | 0.092843 | 0.094597 | 0.096656 | 0.099056 | 0.1018 | 0.10524 | 0.10868 | 0.11194 | 0.1149 | 0.11777 | 0.12074 | 0.12344 | 0.12629 | 0.12898 | 0.1313 | 0.1334 | 0.13517 | 0.13686 | 0.13866 | 0.14033 | 0.14202 | 0.14452 | 0.14706 | 0.14967 | 0.15233 | 0.15504 | 0.15779
F2_Commercial_Lodging (WA)_Existing_Food Preparation_Natural Gas_Double Rack Oven_E2 | F2 | Commercial | Lodging (WA) | Existing | Food Preparation | Natural Gas | Double Rack Oven | E2 | RVT - Cost of Operation | 0.05752 | 0.058607 | 0.059882 | 0.061369 | 0.063072 | 0.065198 | 0.06733 | 0.069354 | 0.071186 | 0.072962 | 0.074803 | 0.076475 | 0.078241 | 0.079911 | 0.081347 | 0.082644 | 0.083741 | 0.084788 | 0.085902 | 0.086942 | 0.087986 | 0.089539 | 0.091108 | 0.092726 | 0.094374 | 0.09605 | 0.097757
F2_Commercial_Lodging (WA)_Existing_Food Preparation_Natural Gas_Double Rack Oven_E3 | F2 | Commercial | Lodging (WA) | Existing | Food Preparation | Natural Gas | Double Rack Oven | E3 | RVT - Cost of Operation | 0 | 0 | 0 | 0 | 0 | 0 | 0 | 0 | 0 | 0 | 0 | 0 | 0 | 0 | 0 | 0 | 0 | 0 | 0 | 0 | 0 | 0 | 0 | 0 | 0 | 0 | 0
F2_Commercial_Lodging (WA)_Existing_Food Preparation_Natural Gas_Double Rack Oven_E4 | F2 | Commercial | Lodging (WA) | Existing | Food Preparation | Natural Gas | Double Rack Oven | E4 | RVT - Cost of Operation | 0 | 0 | 0 | 0 | 0 | 0 | 0 | 0 | 0 | 0 | 0 | 0 | 0 | 0 | 0 | 0 | 0 | 0 | 0 | 0 | 0 | 0 | 0 | 0 | 0 | 0 | 0
F2_Commercial_Lodging (WA)_Existing_Food Preparation_Natural Gas_Double Rack Oven_E5 | F2 | Commercial | Lodging (WA) | Existing | Food Preparation | Natural Gas | Double Rack Oven | E5 | RVT - Cost of Operation | 0 | 0 | 0 | 0 | 0 | 0 | 0 | 0 | 0 | 0 | 0 | 0 | 0 | 0 | 0 | 0 | 0 | 0 | 0 | 0 | 0 | 0 | 0 | 0 | 0 | 0 | 0
F2_Commercial_Lodging (WA)_Existing_Food Preparation_Natural Gas_Double Rack Oven_E6 | F2 | Commercial | Lodging (WA) | Existing | Food Preparation | Natural Gas | Double Rack Oven | E6 | RVT - Cost of Operation | 0 | 0 | 0 | 0 | 0 | 0 | 0 | 0 | 0 | 0 | 0 | 0 | 0 | 0 | 0 | 0 | 0 | 0 | 0 | 0 | 0 | 0 | 0 | 0 | 0 | 0 | 0
F2_Commercial_Lodging (WA)_Existing_Food Preparation_Natural Gas_Double Rack Oven_E7 | F2 | Commercial | Lodging (WA) | Existing | Food Preparation | Natural Gas | Double Rack Oven | E7 | RVT - Cost of Operation | 0 | 0 | 0 | 0 | 0 | 0 | 0 | 0 | 0 | 0 | 0 | 0 | 0 | 0 | 0 | 0 | 0 | 0 | 0 | 0 | 0 | 0 | 0 | 0 | 0 | 0 | 0
F2_Commercial_Lodging (WA)_Existing_Food Preparation_Natural Gas_Double Rack Oven_E8 | F2 | Commercial | Lodging (WA) | Existing | Food Preparation | Natural Gas | Double Rack Oven | E8 | RVT - Cost of Operation | 0 | 0 | 0 | 0 | 0 | 0 | 0 | 0 | 0 | 0 | 0 | 0 | 0 | 0 | 0 | 0 | 0 | 0 | 0 | 0 | 0 | 0 | 0 | 0 | 0 | 0 | 0
F2_Commercial_Lodging (WA)_Existing_Food Preparation_Natural Gas_Double Rack Oven_E9 | F2 | Commercial | Lodging (WA) | Existing | Food Preparation | Natural Gas | Double Rack Oven | E9 | RVT - Cost of Operation | 0 | 0 | 0 | 0 | 0 | 0 | 0 | 0 | 0 | 0 | 0 | 0 | 0 | 0 | 0 | 0 | 0 | 0 | 0 | 0 | 0 | 0 | 0 | 0 | 0 | 0 | 0
F2_Commercial_Lodging (WA)_Existing_Food Preparation_Natural Gas_Double Rack Oven_E10 | F2 | Commercial | Lodging (WA) | Existing | Food Preparation | Natural Gas | Double Rack Oven | E10 | RVT - Cost of Operation | 0 | 0 | 0 | 0 | 0 | 0 | 0 | 0 | 0 | 0 | 0 | 0 | 0 | 0 | 0 | 0 | 0 | 0 | 0 | 0 | 0 | 0 | 0 | 0 | 0 | 0 | 0
F3_Commercial_Lodging (WA)_Existing_Food Preparation_Natural Gas_Double Rack Oven_E1 | F3 | Commercial | Lodging (WA) | Existing | Food Preparation | Natural Gas | Double Rack Oven | E1 | System - kBTUs of Consumption | 22.1489 | 22.1489 | 22.1489 | 22.1489 | 22.1489 | 22.1489 | 22.1489 | 22.1489 | 22.1489 | 22.1489 | 22.1489 | 22.1489 | 22.1489 | 22.1489 | 22.1489 | 22.1489 | 22.1489 | 22.1489 | 22.1489 | 22.1489 | 22.1489 | 22.1489 | 22.1489 | 22.1489 | 22.1489 | 22.1489 | 22.1489
F3_Commercial_Lodging (WA)_Existing_Food Preparation_Natural Gas_Double Rack Oven_E2 | F3 | Commercial | Lodging (WA) | Existing | Food Preparation | Natural Gas | Double Rack Oven | E2 | System - kBTUs of Consumption | 13.7221 | 13.7221 | 13.7221 | 13.7221 | 13.7221 | 13.7221 | 13.7221 | 13.7221 | 13.7221 | 13.7221 | 13.7221 | 13.7221 | 13.7221 | 13.7221 | 13.7221 | 13.7221 | 13.7221 | 13.7221 | 13.7221 | 13.7221 | 13.7221 | 13.7221 | 13.7221 | 13.7221 | 13.7221 | 13.7221 | 13.7221
F3_Commercial_Lodging (WA)_Existing_Food Preparation_Natural Gas_Double Rack Oven_E3 | F3 | Commercial | Lodging (WA) | Existing | Food Preparation | Natural Gas | Double Rack Oven | E3 | System - kBTUs of Consumption | 0 | 0 | 0 | 0 | 0 | 0 | 0 | 0 | 0 | 0 | 0 | 0 | 0 | 0 | 0 | 0 | 0 | 0 | 0 | 0 | 0 | 0 | 0 | 0 | 0 | 0 | 0
F3_Commercial_Lodging (WA)_Existing_Food Preparation_Natural Gas_Double Rack Oven_E4 | F3 | Commercial | Lodging (WA) | Existing | Food Preparation | Natural Gas | Double Rack Oven | E4 | System - kBTUs of Consumption | 0 | 0 | 0 | 0 | 0 | 0 | 0 | 0 | 0 | 0 | 0 | 0 | 0 | 0 | 0 | 0 | 0 | 0 | 0 | 0 | 0 | 0 | 0 | 0 | 0 | 0 | 0
F3_Commercial_Lodging (WA)_Existing_Food Preparation_Natural Gas_Double Rack Oven_E5 | F3 | Commercial | Lodging (WA) | Existing | Food Preparation | Natural Gas | Double Rack Oven | E5 | System - kBTUs of Consumption | 0 | 0 | 0 | 0 | 0 | 0 | 0 | 0 | 0 | 0 | 0 | 0 | 0 | 0 | 0 | 0 | 0 | 0 | 0 | 0 | 0 | 0 | 0 | 0 | 0 | 0 | 0
F3_Commercial_Lodging (WA)_Existing_Food Preparation_Natural Gas_Double Rack Oven_E6 | F3 | Commercial | Lodging (WA) | Existing | Food Preparation | Natural Gas | Double Rack Oven | E6 | System - kBTUs of Consumption | 0 | 0 | 0 | 0 | 0 | 0 | 0 | 0 | 0 | 0 | 0 | 0 | 0 | 0 | 0 | 0 | 0 | 0 | 0 | 0 | 0 | 0 | 0 | 0 | 0 | 0 | 0
F3_Commercial_Lodging (WA)_Existing_Food Preparation_Natural Gas_Double Rack Oven_E7 | F3 | Commercial | Lodging (WA) | Existing | Food Preparation | Natural Gas | Double Rack Oven | E7 | System - kBTUs of Consumption | 0 | 0 | 0 | 0 | 0 | 0 | 0 | 0 | 0 | 0 | 0 | 0 | 0 | 0 | 0 | 0 | 0 | 0 | 0 | 0 | 0 | 0 | 0 | 0 | 0 | 0 | 0
F3_Commercial_Lodging (WA)_Existing_Food Preparation_Natural Gas_Double Rack Oven_E8 | F3 | Commercial | Lodging (WA) | Existing | Food Preparation | Natural Gas | Double Rack Oven | E8 | System - kBTUs of Consumption | 0 | 0 | 0 | 0 | 0 | 0 | 0 | 0 | 0 | 0 | 0 | 0 | 0 | 0 | 0 | 0 | 0 | 0 | 0 | 0 | 0 | 0 | 0 | 0 | 0 | 0 | 0
F3_Commercial_Lodging (WA)_Existing_Food Preparation_Natural Gas_Double Rack Oven_E9 | F3 | Commercial | Lodging (WA) | Existing | Food Preparation | Natural Gas | Double Rack Oven | E9 | System - kBTUs of Consumption | 0 | 0 | 0 | 0 | 0 | 0 | 0 | 0 | 0 | 0 | 0 | 0 | 0 | 0 | 0 | 0 | 0 | 0 | 0 | 0 | 0 | 0 | 0 | 0 | 0 | 0 | 0
F3_Commercial_Lodging (WA)_Existing_Food Preparation_Natural Gas_Double Rack Oven_E10 | F3 | Commercial | Lodging (WA) | Existing | Food Preparation | Natural Gas | Double Rack Oven | E10 | System - kBTUs of Consumption | 0 | 0 | 0 | 0 | 0 | 0 | 0 | 0 | 0 | 0 | 0 | 0 | 0 | 0 | 0 | 0 | 0 | 0 | 0 | 0 | 0 | 0 | 0 | 0 | 0 | 0 | 0
F4_Commercial_Lodging (WA)_Existing_Food Preparation_Natural Gas_Double Rack Oven_E1 | F4 | Commercial | Lodging (WA) | Existing | Food Preparation | Natural Gas | Double Rack Oven | E1 | Utility - Cost of Equipment | 0.00085946 | 0.00085946 | 0.00085946 | 0.00085946 | 0.00085946 | 0.00085946 | 0.00085946 | 0.00085946 | 0.00085946 | 0.00085946 | 0.00085946 | 0.00085946 | 0.00085946 | 0.00085946 | 0.00085946 | 0.00085946 | 0.00085946 | 0.00085946 | 0.00085946 | 0.00085946 | 0.00085946 | 0.00085946 | 0.00085946 | 0.00085946 | 0.00085946 | 0.00085946 | 0.00085946
F4_Commercial_Lodging (WA)_Existing_Food Preparation_Natural Gas_Double Rack Oven_E2 | F4 | Commercial | Lodging (WA) | Existing | Food Preparation | Natural Gas | Double Rack Oven | E2 | Utility - Cost of Equipment | 0.0038991 | 0.0038991 | 0.0038991 | 0.0038991 | 0.0038991 | 0.0038991 | 0.0038991 | 0.0038991 | 0.0038991 | 0.0038991 | 0.0038991 | 0.0038991 | 0.0038991 | 0.0038991 | 0.0038991 | 0.0038991 | 0.0038991 | 0.0038991 | 0.0038991 | 0.0038991 | 0.0038991 | 0.0038991 | 0.0038991 | 0.0038991 | 0.0038991 | 0.0038991 | 0.0038991
F4_Commercial_Lodging (WA)_Existing_Food Preparation_Natural Gas_Double Rack Oven_E3 | F4 | Commercial | Lodging (WA) | Existing | Food Preparation | Natural Gas | Double Rack Oven | E3 | Utility - Cost of Equipment | 0 | 0 | 0 | 0 | 0 | 0 | 0 | 0 | 0 | 0 | 0 | 0 | 0 | 0 | 0 | 0 | 0 | 0 | 0 | 0 | 0 | 0 | 0 | 0 | 0 | 0 | 0
F4_Commercial_Lodging (WA)_Existing_Food Preparation_Natural Gas_Double Rack Oven_E4 | F4 | Commercial | Lodging (WA) | Existing | Food Preparation | Natural Gas | Double Rack Oven | E4 | Utility - Cost of Equipment | 0 | 0 | 0 | 0 | 0 | 0 | 0 | 0 | 0 | 0 | 0 | 0 | 0 | 0 | 0 | 0 | 0 | 0 | 0 | 0 | 0 | 0 | 0 | 0 | 0 | 0 | 0
F4_Commercial_Lodging (WA)_Existing_Food Preparation_Natural Gas_Double Rack Oven_E5 | F4 | Commercial | Lodging (WA) | Existing | Food Preparation | Natural Gas | Double Rack Oven | E5 | Utility - Cost of Equipment | 0 | 0 | 0 | 0 | 0 | 0 | 0 | 0 | 0 | 0 | 0 | 0 | 0 | 0 | 0 | 0 | 0 | 0 | 0 | 0 | 0 | 0 | 0 | 0 | 0 | 0 | 0
F4_Commercial_Lodging (WA)_Existing_Food Preparation_Natural Gas_Double Rack Oven_E6 | F4 | Commercial | Lodging (WA) | Existing | Food Preparation | Natural Gas | Double Rack Oven | E6 | Utility - Cost of Equipment | 0 | 0 | 0 | 0 | 0 | 0 | 0 | 0 | 0 | 0 | 0 | 0 | 0 | 0 | 0 | 0 | 0 | 0 | 0 | 0 | 0 | 0 | 0 | 0 | 0 | 0 | 0
F4_Commercial_Lodging (WA)_Existing_Food Preparation_Natural Gas_Double Rack Oven_E7 | F4 | Commercial | Lodging (WA) | Existing | Food Preparation | Natural Gas | Double Rack Oven | E7 | Utility - Cost of Equipment | 0 | 0 | 0 | 0 | 0 | 0 | 0 | 0 | 0 | 0 | 0 | 0 | 0 | 0 | 0 | 0 | 0 | 0 | 0 | 0 | 0 | 0 | 0 | 0 | 0 | 0 | 0
F4_Commercial_Lodging (WA)_Existing_Food Preparation_Natural Gas_Double Rack Oven_E8 | F4 | Commercial | Lodging (WA) | Existing | Food Preparation | Natural Gas | Double Rack Oven | E8 | Utility - Cost of Equipment | 0 | 0 | 0 | 0 | 0 | 0 | 0 | 0 | 0 | 0 | 0 | 0 | 0 | 0 | 0 | 0 | 0 | 0 | 0 | 0 | 0 | 0 | 0 | 0 | 0 | 0 | 0
F4_Commercial_Lodging (WA)_Existing_Food Preparation_Natural Gas_Double Rack Oven_E9 | F4 | Commercial | Lodging (WA) | Existing | Food Preparation | Natural Gas | Double Rack Oven | E9 | Utility - Cost of Equipment | 0 | 0 | 0 | 0 | 0 | 0 | 0 | 0 | 0 | 0 | 0 | 0 | 0 | 0 | 0 | 0 | 0 | 0 | 0 | 0 | 0 | 0 | 0 | 0 | 0 | 0 | 0
F4_Commercial_Lodging (WA)_Existing_Food Preparation_Natural Gas_Double Rack Oven_E10 | F4 | Commercial | Lodging (WA) | Existing | Food Preparation | Natural Gas | Double Rack Oven | E10 | Utility - Cost of Equipment | 0 | 0 | 0 | 0 | 0 | 0 | 0 | 0 | 0 | 0 | 0 | 0 | 0 | 0 | 0 | 0 | 0 | 0 | 0 | 0 | 0 | 0 | 0 | 0 | 0 | 0 | 0
F5_Commercial_Lodging (WA)_Existing_Food Preparation_Natural Gas_Double Rack Oven_E1 | F5 | Commercial | Lodging (WA) | Existing | Food Preparation | Natural Gas | Double Rack Oven | E1 | Utility - Cost of Operation | 0.078828 | 0.080815 | 0.083168 | 0.085865 | 0.088916 | 0.092627 | 0.096447 | 0.10023 | 0.10387 | 0.10756 | 0.1105 | 0.11325 | 0.11621 | 0.11911 | 0.1217 | 0.12412 | 0.12629 | 0.12843 | 0.13073 | 0.13296 | 0.13526 | 0.13764 | 0.14005 | 0.14254 | 0.14508 | 0.14765 | 0.15028
F5_Commercial_Lodging (WA)_Existing_Food Preparation_Natural Gas_Double Rack Oven_E2 | F5 | Commercial | Lodging (WA) | Existing | Food Preparation | Natural Gas | Double Rack Oven | E2 | Utility - Cost of Operation | 0.048837 | 0.050068 | 0.051526 | 0.053197 | 0.055087 | 0.057386 | 0.059753 | 0.062096 | 0.064353 | 0.06664 | 0.06846 | 0.070166 | 0.071998 | 0.073791 | 0.075395 | 0.076896 | 0.078242 | 0.07957 | 0.08099 | 0.082374 | 0.083796 | 0.085275 | 0.086769 | 0.088311 | 0.08988 | 0.091477 | 0.093102
F5_Commercial_Lodging (WA)_Existing_Food Preparation_Natural Gas_Double Rack Oven_E3 | F5 | Commercial | Lodging (WA) | Existing | Food Preparation | Natural Gas | Double Rack Oven | E3 | Utility - Cost of Operation | 0 | 0 | 0 | 0 | 0 | 0 | 0 | 0 | 0 | 0 | 0 | 0 | 0 | 0 | 0 | 0 | 0 | 0 | 0 | 0 | 0 | 0 | 0 | 0 | 0 | 0 | 0
F5_Commercial_Lodging (WA)_Existing_Food Preparation_Natural Gas_Double Rack Oven_E4 | F5 | Commercial | Lodging (WA) | Existing | Food Preparation | Natural Gas | Double Rack Oven | E4 | Utility - Cost of Operation | 0 | 0 | 0 | 0 | 0 | 0 | 0 | 0 | 0 | 0 | 0 | 0 | 0 | 0 | 0 | 0 | 0 | 0 | 0 | 0 | 0 | 0 | 0 | 0 | 0 | 0 | 0
F5_Commercial_Lodging (WA)_Existing_Food Preparation_Natural Gas_Double Rack Oven_E5 | F5 | Commercial | Lodging (WA) | Existing | Food Preparation | Natural Gas | Double Rack Oven | E5 | Utility - Cost of Operation | 0 | 0 | 0 | 0 | 0 | 0 | 0 | 0 | 0 | 0 | 0 | 0 | 0 | 0 | 0 | 0 | 0 | 0 | 0 | 0 | 0 | 0 | 0 | 0 | 0 | 0 | 0
F5_Commercial_Lodging (WA)_Existing_Food Preparation_Natural Gas_Double Rack Oven_E6 | F5 | Commercial | Lodging (WA) | Existing | Food Preparation | Natural Gas | Double Rack Oven | E6 | Utility - Cost of Operation | 0 | 0 | 0 | 0 | 0 | 0 | 0 | 0 | 0 | 0 | 0 | 0 | 0 | 0 | 0 | 0 | 0 | 0 | 0 | 0 | 0 | 0 | 0 | 0 | 0 | 0 | 0
F5_Commercial_Lodging (WA)_Existing_Food Preparation_Natural Gas_Double Rack Oven_E7 | F5 | Commercial | Lodging (WA) | Existing | Food Preparation | Natural Gas | Double Rack Oven | E7 | Utility - Cost of Operation | 0 | 0 | 0 | 0 | 0 | 0 | 0 | 0 | 0 | 0 | 0 | 0 | 0 | 0 | 0 | 0 | 0 | 0 | 0 | 0 | 0 | 0 | 0 | 0 | 0 | 0 | 0
F5_Commercial_Lodging (WA)_Existing_Food Preparation_Natural Gas_Double Rack Oven_E8 | F5 | Commercial | Lodging (WA) | Existing | Food Preparation | Natural Gas | Double Rack Oven | E8 | Utility - Cost of Operation | 0 | 0 | 0 | 0 | 0 | 0 | 0 | 0 | 0 | 0 | 0 | 0 | 0 | 0 | 0 | 0 | 0 | 0 | 0 | 0 | 0 | 0 | 0 | 0 | 0 | 0 | 0
F5_Commercial_Lodging (WA)_Existing_Food Preparation_Natural Gas_Double Rack Oven_E9 | F5 | Commercial | Lodging (WA) | Existing | Food Preparation | Natural Gas | Double Rack Oven | E9 | Utility - Cost of Operation | 0 | 0 | 0 | 0 | 0 | 0 | 0 | 0 | 0 | 0 | 0 | 0 | 0 | 0 | 0 | 0 | 0 | 0 | 0 | 0 | 0 | 0 | 0 | 0 | 0 | 0 | 0
F5_Commercial_Lodging (WA)_Existing_Food Preparation_Natural Gas_Double Rack Oven_E10 | F5 | Commercial | Lodging (WA) | Existing | Food Preparation | Natural Gas | Double Rack Oven | E10 | Utility - Cost of Operation | 0 | 0 | 0 | 0 | 0 | 0 | 0 | 0 | 0 | 0 | 0 | 0 | 0 | 0 | 0 | 0 | 0 | 0 | 0 | 0 | 0 | 0 | 0 | 0 | 0 | 0 | 0
F6_Commercial_Lodging (WA)_Existing_Food Preparation_Natural Gas_Double Rack Oven_E1 | F6 | Commercial | Lodging (WA) | Existing | Food Preparation | Natural Gas | Double Rack Oven | E1 | Utility - Value of Sales | 0.092843 | 0.094597 | 0.096656 | 0.099056 | 0.1018 | 0.10524 | 0.10868 | 0.11194 | 0.1149 | 0.11777 | 0.12074 | 0.12344 | 0.12629 | 0.12898 | 0.1313 | 0.1334 | 0.13517 | 0.13686 | 0.13866 | 0.14033 | 0.14202 | 0.14452 | 0.14706 | 0.14967 | 0.15233 | 0.15504 | 0.15779
F6_Commercial_Lodging (WA)_Existing_Food Preparation_Natural Gas_Double Rack Oven_E2 | F6 | Commercial | Lodging (WA) | Existing | Food Preparation | Natural Gas | Double Rack Oven | E2 | Utility - Value of Sales | 0.05752 | 0.058607 | 0.059882 | 0.061369 | 0.063072 | 0.065198 | 0.06733 | 0.069354 | 0.071186 | 0.072962 | 0.074803 | 0.076475 | 0.078241 | 0.079911 | 0.081347 | 0.082644 | 0.083741 | 0.084788 | 0.085902 | 0.086942 | 0.087986 | 0.089539 | 0.091108 | 0.092726 | 0.094374 | 0.09605 | 0.097757
F6_Commercial_Lodging (WA)_Existing_Food Preparation_Natural Gas_Double Rack Oven_E3 | F6 | Commercial | Lodging (WA) | Existing | Food Preparation | Natural Gas | Double Rack Oven | E3 | Utility - Value of Sales | 0 | 0 | 0 | 0 | 0 | 0 | 0 | 0 | 0 | 0 | 0 | 0 | 0 | 0 | 0 | 0 | 0 | 0 | 0 | 0 | 0 | 0 | 0 | 0 | 0 | 0 | 0
F6_Commercial_Lodging (WA)_Existing_Food Preparation_Natural Gas_Double Rack Oven_E4 | F6 | Commercial | Lodging (WA) | Existing | Food Preparation | Natural Gas | Double Rack Oven | E4 | Utility - Value of Sales | 0 | 0 | 0 | 0 | 0 | 0 | 0 | 0 | 0 | 0 | 0 | 0 | 0 | 0 | 0 | 0 | 0 | 0 | 0 | 0 | 0 | 0 | 0 | 0 | 0 | 0 | 0
F6_Commercial_Lodging (WA)_Existing_Food Preparation_Natural Gas_Double Rack Oven_E5 | F6 | Commercial | Lodging (WA) | Existing | Food Preparation | Natural Gas | Double Rack Oven | E5 | Utility - Value of Sales | 0 | 0 | 0 | 0 | 0 | 0 | 0 | 0 | 0 | 0 | 0 | 0 | 0 | 0 | 0 | 0 | 0 | 0 | 0 | 0 | 0 | 0 | 0 | 0 | 0 | 0 | 0
F6_Commercial_Lodging (WA)_Existing_Food Preparation_Natural Gas_Double Rack Oven_E6 | F6 | Commercial | Lodging (WA) | Existing | Food Preparation | Natural Gas | Double Rack Oven | E6 | Utility - Value of Sales | 0 | 0 | 0 | 0 | 0 | 0 | 0 | 0 | 0 | 0 | 0 | 0 | 0 | 0 | 0 | 0 | 0 | 0 | 0 | 0 | 0 | 0 | 0 | 0 | 0 | 0 | 0
F6_Commercial_Lodging (WA)_Existing_Food Preparation_Natural Gas_Double Rack Oven_E7 | F6 | Commercial | Lodging (WA) | Existing | Food Preparation | Natural Gas | Double Rack Oven | E7 | Utility - Value of Sales | 0 | 0 | 0 | 0 | 0 | 0 | 0 | 0 | 0 | 0 | 0 | 0 | 0 | 0 | 0 | 0 | 0 | 0 | 0 | 0 | 0 | 0 | 0 | 0 | 0 | 0 | 0
F6_Commercial_Lodging (WA)_Existing_Food Preparation_Natural Gas_Double Rack Oven_E8 | F6 | Commercial | Lodging (WA) | Existing | Food Preparation | Natural Gas | Double Rack Oven | E8 | Utility - Value of Sales | 0 | 0 | 0 | 0 | 0 | 0 | 0 | 0 | 0 | 0 | 0 | 0 | 0 | 0 | 0 | 0 | 0 | 0 | 0 | 0 | 0 | 0 | 0 | 0 | 0 | 0 | 0
F6_Commercial_Lodging (WA)_Existing_Food Preparation_Natural Gas_Double Rack Oven_E9 | F6 | Commercial | Lodging (WA) | Existing | Food Preparation | Natural Gas | Double Rack Oven | E9 | Utility - Value of Sales | 0 | 0 | 0 | 0 | 0 | 0 | 0 | 0 | 0 | 0 | 0 | 0 | 0 | 0 | 0 | 0 | 0 | 0 | 0 | 0 | 0 | 0 | 0 | 0 | 0 | 0 | 0
F6_Commercial_Lodging (WA)_Existing_Food Preparation_Natural Gas_Double Rack Oven_E10 | F6 | Commercial | Lodging (WA) | Existing | Food Preparation | Natural Gas | Double Rack Oven | E10 | Utility - Value of Sales | 0 | 0 | 0 | 0 | 0 | 0 | 0 | 0 | 0 | 0 | 0 | 0 | 0 | 0 | 0 | 0 | 0 | 0 | 0 | 0 | 0 | 0 | 0 | 0 | 0 | 0 | 0
F1_Commercial_Lodging (WA)_Existing_Food Preparation_Natural Gas_Fryer_E1 | F1 | Commercial | Lodging (WA) | Existing | Food Preparation | Natural Gas | Fryer | E1 | RVT - Cost of Equipment | 0.0019894 | 0.0019894 | 0.0019894 | 0.0019894 | 0.0019894 | 0.0019894 | 0.0019894 | 0.0019894 | 0.0019894 | 0.0019894 | 0.0019894 | 0.0019894 | 0.0019894 | 0.0019894 | 0.0019894 | 0.0019894 | 0.0019894 | 0.0019894 | 0.0019894 | 0.0019894 | 0.0019894 | 0.0019894 | 0.0019894 | 0.0019894 | 0.0019894 | 0.0019894 | 0.0019894
F1_Commercial_Lodging (WA)_Existing_Food Preparation_Natural Gas_Fryer_E2 | F1 | Commercial | Lodging (WA) | Existing | Food Preparation | Natural Gas | Fryer | E2 | RVT - Cost of Equipment | 0.0029443 | 0.0029443 | 0.0029443 | 0.0029443 | 0.0029443 | 0.0029443 | 0.0029443 | 0.0029443 | 0.0029443 | 0.0029443 | 0.0029443 | 0.0029443 | 0.0029443 | 0.0029443 | 0.0029443 | 0.0029443 | 0.0029443 | 0.0029443 | 0.0029443 | 0.0029443 | 0.0029443 | 0.0029443 | 0.0029443 | 0.0029443 | 0.0029443 | 0.0029443 | 0.0029443
F1_Commercial_Lodging (WA)_Existing_Food Preparation_Natural Gas_Fryer_E3 | F1 | Commercial | Lodging (WA) | Existing | Food Preparation | Natural Gas | Fryer | E3 | RVT - Cost of Equipment | 0 | 0 | 0 | 0 | 0 | 0 | 0 | 0 | 0 | 0 | 0 | 0 | 0 | 0 | 0 | 0 | 0 | 0 | 0 | 0 | 0 | 0 | 0 | 0 | 0 | 0 | 0
F1_Commercial_Lodging (WA)_Existing_Food Preparation_Natural Gas_Fryer_E4 | F1 | Commercial | Lodging (WA) | Existing | Food Preparation | Natural Gas | Fryer | E4 | RVT - Cost of Equipment | 0 | 0 | 0 | 0 | 0 | 0 | 0 | 0 | 0 | 0 | 0 | 0 | 0 | 0 | 0 | 0 | 0 | 0 | 0 | 0 | 0 | 0 | 0 | 0 | 0 | 0 | 0
F1_Commercial_Lodging (WA)_Existing_Food Preparation_Natural Gas_Fryer_E5 | F1 | Commercial | Lodging (WA) | Existing | Food Preparation | Natural Gas | Fryer | E5 | RVT - Cost of Equipment | 0 | 0 | 0 | 0 | 0 | 0 | 0 | 0 | 0 | 0 | 0 | 0 | 0 | 0 | 0 | 0 | 0 | 0 | 0 | 0 | 0 | 0 | 0 | 0 | 0 | 0 | 0
F1_Commercial_Lodging (WA)_Existing_Food Preparation_Natural Gas_Fryer_E6 | F1 | Commercial | Lodging (WA) | Existing | Food Preparation | Natural Gas | Fryer | E6 | RVT - Cost of Equipment | 0 | 0 | 0 | 0 | 0 | 0 | 0 | 0 | 0 | 0 | 0 | 0 | 0 | 0 | 0 | 0 | 0 | 0 | 0 | 0 | 0 | 0 | 0 | 0 | 0 | 0 | 0
F1_Commercial_Lodging (WA)_Existing_Food Preparation_Natural Gas_Fryer_E7 | F1 | Commercial | Lodging (WA) | Existing | Food Preparation | Natural Gas | Fryer | E7 | RVT - Cost of Equipment | 0 | 0 | 0 | 0 | 0 | 0 | 0 | 0 | 0 | 0 | 0 | 0 | 0 | 0 | 0 | 0 | 0 | 0 | 0 | 0 | 0 | 0 | 0 | 0 | 0 | 0 | 0
F1_Commercial_Lodging (WA)_Existing_Food Preparation_Natural Gas_Fryer_E8 | F1 | Commercial | Lodging (WA) | Existing | Food Preparation | Natural Gas | Fryer | E8 | RVT - Cost of Equipment | 0 | 0 | 0 | 0 | 0 | 0 | 0 | 0 | 0 | 0 | 0 | 0 | 0 | 0 | 0 | 0 | 0 | 0 | 0 | 0 | 0 | 0 | 0 | 0 | 0 | 0 | 0
F1_Commercial_Lodging (WA)_Existing_Food Preparation_Natural Gas_Fryer_E9 | F1 | Commercial | Lodging (WA) | Existing | Food Preparation | Natural Gas | Fryer | E9 | RVT - Cost of Equipment | 0 | 0 | 0 | 0 | 0 | 0 | 0 | 0 | 0 | 0 | 0 | 0 | 0 | 0 | 0 | 0 | 0 | 0 | 0 | 0 | 0 | 0 | 0 | 0 | 0 | 0 | 0
F1_Commercial_Lodging (WA)_Existing_Food Preparation_Natural Gas_Fryer_E10 | F1 | Commercial | Lodging (WA) | Existing | Food Preparation | Natural Gas | Fryer | E10 | RVT - Cost of Equipment | 0 | 0 | 0 | 0 | 0 | 0 | 0 | 0 | 0 | 0 | 0 | 0 | 0 | 0 | 0 | 0 | 0 | 0 | 0 | 0 | 0 | 0 | 0 | 0 | 0 | 0 | 0
F2_Commercial_Lodging (WA)_Existing_Food Preparation_Natural Gas_Fryer_E1 | F2 | Commercial | Lodging (WA) | Existing | Food Preparation | Natural Gas | Fryer | E1 | RVT - Cost of Operation | 0.048133 | 0.049101 | 0.05019 | 0.051412 | 0.052776 | 0.054424 | 0.056059 | 0.057606 | 0.059008 | 0.060373 | 0.061788 | 0.063084 | 0.064469 | 0.065811 | 0.066991 | 0.068076 | 0.069023 | 0.069938 | 0.070903 | 0.071819 | 0.072741 | 0.074026 | 0.075326 | 0.076664 | 0.078026 | 0.079412 | 0.080823
F2_Commercial_Lodging (WA)_Existing_Food Preparation_Natural Gas_Fryer_E2 | F2 | Commercial | Lodging (WA) | Existing | Food Preparation | Natural Gas | Fryer | E2 | RVT - Cost of Operation | 0.033198 | 0.033865 | 0.034616 | 0.035459 | 0.0364 | 0.037536 | 0.038664 | 0.039731 | 0.040698 | 0.04164 | 0.042615 | 0.043509 | 0.044465 | 0.04539 | 0.046204 | 0.046952 | 0.047606 | 0.048237 | 0.048902 | 0.049534 | 0.05017 | 0.051056 | 0.051952 | 0.052875 | 0.053815 | 0.054771 | 0.055744
F2_Commercial_Lodging (WA)_Existing_Food Preparation_Natural Gas_Fryer_E3 | F2 | Commercial | Lodging (WA) | Existing | Food Preparation | Natural Gas | Fryer | E3 | RVT - Cost of Operation | 0 | 0 | 0 | 0 | 0 | 0 | 0 | 0 | 0 | 0 | 0 | 0 | 0 | 0 | 0 | 0 | 0 | 0 | 0 | 0 | 0 | 0 | 0 | 0 | 0 | 0 | 0
F2_Commercial_Lodging (WA)_Existing_Food Preparation_Natural Gas_Fryer_E4 | F2 | Commercial | Lodging (WA) | Existing | Food Preparation | Natural Gas | Fryer | E4 | RVT - Cost of Operation | 0 | 0 | 0 | 0 | 0 | 0 | 0 | 0 | 0 | 0 | 0 | 0 | 0 | 0 | 0 | 0 | 0 | 0 | 0 | 0 | 0 | 0 | 0 | 0 | 0 | 0 | 0
F2_Commercial_Lodging (WA)_Existing_Food Preparation_Natural Gas_Fryer_E5 | F2 | Commercial | Lodging (WA) | Existing | Food Preparation | Natural Gas | Fryer | E5 | RVT - Cost of Operation | 0 | 0 | 0 | 0 | 0 | 0 | 0 | 0 | 0 | 0 | 0 | 0 | 0 | 0 | 0 | 0 | 0 | 0 | 0 | 0 | 0 | 0 | 0 | 0 | 0 | 0 | 0
F2_Commercial_Lodging (WA)_Existing_Food Preparation_Natural Gas_Fryer_E6 | F2 | Commercial | Lodging (WA) | Existing | Food Preparation | Natural Gas | Fryer | E6 | RVT - Cost of Operation | 0 | 0 | 0 | 0 | 0 | 0 | 0 | 0 | 0 | 0 | 0 | 0 | 0 | 0 | 0 | 0 | 0 | 0 | 0 | 0 | 0 | 0 | 0 | 0 | 0 | 0 | 0
F2_Commercial_Lodging (WA)_Existing_Food Preparation_Natural Gas_Fryer_E7 | F2 | Commercial | Lodging (WA) | Existing | Food Preparation | Natural Gas | Fryer | E7 | RVT - Cost of Operation | 0 | 0 | 0 | 0 | 0 | 0 | 0 | 0 | 0 | 0 | 0 | 0 | 0 | 0 | 0 | 0 | 0 | 0 | 0 | 0 | 0 | 0 | 0 | 0 | 0 | 0 | 0
F2_Commercial_Lodging (WA)_Existing_Food Preparation_Natural Gas_Fryer_E8 | F2 | Commercial | Lodging (WA) | Existing | Food Preparation | Natural Gas | Fryer | E8 | RVT - Cost of Operation | 0 | 0 | 0 | 0 | 0 | 0 | 0 | 0 | 0 | 0 | 0 | 0 | 0 | 0 | 0 | 0 | 0 | 0 | 0 | 0 | 0 | 0 | 0 | 0 | 0 | 0 | 0
F2_Commercial_Lodging (WA)_Existing_Food Preparation_Natural Gas_Fryer_E9 | F2 | Commercial | Lodging (WA) | Existing | Food Preparation | Natural Gas | Fryer | E9 | RVT - Cost of Operation | 0 | 0 | 0 | 0 | 0 | 0 | 0 | 0 | 0 | 0 | 0 | 0 | 0 | 0 | 0 | 0 | 0 | 0 | 0 | 0 | 0 | 0 | 0 | 0 | 0 | 0 | 0
F2_Commercial_Lodging (WA)_Existing_Food Preparation_Natural Gas_Fryer_E10 | F2 | Commercial | Lodging (WA) | Existing | Food Preparation | Natural Gas | Fryer | E10 | RVT - Cost of Operation | 0 | 0 | 0 | 0 | 0 | 0 | 0 | 0 | 0 | 0 | 0 | 0 | 0 | 0 | 0 | 0 | 0 | 0 | 0 | 0 | 0 | 0 | 0 | 0 | 0 | 0 | 0
F3_Commercial_Lodging (WA)_Existing_Food Preparation_Natural Gas_Fryer_E1 | F3 | Commercial | Lodging (WA) | Existing | Food Preparation | Natural Gas | Fryer | E1 | System - kBTUs of Consumption | 11.1363 | 11.1363 | 11.1363 | 11.1363 | 11.1363 | 11.1363 | 11.1363 | 11.1363 | 11.1363 | 11.1363 | 11.1363 | 11.1363 | 11.1363 | 11.1363 | 11.1363 | 11.1363 | 11.1363 | 11.1363 | 11.1363 | 11.1363 | 11.1363 | 11.1363 | 11.1363 | 11.1363 | 11.1363 | 11.1363 | 11.1363
F3_Commercial_Lodging (WA)_Existing_Food Preparation_Natural Gas_Fryer_E2 | F3 | Commercial | Lodging (WA) | Existing | Food Preparation | Natural Gas | Fryer | E2 | System - kBTUs of Consumption | 7.6807 | 7.6807 | 7.6807 | 7.6807 | 7.6807 | 7.6807 | 7.6807 | 7.6807 | 7.6807 | 7.6807 | 7.6807 | 7.6807 | 7.6807 | 7.6807 | 7.6807 | 7.6807 | 7.6807 | 7.6807 | 7.6807 | 7.6807 | 7.6807 | 7.6807 | 7.6807 | 7.6807 | 7.6807 | 7.6807 | 7.6807
F3_Commercial_Lodging (WA)_Existing_Food Preparation_Natural Gas_Fryer_E3 | F3 | Commercial | Lodging (WA) | Existing | Food Preparation | Natural Gas | Fryer | E3 | System - kBTUs of Consumption | 0 | 0 | 0 | 0 | 0 | 0 | 0 | 0 | 0 | 0 | 0 | 0 | 0 | 0 | 0 | 0 | 0 | 0 | 0 | 0 | 0 | 0 | 0 | 0 | 0 | 0 | 0
F3_Commercial_Lodging (WA)_Existing_Food Preparation_Natural Gas_Fryer_E4 | F3 | Commercial | Lodging (WA) | Existing | Food Preparation | Natural Gas | Fryer | E4 | System - kBTUs of Consumption | 0 | 0 | 0 | 0 | 0 | 0 | 0 | 0 | 0 | 0 | 0 | 0 | 0 | 0 | 0 | 0 | 0 | 0 | 0 | 0 | 0 | 0 | 0 | 0 | 0 | 0 | 0
F3_Commercial_Lodging (WA)_Existing_Food Preparation_Natural Gas_Fryer_E5 | F3 | Commercial | Lodging (WA) | Existing | Food Preparation | Natural Gas | Fryer | E5 | System - kBTUs of Consumption | 0 | 0 | 0 | 0 | 0 | 0 | 0 | 0 | 0 | 0 | 0 | 0 | 0 | 0 | 0 | 0 | 0 | 0 | 0 | 0 | 0 | 0 | 0 | 0 | 0 | 0 | 0
F3_Commercial_Lodging (WA)_Existing_Food Preparation_Natural Gas_Fryer_E6 | F3 | Commercial | Lodging (WA) | Existing | Food Preparation | Natural Gas | Fryer | E6 | System - kBTUs of Consumption | 0 | 0 | 0 | 0 | 0 | 0 | 0 | 0 | 0 | 0 | 0 | 0 | 0 | 0 | 0 | 0 | 0 | 0 | 0 | 0 | 0 | 0 | 0 | 0 | 0 | 0 | 0
F3_Commercial_Lodging (WA)_Existing_Food Preparation_Natural Gas_Fryer_E7 | F3 | Commercial | Lodging (WA) | Existing | Food Preparation | Natural Gas | Fryer | E7 | System - kBTUs of Consumption | 0 | 0 | 0 | 0 | 0 | 0 | 0 | 0 | 0 | 0 | 0 | 0 | 0 | 0 | 0 | 0 | 0 | 0 | 0 | 0 | 0 | 0 | 0 | 0 | 0 | 0 | 0
F3_Commercial_Lodging (WA)_Existing_Food Preparation_Natural Gas_Fryer_E8 | F3 | Commercial | Lodging (WA) | Existing | Food Preparation | Natural Gas | Fryer | E8 | System - kBTUs of Consumption | 0 | 0 | 0 | 0 | 0 | 0 | 0 | 0 | 0 | 0 | 0 | 0 | 0 | 0 | 0 | 0 | 0 | 0 | 0 | 0 | 0 | 0 | 0 | 0 | 0 | 0 | 0
F3_Commercial_Lodging (WA)_Existing_Food Preparation_Natural Gas_Fryer_E9 | F3 | Commercial | Lodging (WA) | Existing | Food Preparation | Natural Gas | Fryer | E9 | System - kBTUs of Consumption | 0 | 0 | 0 | 0 | 0 | 0 | 0 | 0 | 0 | 0 | 0 | 0 | 0 | 0 | 0 | 0 | 0 | 0 | 0 | 0 | 0 | 0 | 0 | 0 | 0 | 0 | 0
F3_Commercial_Lodging (WA)_Existing_Food Preparation_Natural Gas_Fryer_E10 | F3 | Commercial | Lodging (WA) | Existing | Food Preparation | Natural Gas | Fryer | E10 | System - kBTUs of Consumption | 0 | 0 | 0 | 0 | 0 | 0 | 0 | 0 | 0 | 0 | 0 | 0 | 0 | 0 | 0 | 0 | 0 | 0 | 0 | 0 | 0 | 0 | 0 | 0 | 0 | 0 | 0
F4_Commercial_Lodging (WA)_Existing_Food Preparation_Natural Gas_Fryer_E1 | F4 | Commercial | Lodging (WA) | Existing | Food Preparation | Natural Gas | Fryer | E1 | Utility - Cost of Equipment | 0.0019894 | 0.0019894 | 0.0019894 | 0.0019894 | 0.0019894 | 0.0019894 | 0.0019894 | 0.0019894 | 0.0019894 | 0.0019894 | 0.0019894 | 0.0019894 | 0.0019894 | 0.0019894 | 0.0019894 | 0.0019894 | 0.0019894 | 0.0019894 | 0.0019894 | 0.0019894 | 0.0019894 | 0.0019894 | 0.0019894 | 0.0019894 | 0.0019894 | 0.0019894 | 0.0019894
F4_Commercial_Lodging (WA)_Existing_Food Preparation_Natural Gas_Fryer_E2 | F4 | Commercial | Lodging (WA) | Existing | Food Preparation | Natural Gas | Fryer | E2 | Utility - Cost of Equipment | 0.0029443 | 0.0029443 | 0.0029443 | 0.0029443 | 0.0029443 | 0.0029443 | 0.0029443 | 0.0029443 | 0.0029443 | 0.0029443 | 0.0029443 | 0.0029443 | 0.0029443 | 0.0029443 | 0.0029443 | 0.0029443 | 0.0029443 | 0.0029443 | 0.0029443 | 0.0029443 | 0.0029443 | 0.0029443 | 0.0029443 | 0.0029443 | 0.0029443 | 0.0029443 | 0.0029443
F4_Commercial_Lodging (WA)_Existing_Food Preparation_Natural Gas_Fryer_E3 | F4 | Commercial | Lodging (WA) | Existing | Food Preparation | Natural Gas | Fryer | E3 | Utility - Cost of Equipment | 0 | 0 | 0 | 0 | 0 | 0 | 0 | 0 | 0 | 0 | 0 | 0 | 0 | 0 | 0 | 0 | 0 | 0 | 0 | 0 | 0 | 0 | 0 | 0 | 0 | 0 | 0
F4_Commercial_Lodging (WA)_Existing_Food Preparation_Natural Gas_Fryer_E4 | F4 | Commercial | Lodging (WA) | Existing | Food Preparation | Natural Gas | Fryer | E4 | Utility - Cost of Equipment | 0 | 0 | 0 | 0 | 0 | 0 | 0 | 0 | 0 | 0 | 0 | 0 | 0 | 0 | 0 | 0 | 0 | 0 | 0 | 0 | 0 | 0 | 0 | 0 | 0 | 0 | 0
F4_Commercial_Lodging (WA)_Existing_Food Preparation_Natural Gas_Fryer_E5 | F4 | Commercial | Lodging (WA) | Existing | Food Preparation | Natural Gas | Fryer | E5 | Utility - Cost of Equipment | 0 | 0 | 0 | 0 | 0 | 0 | 0 | 0 | 0 | 0 | 0 | 0 | 0 | 0 | 0 | 0 | 0 | 0 | 0 | 0 | 0 | 0 | 0 | 0 | 0 | 0 | 0
F4_Commercial_Lodging (WA)_Existing_Food Preparation_Natural Gas_Fryer_E6 | F4 | Commercial | Lodging (WA) | Existing | Food Preparation | Natural Gas | Fryer | E6 | Utility - Cost of Equipment | 0 | 0 | 0 | 0 | 0 | 0 | 0 | 0 | 0 | 0 | 0 | 0 | 0 | 0 | 0 | 0 | 0 | 0 | 0 | 0 | 0 | 0 | 0 | 0 | 0 | 0 | 0
F4_Commercial_Lodging (WA)_Existing_Food Preparation_Natural Gas_Fryer_E7 | F4 | Commercial | Lodging (WA) | Existing | Food Preparation | Natural Gas | Fryer | E7 | Utility - Cost of Equipment | 0 | 0 | 0 | 0 | 0 | 0 | 0 | 0 | 0 | 0 | 0 | 0 | 0 | 0 | 0 | 0 | 0 | 0 | 0 | 0 | 0 | 0 | 0 | 0 | 0 | 0 | 0
F4_Commercial_Lodging (WA)_Existing_Food Preparation_Natural Gas_Fryer_E8 | F4 | Commercial | Lodging (WA) | Existing | Food Preparation | Natural Gas | Fryer | E8 | Utility - Cost of Equipment | 0 | 0 | 0 | 0 | 0 | 0 | 0 | 0 | 0 | 0 | 0 | 0 | 0 | 0 | 0 | 0 | 0 | 0 | 0 | 0 | 0 | 0 | 0 | 0 | 0 | 0 | 0
F4_Commercial_Lodging (WA)_Existing_Food Preparation_Natural Gas_Fryer_E9 | F4 | Commercial | Lodging (WA) | Existing | Food Preparation | Natural Gas | Fryer | E9 | Utility - Cost of Equipment | 0 | 0 | 0 | 0 | 0 | 0 | 0 | 0 | 0 | 0 | 0 | 0 | 0 | 0 | 0 | 0 | 0 | 0 | 0 | 0 | 0 | 0 | 0 | 0 | 0 | 0 | 0
F4_Commercial_Lodging (WA)_Existing_Food Preparation_Natural Gas_Fryer_E10 | F4 | Commercial | Lodging (WA) | Existing | Food Preparation | Natural Gas | Fryer | E10 | Utility - Cost of Equipment | 0 | 0 | 0 | 0 | 0 | 0 | 0 | 0 | 0 | 0 | 0 | 0 | 0 | 0 | 0 | 0 | 0 | 0 | 0 | 0 | 0 | 0 | 0 | 0 | 0 | 0 | 0
F5_Commercial_Lodging (WA)_Existing_Food Preparation_Natural Gas_Fryer_E1 | F5 | Commercial | Lodging (WA) | Existing | Food Preparation | Natural Gas | Fryer | E1 | Utility - Cost of Operation | 0.041289 | 0.042374 | 0.043591 | 0.044955 | 0.046473 | 0.048269 | 0.050098 | 0.0519 | 0.053633 | 0.055392 | 0.056823 | 0.058174 | 0.059619 | 0.061041 | 0.062331 | 0.063553 | 0.064667 | 0.065773 | 0.066945 | 0.068096 | 0.069277 | 0.070501 | 0.071739 | 0.073013 | 0.07431 | 0.07563 | 0.076974
F5_Commercial_Lodging (WA)_Existing_Food Preparation_Natural Gas_Fryer_E2 | F5 | Commercial | Lodging (WA) | Existing | Food Preparation | Natural Gas | Fryer | E2 | Utility - Cost of Operation | 0.028477 | 0.029225 | 0.030065 | 0.031005 | 0.032053 | 0.033291 | 0.034553 | 0.035796 | 0.036991 | 0.038204 | 0.039191 | 0.040123 | 0.04112 | 0.0421 | 0.04299 | 0.043833 | 0.044601 | 0.045364 | 0.046172 | 0.046966 | 0.047781 | 0.048625 | 0.049478 | 0.050357 | 0.051252 | 0.052163 | 0.053089
F5_Commercial_Lodging (WA)_Existing_Food Preparation_Natural Gas_Fryer_E3 | F5 | Commercial | Lodging (WA) | Existing | Food Preparation | Natural Gas | Fryer | E3 | Utility - Cost of Operation | 0 | 0 | 0 | 0 | 0 | 0 | 0 | 0 | 0 | 0 | 0 | 0 | 0 | 0 | 0 | 0 | 0 | 0 | 0 | 0 | 0 | 0 | 0 | 0 | 0 | 0 | 0
F5_Commercial_Lodging (WA)_Existing_Food Preparation_Natural Gas_Fryer_E4 | F5 | Commercial | Lodging (WA) | Existing | Food Preparation | Natural Gas | Fryer | E4 | Utility - Cost of Operation | 0 | 0 | 0 | 0 | 0 | 0 | 0 | 0 | 0 | 0 | 0 | 0 | 0 | 0 | 0 | 0 | 0 | 0 | 0 | 0 | 0 | 0 | 0 | 0 | 0 | 0 | 0
F5_Commercial_Lodging (WA)_Existing_Food Preparation_Natural Gas_Fryer_E5 | F5 | Commercial | Lodging (WA) | Existing | Food Preparation | Natural Gas | Fryer | E5 | Utility - Cost of Operation | 0 | 0 | 0 | 0 | 0 | 0 | 0 | 0 | 0 | 0 | 0 | 0 | 0 | 0 | 0 | 0 | 0 | 0 | 0 | 0 | 0 | 0 | 0 | 0 | 0 | 0 | 0
F5_Commercial_Lodging (WA)_Existing_Food Preparation_Natural Gas_Fryer_E6 | F5 | Commercial | Lodging (WA) | Existing | Food Preparation | Natural Gas | Fryer | E6 | Utility - Cost of Operation | 0 | 0 | 0 | 0 | 0 | 0 | 0 | 0 | 0 | 0 | 0 | 0 | 0 | 0 | 0 | 0 | 0 | 0 | 0 | 0 | 0 | 0 | 0 | 0 | 0 | 0 | 0
F5_Commercial_Lodging (WA)_Existing_Food Preparation_Natural Gas_Fryer_E7 | F5 | Commercial | Lodging (WA) | Existing | Food Preparation | Natural Gas | Fryer | E7 | Utility - Cost of Operation | 0 | 0 | 0 | 0 | 0 | 0 | 0 | 0 | 0 | 0 | 0 | 0 | 0 | 0 | 0 | 0 | 0 | 0 | 0 | 0 | 0 | 0 | 0 | 0 | 0 | 0 | 0
F5_Commercial_Lodging (WA)_Existing_Food Preparation_Natural Gas_Fryer_E8 | F5 | Commercial | Lodging (WA) | Existing | Food Preparation | Natural Gas | Fryer | E8 | Utility - Cost of Operation | 0 | 0 | 0 | 0 | 0 | 0 | 0 | 0 | 0 | 0 | 0 | 0 | 0 | 0 | 0 | 0 | 0 | 0 | 0 | 0 | 0 | 0 | 0 | 0 | 0 | 0 | 0
F5_Commercial_Lodging (WA)_Existing_Food Preparation_Natural Gas_Fryer_E9 | F5 | Commercial | Lodging (WA) | Existing | Food Preparation | Natural Gas | Fryer | E9 | Utility - Cost of Operation | 0 | 0 | 0 | 0 | 0 | 0 | 0 | 0 | 0 | 0 | 0 | 0 | 0 | 0 | 0 | 0 | 0 | 0 | 0 | 0 | 0 | 0 | 0 | 0 | 0 | 0 | 0
F5_Commercial_Lodging (WA)_Existing_Food Preparation_Natural Gas_Fryer_E10 | F5 | Commercial | Lodging (WA) | Existing | Food Preparation | Natural Gas | Fryer | E10 | Utility - Cost of Operation | 0 | 0 | 0 | 0 | 0 | 0 | 0 | 0 | 0 | 0 | 0 | 0 | 0 | 0 | 0 | 0 | 0 | 0 | 0 | 0 | 0 | 0 | 0 | 0 | 0 | 0 | 0
F6_Commercial_Lodging (WA)_Existing_Food Preparation_Natural Gas_Fryer_E1 | F6 | Commercial | Lodging (WA) | Existing | Food Preparation | Natural Gas | Fryer | E1 | Utility - Value of Sales | 0.048133 | 0.049101 | 0.05019 | 0.051412 | 0.052776 | 0.054424 | 0.056059 | 0.057606 | 0.059008 | 0.060373 | 0.061788 | 0.063084 | 0.064469 | 0.065811 | 0.066991 | 0.068076 | 0.069023 | 0.069938 | 0.070903 | 0.071819 | 0.072741 | 0.074026 | 0.075326 | 0.076664 | 0.078026 | 0.079412 | 0.080823
F6_Commercial_Lodging (WA)_Existing_Food Preparation_Natural Gas_Fryer_E2 | F6 | Commercial | Lodging (WA) | Existing | Food Preparation | Natural Gas | Fryer | E2 | Utility - Value of Sales | 0.033198 | 0.033865 | 0.034616 | 0.035459 | 0.0364 | 0.037536 | 0.038664 | 0.039731 | 0.040698 | 0.04164 | 0.042615 | 0.043509 | 0.044465 | 0.04539 | 0.046204 | 0.046952 | 0.047606 | 0.048237 | 0.048902 | 0.049534 | 0.05017 | 0.051056 | 0.051952 | 0.052875 | 0.053815 | 0.054771 | 0.055744
F6_Commercial_Lodging (WA)_Existing_Food Preparation_Natural Gas_Fryer_E3 | F6 | Commercial | Lodging (WA) | Existing | Food Preparation | Natural Gas | Fryer | E3 | Utility - Value of Sales | 0 | 0 | 0 | 0 | 0 | 0 | 0 | 0 | 0 | 0 | 0 | 0 | 0 | 0 | 0 | 0 | 0 | 0 | 0 | 0 | 0 | 0 | 0 | 0 | 0 | 0 | 0
F6_Commercial_Lodging (WA)_Existing_Food Preparation_Natural Gas_Fryer_E4 | F6 | Commercial | Lodging (WA) | Existing | Food Preparation | Natural Gas | Fryer | E4 | Utility - Value of Sales | 0 | 0 | 0 | 0 | 0 | 0 | 0 | 0 | 0 | 0 | 0 | 0 | 0 | 0 | 0 | 0 | 0 | 0 | 0 | 0 | 0 | 0 | 0 | 0 | 0 | 0 | 0
F6_Commercial_Lodging (WA)_Existing_Food Preparation_Natural Gas_Fryer_E5 | F6 | Commercial | Lodging (WA) | Existing | Food Preparation | Natural Gas | Fryer | E5 | Utility - Value of Sales | 0 | 0 | 0 | 0 | 0 | 0 | 0 | 0 | 0 | 0 | 0 | 0 | 0 | 0 | 0 | 0 | 0 | 0 | 0 | 0 | 0 | 0 | 0 | 0 | 0 | 0 | 0
F6_Commercial_Lodging (WA)_Existing_Food Preparation_Natural Gas_Fryer_E6 | F6 | Commercial | Lodging (WA) | Existing | Food Preparation | Natural Gas | Fryer | E6 | Utility - Value of Sales | 0 | 0 | 0 | 0 | 0 | 0 | 0 | 0 | 0 | 0 | 0 | 0 | 0 | 0 | 0 | 0 | 0 | 0 | 0 | 0 | 0 | 0 | 0 | 0 | 0 | 0 | 0
F6_Commercial_Lodging (WA)_Existing_Food Preparation_Natural Gas_Fryer_E7 | F6 | Commercial | Lodging (WA) | Existing | Food Preparation | Natural Gas | Fryer | E7 | Utility - Value of Sales | 0 | 0 | 0 | 0 | 0 | 0 | 0 | 0 | 0 | 0 | 0 | 0 | 0 | 0 | 0 | 0 | 0 | 0 | 0 | 0 | 0 | 0 | 0 | 0 | 0 | 0 | 0
F6_Commercial_Lodging (WA)_Existing_Food Preparation_Natural Gas_Fryer_E8 | F6 | Commercial | Lodging (WA) | Existing | Food Preparation | Natural Gas | Fryer | E8 | Utility - Value of Sales | 0 | 0 | 0 | 0 | 0 | 0 | 0 | 0 | 0 | 0 | 0 | 0 | 0 | 0 | 0 | 0 | 0 | 0 | 0 | 0 | 0 | 0 | 0 | 0 | 0 | 0 | 0
F6_Commercial_Lodging (WA)_Existing_Food Preparation_Natural Gas_Fryer_E9 | F6 | Commercial | Lodging (WA) | Existing | Food Preparation | Natural Gas | Fryer | E9 | Utility - Value of Sales | 0 | 0 | 0 | 0 | 0 | 0 | 0 | 0 | 0 | 0 | 0 | 0 | 0 | 0 | 0 | 0 | 0 | 0 | 0 | 0 | 0 | 0 | 0 | 0 | 0 | 0 | 0
F6_Commercial_Lodging (WA)_Existing_Food Preparation_Natural Gas_Fryer_E10 | F6 | Commercial | Lodging (WA) | Existing | Food Preparation | Natural Gas | Fryer | E10 | Utility - Value of Sales | 0 | 0 | 0 | 0 | 0 | 0 | 0 | 0 | 0 | 0 | 0 | 0 | 0 | 0 | 0 | 0 | 0 | 0 | 0 | 0 | 0 | 0 | 0 | 0 | 0 | 0 | 0
F1_Commercial_Lodging (WA)_Existing_Food Preparation_Natural Gas_Broiler_E1 | F1 | Commercial | Lodging (WA) | Existing | Food Preparation | Natural Gas | Broiler | E1 | RVT - Cost of Equipment | 0.0022897 | 0.0022897 | 0.0022897 | 0.0022897 | 0.0022897 | 0.0022897 | 0.0022897 | 0.0022897 | 0.0022897 | 0.0022897 | 0.0022897 | 0.0022897 | 0.0022897 | 0.0022897 | 0.0022897 | 0.0022897 | 0.0022897 | 0.0022897 | 0.0022897 | 0.0022897 | 0.0022897 | 0.0022897 | 0.0022897 | 0.0022897 | 0.0022897 | 0.0022897 | 0.0022897
F1_Commercial_Lodging (WA)_Existing_Food Preparation_Natural Gas_Broiler_E2 | F1 | Commercial | Lodging (WA) | Existing | Food Preparation | Natural Gas | Broiler | E2 | RVT - Cost of Equipment | 0.0032056 | 0.0032056 | 0.0032056 | 0.0032056 | 0.0032056 | 0.0032056 | 0.0032056 | 0.0032056 | 0.0032056 | 0.0032056 | 0.0032056 | 0.0032056 | 0.0032056 | 0.0032056 | 0.0032056 | 0.0032056 | 0.0032056 | 0.0032056 | 0.0032056 | 0.0032056 | 0.0032056 | 0.0032056 | 0.0032056 | 0.0032056 | 0.0032056 | 0.0032056 | 0.0032056
F1_Commercial_Lodging (WA)_Existing_Food Preparation_Natural Gas_Broiler_E3 | F1 | Commercial | Lodging (WA) | Existing | Food Preparation | Natural Gas | Broiler | E3 | RVT - Cost of Equipment | 0 | 0 | 0 | 0 | 0 | 0 | 0 | 0 | 0 | 0 | 0 | 0 | 0 | 0 | 0 | 0 | 0 | 0 | 0 | 0 | 0 | 0 | 0 | 0 | 0 | 0 | 0
F1_Commercial_Lodging (WA)_Existing_Food Preparation_Natural Gas_Broiler_E4 | F1 | Commercial | Lodging (WA) | Existing | Food Preparation | Natural Gas | Broiler | E4 | RVT - Cost of Equipment | 0 | 0 | 0 | 0 | 0 | 0 | 0 | 0 | 0 | 0 | 0 | 0 | 0 | 0 | 0 | 0 | 0 | 0 | 0 | 0 | 0 | 0 | 0 | 0 | 0 | 0 | 0
F1_Commercial_Lodging (WA)_Existing_Food Preparation_Natural Gas_Broiler_E5 | F1 | Commercial | Lodging (WA) | Existing | Food Preparation | Natural Gas | Broiler | E5 | RVT - Cost of Equipment | 0 | 0 | 0 | 0 | 0 | 0 | 0 | 0 | 0 | 0 | 0 | 0 | 0 | 0 | 0 | 0 | 0 | 0 | 0 | 0 | 0 | 0 | 0 | 0 | 0 | 0 | 0
F1_Commercial_Lodging (WA)_Existing_Food Preparation_Natural Gas_Broiler_E6 | F1 | Commercial | Lodging (WA) | Existing | Food Preparation | Natural Gas | Broiler | E6 | RVT - Cost of Equipment | 0 | 0 | 0 | 0 | 0 | 0 | 0 | 0 | 0 | 0 | 0 | 0 | 0 | 0 | 0 | 0 | 0 | 0 | 0 | 0 | 0 | 0 | 0 | 0 | 0 | 0 | 0
F1_Commercial_Lodging (WA)_Existing_Food Preparation_Natural Gas_Broiler_E7 | F1 | Commercial | Lodging (WA) | Existing | Food Preparation | Natural Gas | Broiler | E7 | RVT - Cost of Equipment | 0 | 0 | 0 | 0 | 0 | 0 | 0 | 0 | 0 | 0 | 0 | 0 | 0 | 0 | 0 | 0 | 0 | 0 | 0 | 0 | 0 | 0 | 0 | 0 | 0 | 0 | 0
F1_Commercial_Lodging (WA)_Existing_Food Preparation_Natural Gas_Broiler_E8 | F1 | Commercial | Lodging (WA) | Existing | Food Preparation | Natural Gas | Broiler | E8 | RVT - Cost of Equipment | 0 | 0 | 0 | 0 | 0 | 0 | 0 | 0 | 0 | 0 | 0 | 0 | 0 | 0 | 0 | 0 | 0 | 0 | 0 | 0 | 0 | 0 | 0 | 0 | 0 | 0 | 0
F1_Commercial_Lodging (WA)_Existing_Food Preparation_Natural Gas_Broiler_E9 | F1 | Commercial | Lodging (WA) | Existing | Food Preparation | Natural Gas | Broiler | E9 | RVT - Cost of Equipment | 0 | 0 | 0 | 0 | 0 | 0 | 0 | 0 | 0 | 0 | 0 | 0 | 0 | 0 | 0 | 0 | 0 | 0 | 0 | 0 | 0 | 0 | 0 | 0 | 0 | 0 | 0
F1_Commercial_Lodging (WA)_Existing_Food Preparation_Natural Gas_Broiler_E10 | F1 | Commercial | Lodging (WA) | Existing | Food Preparation | Natural Gas | Broiler | E10 | RVT - Cost of Equipment | 0 | 0 | 0 | 0 | 0 | 0 | 0 | 0 | 0 | 0 | 0 | 0 | 0 | 0 | 0 | 0 | 0 | 0 | 0 | 0 | 0 | 0 | 0 | 0 | 0 | 0 | 0
F2_Commercial_Lodging (WA)_Existing_Food Preparation_Natural Gas_Broiler_E1 | F2 | Commercial | Lodging (WA) | Existing | Food Preparation | Natural Gas | Broiler | E1 | RVT - Cost of Operation | 0.047684 | 0.048585 | 0.049642 | 0.050875 | 0.052287 | 0.054049 | 0.055816 | 0.057494 | 0.059013 | 0.060486 | 0.062011 | 0.063398 | 0.064861 | 0.066246 | 0.067437 | 0.068512 | 0.069421 | 0.070289 | 0.071213 | 0.072075 | 0.07294 | 0.074227 | 0.075528 | 0.07687 | 0.078236 | 0.079626 | 0.08104
F2_Commercial_Lodging (WA)_Existing_Food Preparation_Natural Gas_Broiler_E2 | F2 | Commercial | Lodging (WA) | Existing | Food Preparation | Natural Gas | Broiler | E2 | RVT - Cost of Operation | 0.040671 | 0.041439 | 0.042341 | 0.043392 | 0.044597 | 0.0461 | 0.047607 | 0.049038 | 0.050334 | 0.05159 | 0.052891 | 0.054073 | 0.055322 | 0.056503 | 0.057519 | 0.058435 | 0.059211 | 0.059951 | 0.060739 | 0.061475 | 0.062212 | 0.06331 | 0.06442 | 0.065564 | 0.066729 | 0.067915 | 0.069121
F2_Commercial_Lodging (WA)_Existing_Food Preparation_Natural Gas_Broiler_E3 | F2 | Commercial | Lodging (WA) | Existing | Food Preparation | Natural Gas | Broiler | E3 | RVT - Cost of Operation | 0 | 0 | 0 | 0 | 0 | 0 | 0 | 0 | 0 | 0 | 0 | 0 | 0 | 0 | 0 | 0 | 0 | 0 | 0 | 0 | 0 | 0 | 0 | 0 | 0 | 0 | 0
F2_Commercial_Lodging (WA)_Existing_Food Preparation_Natural Gas_Broiler_E4 | F2 | Commercial | Lodging (WA) | Existing | Food Preparation | Natural Gas | Broiler | E4 | RVT - Cost of Operation | 0 | 0 | 0 | 0 | 0 | 0 | 0 | 0 | 0 | 0 | 0 | 0 | 0 | 0 | 0 | 0 | 0 | 0 | 0 | 0 | 0 | 0 | 0 | 0 | 0 | 0 | 0
F2_Commercial_Lodging (WA)_Existing_Food Preparation_Natural Gas_Broiler_E5 | F2 | Commercial | Lodging (WA) | Existing | Food Preparation | Natural Gas | Broiler | E5 | RVT - Cost of Operation | 0 | 0 | 0 | 0 | 0 | 0 | 0 | 0 | 0 | 0 | 0 | 0 | 0 | 0 | 0 | 0 | 0 | 0 | 0 | 0 | 0 | 0 | 0 | 0 | 0 | 0 | 0
F2_Commercial_Lodging (WA)_Existing_Food Preparation_Natural Gas_Broiler_E6 | F2 | Commercial | Lodging (WA) | Existing | Food Preparation | Natural Gas | Broiler | E6 | RVT - Cost of Operation | 0 | 0 | 0 | 0 | 0 | 0 | 0 | 0 | 0 | 0 | 0 | 0 | 0 | 0 | 0 | 0 | 0 | 0 | 0 | 0 | 0 | 0 | 0 | 0 | 0 | 0 | 0
F2_Commercial_Lodging (WA)_Existing_Food Preparation_Natural Gas_Broiler_E7 | F2 | Commercial | Lodging (WA) | Existing | Food Preparation | Natural Gas | Broiler | E7 | RVT - Cost of Operation | 0 | 0 | 0 | 0 | 0 | 0 | 0 | 0 | 0 | 0 | 0 | 0 | 0 | 0 | 0 | 0 | 0 | 0 | 0 | 0 | 0 | 0 | 0 | 0 | 0 | 0 | 0
F2_Commercial_Lodging (WA)_Existing_Food Preparation_Natural Gas_Broiler_E8 | F2 | Commercial | Lodging (WA) | Existing | Food Preparation | Natural Gas | Broiler | E8 | RVT - Cost of Operation | 0 | 0 | 0 | 0 | 0 | 0 | 0 | 0 | 0 | 0 | 0 | 0 | 0 | 0 | 0 | 0 | 0 | 0 | 0 | 0 | 0 | 0 | 0 | 0 | 0 | 0 | 0
F2_Commercial_Lodging (WA)_Existing_Food Preparation_Natural Gas_Broiler_E9 | F2 | Commercial | Lodging (WA) | Existing | Food Preparation | Natural Gas | Broiler | E9 | RVT - Cost of Operation | 0 | 0 | 0 | 0 | 0 | 0 | 0 | 0 | 0 | 0 | 0 | 0 | 0 | 0 | 0 | 0 | 0 | 0 | 0 | 0 | 0 | 0 | 0 | 0 | 0 | 0 | 0
F2_Commercial_Lodging (WA)_Existing_Food Preparation_Natural Gas_Broiler_E10 | F2 | Commercial | Lodging (WA) | Existing | Food Preparation | Natural Gas | Broiler | E10 | RVT - Cost of Operation | 0 | 0 | 0 | 0 | 0 | 0 | 0 | 0 | 0 | 0 | 0 | 0 | 0 | 0 | 0 | 0 | 0 | 0 | 0 | 0 | 0 | 0 | 0 | 0 | 0 | 0 | 0
F3_Commercial_Lodging (WA)_Existing_Food Preparation_Natural Gas_Broiler_E1 | F3 | Commercial | Lodging (WA) | Existing | Food Preparation | Natural Gas | Broiler | E1 | System - kBTUs of Consumption | 11.3756 | 11.3756 | 11.3756 | 11.3756 | 11.3756 | 11.3756 | 11.3756 | 11.3756 | 11.3756 | 11.3756 | 11.3756 | 11.3756 | 11.3756 | 11.3756 | 11.3756 | 11.3756 | 11.3756 | 11.3756 | 11.3756 | 11.3756 | 11.3756 | 11.3756 | 11.3756 | 11.3756 | 11.3756 | 11.3756 | 11.3756
F3_Commercial_Lodging (WA)_Existing_Food Preparation_Natural Gas_Broiler_E2 | F3 | Commercial | Lodging (WA) | Existing | Food Preparation | Natural Gas | Broiler | E2 | System - kBTUs of Consumption | 9.7025 | 9.7025 | 9.7025 | 9.7025 | 9.7025 | 9.7025 | 9.7025 | 9.7025 | 9.7025 | 9.7025 | 9.7025 | 9.7025 | 9.7025 | 9.7025 | 9.7025 | 9.7025 | 9.7025 | 9.7025 | 9.7025 | 9.7025 | 9.7025 | 9.7025 | 9.7025 | 9.7025 | 9.7025 | 9.7025 | 9.7025
F3_Commercial_Lodging (WA)_Existing_Food Preparation_Natural Gas_Broiler_E3 | F3 | Commercial | Lodging (WA) | Existing | Food Preparation | Natural Gas | Broiler | E3 | System - kBTUs of Consumption | 0 | 0 | 0 | 0 | 0 | 0 | 0 | 0 | 0 | 0 | 0 | 0 | 0 | 0 | 0 | 0 | 0 | 0 | 0 | 0 | 0 | 0 | 0 | 0 | 0 | 0 | 0
F3_Commercial_Lodging (WA)_Existing_Food Preparation_Natural Gas_Broiler_E4 | F3 | Commercial | Lodging (WA) | Existing | Food Preparation | Natural Gas | Broiler | E4 | System - kBTUs of Consumption | 0 | 0 | 0 | 0 | 0 | 0 | 0 | 0 | 0 | 0 | 0 | 0 | 0 | 0 | 0 | 0 | 0 | 0 | 0 | 0 | 0 | 0 | 0 | 0 | 0 | 0 | 0
F3_Commercial_Lodging (WA)_Existing_Food Preparation_Natural Gas_Broiler_E5 | F3 | Commercial | Lodging (WA) | Existing | Food Preparation | Natural Gas | Broiler | E5 | System - kBTUs of Consumption | 0 | 0 | 0 | 0 | 0 | 0 | 0 | 0 | 0 | 0 | 0 | 0 | 0 | 0 | 0 | 0 | 0 | 0 | 0 | 0 | 0 | 0 | 0 | 0 | 0 | 0 | 0
F3_Commercial_Lodging (WA)_Existing_Food Preparation_Natural Gas_Broiler_E6 | F3 | Commercial | Lodging (WA) | Existing | Food Preparation | Natural Gas | Broiler | E6 | System - kBTUs of Consumption | 0 | 0 | 0 | 0 | 0 | 0 | 0 | 0 | 0 | 0 | 0 | 0 | 0 | 0 | 0 | 0 | 0 | 0 | 0 | 0 | 0 | 0 | 0 | 0 | 0 | 0 | 0
F3_Commercial_Lodging (WA)_Existing_Food Preparation_Natural Gas_Broiler_E7 | F3 | Commercial | Lodging (WA) | Existing | Food Preparation | Natural Gas | Broiler | E7 | System - kBTUs of Consumption | 0 | 0 | 0 | 0 | 0 | 0 | 0 | 0 | 0 | 0 | 0 | 0 | 0 | 0 | 0 | 0 | 0 | 0 | 0 | 0 | 0 | 0 | 0 | 0 | 0 | 0 | 0
F3_Commercial_Lodging (WA)_Existing_Food Preparation_Natural Gas_Broiler_E8 | F3 | Commercial | Lodging (WA) | Existing | Food Preparation | Natural Gas | Broiler | E8 | System - kBTUs of Consumption | 0 | 0 | 0 | 0 | 0 | 0 | 0 | 0 | 0 | 0 | 0 | 0 | 0 | 0 | 0 | 0 | 0 | 0 | 0 | 0 | 0 | 0 | 0 | 0 | 0 | 0 | 0
F3_Commercial_Lodging (WA)_Existing_Food Preparation_Natural Gas_Broiler_E9 | F3 | Commercial | Lodging (WA) | Existing | Food Preparation | Natural Gas | Broiler | E9 | System - kBTUs of Consumption | 0 | 0 | 0 | 0 | 0 | 0 | 0 | 0 | 0 | 0 | 0 | 0 | 0 | 0 | 0 | 0 | 0 | 0 | 0 | 0 | 0 | 0 | 0 | 0 | 0 | 0 | 0
F3_Commercial_Lodging (WA)_Existing_Food Preparation_Natural Gas_Broiler_E10 | F3 | Commercial | Lodging (WA) | Existing | Food Preparation | Natural Gas | Broiler | E10 | System - kBTUs of Consumption | 0 | 0 | 0 | 0 | 0 | 0 | 0 | 0 | 0 | 0 | 0 | 0 | 0 | 0 | 0 | 0 | 0 | 0 | 0 | 0 | 0 | 0 | 0 | 0 | 0 | 0 | 0
F4_Commercial_Lodging (WA)_Existing_Food Preparation_Natural Gas_Broiler_E1 | F4 | Commercial | Lodging (WA) | Existing | Food Preparation | Natural Gas | Broiler | E1 | Utility - Cost of Equipment | 0.0022897 | 0.0022897 | 0.0022897 | 0.0022897 | 0.0022897 | 0.0022897 | 0.0022897 | 0.0022897 | 0.0022897 | 0.0022897 | 0.0022897 | 0.0022897 | 0.0022897 | 0.0022897 | 0.0022897 | 0.0022897 | 0.0022897 | 0.0022897 | 0.0022897 | 0.0022897 | 0.0022897 | 0.0022897 | 0.0022897 | 0.0022897 | 0.0022897 | 0.0022897 | 0.0022897
F4_Commercial_Lodging (WA)_Existing_Food Preparation_Natural Gas_Broiler_E2 | F4 | Commercial | Lodging (WA) | Existing | Food Preparation | Natural Gas | Broiler | E2 | Utility - Cost of Equipment | 0.0032056 | 0.0032056 | 0.0032056 | 0.0032056 | 0.0032056 | 0.0032056 | 0.0032056 | 0.0032056 | 0.0032056 | 0.0032056 | 0.0032056 | 0.0032056 | 0.0032056 | 0.0032056 | 0.0032056 | 0.0032056 | 0.0032056 | 0.0032056 | 0.0032056 | 0.0032056 | 0.0032056 | 0.0032056 | 0.0032056 | 0.0032056 | 0.0032056 | 0.0032056 | 0.0032056
F4_Commercial_Lodging (WA)_Existing_Food Preparation_Natural Gas_Broiler_E3 | F4 | Commercial | Lodging (WA) | Existing | Food Preparation | Natural Gas | Broiler | E3 | Utility - Cost of Equipment | 0 | 0 | 0 | 0 | 0 | 0 | 0 | 0 | 0 | 0 | 0 | 0 | 0 | 0 | 0 | 0 | 0 | 0 | 0 | 0 | 0 | 0 | 0 | 0 | 0 | 0 | 0
F4_Commercial_Lodging (WA)_Existing_Food Preparation_Natural Gas_Broiler_E4 | F4 | Commercial | Lodging (WA) | Existing | Food Preparation | Natural Gas | Broiler | E4 | Utility - Cost of Equipment | 0 | 0 | 0 | 0 | 0 | 0 | 0 | 0 | 0 | 0 | 0 | 0 | 0 | 0 | 0 | 0 | 0 | 0 | 0 | 0 | 0 | 0 | 0 | 0 | 0 | 0 | 0
F4_Commercial_Lodging (WA)_Existing_Food Preparation_Natural Gas_Broiler_E5 | F4 | Commercial | Lodging (WA) | Existing | Food Preparation | Natural Gas | Broiler | E5 | Utility - Cost of Equipment | 0 | 0 | 0 | 0 | 0 | 0 | 0 | 0 | 0 | 0 | 0 | 0 | 0 | 0 | 0 | 0 | 0 | 0 | 0 | 0 | 0 | 0 | 0 | 0 | 0 | 0 | 0
F4_Commercial_Lodging (WA)_Existing_Food Preparation_Natural Gas_Broiler_E6 | F4 | Commercial | Lodging (WA) | Existing | Food Preparation | Natural Gas | Broiler | E6 | Utility - Cost of Equipment | 0 | 0 | 0 | 0 | 0 | 0 | 0 | 0 | 0 | 0 | 0 | 0 | 0 | 0 | 0 | 0 | 0 | 0 | 0 | 0 | 0 | 0 | 0 | 0 | 0 | 0 | 0
F4_Commercial_Lodging (WA)_Existing_Food Preparation_Natural Gas_Broiler_E7 | F4 | Commercial | Lodging (WA) | Existing | Food Preparation | Natural Gas | Broiler | E7 | Utility - Cost of Equipment | 0 | 0 | 0 | 0 | 0 | 0 | 0 | 0 | 0 | 0 | 0 | 0 | 0 | 0 | 0 | 0 | 0 | 0 | 0 | 0 | 0 | 0 | 0 | 0 | 0 | 0 | 0
F4_Commercial_Lodging (WA)_Existing_Food Preparation_Natural Gas_Broiler_E8 | F4 | Commercial | Lodging (WA) | Existing | Food Preparation | Natural Gas | Broiler | E8 | Utility - Cost of Equipment | 0 | 0 | 0 | 0 | 0 | 0 | 0 | 0 | 0 | 0 | 0 | 0 | 0 | 0 | 0 | 0 | 0 | 0 | 0 | 0 | 0 | 0 | 0 | 0 | 0 | 0 | 0
F4_Commercial_Lodging (WA)_Existing_Food Preparation_Natural Gas_Broiler_E9 | F4 | Commercial | Lodging (WA) | Existing | Food Preparation | Natural Gas | Broiler | E9 | Utility - Cost of Equipment | 0 | 0 | 0 | 0 | 0 | 0 | 0 | 0 | 0 | 0 | 0 | 0 | 0 | 0 | 0 | 0 | 0 | 0 | 0 | 0 | 0 | 0 | 0 | 0 | 0 | 0 | 0
F4_Commercial_Lodging (WA)_Existing_Food Preparation_Natural Gas_Broiler_E10 | F4 | Commercial | Lodging (WA) | Existing | Food Preparation | Natural Gas | Broiler | E10 | Utility - Cost of Equipment | 0 | 0 | 0 | 0 | 0 | 0 | 0 | 0 | 0 | 0 | 0 | 0 | 0 | 0 | 0 | 0 | 0 | 0 | 0 | 0 | 0 | 0 | 0 | 0 | 0 | 0 | 0
F5_Commercial_Lodging (WA)_Existing_Food Preparation_Natural Gas_Broiler_E1 | F5 | Commercial | Lodging (WA) | Existing | Food Preparation | Natural Gas | Broiler | E1 | Utility - Cost of Operation | 0.040486 | 0.041506 | 0.042715 | 0.0441 | 0.045667 | 0.047573 | 0.049535 | 0.051478 | 0.053348 | 0.055245 | 0.056754 | 0.058167 | 0.059686 | 0.061173 | 0.062502 | 0.063746 | 0.064862 | 0.065964 | 0.06714 | 0.068288 | 0.069467 | 0.070693 | 0.071932 | 0.07321 | 0.07451 | 0.075834 | 0.077181
F5_Commercial_Lodging (WA)_Existing_Food Preparation_Natural Gas_Broiler_E2 | F5 | Commercial | Lodging (WA) | Existing | Food Preparation | Natural Gas | Broiler | E2 | Utility - Cost of Operation | 0.034531 | 0.035402 | 0.036433 | 0.037614 | 0.03895 | 0.040576 | 0.042249 | 0.043907 | 0.045502 | 0.047119 | 0.048406 | 0.049612 | 0.050908 | 0.052176 | 0.05331 | 0.054371 | 0.055322 | 0.056262 | 0.057265 | 0.058244 | 0.05925 | 0.060296 | 0.061352 | 0.062442 | 0.063551 | 0.064681 | 0.06583
F5_Commercial_Lodging (WA)_Existing_Food Preparation_Natural Gas_Broiler_E3 | F5 | Commercial | Lodging (WA) | Existing | Food Preparation | Natural Gas | Broiler | E3 | Utility - Cost of Operation | 0 | 0 | 0 | 0 | 0 | 0 | 0 | 0 | 0 | 0 | 0 | 0 | 0 | 0 | 0 | 0 | 0 | 0 | 0 | 0 | 0 | 0 | 0 | 0 | 0 | 0 | 0
F5_Commercial_Lodging (WA)_Existing_Food Preparation_Natural Gas_Broiler_E4 | F5 | Commercial | Lodging (WA) | Existing | Food Preparation | Natural Gas | Broiler | E4 | Utility - Cost of Operation | 0 | 0 | 0 | 0 | 0 | 0 | 0 | 0 | 0 | 0 | 0 | 0 | 0 | 0 | 0 | 0 | 0 | 0 | 0 | 0 | 0 | 0 | 0 | 0 | 0 | 0 | 0
F5_Commercial_Lodging (WA)_Existing_Food Preparation_Natural Gas_Broiler_E5 | F5 | Commercial | Lodging (WA) | Existing | Food Preparation | Natural Gas | Broiler | E5 | Utility - Cost of Operation | 0 | 0 | 0 | 0 | 0 | 0 | 0 | 0 | 0 | 0 | 0 | 0 | 0 | 0 | 0 | 0 | 0 | 0 | 0 | 0 | 0 | 0 | 0 | 0 | 0 | 0 | 0
F5_Commercial_Lodging (WA)_Existing_Food Preparation_Natural Gas_Broiler_E6 | F5 | Commercial | Lodging (WA) | Existing | Food Preparation | Natural Gas | Broiler | E6 | Utility - Cost of Operation | 0 | 0 | 0 | 0 | 0 | 0 | 0 | 0 | 0 | 0 | 0 | 0 | 0 | 0 | 0 | 0 | 0 | 0 | 0 | 0 | 0 | 0 | 0 | 0 | 0 | 0 | 0
F5_Commercial_Lodging (WA)_Existing_Food Preparation_Natural Gas_Broiler_E7 | F5 | Commercial | Lodging (WA) | Existing | Food Preparation | Natural Gas | Broiler | E7 | Utility - Cost of Operation | 0 | 0 | 0 | 0 | 0 | 0 | 0 | 0 | 0 | 0 | 0 | 0 | 0 | 0 | 0 | 0 | 0 | 0 | 0 | 0 | 0 | 0 | 0 | 0 | 0 | 0 | 0
F5_Commercial_Lodging (WA)_Existing_Food Preparation_Natural Gas_Broiler_E8 | F5 | Commercial | Lodging (WA) | Existing | Food Preparation | Natural Gas | Broiler | E8 | Utility - Cost of Operation | 0 | 0 | 0 | 0 | 0 | 0 | 0 | 0 | 0 | 0 | 0 | 0 | 0 | 0 | 0 | 0 | 0 | 0 | 0 | 0 | 0 | 0 | 0 | 0 | 0 | 0 | 0
F5_Commercial_Lodging (WA)_Existing_Food Preparation_Natural Gas_Broiler_E9 | F5 | Commercial | Lodging (WA) | Existing | Food Preparation | Natural Gas | Broiler | E9 | Utility - Cost of Operation | 0 | 0 | 0 | 0 | 0 | 0 | 0 | 0 | 0 | 0 | 0 | 0 | 0 | 0 | 0 | 0 | 0 | 0 | 0 | 0 | 0 | 0 | 0 | 0 | 0 | 0 | 0
F5_Commercial_Lodging (WA)_Existing_Food Preparation_Natural Gas_Broiler_E10 | F5 | Commercial | Lodging (WA) | Existing | Food Preparation | Natural Gas | Broiler | E10 | Utility - Cost of Operation | 0 | 0 | 0 | 0 | 0 | 0 | 0 | 0 | 0 | 0 | 0 | 0 | 0 | 0 | 0 | 0 | 0 | 0 | 0 | 0 | 0 | 0 | 0 | 0 | 0 | 0 | 0
F6_Commercial_Lodging (WA)_Existing_Food Preparation_Natural Gas_Broiler_E1 | F6 | Commercial | Lodging (WA) | Existing | Food Preparation | Natural Gas | Broiler | E1 | Utility - Value of Sales | 0.047684 | 0.048585 | 0.049642 | 0.050875 | 0.052287 | 0.054049 | 0.055816 | 0.057494 | 0.059013 | 0.060486 | 0.062011 | 0.063398 | 0.064861 | 0.066246 | 0.067437 | 0.068512 | 0.069421 | 0.070289 | 0.071213 | 0.072075 | 0.07294 | 0.074227 | 0.075528 | 0.07687 | 0.078236 | 0.079626 | 0.08104
F6_Commercial_Lodging (WA)_Existing_Food Preparation_Natural Gas_Broiler_E2 | F6 | Commercial | Lodging (WA) | Existing | Food Preparation | Natural Gas | Broiler | E2 | Utility - Value of Sales | 0.040671 | 0.041439 | 0.042341 | 0.043392 | 0.044597 | 0.0461 | 0.047607 | 0.049038 | 0.050334 | 0.05159 | 0.052891 | 0.054073 | 0.055322 | 0.056503 | 0.057519 | 0.058435 | 0.059211 | 0.059951 | 0.060739 | 0.061475 | 0.062212 | 0.06331 | 0.06442 | 0.065564 | 0.066729 | 0.067915 | 0.069121
F6_Commercial_Lodging (WA)_Existing_Food Preparation_Natural Gas_Broiler_E3 | F6 | Commercial | Lodging (WA) | Existing | Food Preparation | Natural Gas | Broiler | E3 | Utility - Value of Sales | 0 | 0 | 0 | 0 | 0 | 0 | 0 | 0 | 0 | 0 | 0 | 0 | 0 | 0 | 0 | 0 | 0 | 0 | 0 | 0 | 0 | 0 | 0 | 0 | 0 | 0 | 0
F6_Commercial_Lodging (WA)_Existing_Food Preparation_Natural Gas_Broiler_E4 | F6 | Commercial | Lodging (WA) | Existing | Food Preparation | Natural Gas | Broiler | E4 | Utility - Value of Sales | 0 | 0 | 0 | 0 | 0 | 0 | 0 | 0 | 0 | 0 | 0 | 0 | 0 | 0 | 0 | 0 | 0 | 0 | 0 | 0 | 0 | 0 | 0 | 0 | 0 | 0 | 0
F6_Commercial_Lodging (WA)_Existing_Food Preparation_Natural Gas_Broiler_E5 | F6 | Commercial | Lodging (WA) | Existing | Food Preparation | Natural Gas | Broiler | E5 | Utility - Value of Sales | 0 | 0 | 0 | 0 | 0 | 0 | 0 | 0 | 0 | 0 | 0 | 0 | 0 | 0 | 0 | 0 | 0 | 0 | 0 | 0 | 0 | 0 | 0 | 0 | 0 | 0 | 0
F6_Commercial_Lodging (WA)_Existing_Food Preparation_Natural Gas_Broiler_E6 | F6 | Commercial | Lodging (WA) | Existing | Food Preparation | Natural Gas | Broiler | E6 | Utility - Value of Sales | 0 | 0 | 0 | 0 | 0 | 0 | 0 | 0 | 0 | 0 | 0 | 0 | 0 | 0 | 0 | 0 | 0 | 0 | 0 | 0 | 0 | 0 | 0 | 0 | 0 | 0 | 0
F6_Commercial_Lodging (WA)_Existing_Food Preparation_Natural Gas_Broiler_E7 | F6 | Commercial | Lodging (WA) | Existing | Food Preparation | Natural Gas | Broiler | E7 | Utility - Value of Sales | 0 | 0 | 0 | 0 | 0 | 0 | 0 | 0 | 0 | 0 | 0 | 0 | 0 | 0 | 0 | 0 | 0 | 0 | 0 | 0 | 0 | 0 | 0 | 0 | 0 | 0 | 0
F6_Commercial_Lodging (WA)_Existing_Food Preparation_Natural Gas_Broiler_E8 | F6 | Commercial | Lodging (WA) | Existing | Food Preparation | Natural Gas | Broiler | E8 | Utility - Value of Sales | 0 | 0 | 0 | 0 | 0 | 0 | 0 | 0 | 0 | 0 | 0 | 0 | 0 | 0 | 0 | 0 | 0 | 0 | 0 | 0 | 0 | 0 | 0 | 0 | 0 | 0 | 0
F6_Commercial_Lodging (WA)_Existing_Food Preparation_Natural Gas_Broiler_E9 | F6 | Commercial | Lodging (WA) | Existing | Food Preparation | Natural Gas | Broiler | E9 | Utility - Value of Sales | 0 | 0 | 0 | 0 | 0 | 0 | 0 | 0 | 0 | 0 | 0 | 0 | 0 | 0 | 0 | 0 | 0 | 0 | 0 | 0 | 0 | 0 | 0 | 0 | 0 | 0 | 0
F6_Commercial_Lodging (WA)_Existing_Food Preparation_Natural Gas_Broiler_E10 | F6 | Commercial | Lodging (WA) | Existing | Food Preparation | Natural Gas | Broiler | E10 | Utility - Value of Sales | 0 | 0 | 0 | 0 | 0 | 0 | 0 | 0 | 0 | 0 | 0 | 0 | 0 | 0 | 0 | 0 | 0 | 0 | 0 | 0 | 0 | 0 | 0 | 0 | 0 | 0 | 0
F1_Commercial_Lodging (WA)_Existing_Food Preparation_Natural Gas_Griddle_E1 | F1 | Commercial | Lodging (WA) | Existing | Food Preparation | Natural Gas | Griddle | E1 | RVT - Cost of Equipment | 0.01134 | 0.01134 | 0.01134 | 0.01134 | 0.01134 | 0.01134 | 0.01134 | 0.01134 | 0.01134 | 0.01134 | 0.01134 | 0.01134 | 0.01134 | 0.01134 | 0.01134 | 0.01134 | 0.01134 | 0.01134 | 0.01134 | 0.01134 | 0.01134 | 0.01134 | 0.01134 | 0.01134 | 0.01134 | 0.01134 | 0.01134
F1_Commercial_Lodging (WA)_Existing_Food Preparation_Natural Gas_Griddle_E2 | F1 | Commercial | Lodging (WA) | Existing | Food Preparation | Natural Gas | Griddle | E2 | RVT - Cost of Equipment | 0.012132 | 0.012132 | 0.012132 | 0.012132 | 0.012132 | 0.012132 | 0.012132 | 0.012132 | 0.012132 | 0.012132 | 0.012132 | 0.012132 | 0.012132 | 0.012132 | 0.012132 | 0.012132 | 0.012132 | 0.012132 | 0.012132 | 0.012132 | 0.012132 | 0.012132 | 0.012132 | 0.012132 | 0.012132 | 0.012132 | 0.012132
F1_Commercial_Lodging (WA)_Existing_Food Preparation_Natural Gas_Griddle_E3 | F1 | Commercial | Lodging (WA) | Existing | Food Preparation | Natural Gas | Griddle | E3 | RVT - Cost of Equipment | 0 | 0 | 0 | 0 | 0 | 0 | 0 | 0 | 0 | 0 | 0 | 0 | 0 | 0 | 0 | 0 | 0 | 0 | 0 | 0 | 0 | 0 | 0 | 0 | 0 | 0 | 0
F1_Commercial_Lodging (WA)_Existing_Food Preparation_Natural Gas_Griddle_E4 | F1 | Commercial | Lodging (WA) | Existing | Food Preparation | Natural Gas | Griddle | E4 | RVT - Cost of Equipment | 0 | 0 | 0 | 0 | 0 | 0 | 0 | 0 | 0 | 0 | 0 | 0 | 0 | 0 | 0 | 0 | 0 | 0 | 0 | 0 | 0 | 0 | 0 | 0 | 0 | 0 | 0
F1_Commercial_Lodging (WA)_Existing_Food Preparation_Natural Gas_Griddle_E5 | F1 | Commercial | Lodging (WA) | Existing | Food Preparation | Natural Gas | Griddle | E5 | RVT - Cost of Equipment | 0 | 0 | 0 | 0 | 0 | 0 | 0 | 0 | 0 | 0 | 0 | 0 | 0 | 0 | 0 | 0 | 0 | 0 | 0 | 0 | 0 | 0 | 0 | 0 | 0 | 0 | 0
F1_Commercial_Lodging (WA)_Existing_Food Preparation_Natural Gas_Griddle_E6 | F1 | Commercial | Lodging (WA) | Existing | Food Preparation | Natural Gas | Griddle | E6 | RVT - Cost of Equipment | 0 | 0 | 0 | 0 | 0 | 0 | 0 | 0 | 0 | 0 | 0 | 0 | 0 | 0 | 0 | 0 | 0 | 0 | 0 | 0 | 0 | 0 | 0 | 0 | 0 | 0 | 0
F1_Commercial_Lodging (WA)_Existing_Food Preparation_Natural Gas_Griddle_E7 | F1 | Commercial | Lodging (WA) | Existing | Food Preparation | Natural Gas | Griddle | E7 | RVT - Cost of Equipment | 0 | 0 | 0 | 0 | 0 | 0 | 0 | 0 | 0 | 0 | 0 | 0 | 0 | 0 | 0 | 0 | 0 | 0 | 0 | 0 | 0 | 0 | 0 | 0 | 0 | 0 | 0
F1_Commercial_Lodging (WA)_Existing_Food Preparation_Natural Gas_Griddle_E8 | F1 | Commercial | Lodging (WA) | Existing | Food Preparation | Natural Gas | Griddle | E8 | RVT - Cost of Equipment | 0 | 0 | 0 | 0 | 0 | 0 | 0 | 0 | 0 | 0 | 0 | 0 | 0 | 0 | 0 | 0 | 0 | 0 | 0 | 0 | 0 | 0 | 0 | 0 | 0 | 0 | 0
F1_Commercial_Lodging (WA)_Existing_Food Preparation_Natural Gas_Griddle_E9 | F1 | Commercial | Lodging (WA) | Existing | Food Preparation | Natural Gas | Griddle | E9 | RVT - Cost of Equipment | 0 | 0 | 0 | 0 | 0 | 0 | 0 | 0 | 0 | 0 | 0 | 0 | 0 | 0 | 0 | 0 | 0 | 0 | 0 | 0 | 0 | 0 | 0 | 0 | 0 | 0 | 0
F1_Commercial_Lodging (WA)_Existing_Food Preparation_Natural Gas_Griddle_E10 | F1 | Commercial | Lodging (WA) | Existing | Food Preparation | Natural Gas | Griddle | E10 | RVT - Cost of Equipment | 0 | 0 | 0 | 0 | 0 | 0 | 0 | 0 | 0 | 0 | 0 | 0 | 0 | 0 | 0 | 0 | 0 | 0 | 0 | 0 | 0 | 0 | 0 | 0 | 0 | 0 | 0
F2_Commercial_Lodging (WA)_Existing_Food Preparation_Natural Gas_Griddle_E1 | F2 | Commercial | Lodging (WA) | Existing | Food Preparation | Natural Gas | Griddle | E1 | RVT - Cost of Operation | 0.033139 | 0.033765 | 0.0345 | 0.035356 | 0.036337 | 0.037562 | 0.03879 | 0.039957 | 0.041012 | 0.042035 | 0.043096 | 0.044059 | 0.045076 | 0.046039 | 0.046866 | 0.047613 | 0.048245 | 0.048849 | 0.04949 | 0.05009 | 0.050691 | 0.051586 | 0.05249 | 0.053422 | 0.054371 | 0.055337 | 0.05632
F2_Commercial_Lodging (WA)_Existing_Food Preparation_Natural Gas_Griddle_E2 | F2 | Commercial | Lodging (WA) | Existing | Food Preparation | Natural Gas | Griddle | E2 | RVT - Cost of Operation | 0.029086 | 0.029636 | 0.030281 | 0.031032 | 0.031894 | 0.032969 | 0.034047 | 0.03507 | 0.035997 | 0.036895 | 0.037825 | 0.038671 | 0.039564 | 0.040409 | 0.041135 | 0.04179 | 0.042345 | 0.042875 | 0.043438 | 0.043964 | 0.044492 | 0.045277 | 0.04607 | 0.046889 | 0.047722 | 0.04857 | 0.049433
F2_Commercial_Lodging (WA)_Existing_Food Preparation_Natural Gas_Griddle_E3 | F2 | Commercial | Lodging (WA) | Existing | Food Preparation | Natural Gas | Griddle | E3 | RVT - Cost of Operation | 0 | 0 | 0 | 0 | 0 | 0 | 0 | 0 | 0 | 0 | 0 | 0 | 0 | 0 | 0 | 0 | 0 | 0 | 0 | 0 | 0 | 0 | 0 | 0 | 0 | 0 | 0
F2_Commercial_Lodging (WA)_Existing_Food Preparation_Natural Gas_Griddle_E4 | F2 | Commercial | Lodging (WA) | Existing | Food Preparation | Natural Gas | Griddle | E4 | RVT - Cost of Operation | 0 | 0 | 0 | 0 | 0 | 0 | 0 | 0 | 0 | 0 | 0 | 0 | 0 | 0 | 0 | 0 | 0 | 0 | 0 | 0 | 0 | 0 | 0 | 0 | 0 | 0 | 0
F2_Commercial_Lodging (WA)_Existing_Food Preparation_Natural Gas_Griddle_E5 | F2 | Commercial | Lodging (WA) | Existing | Food Preparation | Natural Gas | Griddle | E5 | RVT - Cost of Operation | 0 | 0 | 0 | 0 | 0 | 0 | 0 | 0 | 0 | 0 | 0 | 0 | 0 | 0 | 0 | 0 | 0 | 0 | 0 | 0 | 0 | 0 | 0 | 0 | 0 | 0 | 0
F2_Commercial_Lodging (WA)_Existing_Food Preparation_Natural Gas_Griddle_E6 | F2 | Commercial | Lodging (WA) | Existing | Food Preparation | Natural Gas | Griddle | E6 | RVT - Cost of Operation | 0 | 0 | 0 | 0 | 0 | 0 | 0 | 0 | 0 | 0 | 0 | 0 | 0 | 0 | 0 | 0 | 0 | 0 | 0 | 0 | 0 | 0 | 0 | 0 | 0 | 0 | 0
F2_Commercial_Lodging (WA)_Existing_Food Preparation_Natural Gas_Griddle_E7 | F2 | Commercial | Lodging (WA) | Existing | Food Preparation | Natural Gas | Griddle | E7 | RVT - Cost of Operation | 0 | 0 | 0 | 0 | 0 | 0 | 0 | 0 | 0 | 0 | 0 | 0 | 0 | 0 | 0 | 0 | 0 | 0 | 0 | 0 | 0 | 0 | 0 | 0 | 0 | 0 | 0
F2_Commercial_Lodging (WA)_Existing_Food Preparation_Natural Gas_Griddle_E8 | F2 | Commercial | Lodging (WA) | Existing | Food Preparation | Natural Gas | Griddle | E8 | RVT - Cost of Operation | 0 | 0 | 0 | 0 | 0 | 0 | 0 | 0 | 0 | 0 | 0 | 0 | 0 | 0 | 0 | 0 | 0 | 0 | 0 | 0 | 0 | 0 | 0 | 0 | 0 | 0 | 0
F2_Commercial_Lodging (WA)_Existing_Food Preparation_Natural Gas_Griddle_E9 | F2 | Commercial | Lodging (WA) | Existing | Food Preparation | Natural Gas | Griddle | E9 | RVT - Cost of Operation | 0 | 0 | 0 | 0 | 0 | 0 | 0 | 0 | 0 | 0 | 0 | 0 | 0 | 0 | 0 | 0 | 0 | 0 | 0 | 0 | 0 | 0 | 0 | 0 | 0 | 0 | 0
F2_Commercial_Lodging (WA)_Existing_Food Preparation_Natural Gas_Griddle_E10 | F2 | Commercial | Lodging (WA) | Existing | Food Preparation | Natural Gas | Griddle | E10 | RVT - Cost of Operation | 0 | 0 | 0 | 0 | 0 | 0 | 0 | 0 | 0 | 0 | 0 | 0 | 0 | 0 | 0 | 0 | 0 | 0 | 0 | 0 | 0 | 0 | 0 | 0 | 0 | 0 | 0
F3_Commercial_Lodging (WA)_Existing_Food Preparation_Natural Gas_Griddle_E1 | F3 | Commercial | Lodging (WA) | Existing | Food Preparation | Natural Gas | Griddle | E1 | System - kBTUs of Consumption | 7.9056 | 7.9056 | 7.9056 | 7.9056 | 7.9056 | 7.9056 | 7.9056 | 7.9056 | 7.9056 | 7.9056 | 7.9056 | 7.9056 | 7.9056 | 7.9056 | 7.9056 | 7.9056 | 7.9056 | 7.9056 | 7.9056 | 7.9056 | 7.9056 | 7.9056 | 7.9056 | 7.9056 | 7.9056 | 7.9056 | 7.9056
F3_Commercial_Lodging (WA)_Existing_Food Preparation_Natural Gas_Griddle_E2 | F3 | Commercial | Lodging (WA) | Existing | Food Preparation | Natural Gas | Griddle | E2 | System - kBTUs of Consumption | 6.9388 | 6.9388 | 6.9388 | 6.9388 | 6.9388 | 6.9388 | 6.9388 | 6.9388 | 6.9388 | 6.9388 | 6.9388 | 6.9388 | 6.9388 | 6.9388 | 6.9388 | 6.9388 | 6.9388 | 6.9388 | 6.9388 | 6.9388 | 6.9388 | 6.9388 | 6.9388 | 6.9388 | 6.9388 | 6.9388 | 6.9388
F3_Commercial_Lodging (WA)_Existing_Food Preparation_Natural Gas_Griddle_E3 | F3 | Commercial | Lodging (WA) | Existing | Food Preparation | Natural Gas | Griddle | E3 | System - kBTUs of Consumption | 0 | 0 | 0 | 0 | 0 | 0 | 0 | 0 | 0 | 0 | 0 | 0 | 0 | 0 | 0 | 0 | 0 | 0 | 0 | 0 | 0 | 0 | 0 | 0 | 0 | 0 | 0
F3_Commercial_Lodging (WA)_Existing_Food Preparation_Natural Gas_Griddle_E4 | F3 | Commercial | Lodging (WA) | Existing | Food Preparation | Natural Gas | Griddle | E4 | System - kBTUs of Consumption | 0 | 0 | 0 | 0 | 0 | 0 | 0 | 0 | 0 | 0 | 0 | 0 | 0 | 0 | 0 | 0 | 0 | 0 | 0 | 0 | 0 | 0 | 0 | 0 | 0 | 0 | 0
F3_Commercial_Lodging (WA)_Existing_Food Preparation_Natural Gas_Griddle_E5 | F3 | Commercial | Lodging (WA) | Existing | Food Preparation | Natural Gas | Griddle | E5 | System - kBTUs of Consumption | 0 | 0 | 0 | 0 | 0 | 0 | 0 | 0 | 0 | 0 | 0 | 0 | 0 | 0 | 0 | 0 | 0 | 0 | 0 | 0 | 0 | 0 | 0 | 0 | 0 | 0 | 0
F3_Commercial_Lodging (WA)_Existing_Food Preparation_Natural Gas_Griddle_E6 | F3 | Commercial | Lodging (WA) | Existing | Food Preparation | Natural Gas | Griddle | E6 | System - kBTUs of Consumption | 0 | 0 | 0 | 0 | 0 | 0 | 0 | 0 | 0 | 0 | 0 | 0 | 0 | 0 | 0 | 0 | 0 | 0 | 0 | 0 | 0 | 0 | 0 | 0 | 0 | 0 | 0
F3_Commercial_Lodging (WA)_Existing_Food Preparation_Natural Gas_Griddle_E7 | F3 | Commercial | Lodging (WA) | Existing | Food Preparation | Natural Gas | Griddle | E7 | System - kBTUs of Consumption | 0 | 0 | 0 | 0 | 0 | 0 | 0 | 0 | 0 | 0 | 0 | 0 | 0 | 0 | 0 | 0 | 0 | 0 | 0 | 0 | 0 | 0 | 0 | 0 | 0 | 0 | 0
F3_Commercial_Lodging (WA)_Existing_Food Preparation_Natural Gas_Griddle_E8 | F3 | Commercial | Lodging (WA) | Existing | Food Preparation | Natural Gas | Griddle | E8 | System - kBTUs of Consumption | 0 | 0 | 0 | 0 | 0 | 0 | 0 | 0 | 0 | 0 | 0 | 0 | 0 | 0 | 0 | 0 | 0 | 0 | 0 | 0 | 0 | 0 | 0 | 0 | 0 | 0 | 0
F3_Commercial_Lodging (WA)_Existing_Food Preparation_Natural Gas_Griddle_E9 | F3 | Commercial | Lodging (WA) | Existing | Food Preparation | Natural Gas | Griddle | E9 | System - kBTUs of Consumption | 0 | 0 | 0 | 0 | 0 | 0 | 0 | 0 | 0 | 0 | 0 | 0 | 0 | 0 | 0 | 0 | 0 | 0 | 0 | 0 | 0 | 0 | 0 | 0 | 0 | 0 | 0
F3_Commercial_Lodging (WA)_Existing_Food Preparation_Natural Gas_Griddle_E10 | F3 | Commercial | Lodging (WA) | Existing | Food Preparation | Natural Gas | Griddle | E10 | System - kBTUs of Consumption | 0 | 0 | 0 | 0 | 0 | 0 | 0 | 0 | 0 | 0 | 0 | 0 | 0 | 0 | 0 | 0 | 0 | 0 | 0 | 0 | 0 | 0 | 0 | 0 | 0 | 0 | 0
F4_Commercial_Lodging (WA)_Existing_Food Preparation_Natural Gas_Griddle_E1 | F4 | Commercial | Lodging (WA) | Existing | Food Preparation | Natural Gas | Griddle | E1 | Utility - Cost of Equipment | 0.01134 | 0.01134 | 0.01134 | 0.01134 | 0.01134 | 0.01134 | 0.01134 | 0.01134 | 0.01134 | 0.01134 | 0.01134 | 0.01134 | 0.01134 | 0.01134 | 0.01134 | 0.01134 | 0.01134 | 0.01134 | 0.01134 | 0.01134 | 0.01134 | 0.01134 | 0.01134 | 0.01134 | 0.01134 | 0.01134 | 0.01134
F4_Commercial_Lodging (WA)_Existing_Food Preparation_Natural Gas_Griddle_E2 | F4 | Commercial | Lodging (WA) | Existing | Food Preparation | Natural Gas | Griddle | E2 | Utility - Cost of Equipment | 0.012132 | 0.012132 | 0.012132 | 0.012132 | 0.012132 | 0.012132 | 0.012132 | 0.012132 | 0.012132 | 0.012132 | 0.012132 | 0.012132 | 0.012132 | 0.012132 | 0.012132 | 0.012132 | 0.012132 | 0.012132 | 0.012132 | 0.012132 | 0.012132 | 0.012132 | 0.012132 | 0.012132 | 0.012132 | 0.012132 | 0.012132
F4_Commercial_Lodging (WA)_Existing_Food Preparation_Natural Gas_Griddle_E3 | F4 | Commercial | Lodging (WA) | Existing | Food Preparation | Natural Gas | Griddle | E3 | Utility - Cost of Equipment | 0 | 0 | 0 | 0 | 0 | 0 | 0 | 0 | 0 | 0 | 0 | 0 | 0 | 0 | 0 | 0 | 0 | 0 | 0 | 0 | 0 | 0 | 0 | 0 | 0 | 0 | 0
F4_Commercial_Lodging (WA)_Existing_Food Preparation_Natural Gas_Griddle_E4 | F4 | Commercial | Lodging (WA) | Existing | Food Preparation | Natural Gas | Griddle | E4 | Utility - Cost of Equipment | 0 | 0 | 0 | 0 | 0 | 0 | 0 | 0 | 0 | 0 | 0 | 0 | 0 | 0 | 0 | 0 | 0 | 0 | 0 | 0 | 0 | 0 | 0 | 0 | 0 | 0 | 0
F4_Commercial_Lodging (WA)_Existing_Food Preparation_Natural Gas_Griddle_E5 | F4 | Commercial | Lodging (WA) | Existing | Food Preparation | Natural Gas | Griddle | E5 | Utility - Cost of Equipment | 0 | 0 | 0 | 0 | 0 | 0 | 0 | 0 | 0 | 0 | 0 | 0 | 0 | 0 | 0 | 0 | 0 | 0 | 0 | 0 | 0 | 0 | 0 | 0 | 0 | 0 | 0
F4_Commercial_Lodging (WA)_Existing_Food Preparation_Natural Gas_Griddle_E6 | F4 | Commercial | Lodging (WA) | Existing | Food Preparation | Natural Gas | Griddle | E6 | Utility - Cost of Equipment | 0 | 0 | 0 | 0 | 0 | 0 | 0 | 0 | 0 | 0 | 0 | 0 | 0 | 0 | 0 | 0 | 0 | 0 | 0 | 0 | 0 | 0 | 0 | 0 | 0 | 0 | 0
F4_Commercial_Lodging (WA)_Existing_Food Preparation_Natural Gas_Griddle_E7 | F4 | Commercial | Lodging (WA) | Existing | Food Preparation | Natural Gas | Griddle | E7 | Utility - Cost of Equipment | 0 | 0 | 0 | 0 | 0 | 0 | 0 | 0 | 0 | 0 | 0 | 0 | 0 | 0 | 0 | 0 | 0 | 0 | 0 | 0 | 0 | 0 | 0 | 0 | 0 | 0 | 0
F4_Commercial_Lodging (WA)_Existing_Food Preparation_Natural Gas_Griddle_E8 | F4 | Commercial | Lodging (WA) | Existing | Food Preparation | Natural Gas | Griddle | E8 | Utility - Cost of Equipment | 0 | 0 | 0 | 0 | 0 | 0 | 0 | 0 | 0 | 0 | 0 | 0 | 0 | 0 | 0 | 0 | 0 | 0 | 0 | 0 | 0 | 0 | 0 | 0 | 0 | 0 | 0
F4_Commercial_Lodging (WA)_Existing_Food Preparation_Natural Gas_Griddle_E9 | F4 | Commercial | Lodging (WA) | Existing | Food Preparation | Natural Gas | Griddle | E9 | Utility - Cost of Equipment | 0 | 0 | 0 | 0 | 0 | 0 | 0 | 0 | 0 | 0 | 0 | 0 | 0 | 0 | 0 | 0 | 0 | 0 | 0 | 0 | 0 | 0 | 0 | 0 | 0 | 0 | 0
F4_Commercial_Lodging (WA)_Existing_Food Preparation_Natural Gas_Griddle_E10 | F4 | Commercial | Lodging (WA) | Existing | Food Preparation | Natural Gas | Griddle | E10 | Utility - Cost of Equipment | 0 | 0 | 0 | 0 | 0 | 0 | 0 | 0 | 0 | 0 | 0 | 0 | 0 | 0 | 0 | 0 | 0 | 0 | 0 | 0 | 0 | 0 | 0 | 0 | 0 | 0 | 0
F5_Commercial_Lodging (WA)_Existing_Food Preparation_Natural Gas_Griddle_E1 | F5 | Commercial | Lodging (WA) | Existing | Food Preparation | Natural Gas | Griddle | E1 | Utility - Cost of Operation | 0.028136 | 0.028845 | 0.029685 | 0.030648 | 0.031737 | 0.033062 | 0.034425 | 0.035775 | 0.037075 | 0.038393 | 0.039442 | 0.040424 | 0.04148 | 0.042513 | 0.043437 | 0.044302 | 0.045077 | 0.045842 | 0.04666 | 0.047458 | 0.048277 | 0.049129 | 0.04999 | 0.050878 | 0.051782 | 0.052702 | 0.053638
F5_Commercial_Lodging (WA)_Existing_Food Preparation_Natural Gas_Griddle_E2 | F5 | Commercial | Lodging (WA) | Existing | Food Preparation | Natural Gas | Griddle | E2 | Utility - Cost of Operation | 0.024695 | 0.025318 | 0.026055 | 0.0269 | 0.027856 | 0.029018 | 0.030215 | 0.0314 | 0.032541 | 0.033698 | 0.034618 | 0.035481 | 0.036407 | 0.037314 | 0.038125 | 0.038884 | 0.039564 | 0.040236 | 0.040954 | 0.041654 | 0.042373 | 0.043121 | 0.043877 | 0.044656 | 0.045449 | 0.046257 | 0.047079
F5_Commercial_Lodging (WA)_Existing_Food Preparation_Natural Gas_Griddle_E3 | F5 | Commercial | Lodging (WA) | Existing | Food Preparation | Natural Gas | Griddle | E3 | Utility - Cost of Operation | 0 | 0 | 0 | 0 | 0 | 0 | 0 | 0 | 0 | 0 | 0 | 0 | 0 | 0 | 0 | 0 | 0 | 0 | 0 | 0 | 0 | 0 | 0 | 0 | 0 | 0 | 0
F5_Commercial_Lodging (WA)_Existing_Food Preparation_Natural Gas_Griddle_E4 | F5 | Commercial | Lodging (WA) | Existing | Food Preparation | Natural Gas | Griddle | E4 | Utility - Cost of Operation | 0 | 0 | 0 | 0 | 0 | 0 | 0 | 0 | 0 | 0 | 0 | 0 | 0 | 0 | 0 | 0 | 0 | 0 | 0 | 0 | 0 | 0 | 0 | 0 | 0 | 0 | 0
F5_Commercial_Lodging (WA)_Existing_Food Preparation_Natural Gas_Griddle_E5 | F5 | Commercial | Lodging (WA) | Existing | Food Preparation | Natural Gas | Griddle | E5 | Utility - Cost of Operation | 0 | 0 | 0 | 0 | 0 | 0 | 0 | 0 | 0 | 0 | 0 | 0 | 0 | 0 | 0 | 0 | 0 | 0 | 0 | 0 | 0 | 0 | 0 | 0 | 0 | 0 | 0
F5_Commercial_Lodging (WA)_Existing_Food Preparation_Natural Gas_Griddle_E6 | F5 | Commercial | Lodging (WA) | Existing | Food Preparation | Natural Gas | Griddle | E6 | Utility - Cost of Operation | 0 | 0 | 0 | 0 | 0 | 0 | 0 | 0 | 0 | 0 | 0 | 0 | 0 | 0 | 0 | 0 | 0 | 0 | 0 | 0 | 0 | 0 | 0 | 0 | 0 | 0 | 0
F5_Commercial_Lodging (WA)_Existing_Food Preparation_Natural Gas_Griddle_E7 | F5 | Commercial | Lodging (WA) | Existing | Food Preparation | Natural Gas | Griddle | E7 | Utility - Cost of Operation | 0 | 0 | 0 | 0 | 0 | 0 | 0 | 0 | 0 | 0 | 0 | 0 | 0 | 0 | 0 | 0 | 0 | 0 | 0 | 0 | 0 | 0 | 0 | 0 | 0 | 0 | 0
F5_Commercial_Lodging (WA)_Existing_Food Preparation_Natural Gas_Griddle_E8 | F5 | Commercial | Lodging (WA) | Existing | Food Preparation | Natural Gas | Griddle | E8 | Utility - Cost of Operation | 0 | 0 | 0 | 0 | 0 | 0 | 0 | 0 | 0 | 0 | 0 | 0 | 0 | 0 | 0 | 0 | 0 | 0 | 0 | 0 | 0 | 0 | 0 | 0 | 0 | 0 | 0
F5_Commercial_Lodging (WA)_Existing_Food Preparation_Natural Gas_Griddle_E9 | F5 | Commercial | Lodging (WA) | Existing | Food Preparation | Natural Gas | Griddle | E9 | Utility - Cost of Operation | 0 | 0 | 0 | 0 | 0 | 0 | 0 | 0 | 0 | 0 | 0 | 0 | 0 | 0 | 0 | 0 | 0 | 0 | 0 | 0 | 0 | 0 | 0 | 0 | 0 | 0 | 0
F5_Commercial_Lodging (WA)_Existing_Food Preparation_Natural Gas_Griddle_E10 | F5 | Commercial | Lodging (WA) | Existing | Food Preparation | Natural Gas | Griddle | E10 | Utility - Cost of Operation | 0 | 0 | 0 | 0 | 0 | 0 | 0 | 0 | 0 | 0 | 0 | 0 | 0 | 0 | 0 | 0 | 0 | 0 | 0 | 0 | 0 | 0 | 0 | 0 | 0 | 0 | 0
F6_Commercial_Lodging (WA)_Existing_Food Preparation_Natural Gas_Griddle_E1 | F6 | Commercial | Lodging (WA) | Existing | Food Preparation | Natural Gas | Griddle | E1 | Utility - Value of Sales | 0.033139 | 0.033765 | 0.0345 | 0.035356 | 0.036337 | 0.037562 | 0.03879 | 0.039957 | 0.041012 | 0.042035 | 0.043096 | 0.044059 | 0.045076 | 0.046039 | 0.046866 | 0.047613 | 0.048245 | 0.048849 | 0.04949 | 0.05009 | 0.050691 | 0.051586 | 0.05249 | 0.053422 | 0.054371 | 0.055337 | 0.05632
F6_Commercial_Lodging (WA)_Existing_Food Preparation_Natural Gas_Griddle_E2 | F6 | Commercial | Lodging (WA) | Existing | Food Preparation | Natural Gas | Griddle | E2 | Utility - Value of Sales | 0.029086 | 0.029636 | 0.030281 | 0.031032 | 0.031894 | 0.032969 | 0.034047 | 0.03507 | 0.035997 | 0.036895 | 0.037825 | 0.038671 | 0.039564 | 0.040409 | 0.041135 | 0.04179 | 0.042345 | 0.042875 | 0.043438 | 0.043964 | 0.044492 | 0.045277 | 0.04607 | 0.046889 | 0.047722 | 0.04857 | 0.049433
F6_Commercial_Lodging (WA)_Existing_Food Preparation_Natural Gas_Griddle_E3 | F6 | Commercial | Lodging (WA) | Existing | Food Preparation | Natural Gas | Griddle | E3 | Utility - Value of Sales | 0 | 0 | 0 | 0 | 0 | 0 | 0 | 0 | 0 | 0 | 0 | 0 | 0 | 0 | 0 | 0 | 0 | 0 | 0 | 0 | 0 | 0 | 0 | 0 | 0 | 0 | 0
F6_Commercial_Lodging (WA)_Existing_Food Preparation_Natural Gas_Griddle_E4 | F6 | Commercial | Lodging (WA) | Existing | Food Preparation | Natural Gas | Griddle | E4 | Utility - Value of Sales | 0 | 0 | 0 | 0 | 0 | 0 | 0 | 0 | 0 | 0 | 0 | 0 | 0 | 0 | 0 | 0 | 0 | 0 | 0 | 0 | 0 | 0 | 0 | 0 | 0 | 0 | 0
F6_Commercial_Lodging (WA)_Existing_Food Preparation_Natural Gas_Griddle_E5 | F6 | Commercial | Lodging (WA) | Existing | Food Preparation | Natural Gas | Griddle | E5 | Utility - Value of Sales | 0 | 0 | 0 | 0 | 0 | 0 | 0 | 0 | 0 | 0 | 0 | 0 | 0 | 0 | 0 | 0 | 0 | 0 | 0 | 0 | 0 | 0 | 0 | 0 | 0 | 0 | 0
F6_Commercial_Lodging (WA)_Existing_Food Preparation_Natural Gas_Griddle_E6 | F6 | Commercial | Lodging (WA) | Existing | Food Preparation | Natural Gas | Griddle | E6 | Utility - Value of Sales | 0 | 0 | 0 | 0 | 0 | 0 | 0 | 0 | 0 | 0 | 0 | 0 | 0 | 0 | 0 | 0 | 0 | 0 | 0 | 0 | 0 | 0 | 0 | 0 | 0 | 0 | 0
F6_Commercial_Lodging (WA)_Existing_Food Preparation_Natural Gas_Griddle_E7 | F6 | Commercial | Lodging (WA) | Existing | Food Preparation | Natural Gas | Griddle | E7 | Utility - Value of Sales | 0 | 0 | 0 | 0 | 0 | 0 | 0 | 0 | 0 | 0 | 0 | 0 | 0 | 0 | 0 | 0 | 0 | 0 | 0 | 0 | 0 | 0 | 0 | 0 | 0 | 0 | 0
F6_Commercial_Lodging (WA)_Existing_Food Preparation_Natural Gas_Griddle_E8 | F6 | Commercial | Lodging (WA) | Existing | Food Preparation | Natural Gas | Griddle | E8 | Utility - Value of Sales | 0 | 0 | 0 | 0 | 0 | 0 | 0 | 0 | 0 | 0 | 0 | 0 | 0 | 0 | 0 | 0 | 0 | 0 | 0 | 0 | 0 | 0 | 0 | 0 | 0 | 0 | 0
F6_Commercial_Lodging (WA)_Existing_Food Preparation_Natural Gas_Griddle_E9 | F6 | Commercial | Lodging (WA) | Existing | Food Preparation | Natural Gas | Griddle | E9 | Utility - Value of Sales | 0 | 0 | 0 | 0 | 0 | 0 | 0 | 0 | 0 | 0 | 0 | 0 | 0 | 0 | 0 | 0 | 0 | 0 | 0 | 0 | 0 | 0 | 0 | 0 | 0 | 0 | 0
F6_Commercial_Lodging (WA)_Existing_Food Preparation_Natural Gas_Griddle_E10 | F6 | Commercial | Lodging (WA) | Existing | Food Preparation | Natural Gas | Griddle | E10 | Utility - Value of Sales | 0 | 0 | 0 | 0 | 0 | 0 | 0 | 0 | 0 | 0 | 0 | 0 | 0 | 0 | 0 | 0 | 0 | 0 | 0 | 0 | 0 | 0 | 0 | 0 | 0 | 0 | 0
F1_Commercial_Lodging (WA)_Existing_Food Preparation_Natural Gas_Range_E1 | F1 | Commercial | Lodging (WA) | Existing | Food Preparation | Natural Gas | Range | E1 | RVT - Cost of Equipment | 0.00020175 | 0.00020175 | 0.00020175 | 0.00020175 | 0.00020175 | 0.00020175 | 0.00020175 | 0.00020175 | 0.00020175 | 0.00020175 | 0.00020175 | 0.00020175 | 0.00020175 | 0.00020175 | 0.00020175 | 0.00020175 | 0.00020175 | 0.00020175 | 0.00020175 | 0.00020175 | 0.00020175 | 0.00020175 | 0.00020175 | 0.00020175 | 0.00020175 | 0.00020175 | 0.00020175
F1_Commercial_Lodging (WA)_Existing_Food Preparation_Natural Gas_Range_E2 | F1 | Commercial | Lodging (WA) | Existing | Food Preparation | Natural Gas | Range | E2 | RVT - Cost of Equipment | 0.00021968 | 0.00021968 | 0.00021968 | 0.00021968 | 0.00021968 | 0.00021968 | 0.00021968 | 0.00021968 | 0.00021968 | 0.00021968 | 0.00021968 | 0.00021968 | 0.00021968 | 0.00021968 | 0.00021968 | 0.00021968 | 0.00021968 | 0.00021968 | 0.00021968 | 0.00021968 | 0.00021968 | 0.00021968 | 0.00021968 | 0.00021968 | 0.00021968 | 0.00021968 | 0.00021968
F1_Commercial_Lodging (WA)_Existing_Food Preparation_Natural Gas_Range_E3 | F1 | Commercial | Lodging (WA) | Existing | Food Preparation | Natural Gas | Range | E3 | RVT - Cost of Equipment | 0 | 0 | 0 | 0 | 0 | 0 | 0 | 0 | 0 | 0 | 0 | 0 | 0 | 0 | 0 | 0 | 0 | 0 | 0 | 0 | 0 | 0 | 0 | 0 | 0 | 0 | 0
F1_Commercial_Lodging (WA)_Existing_Food Preparation_Natural Gas_Range_E4 | F1 | Commercial | Lodging (WA) | Existing | Food Preparation | Natural Gas | Range | E4 | RVT - Cost of Equipment | 0 | 0 | 0 | 0 | 0 | 0 | 0 | 0 | 0 | 0 | 0 | 0 | 0 | 0 | 0 | 0 | 0 | 0 | 0 | 0 | 0 | 0 | 0 | 0 | 0 | 0 | 0
F1_Commercial_Lodging (WA)_Existing_Food Preparation_Natural Gas_Range_E5 | F1 | Commercial | Lodging (WA) | Existing | Food Preparation | Natural Gas | Range | E5 | RVT - Cost of Equipment | 0 | 0 | 0 | 0 | 0 | 0 | 0 | 0 | 0 | 0 | 0 | 0 | 0 | 0 | 0 | 0 | 0 | 0 | 0 | 0 | 0 | 0 | 0 | 0 | 0 | 0 | 0
F1_Commercial_Lodging (WA)_Existing_Food Preparation_Natural Gas_Range_E6 | F1 | Commercial | Lodging (WA) | Existing | Food Preparation | Natural Gas | Range | E6 | RVT - Cost of Equipment | 0 | 0 | 0 | 0 | 0 | 0 | 0 | 0 | 0 | 0 | 0 | 0 | 0 | 0 | 0 | 0 | 0 | 0 | 0 | 0 | 0 | 0 | 0 | 0 | 0 | 0 | 0
F1_Commercial_Lodging (WA)_Existing_Food Preparation_Natural Gas_Range_E7 | F1 | Commercial | Lodging (WA) | Existing | Food Preparation | Natural Gas | Range | E7 | RVT - Cost of Equipment | 0 | 0 | 0 | 0 | 0 | 0 | 0 | 0 | 0 | 0 | 0 | 0 | 0 | 0 | 0 | 0 | 0 | 0 | 0 | 0 | 0 | 0 | 0 | 0 | 0 | 0 | 0
F1_Commercial_Lodging (WA)_Existing_Food Preparation_Natural Gas_Range_E8 | F1 | Commercial | Lodging (WA) | Existing | Food Preparation | Natural Gas | Range | E8 | RVT - Cost of Equipment | 0 | 0 | 0 | 0 | 0 | 0 | 0 | 0 | 0 | 0 | 0 | 0 | 0 | 0 | 0 | 0 | 0 | 0 | 0 | 0 | 0 | 0 | 0 | 0 | 0 | 0 | 0
F1_Commercial_Lodging (WA)_Existing_Food Preparation_Natural Gas_Range_E9 | F1 | Commercial | Lodging (WA) | Existing | Food Preparation | Natural Gas | Range | E9 | RVT - Cost of Equipment | 0 | 0 | 0 | 0 | 0 | 0 | 0 | 0 | 0 | 0 | 0 | 0 | 0 | 0 | 0 | 0 | 0 | 0 | 0 | 0 | 0 | 0 | 0 | 0 | 0 | 0 | 0
F1_Commercial_Lodging (WA)_Existing_Food Preparation_Natural Gas_Range_E10 | F1 | Commercial | Lodging (WA) | Existing | Food Preparation | Natural Gas | Range | E10 | RVT - Cost of Equipment | 0 | 0 | 0 | 0 | 0 | 0 | 0 | 0 | 0 | 0 | 0 | 0 | 0 | 0 | 0 | 0 | 0 | 0 | 0 | 0 | 0 | 0 | 0 | 0 | 0 | 0 | 0
F2_Commercial_Lodging (WA)_Existing_Food Preparation_Natural Gas_Range_E1 | F2 | Commercial | Lodging (WA) | Existing | Food Preparation | Natural Gas | Range | E1 | RVT - Cost of Operation | 0.044083 | 0.044817 | 0.045711 | 0.046798 | 0.048091 | 0.0498 | 0.051553 | 0.053249 | 0.05481 | 0.056309 | 0.057849 | 0.059225 | 0.06066 | 0.061986 | 0.063103 | 0.064093 | 0.064905 | 0.06567 | 0.066491 | 0.067244 | 0.067997 | 0.069196 | 0.070406 | 0.071657 | 0.07293 | 0.074225 | 0.075544
F2_Commercial_Lodging (WA)_Existing_Food Preparation_Natural Gas_Range_E2 | F2 | Commercial | Lodging (WA) | Existing | Food Preparation | Natural Gas | Range | E2 | RVT - Cost of Operation | 0.022042 | 0.022408 | 0.022856 | 0.023399 | 0.024045 | 0.0249 | 0.025777 | 0.026625 | 0.027405 | 0.028155 | 0.028925 | 0.029612 | 0.03033 | 0.030993 | 0.031552 | 0.032046 | 0.032452 | 0.032835 | 0.033245 | 0.033622 | 0.033998 | 0.034598 | 0.035203 | 0.035828 | 0.036465 | 0.037113 | 0.037772
F2_Commercial_Lodging (WA)_Existing_Food Preparation_Natural Gas_Range_E3 | F2 | Commercial | Lodging (WA) | Existing | Food Preparation | Natural Gas | Range | E3 | RVT - Cost of Operation | 0 | 0 | 0 | 0 | 0 | 0 | 0 | 0 | 0 | 0 | 0 | 0 | 0 | 0 | 0 | 0 | 0 | 0 | 0 | 0 | 0 | 0 | 0 | 0 | 0 | 0 | 0
F2_Commercial_Lodging (WA)_Existing_Food Preparation_Natural Gas_Range_E4 | F2 | Commercial | Lodging (WA) | Existing | Food Preparation | Natural Gas | Range | E4 | RVT - Cost of Operation | 0 | 0 | 0 | 0 | 0 | 0 | 0 | 0 | 0 | 0 | 0 | 0 | 0 | 0 | 0 | 0 | 0 | 0 | 0 | 0 | 0 | 0 | 0 | 0 | 0 | 0 | 0
F2_Commercial_Lodging (WA)_Existing_Food Preparation_Natural Gas_Range_E5 | F2 | Commercial | Lodging (WA) | Existing | Food Preparation | Natural Gas | Range | E5 | RVT - Cost of Operation | 0 | 0 | 0 | 0 | 0 | 0 | 0 | 0 | 0 | 0 | 0 | 0 | 0 | 0 | 0 | 0 | 0 | 0 | 0 | 0 | 0 | 0 | 0 | 0 | 0 | 0 | 0
F2_Commercial_Lodging (WA)_Existing_Food Preparation_Natural Gas_Range_E6 | F2 | Commercial | Lodging (WA) | Existing | Food Preparation | Natural Gas | Range | E6 | RVT - Cost of Operation | 0 | 0 | 0 | 0 | 0 | 0 | 0 | 0 | 0 | 0 | 0 | 0 | 0 | 0 | 0 | 0 | 0 | 0 | 0 | 0 | 0 | 0 | 0 | 0 | 0 | 0 | 0
F2_Commercial_Lodging (WA)_Existing_Food Preparation_Natural Gas_Range_E7 | F2 | Commercial | Lodging (WA) | Existing | Food Preparation | Natural Gas | Range | E7 | RVT - Cost of Operation | 0 | 0 | 0 | 0 | 0 | 0 | 0 | 0 | 0 | 0 | 0 | 0 | 0 | 0 | 0 | 0 | 0 | 0 | 0 | 0 | 0 | 0 | 0 | 0 | 0 | 0 | 0
F2_Commercial_Lodging (WA)_Existing_Food Preparation_Natural Gas_Range_E8 | F2 | Commercial | Lodging (WA) | Existing | Food Preparation | Natural Gas | Range | E8 | RVT - Cost of Operation | 0 | 0 | 0 | 0 | 0 | 0 | 0 | 0 | 0 | 0 | 0 | 0 | 0 | 0 | 0 | 0 | 0 | 0 | 0 | 0 | 0 | 0 | 0 | 0 | 0 | 0 | 0
F2_Commercial_Lodging (WA)_Existing_Food Preparation_Natural Gas_Range_E9 | F2 | Commercial | Lodging (WA) | Existing | Food Preparation | Natural Gas | Range | E9 | RVT - Cost of Operation | 0 | 0 | 0 | 0 | 0 | 0 | 0 | 0 | 0 | 0 | 0 | 0 | 0 | 0 | 0 | 0 | 0 | 0 | 0 | 0 | 0 | 0 | 0 | 0 | 0 | 0 | 0
F2_Commercial_Lodging (WA)_Existing_Food Preparation_Natural Gas_Range_E10 | F2 | Commercial | Lodging (WA) | Existing | Food Preparation | Natural Gas | Range | E10 | RVT - Cost of Operation | 0 | 0 | 0 | 0 | 0 | 0 | 0 | 0 | 0 | 0 | 0 | 0 | 0 | 0 | 0 | 0 | 0 | 0 | 0 | 0 | 0 | 0 | 0 | 0 | 0 | 0 | 0
F3_Commercial_Lodging (WA)_Existing_Food Preparation_Natural Gas_Range_E1 | F3 | Commercial | Lodging (WA) | Existing | Food Preparation | Natural Gas | Range | E1 | System - kBTUs of Consumption | 10.6853 | 10.6853 | 10.6853 | 10.6853 | 10.6853 | 10.6853 | 10.6853 | 10.6853 | 10.6853 | 10.6853 | 10.6853 | 10.6853 | 10.6853 | 10.6853 | 10.6853 | 10.6853 | 10.6853 | 10.6853 | 10.6853 | 10.6853 | 10.6853 | 10.6853 | 10.6853 | 10.6853 | 10.6853 | 10.6853 | 10.6853
F3_Commercial_Lodging (WA)_Existing_Food Preparation_Natural Gas_Range_E2 | F3 | Commercial | Lodging (WA) | Existing | Food Preparation | Natural Gas | Range | E2 | System - kBTUs of Consumption | 5.3427 | 5.3427 | 5.3427 | 5.3427 | 5.3427 | 5.3427 | 5.3427 | 5.3427 | 5.3427 | 5.3427 | 5.3427 | 5.3427 | 5.3427 | 5.3427 | 5.3427 | 5.3427 | 5.3427 | 5.3427 | 5.3427 | 5.3427 | 5.3427 | 5.3427 | 5.3427 | 5.3427 | 5.3427 | 5.3427 | 5.3427
F3_Commercial_Lodging (WA)_Existing_Food Preparation_Natural Gas_Range_E3 | F3 | Commercial | Lodging (WA) | Existing | Food Preparation | Natural Gas | Range | E3 | System - kBTUs of Consumption | 0 | 0 | 0 | 0 | 0 | 0 | 0 | 0 | 0 | 0 | 0 | 0 | 0 | 0 | 0 | 0 | 0 | 0 | 0 | 0 | 0 | 0 | 0 | 0 | 0 | 0 | 0
F3_Commercial_Lodging (WA)_Existing_Food Preparation_Natural Gas_Range_E4 | F3 | Commercial | Lodging (WA) | Existing | Food Preparation | Natural Gas | Range | E4 | System - kBTUs of Consumption | 0 | 0 | 0 | 0 | 0 | 0 | 0 | 0 | 0 | 0 | 0 | 0 | 0 | 0 | 0 | 0 | 0 | 0 | 0 | 0 | 0 | 0 | 0 | 0 | 0 | 0 | 0
F3_Commercial_Lodging (WA)_Existing_Food Preparation_Natural Gas_Range_E5 | F3 | Commercial | Lodging (WA) | Existing | Food Preparation | Natural Gas | Range | E5 | System - kBTUs of Consumption | 0 | 0 | 0 | 0 | 0 | 0 | 0 | 0 | 0 | 0 | 0 | 0 | 0 | 0 | 0 | 0 | 0 | 0 | 0 | 0 | 0 | 0 | 0 | 0 | 0 | 0 | 0
F3_Commercial_Lodging (WA)_Existing_Food Preparation_Natural Gas_Range_E6 | F3 | Commercial | Lodging (WA) | Existing | Food Preparation | Natural Gas | Range | E6 | System - kBTUs of Consumption | 0 | 0 | 0 | 0 | 0 | 0 | 0 | 0 | 0 | 0 | 0 | 0 | 0 | 0 | 0 | 0 | 0 | 0 | 0 | 0 | 0 | 0 | 0 | 0 | 0 | 0 | 0
F3_Commercial_Lodging (WA)_Existing_Food Preparation_Natural Gas_Range_E7 | F3 | Commercial | Lodging (WA) | Existing | Food Preparation | Natural Gas | Range | E7 | System - kBTUs of Consumption | 0 | 0 | 0 | 0 | 0 | 0 | 0 | 0 | 0 | 0 | 0 | 0 | 0 | 0 | 0 | 0 | 0 | 0 | 0 | 0 | 0 | 0 | 0 | 0 | 0 | 0 | 0
F3_Commercial_Lodging (WA)_Existing_Food Preparation_Natural Gas_Range_E8 | F3 | Commercial | Lodging (WA) | Existing | Food Preparation | Natural Gas | Range | E8 | System - kBTUs of Consumption | 0 | 0 | 0 | 0 | 0 | 0 | 0 | 0 | 0 | 0 | 0 | 0 | 0 | 0 | 0 | 0 | 0 | 0 | 0 | 0 | 0 | 0 | 0 | 0 | 0 | 0 | 0
F3_Commercial_Lodging (WA)_Existing_Food Preparation_Natural Gas_Range_E9 | F3 | Commercial | Lodging (WA) | Existing | Food Preparation | Natural Gas | Range | E9 | System - kBTUs of Consumption | 0 | 0 | 0 | 0 | 0 | 0 | 0 | 0 | 0 | 0 | 0 | 0 | 0 | 0 | 0 | 0 | 0 | 0 | 0 | 0 | 0 | 0 | 0 | 0 | 0 | 0 | 0
F3_Commercial_Lodging (WA)_Existing_Food Preparation_Natural Gas_Range_E10 | F3 | Commercial | Lodging (WA) | Existing | Food Preparation | Natural Gas | Range | E10 | System - kBTUs of Consumption | 0 | 0 | 0 | 0 | 0 | 0 | 0 | 0 | 0 | 0 | 0 | 0 | 0 | 0 | 0 | 0 | 0 | 0 | 0 | 0 | 0 | 0 | 0 | 0 | 0 | 0 | 0
F4_Commercial_Lodging (WA)_Existing_Food Preparation_Natural Gas_Range_E1 | F4 | Commercial | Lodging (WA) | Existing | Food Preparation | Natural Gas | Range | E1 | Utility - Cost of Equipment | 0.00020175 | 0.00020175 | 0.00020175 | 0.00020175 | 0.00020175 | 0.00020175 | 0.00020175 | 0.00020175 | 0.00020175 | 0.00020175 | 0.00020175 | 0.00020175 | 0.00020175 | 0.00020175 | 0.00020175 | 0.00020175 | 0.00020175 | 0.00020175 | 0.00020175 | 0.00020175 | 0.00020175 | 0.00020175 | 0.00020175 | 0.00020175 | 0.00020175 | 0.00020175 | 0.00020175
F4_Commercial_Lodging (WA)_Existing_Food Preparation_Natural Gas_Range_E2 | F4 | Commercial | Lodging (WA) | Existing | Food Preparation | Natural Gas | Range | E2 | Utility - Cost of Equipment | 0.00021968 | 0.00021968 | 0.00021968 | 0.00021968 | 0.00021968 | 0.00021968 | 0.00021968 | 0.00021968 | 0.00021968 | 0.00021968 | 0.00021968 | 0.00021968 | 0.00021968 | 0.00021968 | 0.00021968 | 0.00021968 | 0.00021968 | 0.00021968 | 0.00021968 | 0.00021968 | 0.00021968 | 0.00021968 | 0.00021968 | 0.00021968 | 0.00021968 | 0.00021968 | 0.00021968
F4_Commercial_Lodging (WA)_Existing_Food Preparation_Natural Gas_Range_E3 | F4 | Commercial | Lodging (WA) | Existing | Food Preparation | Natural Gas | Range | E3 | Utility - Cost of Equipment | 0 | 0 | 0 | 0 | 0 | 0 | 0 | 0 | 0 | 0 | 0 | 0 | 0 | 0 | 0 | 0 | 0 | 0 | 0 | 0 | 0 | 0 | 0 | 0 | 0 | 0 | 0
F4_Commercial_Lodging (WA)_Existing_Food Preparation_Natural Gas_Range_E4 | F4 | Commercial | Lodging (WA) | Existing | Food Preparation | Natural Gas | Range | E4 | Utility - Cost of Equipment | 0 | 0 | 0 | 0 | 0 | 0 | 0 | 0 | 0 | 0 | 0 | 0 | 0 | 0 | 0 | 0 | 0 | 0 | 0 | 0 | 0 | 0 | 0 | 0 | 0 | 0 | 0
F4_Commercial_Lodging (WA)_Existing_Food Preparation_Natural Gas_Range_E5 | F4 | Commercial | Lodging (WA) | Existing | Food Preparation | Natural Gas | Range | E5 | Utility - Cost of Equipment | 0 | 0 | 0 | 0 | 0 | 0 | 0 | 0 | 0 | 0 | 0 | 0 | 0 | 0 | 0 | 0 | 0 | 0 | 0 | 0 | 0 | 0 | 0 | 0 | 0 | 0 | 0
F4_Commercial_Lodging (WA)_Existing_Food Preparation_Natural Gas_Range_E6 | F4 | Commercial | Lodging (WA) | Existing | Food Preparation | Natural Gas | Range | E6 | Utility - Cost of Equipment | 0 | 0 | 0 | 0 | 0 | 0 | 0 | 0 | 0 | 0 | 0 | 0 | 0 | 0 | 0 | 0 | 0 | 0 | 0 | 0 | 0 | 0 | 0 | 0 | 0 | 0 | 0
F4_Commercial_Lodging (WA)_Existing_Food Preparation_Natural Gas_Range_E7 | F4 | Commercial | Lodging (WA) | Existing | Food Preparation | Natural Gas | Range | E7 | Utility - Cost of Equipment | 0 | 0 | 0 | 0 | 0 | 0 | 0 | 0 | 0 | 0 | 0 | 0 | 0 | 0 | 0 | 0 | 0 | 0 | 0 | 0 | 0 | 0 | 0 | 0 | 0 | 0 | 0
F4_Commercial_Lodging (WA)_Existing_Food Preparation_Natural Gas_Range_E8 | F4 | Commercial | Lodging (WA) | Existing | Food Preparation | Natural Gas | Range | E8 | Utility - Cost of Equipment | 0 | 0 | 0 | 0 | 0 | 0 | 0 | 0 | 0 | 0 | 0 | 0 | 0 | 0 | 0 | 0 | 0 | 0 | 0 | 0 | 0 | 0 | 0 | 0 | 0 | 0 | 0
F4_Commercial_Lodging (WA)_Existing_Food Preparation_Natural Gas_Range_E9 | F4 | Commercial | Lodging (WA) | Existing | Food Preparation | Natural Gas | Range | E9 | Utility - Cost of Equipment | 0 | 0 | 0 | 0 | 0 | 0 | 0 | 0 | 0 | 0 | 0 | 0 | 0 | 0 | 0 | 0 | 0 | 0 | 0 | 0 | 0 | 0 | 0 | 0 | 0 | 0 | 0
F4_Commercial_Lodging (WA)_Existing_Food Preparation_Natural Gas_Range_E10 | F4 | Commercial | Lodging (WA) | Existing | Food Preparation | Natural Gas | Range | E10 | Utility - Cost of Equipment | 0 | 0 | 0 | 0 | 0 | 0 | 0 | 0 | 0 | 0 | 0 | 0 | 0 | 0 | 0 | 0 | 0 | 0 | 0 | 0 | 0 | 0 | 0 | 0 | 0 | 0 | 0
F5_Commercial_Lodging (WA)_Existing_Food Preparation_Natural Gas_Range_E1 | F5 | Commercial | Lodging (WA) | Existing | Food Preparation | Natural Gas | Range | E1 | Utility - Cost of Operation | 0.037058 | 0.037913 | 0.038989 | 0.040259 | 0.041735 | 0.043597 | 0.045536 | 0.04747 | 0.049335 | 0.051225 | 0.052701 | 0.054074 | 0.055553 | 0.056995 | 0.058266 | 0.059444 | 0.060482 | 0.061502 | 0.0626 | 0.063664 | 0.064759 | 0.065901 | 0.067053 | 0.068244 | 0.069457 | 0.070691 | 0.071947
F5_Commercial_Lodging (WA)_Existing_Food Preparation_Natural Gas_Range_E2 | F5 | Commercial | Lodging (WA) | Existing | Food Preparation | Natural Gas | Range | E2 | Utility - Cost of Operation | 0.018529 | 0.018957 | 0.019495 | 0.020129 | 0.020868 | 0.021798 | 0.022768 | 0.023735 | 0.024667 | 0.025613 | 0.02635 | 0.027037 | 0.027777 | 0.028498 | 0.029133 | 0.029722 | 0.030241 | 0.030751 | 0.0313 | 0.031832 | 0.032379 | 0.03295 | 0.033527 | 0.034122 | 0.034728 | 0.035345 | 0.035973
F5_Commercial_Lodging (WA)_Existing_Food Preparation_Natural Gas_Range_E3 | F5 | Commercial | Lodging (WA) | Existing | Food Preparation | Natural Gas | Range | E3 | Utility - Cost of Operation | 0 | 0 | 0 | 0 | 0 | 0 | 0 | 0 | 0 | 0 | 0 | 0 | 0 | 0 | 0 | 0 | 0 | 0 | 0 | 0 | 0 | 0 | 0 | 0 | 0 | 0 | 0
F5_Commercial_Lodging (WA)_Existing_Food Preparation_Natural Gas_Range_E4 | F5 | Commercial | Lodging (WA) | Existing | Food Preparation | Natural Gas | Range | E4 | Utility - Cost of Operation | 0 | 0 | 0 | 0 | 0 | 0 | 0 | 0 | 0 | 0 | 0 | 0 | 0 | 0 | 0 | 0 | 0 | 0 | 0 | 0 | 0 | 0 | 0 | 0 | 0 | 0 | 0
F5_Commercial_Lodging (WA)_Existing_Food Preparation_Natural Gas_Range_E5 | F5 | Commercial | Lodging (WA) | Existing | Food Preparation | Natural Gas | Range | E5 | Utility - Cost of Operation | 0 | 0 | 0 | 0 | 0 | 0 | 0 | 0 | 0 | 0 | 0 | 0 | 0 | 0 | 0 | 0 | 0 | 0 | 0 | 0 | 0 | 0 | 0 | 0 | 0 | 0 | 0
F5_Commercial_Lodging (WA)_Existing_Food Preparation_Natural Gas_Range_E6 | F5 | Commercial | Lodging (WA) | Existing | Food Preparation | Natural Gas | Range | E6 | Utility - Cost of Operation | 0 | 0 | 0 | 0 | 0 | 0 | 0 | 0 | 0 | 0 | 0 | 0 | 0 | 0 | 0 | 0 | 0 | 0 | 0 | 0 | 0 | 0 | 0 | 0 | 0 | 0 | 0
F5_Commercial_Lodging (WA)_Existing_Food Preparation_Natural Gas_Range_E7 | F5 | Commercial | Lodging (WA) | Existing | Food Preparation | Natural Gas | Range | E7 | Utility - Cost of Operation | 0 | 0 | 0 | 0 | 0 | 0 | 0 | 0 | 0 | 0 | 0 | 0 | 0 | 0 | 0 | 0 | 0 | 0 | 0 | 0 | 0 | 0 | 0 | 0 | 0 | 0 | 0
F5_Commercial_Lodging (WA)_Existing_Food Preparation_Natural Gas_Range_E8 | F5 | Commercial | Lodging (WA) | Existing | Food Preparation | Natural Gas | Range | E8 | Utility - Cost of Operation | 0 | 0 | 0 | 0 | 0 | 0 | 0 | 0 | 0 | 0 | 0 | 0 | 0 | 0 | 0 | 0 | 0 | 0 | 0 | 0 | 0 | 0 | 0 | 0 | 0 | 0 | 0
F5_Commercial_Lodging (WA)_Existing_Food Preparation_Natural Gas_Range_E9 | F5 | Commercial | Lodging (WA) | Existing | Food Preparation | Natural Gas | Range | E9 | Utility - Cost of Operation | 0 | 0 | 0 | 0 | 0 | 0 | 0 | 0 | 0 | 0 | 0 | 0 | 0 | 0 | 0 | 0 | 0 | 0 | 0 | 0 | 0 | 0 | 0 | 0 | 0 | 0 | 0
F5_Commercial_Lodging (WA)_Existing_Food Preparation_Natural Gas_Range_E10 | F5 | Commercial | Lodging (WA) | Existing | Food Preparation | Natural Gas | Range | E10 | Utility - Cost of Operation | 0 | 0 | 0 | 0 | 0 | 0 | 0 | 0 | 0 | 0 | 0 | 0 | 0 | 0 | 0 | 0 | 0 | 0 | 0 | 0 | 0 | 0 | 0 | 0 | 0 | 0 | 0
F6_Commercial_Lodging (WA)_Existing_Food Preparation_Natural Gas_Range_E1 | F6 | Commercial | Lodging (WA) | Existing | Food Preparation | Natural Gas | Range | E1 | Utility - Value of Sales | 0.044083 | 0.044817 | 0.045711 | 0.046798 | 0.048091 | 0.0498 | 0.051553 | 0.053249 | 0.05481 | 0.056309 | 0.057849 | 0.059225 | 0.06066 | 0.061986 | 0.063103 | 0.064093 | 0.064905 | 0.06567 | 0.066491 | 0.067244 | 0.067997 | 0.069196 | 0.070406 | 0.071657 | 0.07293 | 0.074225 | 0.075544
F6_Commercial_Lodging (WA)_Existing_Food Preparation_Natural Gas_Range_E2 | F6 | Commercial | Lodging (WA) | Existing | Food Preparation | Natural Gas | Range | E2 | Utility - Value of Sales | 0.022042 | 0.022408 | 0.022856 | 0.023399 | 0.024045 | 0.0249 | 0.025777 | 0.026625 | 0.027405 | 0.028155 | 0.028925 | 0.029612 | 0.03033 | 0.030993 | 0.031552 | 0.032046 | 0.032452 | 0.032835 | 0.033245 | 0.033622 | 0.033998 | 0.034598 | 0.035203 | 0.035828 | 0.036465 | 0.037113 | 0.037772
F6_Commercial_Lodging (WA)_Existing_Food Preparation_Natural Gas_Range_E3 | F6 | Commercial | Lodging (WA) | Existing | Food Preparation | Natural Gas | Range | E3 | Utility - Value of Sales | 0 | 0 | 0 | 0 | 0 | 0 | 0 | 0 | 0 | 0 | 0 | 0 | 0 | 0 | 0 | 0 | 0 | 0 | 0 | 0 | 0 | 0 | 0 | 0 | 0 | 0 | 0
F6_Commercial_Lodging (WA)_Existing_Food Preparation_Natural Gas_Range_E4 | F6 | Commercial | Lodging (WA) | Existing | Food Preparation | Natural Gas | Range | E4 | Utility - Value of Sales | 0 | 0 | 0 | 0 | 0 | 0 | 0 | 0 | 0 | 0 | 0 | 0 | 0 | 0 | 0 | 0 | 0 | 0 | 0 | 0 | 0 | 0 | 0 | 0 | 0 | 0 | 0
F6_Commercial_Lodging (WA)_Existing_Food Preparation_Natural Gas_Range_E5 | F6 | Commercial | Lodging (WA) | Existing | Food Preparation | Natural Gas | Range | E5 | Utility - Value of Sales | 0 | 0 | 0 | 0 | 0 | 0 | 0 | 0 | 0 | 0 | 0 | 0 | 0 | 0 | 0 | 0 | 0 | 0 | 0 | 0 | 0 | 0 | 0 | 0 | 0 | 0 | 0
F6_Commercial_Lodging (WA)_Existing_Food Preparation_Natural Gas_Range_E6 | F6 | Commercial | Lodging (WA) | Existing | Food Preparation | Natural Gas | Range | E6 | Utility - Value of Sales | 0 | 0 | 0 | 0 | 0 | 0 | 0 | 0 | 0 | 0 | 0 | 0 | 0 | 0 | 0 | 0 | 0 | 0 | 0 | 0 | 0 | 0 | 0 | 0 | 0 | 0 | 0
F6_Commercial_Lodging (WA)_Existing_Food Preparation_Natural Gas_Range_E7 | F6 | Commercial | Lodging (WA) | Existing | Food Preparation | Natural Gas | Range | E7 | Utility - Value of Sales | 0 | 0 | 0 | 0 | 0 | 0 | 0 | 0 | 0 | 0 | 0 | 0 | 0 | 0 | 0 | 0 | 0 | 0 | 0 | 0 | 0 | 0 | 0 | 0 | 0 | 0 | 0
F6_Commercial_Lodging (WA)_Existing_Food Preparation_Natural Gas_Range_E8 | F6 | Commercial | Lodging (WA) | Existing | Food Preparation | Natural Gas | Range | E8 | Utility - Value of Sales | 0 | 0 | 0 | 0 | 0 | 0 | 0 | 0 | 0 | 0 | 0 | 0 | 0 | 0 | 0 | 0 | 0 | 0 | 0 | 0 | 0 | 0 | 0 | 0 | 0 | 0 | 0
F6_Commercial_Lodging (WA)_Existing_Food Preparation_Natural Gas_Range_E9 | F6 | Commercial | Lodging (WA) | Existing | Food Preparation | Natural Gas | Range | E9 | Utility - Value of Sales | 0 | 0 | 0 | 0 | 0 | 0 | 0 | 0 | 0 | 0 | 0 | 0 | 0 | 0 | 0 | 0 | 0 | 0 | 0 | 0 | 0 | 0 | 0 | 0 | 0 | 0 | 0
F6_Commercial_Lodging (WA)_Existing_Food Preparation_Natural Gas_Range_E10 | F6 | Commercial | Lodging (WA) | Existing | Food Preparation | Natural Gas | Range | E10 | Utility - Value of Sales | 0 | 0 | 0 | 0 | 0 | 0 | 0 | 0 | 0 | 0 | 0 | 0 | 0 | 0 | 0 | 0 | 0 | 0 | 0 | 0 | 0 | 0 | 0 | 0 | 0 | 0 | 0
F1_Commercial_Lodging (WA)_Existing_Food Preparation_Natural Gas_Steamer_E1 | F1 | Commercial | Lodging (WA) | Existing | Food Preparation | Natural Gas | Steamer | E1 | RVT - Cost of Equipment | 0.00081039 | 0.00081039 | 0.00081039 | 0.00081039 | 0.00081039 | 0.00081039 | 0.00081039 | 0.00081039 | 0.00081039 | 0.00081039 | 0.00081039 | 0.00081039 | 0.00081039 | 0.00081039 | 0.00081039 | 0.00081039 | 0.00081039 | 0.00081039 | 0.00081039 | 0.00081039 | 0.00081039 | 0.00081039 | 0.00081039 | 0.00081039 | 0.00081039 | 0.00081039 | 0.00081039
F1_Commercial_Lodging (WA)_Existing_Food Preparation_Natural Gas_Steamer_E2 | F1 | Commercial | Lodging (WA) | Existing | Food Preparation | Natural Gas | Steamer | E2 | RVT - Cost of Equipment | 0.00087076 | 0.00087076 | 0.00087076 | 0.00087076 | 0.00087076 | 0.00087076 | 0.00087076 | 0.00087076 | 0.00087076 | 0.00087076 | 0.00087076 | 0.00087076 | 0.00087076 | 0.00087076 | 0.00087076 | 0.00087076 | 0.00087076 | 0.00087076 | 0.00087076 | 0.00087076 | 0.00087076 | 0.00087076 | 0.00087076 | 0.00087076 | 0.00087076 | 0.00087076 | 0.00087076
F1_Commercial_Lodging (WA)_Existing_Food Preparation_Natural Gas_Steamer_E3 | F1 | Commercial | Lodging (WA) | Existing | Food Preparation | Natural Gas | Steamer | E3 | RVT - Cost of Equipment | 0 | 0 | 0 | 0 | 0 | 0 | 0 | 0 | 0 | 0 | 0 | 0 | 0 | 0 | 0 | 0 | 0 | 0 | 0 | 0 | 0 | 0 | 0 | 0 | 0 | 0 | 0
F1_Commercial_Lodging (WA)_Existing_Food Preparation_Natural Gas_Steamer_E4 | F1 | Commercial | Lodging (WA) | Existing | Food Preparation | Natural Gas | Steamer | E4 | RVT - Cost of Equipment | 0 | 0 | 0 | 0 | 0 | 0 | 0 | 0 | 0 | 0 | 0 | 0 | 0 | 0 | 0 | 0 | 0 | 0 | 0 | 0 | 0 | 0 | 0 | 0 | 0 | 0 | 0
F1_Commercial_Lodging (WA)_Existing_Food Preparation_Natural Gas_Steamer_E5 | F1 | Commercial | Lodging (WA) | Existing | Food Preparation | Natural Gas | Steamer | E5 | RVT - Cost of Equipment | 0 | 0 | 0 | 0 | 0 | 0 | 0 | 0 | 0 | 0 | 0 | 0 | 0 | 0 | 0 | 0 | 0 | 0 | 0 | 0 | 0 | 0 | 0 | 0 | 0 | 0 | 0
F1_Commercial_Lodging (WA)_Existing_Food Preparation_Natural Gas_Steamer_E6 | F1 | Commercial | Lodging (WA) | Existing | Food Preparation | Natural Gas | Steamer | E6 | RVT - Cost of Equipment | 0 | 0 | 0 | 0 | 0 | 0 | 0 | 0 | 0 | 0 | 0 | 0 | 0 | 0 | 0 | 0 | 0 | 0 | 0 | 0 | 0 | 0 | 0 | 0 | 0 | 0 | 0
F1_Commercial_Lodging (WA)_Existing_Food Preparation_Natural Gas_Steamer_E7 | F1 | Commercial | Lodging (WA) | Existing | Food Preparation | Natural Gas | Steamer | E7 | RVT - Cost of Equipment | 0 | 0 | 0 | 0 | 0 | 0 | 0 | 0 | 0 | 0 | 0 | 0 | 0 | 0 | 0 | 0 | 0 | 0 | 0 | 0 | 0 | 0 | 0 | 0 | 0 | 0 | 0
F1_Commercial_Lodging (WA)_Existing_Food Preparation_Natural Gas_Steamer_E8 | F1 | Commercial | Lodging (WA) | Existing | Food Preparation | Natural Gas | Steamer | E8 | RVT - Cost of Equipment | 0 | 0 | 0 | 0 | 0 | 0 | 0 | 0 | 0 | 0 | 0 | 0 | 0 | 0 | 0 | 0 | 0 | 0 | 0 | 0 | 0 | 0 | 0 | 0 | 0 | 0 | 0
F1_Commercial_Lodging (WA)_Existing_Food Preparation_Natural Gas_Steamer_E9 | F1 | Commercial | Lodging (WA) | Existing | Food Preparation | Natural Gas | Steamer | E9 | RVT - Cost of Equipment | 0 | 0 | 0 | 0 | 0 | 0 | 0 | 0 | 0 | 0 | 0 | 0 | 0 | 0 | 0 | 0 | 0 | 0 | 0 | 0 | 0 | 0 | 0 | 0 | 0 | 0 | 0
F1_Commercial_Lodging (WA)_Existing_Food Preparation_Natural Gas_Steamer_E10 | F1 | Commercial | Lodging (WA) | Existing | Food Preparation | Natural Gas | Steamer | E10 | RVT - Cost of Equipment | 0 | 0 | 0 | 0 | 0 | 0 | 0 | 0 | 0 | 0 | 0 | 0 | 0 | 0 | 0 | 0 | 0 | 0 | 0 | 0 | 0 | 0 | 0 | 0 | 0 | 0 | 0
F2_Commercial_Lodging (WA)_Existing_Food Preparation_Natural Gas_Steamer_E1 | F2 | Commercial | Lodging (WA) | Existing | Food Preparation | Natural Gas | Steamer | E1 | RVT - Cost of Operation | 0.061397 | 0.062557 | 0.063919 | 0.065506 | 0.067324 | 0.069593 | 0.071869 | 0.074029 | 0.075985 | 0.077881 | 0.079845 | 0.08163 | 0.083515 | 0.085298 | 0.086831 | 0.088215 | 0.089386 | 0.090504 | 0.091693 | 0.092803 | 0.093917 | 0.095575 | 0.097249 | 0.098977 | 0.10074 | 0.10253 | 0.10435
F2_Commercial_Lodging (WA)_Existing_Food Preparation_Natural Gas_Steamer_E2 | F2 | Commercial | Lodging (WA) | Existing | Food Preparation | Natural Gas | Steamer | E2 | RVT - Cost of Operation | 0.011584 | 0.011803 | 0.01206 | 0.012359 | 0.012702 | 0.01313 | 0.01356 | 0.013967 | 0.014336 | 0.014694 | 0.015065 | 0.015402 | 0.015757 | 0.016093 | 0.016383 | 0.016644 | 0.016865 | 0.017076 | 0.0173 | 0.01751 | 0.01772 | 0.018032 | 0.018348 | 0.018674 | 0.019006 | 0.019344 | 0.019687
F2_Commercial_Lodging (WA)_Existing_Food Preparation_Natural Gas_Steamer_E3 | F2 | Commercial | Lodging (WA) | Existing | Food Preparation | Natural Gas | Steamer | E3 | RVT - Cost of Operation | 0 | 0 | 0 | 0 | 0 | 0 | 0 | 0 | 0 | 0 | 0 | 0 | 0 | 0 | 0 | 0 | 0 | 0 | 0 | 0 | 0 | 0 | 0 | 0 | 0 | 0 | 0
F2_Commercial_Lodging (WA)_Existing_Food Preparation_Natural Gas_Steamer_E4 | F2 | Commercial | Lodging (WA) | Existing | Food Preparation | Natural Gas | Steamer | E4 | RVT - Cost of Operation | 0 | 0 | 0 | 0 | 0 | 0 | 0 | 0 | 0 | 0 | 0 | 0 | 0 | 0 | 0 | 0 | 0 | 0 | 0 | 0 | 0 | 0 | 0 | 0 | 0 | 0 | 0
F2_Commercial_Lodging (WA)_Existing_Food Preparation_Natural Gas_Steamer_E5 | F2 | Commercial | Lodging (WA) | Existing | Food Preparation | Natural Gas | Steamer | E5 | RVT - Cost of Operation | 0 | 0 | 0 | 0 | 0 | 0 | 0 | 0 | 0 | 0 | 0 | 0 | 0 | 0 | 0 | 0 | 0 | 0 | 0 | 0 | 0 | 0 | 0 | 0 | 0 | 0 | 0
F2_Commercial_Lodging (WA)_Existing_Food Preparation_Natural Gas_Steamer_E6 | F2 | Commercial | Lodging (WA) | Existing | Food Preparation | Natural Gas | Steamer | E6 | RVT - Cost of Operation | 0 | 0 | 0 | 0 | 0 | 0 | 0 | 0 | 0 | 0 | 0 | 0 | 0 | 0 | 0 | 0 | 0 | 0 | 0 | 0 | 0 | 0 | 0 | 0 | 0 | 0 | 0
F2_Commercial_Lodging (WA)_Existing_Food Preparation_Natural Gas_Steamer_E7 | F2 | Commercial | Lodging (WA) | Existing | Food Preparation | Natural Gas | Steamer | E7 | RVT - Cost of Operation | 0 | 0 | 0 | 0 | 0 | 0 | 0 | 0 | 0 | 0 | 0 | 0 | 0 | 0 | 0 | 0 | 0 | 0 | 0 | 0 | 0 | 0 | 0 | 0 | 0 | 0 | 0
F2_Commercial_Lodging (WA)_Existing_Food Preparation_Natural Gas_Steamer_E8 | F2 | Commercial | Lodging (WA) | Existing | Food Preparation | Natural Gas | Steamer | E8 | RVT - Cost of Operation | 0 | 0 | 0 | 0 | 0 | 0 | 0 | 0 | 0 | 0 | 0 | 0 | 0 | 0 | 0 | 0 | 0 | 0 | 0 | 0 | 0 | 0 | 0 | 0 | 0 | 0 | 0
F2_Commercial_Lodging (WA)_Existing_Food Preparation_Natural Gas_Steamer_E9 | F2 | Commercial | Lodging (WA) | Existing | Food Preparation | Natural Gas | Steamer | E9 | RVT - Cost of Operation | 0 | 0 | 0 | 0 | 0 | 0 | 0 | 0 | 0 | 0 | 0 | 0 | 0 | 0 | 0 | 0 | 0 | 0 | 0 | 0 | 0 | 0 | 0 | 0 | 0 | 0 | 0
F2_Commercial_Lodging (WA)_Existing_Food Preparation_Natural Gas_Steamer_E10 | F2 | Commercial | Lodging (WA) | Existing | Food Preparation | Natural Gas | Steamer | E10 | RVT - Cost of Operation | 0 | 0 | 0 | 0 | 0 | 0 | 0 | 0 | 0 | 0 | 0 | 0 | 0 | 0 | 0 | 0 | 0 | 0 | 0 | 0 | 0 | 0 | 0 | 0 | 0 | 0 | 0
F3_Commercial_Lodging (WA)_Existing_Food Preparation_Natural Gas_Steamer_E1 | F3 | Commercial | Lodging (WA) | Existing | Food Preparation | Natural Gas | Steamer | E1 | System - kBTUs of Consumption | 14.6471 | 14.6471 | 14.6471 | 14.6471 | 14.6471 | 14.6471 | 14.6471 | 14.6471 | 14.6471 | 14.6471 | 14.6471 | 14.6471 | 14.6471 | 14.6471 | 14.6471 | 14.6471 | 14.6471 | 14.6471 | 14.6471 | 14.6471 | 14.6471 | 14.6471 | 14.6471 | 14.6471 | 14.6471 | 14.6471 | 14.6471
F3_Commercial_Lodging (WA)_Existing_Food Preparation_Natural Gas_Steamer_E2 | F3 | Commercial | Lodging (WA) | Existing | Food Preparation | Natural Gas | Steamer | E2 | System - kBTUs of Consumption | 2.7635 | 2.7635 | 2.7635 | 2.7635 | 2.7635 | 2.7635 | 2.7635 | 2.7635 | 2.7635 | 2.7635 | 2.7635 | 2.7635 | 2.7635 | 2.7635 | 2.7635 | 2.7635 | 2.7635 | 2.7635 | 2.7635 | 2.7635 | 2.7635 | 2.7635 | 2.7635 | 2.7635 | 2.7635 | 2.7635 | 2.7635
F3_Commercial_Lodging (WA)_Existing_Food Preparation_Natural Gas_Steamer_E3 | F3 | Commercial | Lodging (WA) | Existing | Food Preparation | Natural Gas | Steamer | E3 | System - kBTUs of Consumption | 0 | 0 | 0 | 0 | 0 | 0 | 0 | 0 | 0 | 0 | 0 | 0 | 0 | 0 | 0 | 0 | 0 | 0 | 0 | 0 | 0 | 0 | 0 | 0 | 0 | 0 | 0
F3_Commercial_Lodging (WA)_Existing_Food Preparation_Natural Gas_Steamer_E4 | F3 | Commercial | Lodging (WA) | Existing | Food Preparation | Natural Gas | Steamer | E4 | System - kBTUs of Consumption | 0 | 0 | 0 | 0 | 0 | 0 | 0 | 0 | 0 | 0 | 0 | 0 | 0 | 0 | 0 | 0 | 0 | 0 | 0 | 0 | 0 | 0 | 0 | 0 | 0 | 0 | 0
F3_Commercial_Lodging (WA)_Existing_Food Preparation_Natural Gas_Steamer_E5 | F3 | Commercial | Lodging (WA) | Existing | Food Preparation | Natural Gas | Steamer | E5 | System - kBTUs of Consumption | 0 | 0 | 0 | 0 | 0 | 0 | 0 | 0 | 0 | 0 | 0 | 0 | 0 | 0 | 0 | 0 | 0 | 0 | 0 | 0 | 0 | 0 | 0 | 0 | 0 | 0 | 0
F3_Commercial_Lodging (WA)_Existing_Food Preparation_Natural Gas_Steamer_E6 | F3 | Commercial | Lodging (WA) | Existing | Food Preparation | Natural Gas | Steamer | E6 | System - kBTUs of Consumption | 0 | 0 | 0 | 0 | 0 | 0 | 0 | 0 | 0 | 0 | 0 | 0 | 0 | 0 | 0 | 0 | 0 | 0 | 0 | 0 | 0 | 0 | 0 | 0 | 0 | 0 | 0
F3_Commercial_Lodging (WA)_Existing_Food Preparation_Natural Gas_Steamer_E7 | F3 | Commercial | Lodging (WA) | Existing | Food Preparation | Natural Gas | Steamer | E7 | System - kBTUs of Consumption | 0 | 0 | 0 | 0 | 0 | 0 | 0 | 0 | 0 | 0 | 0 | 0 | 0 | 0 | 0 | 0 | 0 | 0 | 0 | 0 | 0 | 0 | 0 | 0 | 0 | 0 | 0
F3_Commercial_Lodging (WA)_Existing_Food Preparation_Natural Gas_Steamer_E8 | F3 | Commercial | Lodging (WA) | Existing | Food Preparation | Natural Gas | Steamer | E8 | System - kBTUs of Consumption | 0 | 0 | 0 | 0 | 0 | 0 | 0 | 0 | 0 | 0 | 0 | 0 | 0 | 0 | 0 | 0 | 0 | 0 | 0 | 0 | 0 | 0 | 0 | 0 | 0 | 0 | 0
F3_Commercial_Lodging (WA)_Existing_Food Preparation_Natural Gas_Steamer_E9 | F3 | Commercial | Lodging (WA) | Existing | Food Preparation | Natural Gas | Steamer | E9 | System - kBTUs of Consumption | 0 | 0 | 0 | 0 | 0 | 0 | 0 | 0 | 0 | 0 | 0 | 0 | 0 | 0 | 0 | 0 | 0 | 0 | 0 | 0 | 0 | 0 | 0 | 0 | 0 | 0 | 0
F3_Commercial_Lodging (WA)_Existing_Food Preparation_Natural Gas_Steamer_E10 | F3 | Commercial | Lodging (WA) | Existing | Food Preparation | Natural Gas | Steamer | E10 | System - kBTUs of Consumption | 0 | 0 | 0 | 0 | 0 | 0 | 0 | 0 | 0 | 0 | 0 | 0 | 0 | 0 | 0 | 0 | 0 | 0 | 0 | 0 | 0 | 0 | 0 | 0 | 0 | 0 | 0
F4_Commercial_Lodging (WA)_Existing_Food Preparation_Natural Gas_Steamer_E1 | F4 | Commercial | Lodging (WA) | Existing | Food Preparation | Natural Gas | Steamer | E1 | Utility - Cost of Equipment | 0.00081039 | 0.00081039 | 0.00081039 | 0.00081039 | 0.00081039 | 0.00081039 | 0.00081039 | 0.00081039 | 0.00081039 | 0.00081039 | 0.00081039 | 0.00081039 | 0.00081039 | 0.00081039 | 0.00081039 | 0.00081039 | 0.00081039 | 0.00081039 | 0.00081039 | 0.00081039 | 0.00081039 | 0.00081039 | 0.00081039 | 0.00081039 | 0.00081039 | 0.00081039 | 0.00081039
F4_Commercial_Lodging (WA)_Existing_Food Preparation_Natural Gas_Steamer_E2 | F4 | Commercial | Lodging (WA) | Existing | Food Preparation | Natural Gas | Steamer | E2 | Utility - Cost of Equipment | 0.00087076 | 0.00087076 | 0.00087076 | 0.00087076 | 0.00087076 | 0.00087076 | 0.00087076 | 0.00087076 | 0.00087076 | 0.00087076 | 0.00087076 | 0.00087076 | 0.00087076 | 0.00087076 | 0.00087076 | 0.00087076 | 0.00087076 | 0.00087076 | 0.00087076 | 0.00087076 | 0.00087076 | 0.00087076 | 0.00087076 | 0.00087076 | 0.00087076 | 0.00087076 | 0.00087076
F4_Commercial_Lodging (WA)_Existing_Food Preparation_Natural Gas_Steamer_E3 | F4 | Commercial | Lodging (WA) | Existing | Food Preparation | Natural Gas | Steamer | E3 | Utility - Cost of Equipment | 0 | 0 | 0 | 0 | 0 | 0 | 0 | 0 | 0 | 0 | 0 | 0 | 0 | 0 | 0 | 0 | 0 | 0 | 0 | 0 | 0 | 0 | 0 | 0 | 0 | 0 | 0
F4_Commercial_Lodging (WA)_Existing_Food Preparation_Natural Gas_Steamer_E4 | F4 | Commercial | Lodging (WA) | Existing | Food Preparation | Natural Gas | Steamer | E4 | Utility - Cost of Equipment | 0 | 0 | 0 | 0 | 0 | 0 | 0 | 0 | 0 | 0 | 0 | 0 | 0 | 0 | 0 | 0 | 0 | 0 | 0 | 0 | 0 | 0 | 0 | 0 | 0 | 0 | 0
F4_Commercial_Lodging (WA)_Existing_Food Preparation_Natural Gas_Steamer_E5 | F4 | Commercial | Lodging (WA) | Existing | Food Preparation | Natural Gas | Steamer | E5 | Utility - Cost of Equipment | 0 | 0 | 0 | 0 | 0 | 0 | 0 | 0 | 0 | 0 | 0 | 0 | 0 | 0 | 0 | 0 | 0 | 0 | 0 | 0 | 0 | 0 | 0 | 0 | 0 | 0 | 0
F4_Commercial_Lodging (WA)_Existing_Food Preparation_Natural Gas_Steamer_E6 | F4 | Commercial | Lodging (WA) | Existing | Food Preparation | Natural Gas | Steamer | E6 | Utility - Cost of Equipment | 0 | 0 | 0 | 0 | 0 | 0 | 0 | 0 | 0 | 0 | 0 | 0 | 0 | 0 | 0 | 0 | 0 | 0 | 0 | 0 | 0 | 0 | 0 | 0 | 0 | 0 | 0
F4_Commercial_Lodging (WA)_Existing_Food Preparation_Natural Gas_Steamer_E7 | F4 | Commercial | Lodging (WA) | Existing | Food Preparation | Natural Gas | Steamer | E7 | Utility - Cost of Equipment | 0 | 0 | 0 | 0 | 0 | 0 | 0 | 0 | 0 | 0 | 0 | 0 | 0 | 0 | 0 | 0 | 0 | 0 | 0 | 0 | 0 | 0 | 0 | 0 | 0 | 0 | 0
F4_Commercial_Lodging (WA)_Existing_Food Preparation_Natural Gas_Steamer_E8 | F4 | Commercial | Lodging (WA) | Existing | Food Preparation | Natural Gas | Steamer | E8 | Utility - Cost of Equipment | 0 | 0 | 0 | 0 | 0 | 0 | 0 | 0 | 0 | 0 | 0 | 0 | 0 | 0 | 0 | 0 | 0 | 0 | 0 | 0 | 0 | 0 | 0 | 0 | 0 | 0 | 0
F4_Commercial_Lodging (WA)_Existing_Food Preparation_Natural Gas_Steamer_E9 | F4 | Commercial | Lodging (WA) | Existing | Food Preparation | Natural Gas | Steamer | E9 | Utility - Cost of Equipment | 0 | 0 | 0 | 0 | 0 | 0 | 0 | 0 | 0 | 0 | 0 | 0 | 0 | 0 | 0 | 0 | 0 | 0 | 0 | 0 | 0 | 0 | 0 | 0 | 0 | 0 | 0
F4_Commercial_Lodging (WA)_Existing_Food Preparation_Natural Gas_Steamer_E10 | F4 | Commercial | Lodging (WA) | Existing | Food Preparation | Natural Gas | Steamer | E10 | Utility - Cost of Equipment | 0 | 0 | 0 | 0 | 0 | 0 | 0 | 0 | 0 | 0 | 0 | 0 | 0 | 0 | 0 | 0 | 0 | 0 | 0 | 0 | 0 | 0 | 0 | 0 | 0 | 0 | 0
F5_Commercial_Lodging (WA)_Existing_Food Preparation_Natural Gas_Steamer_E1 | F5 | Commercial | Lodging (WA) | Existing | Food Preparation | Natural Gas | Steamer | E1 | Utility - Cost of Operation | 0.052129 | 0.053443 | 0.054999 | 0.056783 | 0.0588 | 0.061254 | 0.06378 | 0.066282 | 0.068691 | 0.071132 | 0.073075 | 0.074896 | 0.076851 | 0.078766 | 0.080477 | 0.082079 | 0.083516 | 0.084934 | 0.086449 | 0.087927 | 0.089445 | 0.091023 | 0.092618 | 0.094264 | 0.095939 | 0.097643 | 0.099378
F5_Commercial_Lodging (WA)_Existing_Food Preparation_Natural Gas_Steamer_E2 | F5 | Commercial | Lodging (WA) | Existing | Food Preparation | Natural Gas | Steamer | E2 | Utility - Cost of Operation | 0.0098354 | 0.010083 | 0.010377 | 0.010713 | 0.011094 | 0.011557 | 0.012034 | 0.012506 | 0.01296 | 0.013421 | 0.013787 | 0.014131 | 0.0145 | 0.014861 | 0.015184 | 0.015486 | 0.015757 | 0.016025 | 0.016311 | 0.01659 | 0.016876 | 0.017174 | 0.017475 | 0.017785 | 0.018101 | 0.018423 | 0.01875
F5_Commercial_Lodging (WA)_Existing_Food Preparation_Natural Gas_Steamer_E3 | F5 | Commercial | Lodging (WA) | Existing | Food Preparation | Natural Gas | Steamer | E3 | Utility - Cost of Operation | 0 | 0 | 0 | 0 | 0 | 0 | 0 | 0 | 0 | 0 | 0 | 0 | 0 | 0 | 0 | 0 | 0 | 0 | 0 | 0 | 0 | 0 | 0 | 0 | 0 | 0 | 0
F5_Commercial_Lodging (WA)_Existing_Food Preparation_Natural Gas_Steamer_E4 | F5 | Commercial | Lodging (WA) | Existing | Food Preparation | Natural Gas | Steamer | E4 | Utility - Cost of Operation | 0 | 0 | 0 | 0 | 0 | 0 | 0 | 0 | 0 | 0 | 0 | 0 | 0 | 0 | 0 | 0 | 0 | 0 | 0 | 0 | 0 | 0 | 0 | 0 | 0 | 0 | 0
F5_Commercial_Lodging (WA)_Existing_Food Preparation_Natural Gas_Steamer_E5 | F5 | Commercial | Lodging (WA) | Existing | Food Preparation | Natural Gas | Steamer | E5 | Utility - Cost of Operation | 0 | 0 | 0 | 0 | 0 | 0 | 0 | 0 | 0 | 0 | 0 | 0 | 0 | 0 | 0 | 0 | 0 | 0 | 0 | 0 | 0 | 0 | 0 | 0 | 0 | 0 | 0
F5_Commercial_Lodging (WA)_Existing_Food Preparation_Natural Gas_Steamer_E6 | F5 | Commercial | Lodging (WA) | Existing | Food Preparation | Natural Gas | Steamer | E6 | Utility - Cost of Operation | 0 | 0 | 0 | 0 | 0 | 0 | 0 | 0 | 0 | 0 | 0 | 0 | 0 | 0 | 0 | 0 | 0 | 0 | 0 | 0 | 0 | 0 | 0 | 0 | 0 | 0 | 0
F5_Commercial_Lodging (WA)_Existing_Food Preparation_Natural Gas_Steamer_E7 | F5 | Commercial | Lodging (WA) | Existing | Food Preparation | Natural Gas | Steamer | E7 | Utility - Cost of Operation | 0 | 0 | 0 | 0 | 0 | 0 | 0 | 0 | 0 | 0 | 0 | 0 | 0 | 0 | 0 | 0 | 0 | 0 | 0 | 0 | 0 | 0 | 0 | 0 | 0 | 0 | 0
F5_Commercial_Lodging (WA)_Existing_Food Preparation_Natural Gas_Steamer_E8 | F5 | Commercial | Lodging (WA) | Existing | Food Preparation | Natural Gas | Steamer | E8 | Utility - Cost of Operation | 0 | 0 | 0 | 0 | 0 | 0 | 0 | 0 | 0 | 0 | 0 | 0 | 0 | 0 | 0 | 0 | 0 | 0 | 0 | 0 | 0 | 0 | 0 | 0 | 0 | 0 | 0
F5_Commercial_Lodging (WA)_Existing_Food Preparation_Natural Gas_Steamer_E9 | F5 | Commercial | Lodging (WA) | Existing | Food Preparation | Natural Gas | Steamer | E9 | Utility - Cost of Operation | 0 | 0 | 0 | 0 | 0 | 0 | 0 | 0 | 0 | 0 | 0 | 0 | 0 | 0 | 0 | 0 | 0 | 0 | 0 | 0 | 0 | 0 | 0 | 0 | 0 | 0 | 0
F5_Commercial_Lodging (WA)_Existing_Food Preparation_Natural Gas_Steamer_E10 | F5 | Commercial | Lodging (WA) | Existing | Food Preparation | Natural Gas | Steamer | E10 | Utility - Cost of Operation | 0 | 0 | 0 | 0 | 0 | 0 | 0 | 0 | 0 | 0 | 0 | 0 | 0 | 0 | 0 | 0 | 0 | 0 | 0 | 0 | 0 | 0 | 0 | 0 | 0 | 0 | 0
F6_Commercial_Lodging (WA)_Existing_Food Preparation_Natural Gas_Steamer_E1 | F6 | Commercial | Lodging (WA) | Existing | Food Preparation | Natural Gas | Steamer | E1 | Utility - Value of Sales | 0.061397 | 0.062557 | 0.063919 | 0.065506 | 0.067324 | 0.069593 | 0.071869 | 0.074029 | 0.075985 | 0.077881 | 0.079845 | 0.08163 | 0.083515 | 0.085298 | 0.086831 | 0.088215 | 0.089386 | 0.090504 | 0.091693 | 0.092803 | 0.093917 | 0.095575 | 0.097249 | 0.098977 | 0.10074 | 0.10253 | 0.10435
F6_Commercial_Lodging (WA)_Existing_Food Preparation_Natural Gas_Steamer_E2 | F6 | Commercial | Lodging (WA) | Existing | Food Preparation | Natural Gas | Steamer | E2 | Utility - Value of Sales | 0.011584 | 0.011803 | 0.01206 | 0.012359 | 0.012702 | 0.01313 | 0.01356 | 0.013967 | 0.014336 | 0.014694 | 0.015065 | 0.015402 | 0.015757 | 0.016093 | 0.016383 | 0.016644 | 0.016865 | 0.017076 | 0.0173 | 0.01751 | 0.01772 | 0.018032 | 0.018348 | 0.018674 | 0.019006 | 0.019344 | 0.019687
F6_Commercial_Lodging (WA)_Existing_Food Preparation_Natural Gas_Steamer_E3 | F6 | Commercial | Lodging (WA) | Existing | Food Preparation | Natural Gas | Steamer | E3 | Utility - Value of Sales | 0 | 0 | 0 | 0 | 0 | 0 | 0 | 0 | 0 | 0 | 0 | 0 | 0 | 0 | 0 | 0 | 0 | 0 | 0 | 0 | 0 | 0 | 0 | 0 | 0 | 0 | 0
F6_Commercial_Lodging (WA)_Existing_Food Preparation_Natural Gas_Steamer_E4 | F6 | Commercial | Lodging (WA) | Existing | Food Preparation | Natural Gas | Steamer | E4 | Utility - Value of Sales | 0 | 0 | 0 | 0 | 0 | 0 | 0 | 0 | 0 | 0 | 0 | 0 | 0 | 0 | 0 | 0 | 0 | 0 | 0 | 0 | 0 | 0 | 0 | 0 | 0 | 0 | 0
F6_Commercial_Lodging (WA)_Existing_Food Preparation_Natural Gas_Steamer_E5 | F6 | Commercial | Lodging (WA) | Existing | Food Preparation | Natural Gas | Steamer | E5 | Utility - Value of Sales | 0 | 0 | 0 | 0 | 0 | 0 | 0 | 0 | 0 | 0 | 0 | 0 | 0 | 0 | 0 | 0 | 0 | 0 | 0 | 0 | 0 | 0 | 0 | 0 | 0 | 0 | 0
F6_Commercial_Lodging (WA)_Existing_Food Preparation_Natural Gas_Steamer_E6 | F6 | Commercial | Lodging (WA) | Existing | Food Preparation | Natural Gas | Steamer | E6 | Utility - Value of Sales | 0 | 0 | 0 | 0 | 0 | 0 | 0 | 0 | 0 | 0 | 0 | 0 | 0 | 0 | 0 | 0 | 0 | 0 | 0 | 0 | 0 | 0 | 0 | 0 | 0 | 0 | 0
F6_Commercial_Lodging (WA)_Existing_Food Preparation_Natural Gas_Steamer_E7 | F6 | Commercial | Lodging (WA) | Existing | Food Preparation | Natural Gas | Steamer | E7 | Utility - Value of Sales | 0 | 0 | 0 | 0 | 0 | 0 | 0 | 0 | 0 | 0 | 0 | 0 | 0 | 0 | 0 | 0 | 0 | 0 | 0 | 0 | 0 | 0 | 0 | 0 | 0 | 0 | 0
F6_Commercial_Lodging (WA)_Existing_Food Preparation_Natural Gas_Steamer_E8 | F6 | Commercial | Lodging (WA) | Existing | Food Preparation | Natural Gas | Steamer | E8 | Utility - Value of Sales | 0 | 0 | 0 | 0 | 0 | 0 | 0 | 0 | 0 | 0 | 0 | 0 | 0 | 0 | 0 | 0 | 0 | 0 | 0 | 0 | 0 | 0 | 0 | 0 | 0 | 0 | 0
F6_Commercial_Lodging (WA)_Existing_Food Preparation_Natural Gas_Steamer_E9 | F6 | Commercial | Lodging (WA) | Existing | Food Preparation | Natural Gas | Steamer | E9 | Utility - Value of Sales | 0 | 0 | 0 | 0 | 0 | 0 | 0 | 0 | 0 | 0 | 0 | 0 | 0 | 0 | 0 | 0 | 0 | 0 | 0 | 0 | 0 | 0 | 0 | 0 | 0 | 0 | 0
F6_Commercial_Lodging (WA)_Existing_Food Preparation_Natural Gas_Steamer_E10 | F6 | Commercial | Lodging (WA) | Existing | Food Preparation | Natural Gas | Steamer | E10 | Utility - Value of Sales | 0 | 0 | 0 | 0 | 0 | 0 | 0 | 0 | 0 | 0 | 0 | 0 | 0 | 0 | 0 | 0 | 0 | 0 | 0 | 0 | 0 | 0 | 0 | 0 | 0 | 0 | 0
F1_Commercial_Lodging (WA)_Existing_Food Preparation_Natural Gas_Food Prep Other_E1 | F1 | Commercial | Lodging (WA) | Existing | Food Preparation | Natural Gas | Food Prep Other | E1 | RVT - Cost of Equipment | 0.0035083 | 0.0035083 | 0.0035083 | 0.0035083 | 0.0035083 | 0.0035083 | 0.0035083 | 0.0035083 | 0.0035083 | 0.0035083 | 0.0035083 | 0.0035083 | 0.0035083 | 0.0035083 | 0.0035083 | 0.0035083 | 0.0035083 | 0.0035083 | 0.0035083 | 0.0035083 | 0.0035083 | 0.0035083 | 0.0035083 | 0.0035083 | 0.0035083 | 0.0035083 | 0.0035083
F1_Commercial_Lodging (WA)_Existing_Food Preparation_Natural Gas_Food Prep Other_E2 | F1 | Commercial | Lodging (WA) | Existing | Food Preparation | Natural Gas | Food Prep Other | E2 | RVT - Cost of Equipment | 0.0035118 | 0.0035118 | 0.0035118 | 0.0035118 | 0.0035118 | 0.0035118 | 0.0035118 | 0.0035118 | 0.0035118 | 0.0035118 | 0.0035118 | 0.0035118 | 0.0035118 | 0.0035118 | 0.0035118 | 0.0035118 | 0.0035118 | 0.0035118 | 0.0035118 | 0.0035118 | 0.0035118 | 0.0035118 | 0.0035118 | 0.0035118 | 0.0035118 | 0.0035118 | 0.0035118
F1_Commercial_Lodging (WA)_Existing_Food Preparation_Natural Gas_Food Prep Other_E3 | F1 | Commercial | Lodging (WA) | Existing | Food Preparation | Natural Gas | Food Prep Other | E3 | RVT - Cost of Equipment | 0 | 0 | 0 | 0 | 0 | 0 | 0 | 0 | 0 | 0 | 0 | 0 | 0 | 0 | 0 | 0 | 0 | 0 | 0 | 0 | 0 | 0 | 0 | 0 | 0 | 0 | 0
F1_Commercial_Lodging (WA)_Existing_Food Preparation_Natural Gas_Food Prep Other_E4 | F1 | Commercial | Lodging (WA) | Existing | Food Preparation | Natural Gas | Food Prep Other | E4 | RVT - Cost of Equipment | 0 | 0 | 0 | 0 | 0 | 0 | 0 | 0 | 0 | 0 | 0 | 0 | 0 | 0 | 0 | 0 | 0 | 0 | 0 | 0 | 0 | 0 | 0 | 0 | 0 | 0 | 0
F1_Commercial_Lodging (WA)_Existing_Food Preparation_Natural Gas_Food Prep Other_E5 | F1 | Commercial | Lodging (WA) | Existing | Food Preparation | Natural Gas | Food Prep Other | E5 | RVT - Cost of Equipment | 0 | 0 | 0 | 0 | 0 | 0 | 0 | 0 | 0 | 0 | 0 | 0 | 0 | 0 | 0 | 0 | 0 | 0 | 0 | 0 | 0 | 0 | 0 | 0 | 0 | 0 | 0
F1_Commercial_Lodging (WA)_Existing_Food Preparation_Natural Gas_Food Prep Other_E6 | F1 | Commercial | Lodging (WA) | Existing | Food Preparation | Natural Gas | Food Prep Other | E6 | RVT - Cost of Equipment | 0 | 0 | 0 | 0 | 0 | 0 | 0 | 0 | 0 | 0 | 0 | 0 | 0 | 0 | 0 | 0 | 0 | 0 | 0 | 0 | 0 | 0 | 0 | 0 | 0 | 0 | 0
F1_Commercial_Lodging (WA)_Existing_Food Preparation_Natural Gas_Food Prep Other_E7 | F1 | Commercial | Lodging (WA) | Existing | Food Preparation | Natural Gas | Food Prep Other | E7 | RVT - Cost of Equipment | 0 | 0 | 0 | 0 | 0 | 0 | 0 | 0 | 0 | 0 | 0 | 0 | 0 | 0 | 0 | 0 | 0 | 0 | 0 | 0 | 0 | 0 | 0 | 0 | 0 | 0 | 0
F1_Commercial_Lodging (WA)_Existing_Food Preparation_Natural Gas_Food Prep Other_E8 | F1 | Commercial | Lodging (WA) | Existing | Food Preparation | Natural Gas | Food Prep Other | E8 | RVT - Cost of Equipment | 0 | 0 | 0 | 0 | 0 | 0 | 0 | 0 | 0 | 0 | 0 | 0 | 0 | 0 | 0 | 0 | 0 | 0 | 0 | 0 | 0 | 0 | 0 | 0 | 0 | 0 | 0
F1_Commercial_Lodging (WA)_Existing_Food Preparation_Natural Gas_Food Prep Other_E9 | F1 | Commercial | Lodging (WA) | Existing | Food Preparation | Natural Gas | Food Prep Other | E9 | RVT - Cost of Equipment | 0 | 0 | 0 | 0 | 0 | 0 | 0 | 0 | 0 | 0 | 0 | 0 | 0 | 0 | 0 | 0 | 0 | 0 | 0 | 0 | 0 | 0 | 0 | 0 | 0 | 0 | 0
F1_Commercial_Lodging (WA)_Existing_Food Preparation_Natural Gas_Food Prep Other_E10 | F1 | Commercial | Lodging (WA) | Existing | Food Preparation | Natural Gas | Food Prep Other | E10 | RVT - Cost of Equipment | 0 | 0 | 0 | 0 | 0 | 0 | 0 | 0 | 0 | 0 | 0 | 0 | 0 | 0 | 0 | 0 | 0 | 0 | 0 | 0 | 0 | 0 | 0 | 0 | 0 | 0 | 0
F2_Commercial_Lodging (WA)_Existing_Food Preparation_Natural Gas_Food Prep Other_E1 | F2 | Commercial | Lodging (WA) | Existing | Food Preparation | Natural Gas | Food Prep Other | E1 | RVT - Cost of Operation | 0.01297 | 0.013186 | 0.013449 | 0.013769 | 0.014149 | 0.014652 | 0.015168 | 0.015667 | 0.016126 | 0.016567 | 0.017021 | 0.017425 | 0.017847 | 0.018238 | 0.018566 | 0.018858 | 0.019096 | 0.019321 | 0.019563 | 0.019785 | 0.020006 | 0.020359 | 0.020715 | 0.021083 | 0.021457 | 0.021839 | 0.022227
F2_Commercial_Lodging (WA)_Existing_Food Preparation_Natural Gas_Food Prep Other_E2 | F2 | Commercial | Lodging (WA) | Existing | Food Preparation | Natural Gas | Food Prep Other | E2 | RVT - Cost of Operation | 0.01297 | 0.013186 | 0.013449 | 0.013769 | 0.014149 | 0.014652 | 0.015168 | 0.015667 | 0.016126 | 0.016567 | 0.01702 | 0.017425 | 0.017847 | 0.018237 | 0.018566 | 0.018857 | 0.019096 | 0.019321 | 0.019563 | 0.019784 | 0.020006 | 0.020359 | 0.020715 | 0.021083 | 0.021457 | 0.021839 | 0.022227
F2_Commercial_Lodging (WA)_Existing_Food Preparation_Natural Gas_Food Prep Other_E3 | F2 | Commercial | Lodging (WA) | Existing | Food Preparation | Natural Gas | Food Prep Other | E3 | RVT - Cost of Operation | 0 | 0 | 0 | 0 | 0 | 0 | 0 | 0 | 0 | 0 | 0 | 0 | 0 | 0 | 0 | 0 | 0 | 0 | 0 | 0 | 0 | 0 | 0 | 0 | 0 | 0 | 0
F2_Commercial_Lodging (WA)_Existing_Food Preparation_Natural Gas_Food Prep Other_E4 | F2 | Commercial | Lodging (WA) | Existing | Food Preparation | Natural Gas | Food Prep Other | E4 | RVT - Cost of Operation | 0 | 0 | 0 | 0 | 0 | 0 | 0 | 0 | 0 | 0 | 0 | 0 | 0 | 0 | 0 | 0 | 0 | 0 | 0 | 0 | 0 | 0 | 0 | 0 | 0 | 0 | 0
F2_Commercial_Lodging (WA)_Existing_Food Preparation_Natural Gas_Food Prep Other_E5 | F2 | Commercial | Lodging (WA) | Existing | Food Preparation | Natural Gas | Food Prep Other | E5 | RVT - Cost of Operation | 0 | 0 | 0 | 0 | 0 | 0 | 0 | 0 | 0 | 0 | 0 | 0 | 0 | 0 | 0 | 0 | 0 | 0 | 0 | 0 | 0 | 0 | 0 | 0 | 0 | 0 | 0
F2_Commercial_Lodging (WA)_Existing_Food Preparation_Natural Gas_Food Prep Other_E6 | F2 | Commercial | Lodging (WA) | Existing | Food Preparation | Natural Gas | Food Prep Other | E6 | RVT - Cost of Operation | 0 | 0 | 0 | 0 | 0 | 0 | 0 | 0 | 0 | 0 | 0 | 0 | 0 | 0 | 0 | 0 | 0 | 0 | 0 | 0 | 0 | 0 | 0 | 0 | 0 | 0 | 0
F2_Commercial_Lodging (WA)_Existing_Food Preparation_Natural Gas_Food Prep Other_E7 | F2 | Commercial | Lodging (WA) | Existing | Food Preparation | Natural Gas | Food Prep Other | E7 | RVT - Cost of Operation | 0 | 0 | 0 | 0 | 0 | 0 | 0 | 0 | 0 | 0 | 0 | 0 | 0 | 0 | 0 | 0 | 0 | 0 | 0 | 0 | 0 | 0 | 0 | 0 | 0 | 0 | 0
F2_Commercial_Lodging (WA)_Existing_Food Preparation_Natural Gas_Food Prep Other_E8 | F2 | Commercial | Lodging (WA) | Existing | Food Preparation | Natural Gas | Food Prep Other | E8 | RVT - Cost of Operation | 0 | 0 | 0 | 0 | 0 | 0 | 0 | 0 | 0 | 0 | 0 | 0 | 0 | 0 | 0 | 0 | 0 | 0 | 0 | 0 | 0 | 0 | 0 | 0 | 0 | 0 | 0
F2_Commercial_Lodging (WA)_Existing_Food Preparation_Natural Gas_Food Prep Other_E9 | F2 | Commercial | Lodging (WA) | Existing | Food Preparation | Natural Gas | Food Prep Other | E9 | RVT - Cost of Operation | 0 | 0 | 0 | 0 | 0 | 0 | 0 | 0 | 0 | 0 | 0 | 0 | 0 | 0 | 0 | 0 | 0 | 0 | 0 | 0 | 0 | 0 | 0 | 0 | 0 | 0 | 0
F2_Commercial_Lodging (WA)_Existing_Food Preparation_Natural Gas_Food Prep Other_E10 | F2 | Commercial | Lodging (WA) | Existing | Food Preparation | Natural Gas | Food Prep Other | E10 | RVT - Cost of Operation | 0 | 0 | 0 | 0 | 0 | 0 | 0 | 0 | 0 | 0 | 0 | 0 | 0 | 0 | 0 | 0 | 0 | 0 | 0 | 0 | 0 | 0 | 0 | 0 | 0 | 0 | 0
F3_Commercial_Lodging (WA)_Existing_Food Preparation_Natural Gas_Food Prep Other_E1 | F3 | Commercial | Lodging (WA) | Existing | Food Preparation | Natural Gas | Food Prep Other | E1 | System - kBTUs of Consumption | 3.1439 | 3.1439 | 3.1439 | 3.1439 | 3.1439 | 3.1439 | 3.1439 | 3.1439 | 3.1439 | 3.1439 | 3.1439 | 3.1439 | 3.1439 | 3.1439 | 3.1439 | 3.1439 | 3.1439 | 3.1439 | 3.1439 | 3.1439 | 3.1439 | 3.1439 | 3.1439 | 3.1439 | 3.1439 | 3.1439 | 3.1439
F3_Commercial_Lodging (WA)_Existing_Food Preparation_Natural Gas_Food Prep Other_E2 | F3 | Commercial | Lodging (WA) | Existing | Food Preparation | Natural Gas | Food Prep Other | E2 | System - kBTUs of Consumption | 3.1438 | 3.1438 | 3.1438 | 3.1438 | 3.1438 | 3.1438 | 3.1438 | 3.1438 | 3.1438 | 3.1438 | 3.1438 | 3.1438 | 3.1438 | 3.1438 | 3.1438 | 3.1438 | 3.1438 | 3.1438 | 3.1438 | 3.1438 | 3.1438 | 3.1438 | 3.1438 | 3.1438 | 3.1438 | 3.1438 | 3.1438
F3_Commercial_Lodging (WA)_Existing_Food Preparation_Natural Gas_Food Prep Other_E3 | F3 | Commercial | Lodging (WA) | Existing | Food Preparation | Natural Gas | Food Prep Other | E3 | System - kBTUs of Consumption | 0 | 0 | 0 | 0 | 0 | 0 | 0 | 0 | 0 | 0 | 0 | 0 | 0 | 0 | 0 | 0 | 0 | 0 | 0 | 0 | 0 | 0 | 0 | 0 | 0 | 0 | 0
F3_Commercial_Lodging (WA)_Existing_Food Preparation_Natural Gas_Food Prep Other_E4 | F3 | Commercial | Lodging (WA) | Existing | Food Preparation | Natural Gas | Food Prep Other | E4 | System - kBTUs of Consumption | 0 | 0 | 0 | 0 | 0 | 0 | 0 | 0 | 0 | 0 | 0 | 0 | 0 | 0 | 0 | 0 | 0 | 0 | 0 | 0 | 0 | 0 | 0 | 0 | 0 | 0 | 0
F3_Commercial_Lodging (WA)_Existing_Food Preparation_Natural Gas_Food Prep Other_E5 | F3 | Commercial | Lodging (WA) | Existing | Food Preparation | Natural Gas | Food Prep Other | E5 | System - kBTUs of Consumption | 0 | 0 | 0 | 0 | 0 | 0 | 0 | 0 | 0 | 0 | 0 | 0 | 0 | 0 | 0 | 0 | 0 | 0 | 0 | 0 | 0 | 0 | 0 | 0 | 0 | 0 | 0
F3_Commercial_Lodging (WA)_Existing_Food Preparation_Natural Gas_Food Prep Other_E6 | F3 | Commercial | Lodging (WA) | Existing | Food Preparation | Natural Gas | Food Prep Other | E6 | System - kBTUs of Consumption | 0 | 0 | 0 | 0 | 0 | 0 | 0 | 0 | 0 | 0 | 0 | 0 | 0 | 0 | 0 | 0 | 0 | 0 | 0 | 0 | 0 | 0 | 0 | 0 | 0 | 0 | 0
F3_Commercial_Lodging (WA)_Existing_Food Preparation_Natural Gas_Food Prep Other_E7 | F3 | Commercial | Lodging (WA) | Existing | Food Preparation | Natural Gas | Food Prep Other | E7 | System - kBTUs of Consumption | 0 | 0 | 0 | 0 | 0 | 0 | 0 | 0 | 0 | 0 | 0 | 0 | 0 | 0 | 0 | 0 | 0 | 0 | 0 | 0 | 0 | 0 | 0 | 0 | 0 | 0 | 0
F3_Commercial_Lodging (WA)_Existing_Food Preparation_Natural Gas_Food Prep Other_E8 | F3 | Commercial | Lodging (WA) | Existing | Food Preparation | Natural Gas | Food Prep Other | E8 | System - kBTUs of Consumption | 0 | 0 | 0 | 0 | 0 | 0 | 0 | 0 | 0 | 0 | 0 | 0 | 0 | 0 | 0 | 0 | 0 | 0 | 0 | 0 | 0 | 0 | 0 | 0 | 0 | 0 | 0
F3_Commercial_Lodging (WA)_Existing_Food Preparation_Natural Gas_Food Prep Other_E9 | F3 | Commercial | Lodging (WA) | Existing | Food Preparation | Natural Gas | Food Prep Other | E9 | System - kBTUs of Consumption | 0 | 0 | 0 | 0 | 0 | 0 | 0 | 0 | 0 | 0 | 0 | 0 | 0 | 0 | 0 | 0 | 0 | 0 | 0 | 0 | 0 | 0 | 0 | 0 | 0 | 0 | 0
F3_Commercial_Lodging (WA)_Existing_Food Preparation_Natural Gas_Food Prep Other_E10 | F3 | Commercial | Lodging (WA) | Existing | Food Preparation | Natural Gas | Food Prep Other | E10 | System - kBTUs of Consumption | 0 | 0 | 0 | 0 | 0 | 0 | 0 | 0 | 0 | 0 | 0 | 0 | 0 | 0 | 0 | 0 | 0 | 0 | 0 | 0 | 0 | 0 | 0 | 0 | 0 | 0 | 0
F4_Commercial_Lodging (WA)_Existing_Food Preparation_Natural Gas_Food Prep Other_E1 | F4 | Commercial | Lodging (WA) | Existing | Food Preparation | Natural Gas | Food Prep Other | E1 | Utility - Cost of Equipment | 0.0035083 | 0.0035083 | 0.0035083 | 0.0035083 | 0.0035083 | 0.0035083 | 0.0035083 | 0.0035083 | 0.0035083 | 0.0035083 | 0.0035083 | 0.0035083 | 0.0035083 | 0.0035083 | 0.0035083 | 0.0035083 | 0.0035083 | 0.0035083 | 0.0035083 | 0.0035083 | 0.0035083 | 0.0035083 | 0.0035083 | 0.0035083 | 0.0035083 | 0.0035083 | 0.0035083
F4_Commercial_Lodging (WA)_Existing_Food Preparation_Natural Gas_Food Prep Other_E2 | F4 | Commercial | Lodging (WA) | Existing | Food Preparation | Natural Gas | Food Prep Other | E2 | Utility - Cost of Equipment | 0.0035118 | 0.0035118 | 0.0035118 | 0.0035118 | 0.0035118 | 0.0035118 | 0.0035118 | 0.0035118 | 0.0035118 | 0.0035118 | 0.0035118 | 0.0035118 | 0.0035118 | 0.0035118 | 0.0035118 | 0.0035118 | 0.0035118 | 0.0035118 | 0.0035118 | 0.0035118 | 0.0035118 | 0.0035118 | 0.0035118 | 0.0035118 | 0.0035118 | 0.0035118 | 0.0035118
F4_Commercial_Lodging (WA)_Existing_Food Preparation_Natural Gas_Food Prep Other_E3 | F4 | Commercial | Lodging (WA) | Existing | Food Preparation | Natural Gas | Food Prep Other | E3 | Utility - Cost of Equipment | 0 | 0 | 0 | 0 | 0 | 0 | 0 | 0 | 0 | 0 | 0 | 0 | 0 | 0 | 0 | 0 | 0 | 0 | 0 | 0 | 0 | 0 | 0 | 0 | 0 | 0 | 0
F4_Commercial_Lodging (WA)_Existing_Food Preparation_Natural Gas_Food Prep Other_E4 | F4 | Commercial | Lodging (WA) | Existing | Food Preparation | Natural Gas | Food Prep Other | E4 | Utility - Cost of Equipment | 0 | 0 | 0 | 0 | 0 | 0 | 0 | 0 | 0 | 0 | 0 | 0 | 0 | 0 | 0 | 0 | 0 | 0 | 0 | 0 | 0 | 0 | 0 | 0 | 0 | 0 | 0
F4_Commercial_Lodging (WA)_Existing_Food Preparation_Natural Gas_Food Prep Other_E5 | F4 | Commercial | Lodging (WA) | Existing | Food Preparation | Natural Gas | Food Prep Other | E5 | Utility - Cost of Equipment | 0 | 0 | 0 | 0 | 0 | 0 | 0 | 0 | 0 | 0 | 0 | 0 | 0 | 0 | 0 | 0 | 0 | 0 | 0 | 0 | 0 | 0 | 0 | 0 | 0 | 0 | 0
F4_Commercial_Lodging (WA)_Existing_Food Preparation_Natural Gas_Food Prep Other_E6 | F4 | Commercial | Lodging (WA) | Existing | Food Preparation | Natural Gas | Food Prep Other | E6 | Utility - Cost of Equipment | 0 | 0 | 0 | 0 | 0 | 0 | 0 | 0 | 0 | 0 | 0 | 0 | 0 | 0 | 0 | 0 | 0 | 0 | 0 | 0 | 0 | 0 | 0 | 0 | 0 | 0 | 0
F4_Commercial_Lodging (WA)_Existing_Food Preparation_Natural Gas_Food Prep Other_E7 | F4 | Commercial | Lodging (WA) | Existing | Food Preparation | Natural Gas | Food Prep Other | E7 | Utility - Cost of Equipment | 0 | 0 | 0 | 0 | 0 | 0 | 0 | 0 | 0 | 0 | 0 | 0 | 0 | 0 | 0 | 0 | 0 | 0 | 0 | 0 | 0 | 0 | 0 | 0 | 0 | 0 | 0
F4_Commercial_Lodging (WA)_Existing_Food Preparation_Natural Gas_Food Prep Other_E8 | F4 | Commercial | Lodging (WA) | Existing | Food Preparation | Natural Gas | Food Prep Other | E8 | Utility - Cost of Equipment | 0 | 0 | 0 | 0 | 0 | 0 | 0 | 0 | 0 | 0 | 0 | 0 | 0 | 0 | 0 | 0 | 0 | 0 | 0 | 0 | 0 | 0 | 0 | 0 | 0 | 0 | 0
F4_Commercial_Lodging (WA)_Existing_Food Preparation_Natural Gas_Food Prep Other_E9 | F4 | Commercial | Lodging (WA) | Existing | Food Preparation | Natural Gas | Food Prep Other | E9 | Utility - Cost of Equipment | 0 | 0 | 0 | 0 | 0 | 0 | 0 | 0 | 0 | 0 | 0 | 0 | 0 | 0 | 0 | 0 | 0 | 0 | 0 | 0 | 0 | 0 | 0 | 0 | 0 | 0 | 0
F4_Commercial_Lodging (WA)_Existing_Food Preparation_Natural Gas_Food Prep Other_E10 | F4 | Commercial | Lodging (WA) | Existing | Food Preparation | Natural Gas | Food Prep Other | E10 | Utility - Cost of Equipment | 0 | 0 | 0 | 0 | 0 | 0 | 0 | 0 | 0 | 0 | 0 | 0 | 0 | 0 | 0 | 0 | 0 | 0 | 0 | 0 | 0 | 0 | 0 | 0 | 0 | 0 | 0
F5_Commercial_Lodging (WA)_Existing_Food Preparation_Natural Gas_Food Prep Other_E1 | F5 | Commercial | Lodging (WA) | Existing | Food Preparation | Natural Gas | Food Prep Other | E1 | Utility - Cost of Operation | 0.010903 | 0.011155 | 0.011471 | 0.011845 | 0.012279 | 0.012827 | 0.013398 | 0.013967 | 0.014515 | 0.015072 | 0.015506 | 0.01591 | 0.016345 | 0.016769 | 0.017143 | 0.01749 | 0.017795 | 0.018095 | 0.018418 | 0.018731 | 0.019053 | 0.019389 | 0.019728 | 0.020079 | 0.020436 | 0.020799 | 0.021168
F5_Commercial_Lodging (WA)_Existing_Food Preparation_Natural Gas_Food Prep Other_E2 | F5 | Commercial | Lodging (WA) | Existing | Food Preparation | Natural Gas | Food Prep Other | E2 | Utility - Cost of Operation | 0.010903 | 0.011155 | 0.011471 | 0.011845 | 0.012279 | 0.012827 | 0.013398 | 0.013967 | 0.014515 | 0.015071 | 0.015506 | 0.015909 | 0.016345 | 0.016769 | 0.017143 | 0.017489 | 0.017795 | 0.018095 | 0.018418 | 0.018731 | 0.019053 | 0.019389 | 0.019728 | 0.020079 | 0.020436 | 0.020799 | 0.021168
F5_Commercial_Lodging (WA)_Existing_Food Preparation_Natural Gas_Food Prep Other_E3 | F5 | Commercial | Lodging (WA) | Existing | Food Preparation | Natural Gas | Food Prep Other | E3 | Utility - Cost of Operation | 0 | 0 | 0 | 0 | 0 | 0 | 0 | 0 | 0 | 0 | 0 | 0 | 0 | 0 | 0 | 0 | 0 | 0 | 0 | 0 | 0 | 0 | 0 | 0 | 0 | 0 | 0
F5_Commercial_Lodging (WA)_Existing_Food Preparation_Natural Gas_Food Prep Other_E4 | F5 | Commercial | Lodging (WA) | Existing | Food Preparation | Natural Gas | Food Prep Other | E4 | Utility - Cost of Operation | 0 | 0 | 0 | 0 | 0 | 0 | 0 | 0 | 0 | 0 | 0 | 0 | 0 | 0 | 0 | 0 | 0 | 0 | 0 | 0 | 0 | 0 | 0 | 0 | 0 | 0 | 0
F5_Commercial_Lodging (WA)_Existing_Food Preparation_Natural Gas_Food Prep Other_E5 | F5 | Commercial | Lodging (WA) | Existing | Food Preparation | Natural Gas | Food Prep Other | E5 | Utility - Cost of Operation | 0 | 0 | 0 | 0 | 0 | 0 | 0 | 0 | 0 | 0 | 0 | 0 | 0 | 0 | 0 | 0 | 0 | 0 | 0 | 0 | 0 | 0 | 0 | 0 | 0 | 0 | 0
F5_Commercial_Lodging (WA)_Existing_Food Preparation_Natural Gas_Food Prep Other_E6 | F5 | Commercial | Lodging (WA) | Existing | Food Preparation | Natural Gas | Food Prep Other | E6 | Utility - Cost of Operation | 0 | 0 | 0 | 0 | 0 | 0 | 0 | 0 | 0 | 0 | 0 | 0 | 0 | 0 | 0 | 0 | 0 | 0 | 0 | 0 | 0 | 0 | 0 | 0 | 0 | 0 | 0
F5_Commercial_Lodging (WA)_Existing_Food Preparation_Natural Gas_Food Prep Other_E7 | F5 | Commercial | Lodging (WA) | Existing | Food Preparation | Natural Gas | Food Prep Other | E7 | Utility - Cost of Operation | 0 | 0 | 0 | 0 | 0 | 0 | 0 | 0 | 0 | 0 | 0 | 0 | 0 | 0 | 0 | 0 | 0 | 0 | 0 | 0 | 0 | 0 | 0 | 0 | 0 | 0 | 0
F5_Commercial_Lodging (WA)_Existing_Food Preparation_Natural Gas_Food Prep Other_E8 | F5 | Commercial | Lodging (WA) | Existing | Food Preparation | Natural Gas | Food Prep Other | E8 | Utility - Cost of Operation | 0 | 0 | 0 | 0 | 0 | 0 | 0 | 0 | 0 | 0 | 0 | 0 | 0 | 0 | 0 | 0 | 0 | 0 | 0 | 0 | 0 | 0 | 0 | 0 | 0 | 0 | 0
F5_Commercial_Lodging (WA)_Existing_Food Preparation_Natural Gas_Food Prep Other_E9 | F5 | Commercial | Lodging (WA) | Existing | Food Preparation | Natural Gas | Food Prep Other | E9 | Utility - Cost of Operation | 0 | 0 | 0 | 0 | 0 | 0 | 0 | 0 | 0 | 0 | 0 | 0 | 0 | 0 | 0 | 0 | 0 | 0 | 0 | 0 | 0 | 0 | 0 | 0 | 0 | 0 | 0
F5_Commercial_Lodging (WA)_Existing_Food Preparation_Natural Gas_Food Prep Other_E10 | F5 | Commercial | Lodging (WA) | Existing | Food Preparation | Natural Gas | Food Prep Other | E10 | Utility - Cost of Operation | 0 | 0 | 0 | 0 | 0 | 0 | 0 | 0 | 0 | 0 | 0 | 0 | 0 | 0 | 0 | 0 | 0 | 0 | 0 | 0 | 0 | 0 | 0 | 0 | 0 | 0 | 0
F6_Commercial_Lodging (WA)_Existing_Food Preparation_Natural Gas_Food Prep Other_E1 | F6 | Commercial | Lodging (WA) | Existing | Food Preparation | Natural Gas | Food Prep Other | E1 | Utility - Value of Sales | 0.01297 | 0.013186 | 0.013449 | 0.013769 | 0.014149 | 0.014652 | 0.015168 | 0.015667 | 0.016126 | 0.016567 | 0.017021 | 0.017425 | 0.017847 | 0.018238 | 0.018566 | 0.018858 | 0.019096 | 0.019321 | 0.019563 | 0.019785 | 0.020006 | 0.020359 | 0.020715 | 0.021083 | 0.021457 | 0.021839 | 0.022227
F6_Commercial_Lodging (WA)_Existing_Food Preparation_Natural Gas_Food Prep Other_E2 | F6 | Commercial | Lodging (WA) | Existing | Food Preparation | Natural Gas | Food Prep Other | E2 | Utility - Value of Sales | 0.01297 | 0.013186 | 0.013449 | 0.013769 | 0.014149 | 0.014652 | 0.015168 | 0.015667 | 0.016126 | 0.016567 | 0.01702 | 0.017425 | 0.017847 | 0.018237 | 0.018566 | 0.018857 | 0.019096 | 0.019321 | 0.019563 | 0.019784 | 0.020006 | 0.020359 | 0.020715 | 0.021083 | 0.021457 | 0.021839 | 0.022227
F6_Commercial_Lodging (WA)_Existing_Food Preparation_Natural Gas_Food Prep Other_E3 | F6 | Commercial | Lodging (WA) | Existing | Food Preparation | Natural Gas | Food Prep Other | E3 | Utility - Value of Sales | 0 | 0 | 0 | 0 | 0 | 0 | 0 | 0 | 0 | 0 | 0 | 0 | 0 | 0 | 0 | 0 | 0 | 0 | 0 | 0 | 0 | 0 | 0 | 0 | 0 | 0 | 0
F6_Commercial_Lodging (WA)_Existing_Food Preparation_Natural Gas_Food Prep Other_E4 | F6 | Commercial | Lodging (WA) | Existing | Food Preparation | Natural Gas | Food Prep Other | E4 | Utility - Value of Sales | 0 | 0 | 0 | 0 | 0 | 0 | 0 | 0 | 0 | 0 | 0 | 0 | 0 | 0 | 0 | 0 | 0 | 0 | 0 | 0 | 0 | 0 | 0 | 0 | 0 | 0 | 0
F6_Commercial_Lodging (WA)_Existing_Food Preparation_Natural Gas_Food Prep Other_E5 | F6 | Commercial | Lodging (WA) | Existing | Food Preparation | Natural Gas | Food Prep Other | E5 | Utility - Value of Sales | 0 | 0 | 0 | 0 | 0 | 0 | 0 | 0 | 0 | 0 | 0 | 0 | 0 | 0 | 0 | 0 | 0 | 0 | 0 | 0 | 0 | 0 | 0 | 0 | 0 | 0 | 0
F6_Commercial_Lodging (WA)_Existing_Food Preparation_Natural Gas_Food Prep Other_E6 | F6 | Commercial | Lodging (WA) | Existing | Food Preparation | Natural Gas | Food Prep Other | E6 | Utility - Value of Sales | 0 | 0 | 0 | 0 | 0 | 0 | 0 | 0 | 0 | 0 | 0 | 0 | 0 | 0 | 0 | 0 | 0 | 0 | 0 | 0 | 0 | 0 | 0 | 0 | 0 | 0 | 0
F6_Commercial_Lodging (WA)_Existing_Food Preparation_Natural Gas_Food Prep Other_E7 | F6 | Commercial | Lodging (WA) | Existing | Food Preparation | Natural Gas | Food Prep Other | E7 | Utility - Value of Sales | 0 | 0 | 0 | 0 | 0 | 0 | 0 | 0 | 0 | 0 | 0 | 0 | 0 | 0 | 0 | 0 | 0 | 0 | 0 | 0 | 0 | 0 | 0 | 0 | 0 | 0 | 0
F6_Commercial_Lodging (WA)_Existing_Food Preparation_Natural Gas_Food Prep Other_E8 | F6 | Commercial | Lodging (WA) | Existing | Food Preparation | Natural Gas | Food Prep Other | E8 | Utility - Value of Sales | 0 | 0 | 0 | 0 | 0 | 0 | 0 | 0 | 0 | 0 | 0 | 0 | 0 | 0 | 0 | 0 | 0 | 0 | 0 | 0 | 0 | 0 | 0 | 0 | 0 | 0 | 0
F6_Commercial_Lodging (WA)_Existing_Food Preparation_Natural Gas_Food Prep Other_E9 | F6 | Commercial | Lodging (WA) | Existing | Food Preparation | Natural Gas | Food Prep Other | E9 | Utility - Value of Sales | 0 | 0 | 0 | 0 | 0 | 0 | 0 | 0 | 0 | 0 | 0 | 0 | 0 | 0 | 0 | 0 | 0 | 0 | 0 | 0 | 0 | 0 | 0 | 0 | 0 | 0 | 0
F6_Commercial_Lodging (WA)_Existing_Food Preparation_Natural Gas_Food Prep Other_E10 | F6 | Commercial | Lodging (WA) | Existing | Food Preparation | Natural Gas | Food Prep Other | E10 | Utility - Value of Sales | 0 | 0 | 0 | 0 | 0 | 0 | 0 | 0 | 0 | 0 | 0 | 0 | 0 | 0 | 0 | 0 | 0 | 0 | 0 | 0 | 0 | 0 | 0 | 0 | 0 | 0 | 0
F1_Commercial_Lodging (WA)_Existing_Miscellaneous_Natural Gas_Pool Heater_E1 | F1 | Commercial | Lodging (WA) | Existing | Miscellaneous | Natural Gas | Pool Heater | E1 | RVT - Cost of Equipment | 0.00014712 | 0.00014712 | 0.00014712 | 0.00014712 | 0.00014712 | 0.00014712 | 0.00014712 | 0.00014712 | 0.00014712 | 0.00014712 | 0.00014712 | 0.00014712 | 0.00014712 | 0.00014712 | 0.00014712 | 0.00014712 | 0.00014712 | 0.00014712 | 0.00014712 | 0.00014712 | 0.00014712 | 0.00014712 | 0.00014712 | 0.00014712 | 0.00014712 | 0.00014712 | 0.00014712
F1_Commercial_Lodging (WA)_Existing_Miscellaneous_Natural Gas_Pool Heater_E2 | F1 | Commercial | Lodging (WA) | Existing | Miscellaneous | Natural Gas | Pool Heater | E2 | RVT - Cost of Equipment | 0.00024089 | 0.00024089 | 0.00024089 | 0.00024089 | 0.00024089 | 0.00024089 | 0.00024089 | 0.00024089 | 0.00024089 | 0.00024089 | 0.00024089 | 0.00024089 | 0.00024089 | 0.00024089 | 0.00024089 | 0.00024089 | 0.00024089 | 0.00024089 | 0.00024089 | 0.00024089 | 0.00024089 | 0.00024089 | 0.00024089 | 0.00024089 | 0.00024089 | 0.00024089 | 0.00024089
F1_Commercial_Lodging (WA)_Existing_Miscellaneous_Natural Gas_Pool Heater_E3 | F1 | Commercial | Lodging (WA) | Existing | Miscellaneous | Natural Gas | Pool Heater | E3 | RVT - Cost of Equipment | 0 | 0 | 0 | 0 | 0 | 0 | 0 | 0 | 0 | 0 | 0 | 0 | 0 | 0 | 0 | 0 | 0 | 0 | 0 | 0 | 0 | 0 | 0 | 0 | 0 | 0 | 0
F1_Commercial_Lodging (WA)_Existing_Miscellaneous_Natural Gas_Pool Heater_E4 | F1 | Commercial | Lodging (WA) | Existing | Miscellaneous | Natural Gas | Pool Heater | E4 | RVT - Cost of Equipment | 0 | 0 | 0 | 0 | 0 | 0 | 0 | 0 | 0 | 0 | 0 | 0 | 0 | 0 | 0 | 0 | 0 | 0 | 0 | 0 | 0 | 0 | 0 | 0 | 0 | 0 | 0
F1_Commercial_Lodging (WA)_Existing_Miscellaneous_Natural Gas_Pool Heater_E5 | F1 | Commercial | Lodging (WA) | Existing | Miscellaneous | Natural Gas | Pool Heater | E5 | RVT - Cost of Equipment | 0 | 0 | 0 | 0 | 0 | 0 | 0 | 0 | 0 | 0 | 0 | 0 | 0 | 0 | 0 | 0 | 0 | 0 | 0 | 0 | 0 | 0 | 0 | 0 | 0 | 0 | 0
F1_Commercial_Lodging (WA)_Existing_Miscellaneous_Natural Gas_Pool Heater_E6 | F1 | Commercial | Lodging (WA) | Existing | Miscellaneous | Natural Gas | Pool Heater | E6 | RVT - Cost of Equipment | 0 | 0 | 0 | 0 | 0 | 0 | 0 | 0 | 0 | 0 | 0 | 0 | 0 | 0 | 0 | 0 | 0 | 0 | 0 | 0 | 0 | 0 | 0 | 0 | 0 | 0 | 0
F1_Commercial_Lodging (WA)_Existing_Miscellaneous_Natural Gas_Pool Heater_E7 | F1 | Commercial | Lodging (WA) | Existing | Miscellaneous | Natural Gas | Pool Heater | E7 | RVT - Cost of Equipment | 0 | 0 | 0 | 0 | 0 | 0 | 0 | 0 | 0 | 0 | 0 | 0 | 0 | 0 | 0 | 0 | 0 | 0 | 0 | 0 | 0 | 0 | 0 | 0 | 0 | 0 | 0
F1_Commercial_Lodging (WA)_Existing_Miscellaneous_Natural Gas_Pool Heater_E8 | F1 | Commercial | Lodging (WA) | Existing | Miscellaneous | Natural Gas | Pool Heater | E8 | RVT - Cost of Equipment | 0 | 0 | 0 | 0 | 0 | 0 | 0 | 0 | 0 | 0 | 0 | 0 | 0 | 0 | 0 | 0 | 0 | 0 | 0 | 0 | 0 | 0 | 0 | 0 | 0 | 0 | 0
F1_Commercial_Lodging (WA)_Existing_Miscellaneous_Natural Gas_Pool Heater_E9 | F1 | Commercial | Lodging (WA) | Existing | Miscellaneous | Natural Gas | Pool Heater | E9 | RVT - Cost of Equipment | 0 | 0 | 0 | 0 | 0 | 0 | 0 | 0 | 0 | 0 | 0 | 0 | 0 | 0 | 0 | 0 | 0 | 0 | 0 | 0 | 0 | 0 | 0 | 0 | 0 | 0 | 0
F1_Commercial_Lodging (WA)_Existing_Miscellaneous_Natural Gas_Pool Heater_E10 | F1 | Commercial | Lodging (WA) | Existing | Miscellaneous | Natural Gas | Pool Heater | E10 | RVT - Cost of Equipment | 0 | 0 | 0 | 0 | 0 | 0 | 0 | 0 | 0 | 0 | 0 | 0 | 0 | 0 | 0 | 0 | 0 | 0 | 0 | 0 | 0 | 0 | 0 | 0 | 0 | 0 | 0
F2_Commercial_Lodging (WA)_Existing_Miscellaneous_Natural Gas_Pool Heater_E1 | F2 | Commercial | Lodging (WA) | Existing | Miscellaneous | Natural Gas | Pool Heater | E1 | RVT - Cost of Operation | 0.002241 | 0.002258 | 0.0022886 | 0.002335 | 0.0023958 | 0.0024844 | 0.0025737 | 0.0026595 | 0.0027368 | 0.0028181 | 0.0029113 | 0.0029988 | 0.0030977 | 0.0031892 | 0.0032607 | 0.0033187 | 0.0033578 | 0.0033875 | 0.003421 | 0.0034484 | 0.0034752 | 0.0035363 | 0.0035976 | 0.0036615 | 0.0037266 | 0.0037928 | 0.0038602
F2_Commercial_Lodging (WA)_Existing_Miscellaneous_Natural Gas_Pool Heater_E2 | F2 | Commercial | Lodging (WA) | Existing | Miscellaneous | Natural Gas | Pool Heater | E2 | RVT - Cost of Operation | 0.0019048 | 0.0019193 | 0.0019453 | 0.0019847 | 0.0020364 | 0.0021117 | 0.0021877 | 0.0022606 | 0.0023263 | 0.0023954 | 0.0024746 | 0.002549 | 0.0026331 | 0.0027108 | 0.0027716 | 0.0028209 | 0.0028541 | 0.0028794 | 0.0029078 | 0.0029311 | 0.002954 | 0.0030058 | 0.003058 | 0.0031123 | 0.0031676 | 0.0032239 | 0.0032811
F2_Commercial_Lodging (WA)_Existing_Miscellaneous_Natural Gas_Pool Heater_E3 | F2 | Commercial | Lodging (WA) | Existing | Miscellaneous | Natural Gas | Pool Heater | E3 | RVT - Cost of Operation | 0 | 0 | 0 | 0 | 0 | 0 | 0 | 0 | 0 | 0 | 0 | 0 | 0 | 0 | 0 | 0 | 0 | 0 | 0 | 0 | 0 | 0 | 0 | 0 | 0 | 0 | 0
F2_Commercial_Lodging (WA)_Existing_Miscellaneous_Natural Gas_Pool Heater_E4 | F2 | Commercial | Lodging (WA) | Existing | Miscellaneous | Natural Gas | Pool Heater | E4 | RVT - Cost of Operation | 0 | 0 | 0 | 0 | 0 | 0 | 0 | 0 | 0 | 0 | 0 | 0 | 0 | 0 | 0 | 0 | 0 | 0 | 0 | 0 | 0 | 0 | 0 | 0 | 0 | 0 | 0
F2_Commercial_Lodging (WA)_Existing_Miscellaneous_Natural Gas_Pool Heater_E5 | F2 | Commercial | Lodging (WA) | Existing | Miscellaneous | Natural Gas | Pool Heater | E5 | RVT - Cost of Operation | 0 | 0 | 0 | 0 | 0 | 0 | 0 | 0 | 0 | 0 | 0 | 0 | 0 | 0 | 0 | 0 | 0 | 0 | 0 | 0 | 0 | 0 | 0 | 0 | 0 | 0 | 0
F2_Commercial_Lodging (WA)_Existing_Miscellaneous_Natural Gas_Pool Heater_E6 | F2 | Commercial | Lodging (WA) | Existing | Miscellaneous | Natural Gas | Pool Heater | E6 | RVT - Cost of Operation | 0 | 0 | 0 | 0 | 0 | 0 | 0 | 0 | 0 | 0 | 0 | 0 | 0 | 0 | 0 | 0 | 0 | 0 | 0 | 0 | 0 | 0 | 0 | 0 | 0 | 0 | 0
F2_Commercial_Lodging (WA)_Existing_Miscellaneous_Natural Gas_Pool Heater_E7 | F2 | Commercial | Lodging (WA) | Existing | Miscellaneous | Natural Gas | Pool Heater | E7 | RVT - Cost of Operation | 0 | 0 | 0 | 0 | 0 | 0 | 0 | 0 | 0 | 0 | 0 | 0 | 0 | 0 | 0 | 0 | 0 | 0 | 0 | 0 | 0 | 0 | 0 | 0 | 0 | 0 | 0
F2_Commercial_Lodging (WA)_Existing_Miscellaneous_Natural Gas_Pool Heater_E8 | F2 | Commercial | Lodging (WA) | Existing | Miscellaneous | Natural Gas | Pool Heater | E8 | RVT - Cost of Operation | 0 | 0 | 0 | 0 | 0 | 0 | 0 | 0 | 0 | 0 | 0 | 0 | 0 | 0 | 0 | 0 | 0 | 0 | 0 | 0 | 0 | 0 | 0 | 0 | 0 | 0 | 0
F2_Commercial_Lodging (WA)_Existing_Miscellaneous_Natural Gas_Pool Heater_E9 | F2 | Commercial | Lodging (WA) | Existing | Miscellaneous | Natural Gas | Pool Heater | E9 | RVT - Cost of Operation | 0 | 0 | 0 | 0 | 0 | 0 | 0 | 0 | 0 | 0 | 0 | 0 | 0 | 0 | 0 | 0 | 0 | 0 | 0 | 0 | 0 | 0 | 0 | 0 | 0 | 0 | 0
F2_Commercial_Lodging (WA)_Existing_Miscellaneous_Natural Gas_Pool Heater_E10 | F2 | Commercial | Lodging (WA) | Existing | Miscellaneous | Natural Gas | Pool Heater | E10 | RVT - Cost of Operation | 0 | 0 | 0 | 0 | 0 | 0 | 0 | 0 | 0 | 0 | 0 | 0 | 0 | 0 | 0 | 0 | 0 | 0 | 0 | 0 | 0 | 0 | 0 | 0 | 0 | 0 | 0
F3_Commercial_Lodging (WA)_Existing_Miscellaneous_Natural Gas_Pool Heater_E1 | F3 | Commercial | Lodging (WA) | Existing | Miscellaneous | Natural Gas | Pool Heater | E1 | System - kBTUs of Consumption | 0.56436 | 0.56436 | 0.56436 | 0.56436 | 0.56436 | 0.56436 | 0.56436 | 0.56436 | 0.56436 | 0.56436 | 0.56436 | 0.56436 | 0.56436 | 0.56436 | 0.56436 | 0.56436 | 0.56436 | 0.56436 | 0.56436 | 0.56436 | 0.56436 | 0.56436 | 0.56436 | 0.56436 | 0.56436 | 0.56436 | 0.56436
F3_Commercial_Lodging (WA)_Existing_Miscellaneous_Natural Gas_Pool Heater_E2 | F3 | Commercial | Lodging (WA) | Existing | Miscellaneous | Natural Gas | Pool Heater | E2 | System - kBTUs of Consumption | 0.47971 | 0.47971 | 0.47971 | 0.47971 | 0.47971 | 0.47971 | 0.47971 | 0.47971 | 0.47971 | 0.47971 | 0.47971 | 0.47971 | 0.47971 | 0.47971 | 0.47971 | 0.47971 | 0.47971 | 0.47971 | 0.47971 | 0.47971 | 0.47971 | 0.47971 | 0.47971 | 0.47971 | 0.47971 | 0.47971 | 0.47971
F3_Commercial_Lodging (WA)_Existing_Miscellaneous_Natural Gas_Pool Heater_E3 | F3 | Commercial | Lodging (WA) | Existing | Miscellaneous | Natural Gas | Pool Heater | E3 | System - kBTUs of Consumption | 0 | 0 | 0 | 0 | 0 | 0 | 0 | 0 | 0 | 0 | 0 | 0 | 0 | 0 | 0 | 0 | 0 | 0 | 0 | 0 | 0 | 0 | 0 | 0 | 0 | 0 | 0
F3_Commercial_Lodging (WA)_Existing_Miscellaneous_Natural Gas_Pool Heater_E4 | F3 | Commercial | Lodging (WA) | Existing | Miscellaneous | Natural Gas | Pool Heater | E4 | System - kBTUs of Consumption | 0 | 0 | 0 | 0 | 0 | 0 | 0 | 0 | 0 | 0 | 0 | 0 | 0 | 0 | 0 | 0 | 0 | 0 | 0 | 0 | 0 | 0 | 0 | 0 | 0 | 0 | 0
F3_Commercial_Lodging (WA)_Existing_Miscellaneous_Natural Gas_Pool Heater_E5 | F3 | Commercial | Lodging (WA) | Existing | Miscellaneous | Natural Gas | Pool Heater | E5 | System - kBTUs of Consumption | 0 | 0 | 0 | 0 | 0 | 0 | 0 | 0 | 0 | 0 | 0 | 0 | 0 | 0 | 0 | 0 | 0 | 0 | 0 | 0 | 0 | 0 | 0 | 0 | 0 | 0 | 0
F3_Commercial_Lodging (WA)_Existing_Miscellaneous_Natural Gas_Pool Heater_E6 | F3 | Commercial | Lodging (WA) | Existing | Miscellaneous | Natural Gas | Pool Heater | E6 | System - kBTUs of Consumption | 0 | 0 | 0 | 0 | 0 | 0 | 0 | 0 | 0 | 0 | 0 | 0 | 0 | 0 | 0 | 0 | 0 | 0 | 0 | 0 | 0 | 0 | 0 | 0 | 0 | 0 | 0
F3_Commercial_Lodging (WA)_Existing_Miscellaneous_Natural Gas_Pool Heater_E7 | F3 | Commercial | Lodging (WA) | Existing | Miscellaneous | Natural Gas | Pool Heater | E7 | System - kBTUs of Consumption | 0 | 0 | 0 | 0 | 0 | 0 | 0 | 0 | 0 | 0 | 0 | 0 | 0 | 0 | 0 | 0 | 0 | 0 | 0 | 0 | 0 | 0 | 0 | 0 | 0 | 0 | 0
F3_Commercial_Lodging (WA)_Existing_Miscellaneous_Natural Gas_Pool Heater_E8 | F3 | Commercial | Lodging (WA) | Existing | Miscellaneous | Natural Gas | Pool Heater | E8 | System - kBTUs of Consumption | 0 | 0 | 0 | 0 | 0 | 0 | 0 | 0 | 0 | 0 | 0 | 0 | 0 | 0 | 0 | 0 | 0 | 0 | 0 | 0 | 0 | 0 | 0 | 0 | 0 | 0 | 0
F3_Commercial_Lodging (WA)_Existing_Miscellaneous_Natural Gas_Pool Heater_E9 | F3 | Commercial | Lodging (WA) | Existing | Miscellaneous | Natural Gas | Pool Heater | E9 | System - kBTUs of Consumption | 0 | 0 | 0 | 0 | 0 | 0 | 0 | 0 | 0 | 0 | 0 | 0 | 0 | 0 | 0 | 0 | 0 | 0 | 0 | 0 | 0 | 0 | 0 | 0 | 0 | 0 | 0
F3_Commercial_Lodging (WA)_Existing_Miscellaneous_Natural Gas_Pool Heater_E10 | F3 | Commercial | Lodging (WA) | Existing | Miscellaneous | Natural Gas | Pool Heater | E10 | System - kBTUs of Consumption | 0 | 0 | 0 | 0 | 0 | 0 | 0 | 0 | 0 | 0 | 0 | 0 | 0 | 0 | 0 | 0 | 0 | 0 | 0 | 0 | 0 | 0 | 0 | 0 | 0 | 0 | 0
F4_Commercial_Lodging (WA)_Existing_Miscellaneous_Natural Gas_Pool Heater_E1 | F4 | Commercial | Lodging (WA) | Existing | Miscellaneous | Natural Gas | Pool Heater | E1 | Utility - Cost of Equipment | 0.00014712 | 0.00014712 | 0.00014712 | 0.00014712 | 0.00014712 | 0.00014712 | 0.00014712 | 0.00014712 | 0.00014712 | 0.00014712 | 0.00014712 | 0.00014712 | 0.00014712 | 0.00014712 | 0.00014712 | 0.00014712 | 0.00014712 | 0.00014712 | 0.00014712 | 0.00014712 | 0.00014712 | 0.00014712 | 0.00014712 | 0.00014712 | 0.00014712 | 0.00014712 | 0.00014712
F4_Commercial_Lodging (WA)_Existing_Miscellaneous_Natural Gas_Pool Heater_E2 | F4 | Commercial | Lodging (WA) | Existing | Miscellaneous | Natural Gas | Pool Heater | E2 | Utility - Cost of Equipment | 0.00024089 | 0.00024089 | 0.00024089 | 0.00024089 | 0.00024089 | 0.00024089 | 0.00024089 | 0.00024089 | 0.00024089 | 0.00024089 | 0.00024089 | 0.00024089 | 0.00024089 | 0.00024089 | 0.00024089 | 0.00024089 | 0.00024089 | 0.00024089 | 0.00024089 | 0.00024089 | 0.00024089 | 0.00024089 | 0.00024089 | 0.00024089 | 0.00024089 | 0.00024089 | 0.00024089
F4_Commercial_Lodging (WA)_Existing_Miscellaneous_Natural Gas_Pool Heater_E3 | F4 | Commercial | Lodging (WA) | Existing | Miscellaneous | Natural Gas | Pool Heater | E3 | Utility - Cost of Equipment | 0 | 0 | 0 | 0 | 0 | 0 | 0 | 0 | 0 | 0 | 0 | 0 | 0 | 0 | 0 | 0 | 0 | 0 | 0 | 0 | 0 | 0 | 0 | 0 | 0 | 0 | 0
F4_Commercial_Lodging (WA)_Existing_Miscellaneous_Natural Gas_Pool Heater_E4 | F4 | Commercial | Lodging (WA) | Existing | Miscellaneous | Natural Gas | Pool Heater | E4 | Utility - Cost of Equipment | 0 | 0 | 0 | 0 | 0 | 0 | 0 | 0 | 0 | 0 | 0 | 0 | 0 | 0 | 0 | 0 | 0 | 0 | 0 | 0 | 0 | 0 | 0 | 0 | 0 | 0 | 0
F4_Commercial_Lodging (WA)_Existing_Miscellaneous_Natural Gas_Pool Heater_E5 | F4 | Commercial | Lodging (WA) | Existing | Miscellaneous | Natural Gas | Pool Heater | E5 | Utility - Cost of Equipment | 0 | 0 | 0 | 0 | 0 | 0 | 0 | 0 | 0 | 0 | 0 | 0 | 0 | 0 | 0 | 0 | 0 | 0 | 0 | 0 | 0 | 0 | 0 | 0 | 0 | 0 | 0
F4_Commercial_Lodging (WA)_Existing_Miscellaneous_Natural Gas_Pool Heater_E6 | F4 | Commercial | Lodging (WA) | Existing | Miscellaneous | Natural Gas | Pool Heater | E6 | Utility - Cost of Equipment | 0 | 0 | 0 | 0 | 0 | 0 | 0 | 0 | 0 | 0 | 0 | 0 | 0 | 0 | 0 | 0 | 0 | 0 | 0 | 0 | 0 | 0 | 0 | 0 | 0 | 0 | 0
F4_Commercial_Lodging (WA)_Existing_Miscellaneous_Natural Gas_Pool Heater_E7 | F4 | Commercial | Lodging (WA) | Existing | Miscellaneous | Natural Gas | Pool Heater | E7 | Utility - Cost of Equipment | 0 | 0 | 0 | 0 | 0 | 0 | 0 | 0 | 0 | 0 | 0 | 0 | 0 | 0 | 0 | 0 | 0 | 0 | 0 | 0 | 0 | 0 | 0 | 0 | 0 | 0 | 0
F4_Commercial_Lodging (WA)_Existing_Miscellaneous_Natural Gas_Pool Heater_E8 | F4 | Commercial | Lodging (WA) | Existing | Miscellaneous | Natural Gas | Pool Heater | E8 | Utility - Cost of Equipment | 0 | 0 | 0 | 0 | 0 | 0 | 0 | 0 | 0 | 0 | 0 | 0 | 0 | 0 | 0 | 0 | 0 | 0 | 0 | 0 | 0 | 0 | 0 | 0 | 0 | 0 | 0
F4_Commercial_Lodging (WA)_Existing_Miscellaneous_Natural Gas_Pool Heater_E9 | F4 | Commercial | Lodging (WA) | Existing | Miscellaneous | Natural Gas | Pool Heater | E9 | Utility - Cost of Equipment | 0 | 0 | 0 | 0 | 0 | 0 | 0 | 0 | 0 | 0 | 0 | 0 | 0 | 0 | 0 | 0 | 0 | 0 | 0 | 0 | 0 | 0 | 0 | 0 | 0 | 0 | 0
F4_Commercial_Lodging (WA)_Existing_Miscellaneous_Natural Gas_Pool Heater_E10 | F4 | Commercial | Lodging (WA) | Existing | Miscellaneous | Natural Gas | Pool Heater | E10 | Utility - Cost of Equipment | 0 | 0 | 0 | 0 | 0 | 0 | 0 | 0 | 0 | 0 | 0 | 0 | 0 | 0 | 0 | 0 | 0 | 0 | 0 | 0 | 0 | 0 | 0 | 0 | 0 | 0 | 0
F5_Commercial_Lodging (WA)_Existing_Miscellaneous_Natural Gas_Pool Heater_E1 | F5 | Commercial | Lodging (WA) | Existing | Miscellaneous | Natural Gas | Pool Heater | E1 | Utility - Cost of Operation | 0.0018675 | 0.0018816 | 0.0019121 | 0.0019613 | 0.0020293 | 0.0021279 | 0.0022361 | 0.0023446 | 0.0024496 | 0.0025619 | 0.0026467 | 0.0027262 | 0.0028161 | 0.0029029 | 0.0029755 | 0.0030407 | 0.0030941 | 0.0031451 | 0.0032016 | 0.0032548 | 0.0033098 | 0.0033679 | 0.0034263 | 0.0034872 | 0.0035491 | 0.0036122 | 0.0036763
F5_Commercial_Lodging (WA)_Existing_Miscellaneous_Natural Gas_Pool Heater_E2 | F5 | Commercial | Lodging (WA) | Existing | Miscellaneous | Natural Gas | Pool Heater | E2 | Utility - Cost of Operation | 0.0015873 | 0.0015994 | 0.0016253 | 0.0016671 | 0.0017249 | 0.0018087 | 0.0019007 | 0.0019929 | 0.0020821 | 0.0021776 | 0.0022497 | 0.0023173 | 0.0023937 | 0.0024674 | 0.0025292 | 0.0025846 | 0.00263 | 0.0026734 | 0.0027214 | 0.0027665 | 0.0028133 | 0.0028627 | 0.0029123 | 0.0029641 | 0.0030167 | 0.0030703 | 0.0031249
F5_Commercial_Lodging (WA)_Existing_Miscellaneous_Natural Gas_Pool Heater_E3 | F5 | Commercial | Lodging (WA) | Existing | Miscellaneous | Natural Gas | Pool Heater | E3 | Utility - Cost of Operation | 0 | 0 | 0 | 0 | 0 | 0 | 0 | 0 | 0 | 0 | 0 | 0 | 0 | 0 | 0 | 0 | 0 | 0 | 0 | 0 | 0 | 0 | 0 | 0 | 0 | 0 | 0
F5_Commercial_Lodging (WA)_Existing_Miscellaneous_Natural Gas_Pool Heater_E4 | F5 | Commercial | Lodging (WA) | Existing | Miscellaneous | Natural Gas | Pool Heater | E4 | Utility - Cost of Operation | 0 | 0 | 0 | 0 | 0 | 0 | 0 | 0 | 0 | 0 | 0 | 0 | 0 | 0 | 0 | 0 | 0 | 0 | 0 | 0 | 0 | 0 | 0 | 0 | 0 | 0 | 0
F5_Commercial_Lodging (WA)_Existing_Miscellaneous_Natural Gas_Pool Heater_E5 | F5 | Commercial | Lodging (WA) | Existing | Miscellaneous | Natural Gas | Pool Heater | E5 | Utility - Cost of Operation | 0 | 0 | 0 | 0 | 0 | 0 | 0 | 0 | 0 | 0 | 0 | 0 | 0 | 0 | 0 | 0 | 0 | 0 | 0 | 0 | 0 | 0 | 0 | 0 | 0 | 0 | 0
F5_Commercial_Lodging (WA)_Existing_Miscellaneous_Natural Gas_Pool Heater_E6 | F5 | Commercial | Lodging (WA) | Existing | Miscellaneous | Natural Gas | Pool Heater | E6 | Utility - Cost of Operation | 0 | 0 | 0 | 0 | 0 | 0 | 0 | 0 | 0 | 0 | 0 | 0 | 0 | 0 | 0 | 0 | 0 | 0 | 0 | 0 | 0 | 0 | 0 | 0 | 0 | 0 | 0
F5_Commercial_Lodging (WA)_Existing_Miscellaneous_Natural Gas_Pool Heater_E7 | F5 | Commercial | Lodging (WA) | Existing | Miscellaneous | Natural Gas | Pool Heater | E7 | Utility - Cost of Operation | 0 | 0 | 0 | 0 | 0 | 0 | 0 | 0 | 0 | 0 | 0 | 0 | 0 | 0 | 0 | 0 | 0 | 0 | 0 | 0 | 0 | 0 | 0 | 0 | 0 | 0 | 0
F5_Commercial_Lodging (WA)_Existing_Miscellaneous_Natural Gas_Pool Heater_E8 | F5 | Commercial | Lodging (WA) | Existing | Miscellaneous | Natural Gas | Pool Heater | E8 | Utility - Cost of Operation | 0 | 0 | 0 | 0 | 0 | 0 | 0 | 0 | 0 | 0 | 0 | 0 | 0 | 0 | 0 | 0 | 0 | 0 | 0 | 0 | 0 | 0 | 0 | 0 | 0 | 0 | 0
F5_Commercial_Lodging (WA)_Existing_Miscellaneous_Natural Gas_Pool Heater_E9 | F5 | Commercial | Lodging (WA) | Existing | Miscellaneous | Natural Gas | Pool Heater | E9 | Utility - Cost of Operation | 0 | 0 | 0 | 0 | 0 | 0 | 0 | 0 | 0 | 0 | 0 | 0 | 0 | 0 | 0 | 0 | 0 | 0 | 0 | 0 | 0 | 0 | 0 | 0 | 0 | 0 | 0
F5_Commercial_Lodging (WA)_Existing_Miscellaneous_Natural Gas_Pool Heater_E10 | F5 | Commercial | Lodging (WA) | Existing | Miscellaneous | Natural Gas | Pool Heater | E10 | Utility - Cost of Operation | 0 | 0 | 0 | 0 | 0 | 0 | 0 | 0 | 0 | 0 | 0 | 0 | 0 | 0 | 0 | 0 | 0 | 0 | 0 | 0 | 0 | 0 | 0 | 0 | 0 | 0 | 0
F6_Commercial_Lodging (WA)_Existing_Miscellaneous_Natural Gas_Pool Heater_E1 | F6 | Commercial | Lodging (WA) | Existing | Miscellaneous | Natural Gas | Pool Heater | E1 | Utility - Value of Sales | 0.002241 | 0.002258 | 0.0022886 | 0.002335 | 0.0023958 | 0.0024844 | 0.0025737 | 0.0026595 | 0.0027368 | 0.0028181 | 0.0029113 | 0.0029988 | 0.0030977 | 0.0031892 | 0.0032607 | 0.0033187 | 0.0033578 | 0.0033875 | 0.003421 | 0.0034484 | 0.0034752 | 0.0035363 | 0.0035976 | 0.0036615 | 0.0037266 | 0.0037928 | 0.0038602
F6_Commercial_Lodging (WA)_Existing_Miscellaneous_Natural Gas_Pool Heater_E2 | F6 | Commercial | Lodging (WA) | Existing | Miscellaneous | Natural Gas | Pool Heater | E2 | Utility - Value of Sales | 0.0019048 | 0.0019193 | 0.0019453 | 0.0019847 | 0.0020364 | 0.0021117 | 0.0021877 | 0.0022606 | 0.0023263 | 0.0023954 | 0.0024746 | 0.002549 | 0.0026331 | 0.0027108 | 0.0027716 | 0.0028209 | 0.0028541 | 0.0028794 | 0.0029078 | 0.0029311 | 0.002954 | 0.0030058 | 0.003058 | 0.0031123 | 0.0031676 | 0.0032239 | 0.0032811
F6_Commercial_Lodging (WA)_Existing_Miscellaneous_Natural Gas_Pool Heater_E3 | F6 | Commercial | Lodging (WA) | Existing | Miscellaneous | Natural Gas | Pool Heater | E3 | Utility - Value of Sales | 0 | 0 | 0 | 0 | 0 | 0 | 0 | 0 | 0 | 0 | 0 | 0 | 0 | 0 | 0 | 0 | 0 | 0 | 0 | 0 | 0 | 0 | 0 | 0 | 0 | 0 | 0
F6_Commercial_Lodging (WA)_Existing_Miscellaneous_Natural Gas_Pool Heater_E4 | F6 | Commercial | Lodging (WA) | Existing | Miscellaneous | Natural Gas | Pool Heater | E4 | Utility - Value of Sales | 0 | 0 | 0 | 0 | 0 | 0 | 0 | 0 | 0 | 0 | 0 | 0 | 0 | 0 | 0 | 0 | 0 | 0 | 0 | 0 | 0 | 0 | 0 | 0 | 0 | 0 | 0
F6_Commercial_Lodging (WA)_Existing_Miscellaneous_Natural Gas_Pool Heater_E5 | F6 | Commercial | Lodging (WA) | Existing | Miscellaneous | Natural Gas | Pool Heater | E5 | Utility - Value of Sales | 0 | 0 | 0 | 0 | 0 | 0 | 0 | 0 | 0 | 0 | 0 | 0 | 0 | 0 | 0 | 0 | 0 | 0 | 0 | 0 | 0 | 0 | 0 | 0 | 0 | 0 | 0
F6_Commercial_Lodging (WA)_Existing_Miscellaneous_Natural Gas_Pool Heater_E6 | F6 | Commercial | Lodging (WA) | Existing | Miscellaneous | Natural Gas | Pool Heater | E6 | Utility - Value of Sales | 0 | 0 | 0 | 0 | 0 | 0 | 0 | 0 | 0 | 0 | 0 | 0 | 0 | 0 | 0 | 0 | 0 | 0 | 0 | 0 | 0 | 0 | 0 | 0 | 0 | 0 | 0
F6_Commercial_Lodging (WA)_Existing_Miscellaneous_Natural Gas_Pool Heater_E7 | F6 | Commercial | Lodging (WA) | Existing | Miscellaneous | Natural Gas | Pool Heater | E7 | Utility - Value of Sales | 0 | 0 | 0 | 0 | 0 | 0 | 0 | 0 | 0 | 0 | 0 | 0 | 0 | 0 | 0 | 0 | 0 | 0 | 0 | 0 | 0 | 0 | 0 | 0 | 0 | 0 | 0
F6_Commercial_Lodging (WA)_Existing_Miscellaneous_Natural Gas_Pool Heater_E8 | F6 | Commercial | Lodging (WA) | Existing | Miscellaneous | Natural Gas | Pool Heater | E8 | Utility - Value of Sales | 0 | 0 | 0 | 0 | 0 | 0 | 0 | 0 | 0 | 0 | 0 | 0 | 0 | 0 | 0 | 0 | 0 | 0 | 0 | 0 | 0 | 0 | 0 | 0 | 0 | 0 | 0
F6_Commercial_Lodging (WA)_Existing_Miscellaneous_Natural Gas_Pool Heater_E9 | F6 | Commercial | Lodging (WA) | Existing | Miscellaneous | Natural Gas | Pool Heater | E9 | Utility - Value of Sales | 0 | 0 | 0 | 0 | 0 | 0 | 0 | 0 | 0 | 0 | 0 | 0 | 0 | 0 | 0 | 0 | 0 | 0 | 0 | 0 | 0 | 0 | 0 | 0 | 0 | 0 | 0
F6_Commercial_Lodging (WA)_Existing_Miscellaneous_Natural Gas_Pool Heater_E10 | F6 | Commercial | Lodging (WA) | Existing | Miscellaneous | Natural Gas | Pool Heater | E10 | Utility - Value of Sales | 0 | 0 | 0 | 0 | 0 | 0 | 0 | 0 | 0 | 0 | 0 | 0 | 0 | 0 | 0 | 0 | 0 | 0 | 0 | 0 | 0 | 0 | 0 | 0 | 0 | 0 | 0
F1_Commercial_Lodging (WA)_Existing_Miscellaneous_Natural Gas_Miscellaneous_E1 | F1 | Commercial | Lodging (WA) | Existing | Miscellaneous | Natural Gas | Miscellaneous | E1 | RVT - Cost of Equipment | 0.0053086 | 0.0053086 | 0.0053086 | 0.0053086 | 0.0053086 | 0.0053086 | 0.0053086 | 0.0053086 | 0.0053086 | 0.0053086 | 0.0053086 | 0.0053086 | 0.0053086 | 0.0053086 | 0.0053086 | 0.0053086 | 0.0053086 | 0.0053086 | 0.0053086 | 0.0053086 | 0.0053086 | 0.0053086 | 0.0053086 | 0.0053086 | 0.0053086 | 0.0053086 | 0.0053086
F1_Commercial_Lodging (WA)_Existing_Miscellaneous_Natural Gas_Miscellaneous_E2 | F1 | Commercial | Lodging (WA) | Existing | Miscellaneous | Natural Gas | Miscellaneous | E2 | RVT - Cost of Equipment | 0 | 0 | 0 | 0 | 0 | 0 | 0 | 0 | 0 | 0 | 0 | 0 | 0 | 0 | 0 | 0 | 0 | 0 | 0 | 0 | 0 | 0 | 0 | 0 | 0 | 0 | 0
F1_Commercial_Lodging (WA)_Existing_Miscellaneous_Natural Gas_Miscellaneous_E3 | F1 | Commercial | Lodging (WA) | Existing | Miscellaneous | Natural Gas | Miscellaneous | E3 | RVT - Cost of Equipment | 0 | 0 | 0 | 0 | 0 | 0 | 0 | 0 | 0 | 0 | 0 | 0 | 0 | 0 | 0 | 0 | 0 | 0 | 0 | 0 | 0 | 0 | 0 | 0 | 0 | 0 | 0
F1_Commercial_Lodging (WA)_Existing_Miscellaneous_Natural Gas_Miscellaneous_E4 | F1 | Commercial | Lodging (WA) | Existing | Miscellaneous | Natural Gas | Miscellaneous | E4 | RVT - Cost of Equipment | 0 | 0 | 0 | 0 | 0 | 0 | 0 | 0 | 0 | 0 | 0 | 0 | 0 | 0 | 0 | 0 | 0 | 0 | 0 | 0 | 0 | 0 | 0 | 0 | 0 | 0 | 0
F1_Commercial_Lodging (WA)_Existing_Miscellaneous_Natural Gas_Miscellaneous_E5 | F1 | Commercial | Lodging (WA) | Existing | Miscellaneous | Natural Gas | Miscellaneous | E5 | RVT - Cost of Equipment | 0 | 0 | 0 | 0 | 0 | 0 | 0 | 0 | 0 | 0 | 0 | 0 | 0 | 0 | 0 | 0 | 0 | 0 | 0 | 0 | 0 | 0 | 0 | 0 | 0 | 0 | 0
F1_Commercial_Lodging (WA)_Existing_Miscellaneous_Natural Gas_Miscellaneous_E6 | F1 | Commercial | Lodging (WA) | Existing | Miscellaneous | Natural Gas | Miscellaneous | E6 | RVT - Cost of Equipment | 0 | 0 | 0 | 0 | 0 | 0 | 0 | 0 | 0 | 0 | 0 | 0 | 0 | 0 | 0 | 0 | 0 | 0 | 0 | 0 | 0 | 0 | 0 | 0 | 0 | 0 | 0
F1_Commercial_Lodging (WA)_Existing_Miscellaneous_Natural Gas_Miscellaneous_E7 | F1 | Commercial | Lodging (WA) | Existing | Miscellaneous | Natural Gas | Miscellaneous | E7 | RVT - Cost of Equipment | 0 | 0 | 0 | 0 | 0 | 0 | 0 | 0 | 0 | 0 | 0 | 0 | 0 | 0 | 0 | 0 | 0 | 0 | 0 | 0 | 0 | 0 | 0 | 0 | 0 | 0 | 0
F1_Commercial_Lodging (WA)_Existing_Miscellaneous_Natural Gas_Miscellaneous_E8 | F1 | Commercial | Lodging (WA) | Existing | Miscellaneous | Natural Gas | Miscellaneous | E8 | RVT - Cost of Equipment | 0 | 0 | 0 | 0 | 0 | 0 | 0 | 0 | 0 | 0 | 0 | 0 | 0 | 0 | 0 | 0 | 0 | 0 | 0 | 0 | 0 | 0 | 0 | 0 | 0 | 0 | 0
F1_Commercial_Lodging (WA)_Existing_Miscellaneous_Natural Gas_Miscellaneous_E9 | F1 | Commercial | Lodging (WA) | Existing | Miscellaneous | Natural Gas | Miscellaneous | E9 | RVT - Cost of Equipment | 0 | 0 | 0 | 0 | 0 | 0 | 0 | 0 | 0 | 0 | 0 | 0 | 0 | 0 | 0 | 0 | 0 | 0 | 0 | 0 | 0 | 0 | 0 | 0 | 0 | 0 | 0
F1_Commercial_Lodging (WA)_Existing_Miscellaneous_Natural Gas_Miscellaneous_E10 | F1 | Commercial | Lodging (WA) | Existing | Miscellaneous | Natural Gas | Miscellaneous | E10 | RVT - Cost of Equipment | 0 | 0 | 0 | 0 | 0 | 0 | 0 | 0 | 0 | 0 | 0 | 0 | 0 | 0 | 0 | 0 | 0 | 0 | 0 | 0 | 0 | 0 | 0 | 0 | 0 | 0 | 0
F2_Commercial_Lodging (WA)_Existing_Miscellaneous_Natural Gas_Miscellaneous_E1 | F2 | Commercial | Lodging (WA) | Existing | Miscellaneous | Natural Gas | Miscellaneous | E1 | RVT - Cost of Operation | 0.0083964 | 0.0084501 | 0.0085398 | 0.0086793 | 0.008885 | 0.0092239 | 0.0095725 | 0.0098981 | 0.010183 | 0.010478 | 0.010816 | 0.011134 | 0.011513 | 0.011876 | 0.012165 | 0.012399 | 0.012556 | 0.012683 | 0.012809 | 0.01289 | 0.012968 | 0.013195 | 0.013423 | 0.013662 | 0.013904 | 0.014151 | 0.014403
F2_Commercial_Lodging (WA)_Existing_Miscellaneous_Natural Gas_Miscellaneous_E2 | F2 | Commercial | Lodging (WA) | Existing | Miscellaneous | Natural Gas | Miscellaneous | E2 | RVT - Cost of Operation | 0 | 0 | 0 | 0 | 0 | 0 | 0 | 0 | 0 | 0 | 0 | 0 | 0 | 0 | 0 | 0 | 0 | 0 | 0 | 0 | 0 | 0 | 0 | 0 | 0 | 0 | 0
F2_Commercial_Lodging (WA)_Existing_Miscellaneous_Natural Gas_Miscellaneous_E3 | F2 | Commercial | Lodging (WA) | Existing | Miscellaneous | Natural Gas | Miscellaneous | E3 | RVT - Cost of Operation | 0 | 0 | 0 | 0 | 0 | 0 | 0 | 0 | 0 | 0 | 0 | 0 | 0 | 0 | 0 | 0 | 0 | 0 | 0 | 0 | 0 | 0 | 0 | 0 | 0 | 0 | 0
F2_Commercial_Lodging (WA)_Existing_Miscellaneous_Natural Gas_Miscellaneous_E4 | F2 | Commercial | Lodging (WA) | Existing | Miscellaneous | Natural Gas | Miscellaneous | E4 | RVT - Cost of Operation | 0 | 0 | 0 | 0 | 0 | 0 | 0 | 0 | 0 | 0 | 0 | 0 | 0 | 0 | 0 | 0 | 0 | 0 | 0 | 0 | 0 | 0 | 0 | 0 | 0 | 0 | 0
F2_Commercial_Lodging (WA)_Existing_Miscellaneous_Natural Gas_Miscellaneous_E5 | F2 | Commercial | Lodging (WA) | Existing | Miscellaneous | Natural Gas | Miscellaneous | E5 | RVT - Cost of Operation | 0 | 0 | 0 | 0 | 0 | 0 | 0 | 0 | 0 | 0 | 0 | 0 | 0 | 0 | 0 | 0 | 0 | 0 | 0 | 0 | 0 | 0 | 0 | 0 | 0 | 0 | 0
F2_Commercial_Lodging (WA)_Existing_Miscellaneous_Natural Gas_Miscellaneous_E6 | F2 | Commercial | Lodging (WA) | Existing | Miscellaneous | Natural Gas | Miscellaneous | E6 | RVT - Cost of Operation | 0 | 0 | 0 | 0 | 0 | 0 | 0 | 0 | 0 | 0 | 0 | 0 | 0 | 0 | 0 | 0 | 0 | 0 | 0 | 0 | 0 | 0 | 0 | 0 | 0 | 0 | 0
F2_Commercial_Lodging (WA)_Existing_Miscellaneous_Natural Gas_Miscellaneous_E7 | F2 | Commercial | Lodging (WA) | Existing | Miscellaneous | Natural Gas | Miscellaneous | E7 | RVT - Cost of Operation | 0 | 0 | 0 | 0 | 0 | 0 | 0 | 0 | 0 | 0 | 0 | 0 | 0 | 0 | 0 | 0 | 0 | 0 | 0 | 0 | 0 | 0 | 0 | 0 | 0 | 0 | 0
F2_Commercial_Lodging (WA)_Existing_Miscellaneous_Natural Gas_Miscellaneous_E8 | F2 | Commercial | Lodging (WA) | Existing | Miscellaneous | Natural Gas | Miscellaneous | E8 | RVT - Cost of Operation | 0 | 0 | 0 | 0 | 0 | 0 | 0 | 0 | 0 | 0 | 0 | 0 | 0 | 0 | 0 | 0 | 0 | 0 | 0 | 0 | 0 | 0 | 0 | 0 | 0 | 0 | 0
F2_Commercial_Lodging (WA)_Existing_Miscellaneous_Natural Gas_Miscellaneous_E9 | F2 | Commercial | Lodging (WA) | Existing | Miscellaneous | Natural Gas | Miscellaneous | E9 | RVT - Cost of Operation | 0 | 0 | 0 | 0 | 0 | 0 | 0 | 0 | 0 | 0 | 0 | 0 | 0 | 0 | 0 | 0 | 0 | 0 | 0 | 0 | 0 | 0 | 0 | 0 | 0 | 0 | 0
F2_Commercial_Lodging (WA)_Existing_Miscellaneous_Natural Gas_Miscellaneous_E10 | F2 | Commercial | Lodging (WA) | Existing | Miscellaneous | Natural Gas | Miscellaneous | E10 | RVT - Cost of Operation | 0 | 0 | 0 | 0 | 0 | 0 | 0 | 0 | 0 | 0 | 0 | 0 | 0 | 0 | 0 | 0 | 0 | 0 | 0 | 0 | 0 | 0 | 0 | 0 | 0 | 0 | 0
F3_Commercial_Lodging (WA)_Existing_Miscellaneous_Natural Gas_Miscellaneous_E1 | F3 | Commercial | Lodging (WA) | Existing | Miscellaneous | Natural Gas | Miscellaneous | E1 | System - kBTUs of Consumption | 2.1446 | 2.1446 | 2.1446 | 2.1446 | 2.1446 | 2.1446 | 2.1446 | 2.1446 | 2.1446 | 2.1446 | 2.1446 | 2.1446 | 2.1446 | 2.1446 | 2.1446 | 2.1446 | 2.1446 | 2.1446 | 2.1446 | 2.1446 | 2.1446 | 2.1446 | 2.1446 | 2.1446 | 2.1446 | 2.1446 | 2.1446
F3_Commercial_Lodging (WA)_Existing_Miscellaneous_Natural Gas_Miscellaneous_E2 | F3 | Commercial | Lodging (WA) | Existing | Miscellaneous | Natural Gas | Miscellaneous | E2 | System - kBTUs of Consumption | 0 | 0 | 0 | 0 | 0 | 0 | 0 | 0 | 0 | 0 | 0 | 0 | 0 | 0 | 0 | 0 | 0 | 0 | 0 | 0 | 0 | 0 | 0 | 0 | 0 | 0 | 0
F3_Commercial_Lodging (WA)_Existing_Miscellaneous_Natural Gas_Miscellaneous_E3 | F3 | Commercial | Lodging (WA) | Existing | Miscellaneous | Natural Gas | Miscellaneous | E3 | System - kBTUs of Consumption | 0 | 0 | 0 | 0 | 0 | 0 | 0 | 0 | 0 | 0 | 0 | 0 | 0 | 0 | 0 | 0 | 0 | 0 | 0 | 0 | 0 | 0 | 0 | 0 | 0 | 0 | 0
F3_Commercial_Lodging (WA)_Existing_Miscellaneous_Natural Gas_Miscellaneous_E4 | F3 | Commercial | Lodging (WA) | Existing | Miscellaneous | Natural Gas | Miscellaneous | E4 | System - kBTUs of Consumption | 0 | 0 | 0 | 0 | 0 | 0 | 0 | 0 | 0 | 0 | 0 | 0 | 0 | 0 | 0 | 0 | 0 | 0 | 0 | 0 | 0 | 0 | 0 | 0 | 0 | 0 | 0
F3_Commercial_Lodging (WA)_Existing_Miscellaneous_Natural Gas_Miscellaneous_E5 | F3 | Commercial | Lodging (WA) | Existing | Miscellaneous | Natural Gas | Miscellaneous | E5 | System - kBTUs of Consumption | 0 | 0 | 0 | 0 | 0 | 0 | 0 | 0 | 0 | 0 | 0 | 0 | 0 | 0 | 0 | 0 | 0 | 0 | 0 | 0 | 0 | 0 | 0 | 0 | 0 | 0 | 0
F3_Commercial_Lodging (WA)_Existing_Miscellaneous_Natural Gas_Miscellaneous_E6 | F3 | Commercial | Lodging (WA) | Existing | Miscellaneous | Natural Gas | Miscellaneous | E6 | System - kBTUs of Consumption | 0 | 0 | 0 | 0 | 0 | 0 | 0 | 0 | 0 | 0 | 0 | 0 | 0 | 0 | 0 | 0 | 0 | 0 | 0 | 0 | 0 | 0 | 0 | 0 | 0 | 0 | 0
F3_Commercial_Lodging (WA)_Existing_Miscellaneous_Natural Gas_Miscellaneous_E7 | F3 | Commercial | Lodging (WA) | Existing | Miscellaneous | Natural Gas | Miscellaneous | E7 | System - kBTUs of Consumption | 0 | 0 | 0 | 0 | 0 | 0 | 0 | 0 | 0 | 0 | 0 | 0 | 0 | 0 | 0 | 0 | 0 | 0 | 0 | 0 | 0 | 0 | 0 | 0 | 0 | 0 | 0
F3_Commercial_Lodging (WA)_Existing_Miscellaneous_Natural Gas_Miscellaneous_E8 | F3 | Commercial | Lodging (WA) | Existing | Miscellaneous | Natural Gas | Miscellaneous | E8 | System - kBTUs of Consumption | 0 | 0 | 0 | 0 | 0 | 0 | 0 | 0 | 0 | 0 | 0 | 0 | 0 | 0 | 0 | 0 | 0 | 0 | 0 | 0 | 0 | 0 | 0 | 0 | 0 | 0 | 0
F3_Commercial_Lodging (WA)_Existing_Miscellaneous_Natural Gas_Miscellaneous_E9 | F3 | Commercial | Lodging (WA) | Existing | Miscellaneous | Natural Gas | Miscellaneous | E9 | System - kBTUs of Consumption | 0 | 0 | 0 | 0 | 0 | 0 | 0 | 0 | 0 | 0 | 0 | 0 | 0 | 0 | 0 | 0 | 0 | 0 | 0 | 0 | 0 | 0 | 0 | 0 | 0 | 0 | 0
F3_Commercial_Lodging (WA)_Existing_Miscellaneous_Natural Gas_Miscellaneous_E10 | F3 | Commercial | Lodging (WA) | Existing | Miscellaneous | Natural Gas | Miscellaneous | E10 | System - kBTUs of Consumption | 0 | 0 | 0 | 0 | 0 | 0 | 0 | 0 | 0 | 0 | 0 | 0 | 0 | 0 | 0 | 0 | 0 | 0 | 0 | 0 | 0 | 0 | 0 | 0 | 0 | 0 | 0
F4_Commercial_Lodging (WA)_Existing_Miscellaneous_Natural Gas_Miscellaneous_E1 | F4 | Commercial | Lodging (WA) | Existing | Miscellaneous | Natural Gas | Miscellaneous | E1 | Utility - Cost of Equipment | 0.0053086 | 0.0053086 | 0.0053086 | 0.0053086 | 0.0053086 | 0.0053086 | 0.0053086 | 0.0053086 | 0.0053086 | 0.0053086 | 0.0053086 | 0.0053086 | 0.0053086 | 0.0053086 | 0.0053086 | 0.0053086 | 0.0053086 | 0.0053086 | 0.0053086 | 0.0053086 | 0.0053086 | 0.0053086 | 0.0053086 | 0.0053086 | 0.0053086 | 0.0053086 | 0.0053086
F4_Commercial_Lodging (WA)_Existing_Miscellaneous_Natural Gas_Miscellaneous_E2 | F4 | Commercial | Lodging (WA) | Existing | Miscellaneous | Natural Gas | Miscellaneous | E2 | Utility - Cost of Equipment | 0 | 0 | 0 | 0 | 0 | 0 | 0 | 0 | 0 | 0 | 0 | 0 | 0 | 0 | 0 | 0 | 0 | 0 | 0 | 0 | 0 | 0 | 0 | 0 | 0 | 0 | 0
F4_Commercial_Lodging (WA)_Existing_Miscellaneous_Natural Gas_Miscellaneous_E3 | F4 | Commercial | Lodging (WA) | Existing | Miscellaneous | Natural Gas | Miscellaneous | E3 | Utility - Cost of Equipment | 0 | 0 | 0 | 0 | 0 | 0 | 0 | 0 | 0 | 0 | 0 | 0 | 0 | 0 | 0 | 0 | 0 | 0 | 0 | 0 | 0 | 0 | 0 | 0 | 0 | 0 | 0
F4_Commercial_Lodging (WA)_Existing_Miscellaneous_Natural Gas_Miscellaneous_E4 | F4 | Commercial | Lodging (WA) | Existing | Miscellaneous | Natural Gas | Miscellaneous | E4 | Utility - Cost of Equipment | 0 | 0 | 0 | 0 | 0 | 0 | 0 | 0 | 0 | 0 | 0 | 0 | 0 | 0 | 0 | 0 | 0 | 0 | 0 | 0 | 0 | 0 | 0 | 0 | 0 | 0 | 0
F4_Commercial_Lodging (WA)_Existing_Miscellaneous_Natural Gas_Miscellaneous_E5 | F4 | Commercial | Lodging (WA) | Existing | Miscellaneous | Natural Gas | Miscellaneous | E5 | Utility - Cost of Equipment | 0 | 0 | 0 | 0 | 0 | 0 | 0 | 0 | 0 | 0 | 0 | 0 | 0 | 0 | 0 | 0 | 0 | 0 | 0 | 0 | 0 | 0 | 0 | 0 | 0 | 0 | 0
F4_Commercial_Lodging (WA)_Existing_Miscellaneous_Natural Gas_Miscellaneous_E6 | F4 | Commercial | Lodging (WA) | Existing | Miscellaneous | Natural Gas | Miscellaneous | E6 | Utility - Cost of Equipment | 0 | 0 | 0 | 0 | 0 | 0 | 0 | 0 | 0 | 0 | 0 | 0 | 0 | 0 | 0 | 0 | 0 | 0 | 0 | 0 | 0 | 0 | 0 | 0 | 0 | 0 | 0
F4_Commercial_Lodging (WA)_Existing_Miscellaneous_Natural Gas_Miscellaneous_E7 | F4 | Commercial | Lodging (WA) | Existing | Miscellaneous | Natural Gas | Miscellaneous | E7 | Utility - Cost of Equipment | 0 | 0 | 0 | 0 | 0 | 0 | 0 | 0 | 0 | 0 | 0 | 0 | 0 | 0 | 0 | 0 | 0 | 0 | 0 | 0 | 0 | 0 | 0 | 0 | 0 | 0 | 0
F4_Commercial_Lodging (WA)_Existing_Miscellaneous_Natural Gas_Miscellaneous_E8 | F4 | Commercial | Lodging (WA) | Existing | Miscellaneous | Natural Gas | Miscellaneous | E8 | Utility - Cost of Equipment | 0 | 0 | 0 | 0 | 0 | 0 | 0 | 0 | 0 | 0 | 0 | 0 | 0 | 0 | 0 | 0 | 0 | 0 | 0 | 0 | 0 | 0 | 0 | 0 | 0 | 0 | 0
F4_Commercial_Lodging (WA)_Existing_Miscellaneous_Natural Gas_Miscellaneous_E9 | F4 | Commercial | Lodging (WA) | Existing | Miscellaneous | Natural Gas | Miscellaneous | E9 | Utility - Cost of Equipment | 0 | 0 | 0 | 0 | 0 | 0 | 0 | 0 | 0 | 0 | 0 | 0 | 0 | 0 | 0 | 0 | 0 | 0 | 0 | 0 | 0 | 0 | 0 | 0 | 0 | 0 | 0
F4_Commercial_Lodging (WA)_Existing_Miscellaneous_Natural Gas_Miscellaneous_E10 | F4 | Commercial | Lodging (WA) | Existing | Miscellaneous | Natural Gas | Miscellaneous | E10 | Utility - Cost of Equipment | 0 | 0 | 0 | 0 | 0 | 0 | 0 | 0 | 0 | 0 | 0 | 0 | 0 | 0 | 0 | 0 | 0 | 0 | 0 | 0 | 0 | 0 | 0 | 0 | 0 | 0 | 0
F5_Commercial_Lodging (WA)_Existing_Miscellaneous_Natural Gas_Miscellaneous_E1 | F5 | Commercial | Lodging (WA) | Existing | Miscellaneous | Natural Gas | Miscellaneous | E1 | Utility - Cost of Operation | 0.006997 | 0.0070417 | 0.0071319 | 0.0072817 | 0.0075076 | 0.0078684 | 0.0082653 | 0.008675 | 0.0090872 | 0.0095253 | 0.0098328 | 0.010122 | 0.010466 | 0.010807 | 0.011094 | 0.011346 | 0.011546 | 0.011737 | 0.01195 | 0.012146 | 0.01235 | 0.012567 | 0.012784 | 0.013011 | 0.013242 | 0.013477 | 0.013717
F5_Commercial_Lodging (WA)_Existing_Miscellaneous_Natural Gas_Miscellaneous_E2 | F5 | Commercial | Lodging (WA) | Existing | Miscellaneous | Natural Gas | Miscellaneous | E2 | Utility - Cost of Operation | 0 | 0 | 0 | 0 | 0 | 0 | 0 | 0 | 0 | 0 | 0 | 0 | 0 | 0 | 0 | 0 | 0 | 0 | 0 | 0 | 0 | 0 | 0 | 0 | 0 | 0 | 0
F5_Commercial_Lodging (WA)_Existing_Miscellaneous_Natural Gas_Miscellaneous_E3 | F5 | Commercial | Lodging (WA) | Existing | Miscellaneous | Natural Gas | Miscellaneous | E3 | Utility - Cost of Operation | 0 | 0 | 0 | 0 | 0 | 0 | 0 | 0 | 0 | 0 | 0 | 0 | 0 | 0 | 0 | 0 | 0 | 0 | 0 | 0 | 0 | 0 | 0 | 0 | 0 | 0 | 0
F5_Commercial_Lodging (WA)_Existing_Miscellaneous_Natural Gas_Miscellaneous_E4 | F5 | Commercial | Lodging (WA) | Existing | Miscellaneous | Natural Gas | Miscellaneous | E4 | Utility - Cost of Operation | 0 | 0 | 0 | 0 | 0 | 0 | 0 | 0 | 0 | 0 | 0 | 0 | 0 | 0 | 0 | 0 | 0 | 0 | 0 | 0 | 0 | 0 | 0 | 0 | 0 | 0 | 0
F5_Commercial_Lodging (WA)_Existing_Miscellaneous_Natural Gas_Miscellaneous_E5 | F5 | Commercial | Lodging (WA) | Existing | Miscellaneous | Natural Gas | Miscellaneous | E5 | Utility - Cost of Operation | 0 | 0 | 0 | 0 | 0 | 0 | 0 | 0 | 0 | 0 | 0 | 0 | 0 | 0 | 0 | 0 | 0 | 0 | 0 | 0 | 0 | 0 | 0 | 0 | 0 | 0 | 0
F5_Commercial_Lodging (WA)_Existing_Miscellaneous_Natural Gas_Miscellaneous_E6 | F5 | Commercial | Lodging (WA) | Existing | Miscellaneous | Natural Gas | Miscellaneous | E6 | Utility - Cost of Operation | 0 | 0 | 0 | 0 | 0 | 0 | 0 | 0 | 0 | 0 | 0 | 0 | 0 | 0 | 0 | 0 | 0 | 0 | 0 | 0 | 0 | 0 | 0 | 0 | 0 | 0 | 0
F5_Commercial_Lodging (WA)_Existing_Miscellaneous_Natural Gas_Miscellaneous_E7 | F5 | Commercial | Lodging (WA) | Existing | Miscellaneous | Natural Gas | Miscellaneous | E7 | Utility - Cost of Operation | 0 | 0 | 0 | 0 | 0 | 0 | 0 | 0 | 0 | 0 | 0 | 0 | 0 | 0 | 0 | 0 | 0 | 0 | 0 | 0 | 0 | 0 | 0 | 0 | 0 | 0 | 0
F5_Commercial_Lodging (WA)_Existing_Miscellaneous_Natural Gas_Miscellaneous_E8 | F5 | Commercial | Lodging (WA) | Existing | Miscellaneous | Natural Gas | Miscellaneous | E8 | Utility - Cost of Operation | 0 | 0 | 0 | 0 | 0 | 0 | 0 | 0 | 0 | 0 | 0 | 0 | 0 | 0 | 0 | 0 | 0 | 0 | 0 | 0 | 0 | 0 | 0 | 0 | 0 | 0 | 0
F5_Commercial_Lodging (WA)_Existing_Miscellaneous_Natural Gas_Miscellaneous_E9 | F5 | Commercial | Lodging (WA) | Existing | Miscellaneous | Natural Gas | Miscellaneous | E9 | Utility - Cost of Operation | 0 | 0 | 0 | 0 | 0 | 0 | 0 | 0 | 0 | 0 | 0 | 0 | 0 | 0 | 0 | 0 | 0 | 0 | 0 | 0 | 0 | 0 | 0 | 0 | 0 | 0 | 0
F5_Commercial_Lodging (WA)_Existing_Miscellaneous_Natural Gas_Miscellaneous_E10 | F5 | Commercial | Lodging (WA) | Existing | Miscellaneous | Natural Gas | Miscellaneous | E10 | Utility - Cost of Operation | 0 | 0 | 0 | 0 | 0 | 0 | 0 | 0 | 0 | 0 | 0 | 0 | 0 | 0 | 0 | 0 | 0 | 0 | 0 | 0 | 0 | 0 | 0 | 0 | 0 | 0 | 0
F6_Commercial_Lodging (WA)_Existing_Miscellaneous_Natural Gas_Miscellaneous_E1 | F6 | Commercial | Lodging (WA) | Existing | Miscellaneous | Natural Gas | Miscellaneous | E1 | Utility - Value of Sales | 0.0083964 | 0.0084501 | 0.0085398 | 0.0086793 | 0.008885 | 0.0092239 | 0.0095725 | 0.0098981 | 0.010183 | 0.010478 | 0.010816 | 0.011134 | 0.011513 | 0.011876 | 0.012165 | 0.012399 | 0.012556 | 0.012683 | 0.012809 | 0.01289 | 0.012968 | 0.013195 | 0.013423 | 0.013662 | 0.013904 | 0.014151 | 0.014403
F6_Commercial_Lodging (WA)_Existing_Miscellaneous_Natural Gas_Miscellaneous_E2 | F6 | Commercial | Lodging (WA) | Existing | Miscellaneous | Natural Gas | Miscellaneous | E2 | Utility - Value of Sales | 0 | 0 | 0 | 0 | 0 | 0 | 0 | 0 | 0 | 0 | 0 | 0 | 0 | 0 | 0 | 0 | 0 | 0 | 0 | 0 | 0 | 0 | 0 | 0 | 0 | 0 | 0
F6_Commercial_Lodging (WA)_Existing_Miscellaneous_Natural Gas_Miscellaneous_E3 | F6 | Commercial | Lodging (WA) | Existing | Miscellaneous | Natural Gas | Miscellaneous | E3 | Utility - Value of Sales | 0 | 0 | 0 | 0 | 0 | 0 | 0 | 0 | 0 | 0 | 0 | 0 | 0 | 0 | 0 | 0 | 0 | 0 | 0 | 0 | 0 | 0 | 0 | 0 | 0 | 0 | 0
F6_Commercial_Lodging (WA)_Existing_Miscellaneous_Natural Gas_Miscellaneous_E4 | F6 | Commercial | Lodging (WA) | Existing | Miscellaneous | Natural Gas | Miscellaneous | E4 | Utility - Value of Sales | 0 | 0 | 0 | 0 | 0 | 0 | 0 | 0 | 0 | 0 | 0 | 0 | 0 | 0 | 0 | 0 | 0 | 0 | 0 | 0 | 0 | 0 | 0 | 0 | 0 | 0 | 0
F6_Commercial_Lodging (WA)_Existing_Miscellaneous_Natural Gas_Miscellaneous_E5 | F6 | Commercial | Lodging (WA) | Existing | Miscellaneous | Natural Gas | Miscellaneous | E5 | Utility - Value of Sales | 0 | 0 | 0 | 0 | 0 | 0 | 0 | 0 | 0 | 0 | 0 | 0 | 0 | 0 | 0 | 0 | 0 | 0 | 0 | 0 | 0 | 0 | 0 | 0 | 0 | 0 | 0
F6_Commercial_Lodging (WA)_Existing_Miscellaneous_Natural Gas_Miscellaneous_E6 | F6 | Commercial | Lodging (WA) | Existing | Miscellaneous | Natural Gas | Miscellaneous | E6 | Utility - Value of Sales | 0 | 0 | 0 | 0 | 0 | 0 | 0 | 0 | 0 | 0 | 0 | 0 | 0 | 0 | 0 | 0 | 0 | 0 | 0 | 0 | 0 | 0 | 0 | 0 | 0 | 0 | 0
F6_Commercial_Lodging (WA)_Existing_Miscellaneous_Natural Gas_Miscellaneous_E7 | F6 | Commercial | Lodging (WA) | Existing | Miscellaneous | Natural Gas | Miscellaneous | E7 | Utility - Value of Sales | 0 | 0 | 0 | 0 | 0 | 0 | 0 | 0 | 0 | 0 | 0 | 0 | 0 | 0 | 0 | 0 | 0 | 0 | 0 | 0 | 0 | 0 | 0 | 0 | 0 | 0 | 0
F6_Commercial_Lodging (WA)_Existing_Miscellaneous_Natural Gas_Miscellaneous_E8 | F6 | Commercial | Lodging (WA) | Existing | Miscellaneous | Natural Gas | Miscellaneous | E8 | Utility - Value of Sales | 0 | 0 | 0 | 0 | 0 | 0 | 0 | 0 | 0 | 0 | 0 | 0 | 0 | 0 | 0 | 0 | 0 | 0 | 0 | 0 | 0 | 0 | 0 | 0 | 0 | 0 | 0
F6_Commercial_Lodging (WA)_Existing_Miscellaneous_Natural Gas_Miscellaneous_E9 | F6 | Commercial | Lodging (WA) | Existing | Miscellaneous | Natural Gas | Miscellaneous | E9 | Utility - Value of Sales | 0 | 0 | 0 | 0 | 0 | 0 | 0 | 0 | 0 | 0 | 0 | 0 | 0 | 0 | 0 | 0 | 0 | 0 | 0 | 0 | 0 | 0 | 0 | 0 | 0 | 0 | 0
F6_Commercial_Lodging (WA)_Existing_Miscellaneous_Natural Gas_Miscellaneous_E10 | F6 | Commercial | Lodging (WA) | Existing | Miscellaneous | Natural Gas | Miscellaneous | E10 | Utility - Value of Sales | 0 | 0 | 0 | 0 | 0 | 0 | 0 | 0 | 0 | 0 | 0 | 0 | 0 | 0 | 0 | 0 | 0 | 0 | 0 | 0 | 0 | 0 | 0 | 0 | 0 | 0 | 0
F1_Commercial_Lodging (WA)_New_Space Heating_Natural Gas_Furnace_E1 | F1 | Commercial | Lodging (WA) | New | Space Heating | Natural Gas | Furnace | E1 | RVT - Cost of Equipment | 0.062162 | 0.062162 | 0.062162 | 0.062162 | 0.062162 | 0.062162 | 0.062162 | 0.062162 | 0.062162 | 0.062162 | 0.062162 | 0.062162 | 0.062162 | 0.062162 | 0.062162 | 0.062162 | 0.062162 | 0.062162 | 0.062162 | 0.062162 | 0.062162 | 0.062162 | 0.062162 | 0.062162 | 0.062162 | 0.062162 | 0.062162
F1_Commercial_Lodging (WA)_New_Space Heating_Natural Gas_Furnace_E2 | F1 | Commercial | Lodging (WA) | New | Space Heating | Natural Gas | Furnace | E2 | RVT - Cost of Equipment | 0.12565 | 0.12565 | 0.12565 | 0.12565 | 0.12565 | 0.12565 | 0.12565 | 0.12565 | 0.12565 | 0.12565 | 0.12565 | 0.12565 | 0.12565 | 0.12565 | 0.12565 | 0.12565 | 0.12565 | 0.12565 | 0.12565 | 0.12565 | 0.12565 | 0.12565 | 0.12565 | 0.12565 | 0.12565 | 0.12565 | 0.12565
F1_Commercial_Lodging (WA)_New_Space Heating_Natural Gas_Furnace_E3 | F1 | Commercial | Lodging (WA) | New | Space Heating | Natural Gas | Furnace | E3 | RVT - Cost of Equipment | 0.07638 | 0.07638 | 0.07638 | 0.07638 | 0.07638 | 0.07638 | 0.07638 | 0.07638 | 0.07638 | 0.07638 | 0.07638 | 0.07638 | 0.07638 | 0.07638 | 0.07638 | 0.07638 | 0.07638 | 0.07638 | 0.07638 | 0.07638 | 0.07638 | 0.07638 | 0.07638 | 0.07638 | 0.07638 | 0.07638 | 0.07638
F1_Commercial_Lodging (WA)_New_Space Heating_Natural Gas_Furnace_E4 | F1 | Commercial | Lodging (WA) | New | Space Heating | Natural Gas | Furnace | E4 | RVT - Cost of Equipment | 0 | 0 | 0 | 0 | 0 | 0 | 0 | 0 | 0 | 0 | 0 | 0 | 0 | 0 | 0 | 0 | 0 | 0 | 0 | 0 | 0 | 0 | 0 | 0 | 0 | 0 | 0
F1_Commercial_Lodging (WA)_New_Space Heating_Natural Gas_Furnace_E5 | F1 | Commercial | Lodging (WA) | New | Space Heating | Natural Gas | Furnace | E5 | RVT - Cost of Equipment | 0 | 0 | 0 | 0 | 0 | 0 | 0 | 0 | 0 | 0 | 0 | 0 | 0 | 0 | 0 | 0 | 0 | 0 | 0 | 0 | 0 | 0 | 0 | 0 | 0 | 0 | 0
F1_Commercial_Lodging (WA)_New_Space Heating_Natural Gas_Furnace_E6 | F1 | Commercial | Lodging (WA) | New | Space Heating | Natural Gas | Furnace | E6 | RVT - Cost of Equipment | 0 | 0 | 0 | 0 | 0 | 0 | 0 | 0 | 0 | 0 | 0 | 0 | 0 | 0 | 0 | 0 | 0 | 0 | 0 | 0 | 0 | 0 | 0 | 0 | 0 | 0 | 0
F1_Commercial_Lodging (WA)_New_Space Heating_Natural Gas_Furnace_E7 | F1 | Commercial | Lodging (WA) | New | Space Heating | Natural Gas | Furnace | E7 | RVT - Cost of Equipment | 0 | 0 | 0 | 0 | 0 | 0 | 0 | 0 | 0 | 0 | 0 | 0 | 0 | 0 | 0 | 0 | 0 | 0 | 0 | 0 | 0 | 0 | 0 | 0 | 0 | 0 | 0
F1_Commercial_Lodging (WA)_New_Space Heating_Natural Gas_Furnace_E8 | F1 | Commercial | Lodging (WA) | New | Space Heating | Natural Gas | Furnace | E8 | RVT - Cost of Equipment | 0 | 0 | 0 | 0 | 0 | 0 | 0 | 0 | 0 | 0 | 0 | 0 | 0 | 0 | 0 | 0 | 0 | 0 | 0 | 0 | 0 | 0 | 0 | 0 | 0 | 0 | 0
F1_Commercial_Lodging (WA)_New_Space Heating_Natural Gas_Furnace_E9 | F1 | Commercial | Lodging (WA) | New | Space Heating | Natural Gas | Furnace | E9 | RVT - Cost of Equipment | 0 | 0 | 0 | 0 | 0 | 0 | 0 | 0 | 0 | 0 | 0 | 0 | 0 | 0 | 0 | 0 | 0 | 0 | 0 | 0 | 0 | 0 | 0 | 0 | 0 | 0 | 0
F1_Commercial_Lodging (WA)_New_Space Heating_Natural Gas_Furnace_E10 | F1 | Commercial | Lodging (WA) | New | Space Heating | Natural Gas | Furnace | E10 | RVT - Cost of Equipment | 0 | 0 | 0 | 0 | 0 | 0 | 0 | 0 | 0 | 0 | 0 | 0 | 0 | 0 | 0 | 0 | 0 | 0 | 0 | 0 | 0 | 0 | 0 | 0 | 0 | 0 | 0
F2_Commercial_Lodging (WA)_New_Space Heating_Natural Gas_Furnace_E1 | F2 | Commercial | Lodging (WA) | New | Space Heating | Natural Gas | Furnace | E1 | RVT - Cost of Operation | 0.12028 | 0.12128 | 0.12294 | 0.12486 | 0.12707 | 0.13065 | 0.13421 | 0.13794 | 0.1412 | 0.14437 | 0.14796 | 0.1511 | 0.15459 | 0.15819 | 0.1614 | 0.16447 | 0.16718 | 0.16994 | 0.17281 | 0.17571 | 0.17862 | 0.18251 | 0.18713 | 0.1911 | 0.19516 | 0.1993 | 0.20353
F2_Commercial_Lodging (WA)_New_Space Heating_Natural Gas_Furnace_E2 | F2 | Commercial | Lodging (WA) | New | Space Heating | Natural Gas | Furnace | E2 | RVT - Cost of Operation | 0.10691 | 0.1078 | 0.10928 | 0.11099 | 0.11295 | 0.11613 | 0.1193 | 0.12261 | 0.12551 | 0.12833 | 0.13152 | 0.13431 | 0.13741 | 0.14061 | 0.14346 | 0.14619 | 0.1486 | 0.15106 | 0.15361 | 0.15618 | 0.15877 | 0.16223 | 0.16633 | 0.16986 | 0.17347 | 0.17715 | 0.18091
F2_Commercial_Lodging (WA)_New_Space Heating_Natural Gas_Furnace_E3 | F2 | Commercial | Lodging (WA) | New | Space Heating | Natural Gas | Furnace | E3 | RVT - Cost of Operation | 0.10024 | 0.10107 | 0.10246 | 0.10406 | 0.10589 | 0.10888 | 0.11185 | 0.11495 | 0.11767 | 0.12031 | 0.12331 | 0.12592 | 0.12883 | 0.13183 | 0.1345 | 0.13706 | 0.13932 | 0.14163 | 0.14402 | 0.14643 | 0.14885 | 0.1521 | 0.15595 | 0.15926 | 0.16264 | 0.16609 | 0.16962
F2_Commercial_Lodging (WA)_New_Space Heating_Natural Gas_Furnace_E4 | F2 | Commercial | Lodging (WA) | New | Space Heating | Natural Gas | Furnace | E4 | RVT - Cost of Operation | 0 | 0 | 0 | 0 | 0 | 0 | 0 | 0 | 0 | 0 | 0 | 0 | 0 | 0 | 0 | 0 | 0 | 0 | 0 | 0 | 0 | 0 | 0 | 0 | 0 | 0 | 0
F2_Commercial_Lodging (WA)_New_Space Heating_Natural Gas_Furnace_E5 | F2 | Commercial | Lodging (WA) | New | Space Heating | Natural Gas | Furnace | E5 | RVT - Cost of Operation | 0 | 0 | 0 | 0 | 0 | 0 | 0 | 0 | 0 | 0 | 0 | 0 | 0 | 0 | 0 | 0 | 0 | 0 | 0 | 0 | 0 | 0 | 0 | 0 | 0 | 0 | 0
F2_Commercial_Lodging (WA)_New_Space Heating_Natural Gas_Furnace_E6 | F2 | Commercial | Lodging (WA) | New | Space Heating | Natural Gas | Furnace | E6 | RVT - Cost of Operation | 0 | 0 | 0 | 0 | 0 | 0 | 0 | 0 | 0 | 0 | 0 | 0 | 0 | 0 | 0 | 0 | 0 | 0 | 0 | 0 | 0 | 0 | 0 | 0 | 0 | 0 | 0
F2_Commercial_Lodging (WA)_New_Space Heating_Natural Gas_Furnace_E7 | F2 | Commercial | Lodging (WA) | New | Space Heating | Natural Gas | Furnace | E7 | RVT - Cost of Operation | 0 | 0 | 0 | 0 | 0 | 0 | 0 | 0 | 0 | 0 | 0 | 0 | 0 | 0 | 0 | 0 | 0 | 0 | 0 | 0 | 0 | 0 | 0 | 0 | 0 | 0 | 0
F2_Commercial_Lodging (WA)_New_Space Heating_Natural Gas_Furnace_E8 | F2 | Commercial | Lodging (WA) | New | Space Heating | Natural Gas | Furnace | E8 | RVT - Cost of Operation | 0 | 0 | 0 | 0 | 0 | 0 | 0 | 0 | 0 | 0 | 0 | 0 | 0 | 0 | 0 | 0 | 0 | 0 | 0 | 0 | 0 | 0 | 0 | 0 | 0 | 0 | 0
F2_Commercial_Lodging (WA)_New_Space Heating_Natural Gas_Furnace_E9 | F2 | Commercial | Lodging (WA) | New | Space Heating | Natural Gas | Furnace | E9 | RVT - Cost of Operation | 0 | 0 | 0 | 0 | 0 | 0 | 0 | 0 | 0 | 0 | 0 | 0 | 0 | 0 | 0 | 0 | 0 | 0 | 0 | 0 | 0 | 0 | 0 | 0 | 0 | 0 | 0
F2_Commercial_Lodging (WA)_New_Space Heating_Natural Gas_Furnace_E10 | F2 | Commercial | Lodging (WA) | New | Space Heating | Natural Gas | Furnace | E10 | RVT - Cost of Operation | 0 | 0 | 0 | 0 | 0 | 0 | 0 | 0 | 0 | 0 | 0 | 0 | 0 | 0 | 0 | 0 | 0 | 0 | 0 | 0 | 0 | 0 | 0 | 0 | 0 | 0 | 0
F3_Commercial_Lodging (WA)_New_Space Heating_Natural Gas_Furnace_E1 | F3 | Commercial | Lodging (WA) | New | Space Heating | Natural Gas | Furnace | E1 | System - kBTUs of Consumption | 26.469 | 26.4026 | 26.4026 | 26.4026 | 26.4026 | 26.4026 | 26.4026 | 26.4026 | 26.4026 | 26.4026 | 26.4026 | 26.4026 | 26.4026 | 26.4026 | 26.4026 | 26.4026 | 26.4026 | 26.4026 | 26.4026 | 26.4026 | 26.4026 | 26.4026 | 26.4026 | 26.4026 | 26.4026 | 26.4026 | 26.4026
F3_Commercial_Lodging (WA)_New_Space Heating_Natural Gas_Furnace_E2 | F3 | Commercial | Lodging (WA) | New | Space Heating | Natural Gas | Furnace | E2 | System - kBTUs of Consumption | 23.5274 | 23.4683 | 23.4683 | 23.4683 | 23.4683 | 23.4683 | 23.4683 | 23.4683 | 23.4683 | 23.4683 | 23.4683 | 23.4683 | 23.4683 | 23.4683 | 23.4683 | 23.4683 | 23.4683 | 23.4683 | 23.4683 | 23.4683 | 23.4683 | 23.4683 | 23.4683 | 23.4683 | 23.4683 | 23.4683 | 23.4683
F3_Commercial_Lodging (WA)_New_Space Heating_Natural Gas_Furnace_E3 | F3 | Commercial | Lodging (WA) | New | Space Heating | Natural Gas | Furnace | E3 | System - kBTUs of Consumption | 22.0585 | 22.0031 | 22.0031 | 22.0031 | 22.0031 | 22.0031 | 22.0031 | 22.0031 | 22.0031 | 22.0031 | 22.0031 | 22.0031 | 22.0031 | 22.0031 | 22.0031 | 22.0031 | 22.0031 | 22.0031 | 22.0031 | 22.0031 | 22.0031 | 22.0031 | 22.0031 | 22.0031 | 22.0031 | 22.0031 | 22.0031
F3_Commercial_Lodging (WA)_New_Space Heating_Natural Gas_Furnace_E4 | F3 | Commercial | Lodging (WA) | New | Space Heating | Natural Gas | Furnace | E4 | System - kBTUs of Consumption | 0 | 0 | 0 | 0 | 0 | 0 | 0 | 0 | 0 | 0 | 0 | 0 | 0 | 0 | 0 | 0 | 0 | 0 | 0 | 0 | 0 | 0 | 0 | 0 | 0 | 0 | 0
F3_Commercial_Lodging (WA)_New_Space Heating_Natural Gas_Furnace_E5 | F3 | Commercial | Lodging (WA) | New | Space Heating | Natural Gas | Furnace | E5 | System - kBTUs of Consumption | 0 | 0 | 0 | 0 | 0 | 0 | 0 | 0 | 0 | 0 | 0 | 0 | 0 | 0 | 0 | 0 | 0 | 0 | 0 | 0 | 0 | 0 | 0 | 0 | 0 | 0 | 0
F3_Commercial_Lodging (WA)_New_Space Heating_Natural Gas_Furnace_E6 | F3 | Commercial | Lodging (WA) | New | Space Heating | Natural Gas | Furnace | E6 | System - kBTUs of Consumption | 0 | 0 | 0 | 0 | 0 | 0 | 0 | 0 | 0 | 0 | 0 | 0 | 0 | 0 | 0 | 0 | 0 | 0 | 0 | 0 | 0 | 0 | 0 | 0 | 0 | 0 | 0
F3_Commercial_Lodging (WA)_New_Space Heating_Natural Gas_Furnace_E7 | F3 | Commercial | Lodging (WA) | New | Space Heating | Natural Gas | Furnace | E7 | System - kBTUs of Consumption | 0 | 0 | 0 | 0 | 0 | 0 | 0 | 0 | 0 | 0 | 0 | 0 | 0 | 0 | 0 | 0 | 0 | 0 | 0 | 0 | 0 | 0 | 0 | 0 | 0 | 0 | 0
F3_Commercial_Lodging (WA)_New_Space Heating_Natural Gas_Furnace_E8 | F3 | Commercial | Lodging (WA) | New | Space Heating | Natural Gas | Furnace | E8 | System - kBTUs of Consumption | 0 | 0 | 0 | 0 | 0 | 0 | 0 | 0 | 0 | 0 | 0 | 0 | 0 | 0 | 0 | 0 | 0 | 0 | 0 | 0 | 0 | 0 | 0 | 0 | 0 | 0 | 0
F3_Commercial_Lodging (WA)_New_Space Heating_Natural Gas_Furnace_E9 | F3 | Commercial | Lodging (WA) | New | Space Heating | Natural Gas | Furnace | E9 | System - kBTUs of Consumption | 0 | 0 | 0 | 0 | 0 | 0 | 0 | 0 | 0 | 0 | 0 | 0 | 0 | 0 | 0 | 0 | 0 | 0 | 0 | 0 | 0 | 0 | 0 | 0 | 0 | 0 | 0
F3_Commercial_Lodging (WA)_New_Space Heating_Natural Gas_Furnace_E10 | F3 | Commercial | Lodging (WA) | New | Space Heating | Natural Gas | Furnace | E10 | System - kBTUs of Consumption | 0 | 0 | 0 | 0 | 0 | 0 | 0 | 0 | 0 | 0 | 0 | 0 | 0 | 0 | 0 | 0 | 0 | 0 | 0 | 0 | 0 | 0 | 0 | 0 | 0 | 0 | 0
F4_Commercial_Lodging (WA)_New_Space Heating_Natural Gas_Furnace_E1 | F4 | Commercial | Lodging (WA) | New | Space Heating | Natural Gas | Furnace | E1 | Utility - Cost of Equipment | 0.062162 | 0.062162 | 0.062162 | 0.062162 | 0.062162 | 0.062162 | 0.062162 | 0.062162 | 0.062162 | 0.062162 | 0.062162 | 0.062162 | 0.062162 | 0.062162 | 0.062162 | 0.062162 | 0.062162 | 0.062162 | 0.062162 | 0.062162 | 0.062162 | 0.062162 | 0.062162 | 0.062162 | 0.062162 | 0.062162 | 0.062162
F4_Commercial_Lodging (WA)_New_Space Heating_Natural Gas_Furnace_E2 | F4 | Commercial | Lodging (WA) | New | Space Heating | Natural Gas | Furnace | E2 | Utility - Cost of Equipment | 0.12565 | 0.12565 | 0.12565 | 0.12565 | 0.12565 | 0.12565 | 0.12565 | 0.12565 | 0.12565 | 0.12565 | 0.12565 | 0.12565 | 0.12565 | 0.12565 | 0.12565 | 0.12565 | 0.12565 | 0.12565 | 0.12565 | 0.12565 | 0.12565 | 0.12565 | 0.12565 | 0.12565 | 0.12565 | 0.12565 | 0.12565
F4_Commercial_Lodging (WA)_New_Space Heating_Natural Gas_Furnace_E3 | F4 | Commercial | Lodging (WA) | New | Space Heating | Natural Gas | Furnace | E3 | Utility - Cost of Equipment | 0.07638 | 0.07638 | 0.07638 | 0.07638 | 0.07638 | 0.07638 | 0.07638 | 0.07638 | 0.07638 | 0.07638 | 0.07638 | 0.07638 | 0.07638 | 0.07638 | 0.07638 | 0.07638 | 0.07638 | 0.07638 | 0.07638 | 0.07638 | 0.07638 | 0.07638 | 0.07638 | 0.07638 | 0.07638 | 0.07638 | 0.07638
F4_Commercial_Lodging (WA)_New_Space Heating_Natural Gas_Furnace_E4 | F4 | Commercial | Lodging (WA) | New | Space Heating | Natural Gas | Furnace | E4 | Utility - Cost of Equipment | 0 | 0 | 0 | 0 | 0 | 0 | 0 | 0 | 0 | 0 | 0 | 0 | 0 | 0 | 0 | 0 | 0 | 0 | 0 | 0 | 0 | 0 | 0 | 0 | 0 | 0 | 0
F4_Commercial_Lodging (WA)_New_Space Heating_Natural Gas_Furnace_E5 | F4 | Commercial | Lodging (WA) | New | Space Heating | Natural Gas | Furnace | E5 | Utility - Cost of Equipment | 0 | 0 | 0 | 0 | 0 | 0 | 0 | 0 | 0 | 0 | 0 | 0 | 0 | 0 | 0 | 0 | 0 | 0 | 0 | 0 | 0 | 0 | 0 | 0 | 0 | 0 | 0
F4_Commercial_Lodging (WA)_New_Space Heating_Natural Gas_Furnace_E6 | F4 | Commercial | Lodging (WA) | New | Space Heating | Natural Gas | Furnace | E6 | Utility - Cost of Equipment | 0 | 0 | 0 | 0 | 0 | 0 | 0 | 0 | 0 | 0 | 0 | 0 | 0 | 0 | 0 | 0 | 0 | 0 | 0 | 0 | 0 | 0 | 0 | 0 | 0 | 0 | 0
F4_Commercial_Lodging (WA)_New_Space Heating_Natural Gas_Furnace_E7 | F4 | Commercial | Lodging (WA) | New | Space Heating | Natural Gas | Furnace | E7 | Utility - Cost of Equipment | 0 | 0 | 0 | 0 | 0 | 0 | 0 | 0 | 0 | 0 | 0 | 0 | 0 | 0 | 0 | 0 | 0 | 0 | 0 | 0 | 0 | 0 | 0 | 0 | 0 | 0 | 0
F4_Commercial_Lodging (WA)_New_Space Heating_Natural Gas_Furnace_E8 | F4 | Commercial | Lodging (WA) | New | Space Heating | Natural Gas | Furnace | E8 | Utility - Cost of Equipment | 0 | 0 | 0 | 0 | 0 | 0 | 0 | 0 | 0 | 0 | 0 | 0 | 0 | 0 | 0 | 0 | 0 | 0 | 0 | 0 | 0 | 0 | 0 | 0 | 0 | 0 | 0
F4_Commercial_Lodging (WA)_New_Space Heating_Natural Gas_Furnace_E9 | F4 | Commercial | Lodging (WA) | New | Space Heating | Natural Gas | Furnace | E9 | Utility - Cost of Equipment | 0 | 0 | 0 | 0 | 0 | 0 | 0 | 0 | 0 | 0 | 0 | 0 | 0 | 0 | 0 | 0 | 0 | 0 | 0 | 0 | 0 | 0 | 0 | 0 | 0 | 0 | 0
F4_Commercial_Lodging (WA)_New_Space Heating_Natural Gas_Furnace_E10 | F4 | Commercial | Lodging (WA) | New | Space Heating | Natural Gas | Furnace | E10 | Utility - Cost of Equipment | 0 | 0 | 0 | 0 | 0 | 0 | 0 | 0 | 0 | 0 | 0 | 0 | 0 | 0 | 0 | 0 | 0 | 0 | 0 | 0 | 0 | 0 | 0 | 0 | 0 | 0 | 0
F5_Commercial_Lodging (WA)_New_Space Heating_Natural Gas_Furnace_E1 | F5 | Commercial | Lodging (WA) | New | Space Heating | Natural Gas | Furnace | E1 | Utility - Cost of Operation | 0.10304 | 0.10454 | 0.10667 | 0.10909 | 0.11184 | 0.11584 | 0.11992 | 0.12425 | 0.12833 | 0.13247 | 0.13609 | 0.13936 | 0.14299 | 0.14675 | 0.1502 | 0.15357 | 0.15666 | 0.15985 | 0.16319 | 0.16662 | 0.17011 | 0.17382 | 0.17822 | 0.182 | 0.18586 | 0.18981 | 0.19384
F5_Commercial_Lodging (WA)_New_Space Heating_Natural Gas_Furnace_E2 | F5 | Commercial | Lodging (WA) | New | Space Heating | Natural Gas | Furnace | E2 | Utility - Cost of Operation | 0.091592 | 0.092924 | 0.094811 | 0.096966 | 0.099409 | 0.10296 | 0.10659 | 0.11045 | 0.11407 | 0.11775 | 0.12096 | 0.12387 | 0.1271 | 0.13044 | 0.13351 | 0.13651 | 0.13925 | 0.14209 | 0.14506 | 0.1481 | 0.15121 | 0.1545 | 0.15841 | 0.16177 | 0.16521 | 0.16871 | 0.1723
F5_Commercial_Lodging (WA)_New_Space Heating_Natural Gas_Furnace_E3 | F5 | Commercial | Lodging (WA) | New | Space Heating | Natural Gas | Furnace | E3 | Utility - Cost of Operation | 0.085874 | 0.087122 | 0.088892 | 0.090912 | 0.093203 | 0.096536 | 0.099938 | 0.10355 | 0.10695 | 0.11039 | 0.11341 | 0.11614 | 0.11916 | 0.1223 | 0.12517 | 0.12798 | 0.13056 | 0.13322 | 0.136 | 0.13886 | 0.14177 | 0.14486 | 0.14852 | 0.15167 | 0.15489 | 0.15818 | 0.16154
F5_Commercial_Lodging (WA)_New_Space Heating_Natural Gas_Furnace_E4 | F5 | Commercial | Lodging (WA) | New | Space Heating | Natural Gas | Furnace | E4 | Utility - Cost of Operation | 0 | 0 | 0 | 0 | 0 | 0 | 0 | 0 | 0 | 0 | 0 | 0 | 0 | 0 | 0 | 0 | 0 | 0 | 0 | 0 | 0 | 0 | 0 | 0 | 0 | 0 | 0
F5_Commercial_Lodging (WA)_New_Space Heating_Natural Gas_Furnace_E5 | F5 | Commercial | Lodging (WA) | New | Space Heating | Natural Gas | Furnace | E5 | Utility - Cost of Operation | 0 | 0 | 0 | 0 | 0 | 0 | 0 | 0 | 0 | 0 | 0 | 0 | 0 | 0 | 0 | 0 | 0 | 0 | 0 | 0 | 0 | 0 | 0 | 0 | 0 | 0 | 0
F5_Commercial_Lodging (WA)_New_Space Heating_Natural Gas_Furnace_E6 | F5 | Commercial | Lodging (WA) | New | Space Heating | Natural Gas | Furnace | E6 | Utility - Cost of Operation | 0 | 0 | 0 | 0 | 0 | 0 | 0 | 0 | 0 | 0 | 0 | 0 | 0 | 0 | 0 | 0 | 0 | 0 | 0 | 0 | 0 | 0 | 0 | 0 | 0 | 0 | 0
F5_Commercial_Lodging (WA)_New_Space Heating_Natural Gas_Furnace_E7 | F5 | Commercial | Lodging (WA) | New | Space Heating | Natural Gas | Furnace | E7 | Utility - Cost of Operation | 0 | 0 | 0 | 0 | 0 | 0 | 0 | 0 | 0 | 0 | 0 | 0 | 0 | 0 | 0 | 0 | 0 | 0 | 0 | 0 | 0 | 0 | 0 | 0 | 0 | 0 | 0
F5_Commercial_Lodging (WA)_New_Space Heating_Natural Gas_Furnace_E8 | F5 | Commercial | Lodging (WA) | New | Space Heating | Natural Gas | Furnace | E8 | Utility - Cost of Operation | 0 | 0 | 0 | 0 | 0 | 0 | 0 | 0 | 0 | 0 | 0 | 0 | 0 | 0 | 0 | 0 | 0 | 0 | 0 | 0 | 0 | 0 | 0 | 0 | 0 | 0 | 0
F5_Commercial_Lodging (WA)_New_Space Heating_Natural Gas_Furnace_E9 | F5 | Commercial | Lodging (WA) | New | Space Heating | Natural Gas | Furnace | E9 | Utility - Cost of Operation | 0 | 0 | 0 | 0 | 0 | 0 | 0 | 0 | 0 | 0 | 0 | 0 | 0 | 0 | 0 | 0 | 0 | 0 | 0 | 0 | 0 | 0 | 0 | 0 | 0 | 0 | 0
F5_Commercial_Lodging (WA)_New_Space Heating_Natural Gas_Furnace_E10 | F5 | Commercial | Lodging (WA) | New | Space Heating | Natural Gas | Furnace | E10 | Utility - Cost of Operation | 0 | 0 | 0 | 0 | 0 | 0 | 0 | 0 | 0 | 0 | 0 | 0 | 0 | 0 | 0 | 0 | 0 | 0 | 0 | 0 | 0 | 0 | 0 | 0 | 0 | 0 | 0
F6_Commercial_Lodging (WA)_New_Space Heating_Natural Gas_Furnace_E1 | F6 | Commercial | Lodging (WA) | New | Space Heating | Natural Gas | Furnace | E1 | Utility - Value of Sales | 0.12028 | 0.12128 | 0.12294 | 0.12486 | 0.12707 | 0.13065 | 0.13421 | 0.13794 | 0.1412 | 0.14437 | 0.14796 | 0.1511 | 0.15459 | 0.15819 | 0.1614 | 0.16447 | 0.16718 | 0.16994 | 0.17281 | 0.17571 | 0.17862 | 0.18251 | 0.18713 | 0.1911 | 0.19516 | 0.1993 | 0.20353
F6_Commercial_Lodging (WA)_New_Space Heating_Natural Gas_Furnace_E2 | F6 | Commercial | Lodging (WA) | New | Space Heating | Natural Gas | Furnace | E2 | Utility - Value of Sales | 0.10691 | 0.1078 | 0.10928 | 0.11099 | 0.11295 | 0.11613 | 0.1193 | 0.12261 | 0.12551 | 0.12833 | 0.13152 | 0.13431 | 0.13741 | 0.14061 | 0.14346 | 0.14619 | 0.1486 | 0.15106 | 0.15361 | 0.15618 | 0.15877 | 0.16223 | 0.16633 | 0.16986 | 0.17347 | 0.17715 | 0.18091
F6_Commercial_Lodging (WA)_New_Space Heating_Natural Gas_Furnace_E3 | F6 | Commercial | Lodging (WA) | New | Space Heating | Natural Gas | Furnace | E3 | Utility - Value of Sales | 0.10024 | 0.10107 | 0.10246 | 0.10406 | 0.10589 | 0.10888 | 0.11185 | 0.11495 | 0.11767 | 0.12031 | 0.12331 | 0.12592 | 0.12883 | 0.13183 | 0.1345 | 0.13706 | 0.13932 | 0.14163 | 0.14402 | 0.14643 | 0.14885 | 0.1521 | 0.15595 | 0.15926 | 0.16264 | 0.16609 | 0.16962
F6_Commercial_Lodging (WA)_New_Space Heating_Natural Gas_Furnace_E4 | F6 | Commercial | Lodging (WA) | New | Space Heating | Natural Gas | Furnace | E4 | Utility - Value of Sales | 0 | 0 | 0 | 0 | 0 | 0 | 0 | 0 | 0 | 0 | 0 | 0 | 0 | 0 | 0 | 0 | 0 | 0 | 0 | 0 | 0 | 0 | 0 | 0 | 0 | 0 | 0
F6_Commercial_Lodging (WA)_New_Space Heating_Natural Gas_Furnace_E5 | F6 | Commercial | Lodging (WA) | New | Space Heating | Natural Gas | Furnace | E5 | Utility - Value of Sales | 0 | 0 | 0 | 0 | 0 | 0 | 0 | 0 | 0 | 0 | 0 | 0 | 0 | 0 | 0 | 0 | 0 | 0 | 0 | 0 | 0 | 0 | 0 | 0 | 0 | 0 | 0
F6_Commercial_Lodging (WA)_New_Space Heating_Natural Gas_Furnace_E6 | F6 | Commercial | Lodging (WA) | New | Space Heating | Natural Gas | Furnace | E6 | Utility - Value of Sales | 0 | 0 | 0 | 0 | 0 | 0 | 0 | 0 | 0 | 0 | 0 | 0 | 0 | 0 | 0 | 0 | 0 | 0 | 0 | 0 | 0 | 0 | 0 | 0 | 0 | 0 | 0
F6_Commercial_Lodging (WA)_New_Space Heating_Natural Gas_Furnace_E7 | F6 | Commercial | Lodging (WA) | New | Space Heating | Natural Gas | Furnace | E7 | Utility - Value of Sales | 0 | 0 | 0 | 0 | 0 | 0 | 0 | 0 | 0 | 0 | 0 | 0 | 0 | 0 | 0 | 0 | 0 | 0 | 0 | 0 | 0 | 0 | 0 | 0 | 0 | 0 | 0
F6_Commercial_Lodging (WA)_New_Space Heating_Natural Gas_Furnace_E8 | F6 | Commercial | Lodging (WA) | New | Space Heating | Natural Gas | Furnace | E8 | Utility - Value of Sales | 0 | 0 | 0 | 0 | 0 | 0 | 0 | 0 | 0 | 0 | 0 | 0 | 0 | 0 | 0 | 0 | 0 | 0 | 0 | 0 | 0 | 0 | 0 | 0 | 0 | 0 | 0
F6_Commercial_Lodging (WA)_New_Space Heating_Natural Gas_Furnace_E9 | F6 | Commercial | Lodging (WA) | New | Space Heating | Natural Gas | Furnace | E9 | Utility - Value of Sales | 0 | 0 | 0 | 0 | 0 | 0 | 0 | 0 | 0 | 0 | 0 | 0 | 0 | 0 | 0 | 0 | 0 | 0 | 0 | 0 | 0 | 0 | 0 | 0 | 0 | 0 | 0
F6_Commercial_Lodging (WA)_New_Space Heating_Natural Gas_Furnace_E10 | F6 | Commercial | Lodging (WA) | New | Space Heating | Natural Gas | Furnace | E10 | Utility - Value of Sales | 0 | 0 | 0 | 0 | 0 | 0 | 0 | 0 | 0 | 0 | 0 | 0 | 0 | 0 | 0 | 0 | 0 | 0 | 0 | 0 | 0 | 0 | 0 | 0 | 0 | 0 | 0
F1_Commercial_Lodging (WA)_New_Space Heating_Natural Gas_Boiler_E1 | F1 | Commercial | Lodging (WA) | New | Space Heating | Natural Gas | Boiler | E1 | RVT - Cost of Equipment | 0.11662 | 0.11662 | 0.11662 | 0.11662 | 0.11662 | 0.11662 | 0.11662 | 0.11662 | 0.11662 | 0.11662 | 0.11662 | 0.11662 | 0.11662 | 0.11662 | 0.11662 | 0.11662 | 0.11662 | 0.11662 | 0.11662 | 0.11662 | 0.11662 | 0.11662 | 0.11662 | 0.11662 | 0.11662 | 0.11662 | 0.11662
F1_Commercial_Lodging (WA)_New_Space Heating_Natural Gas_Boiler_E2 | F1 | Commercial | Lodging (WA) | New | Space Heating | Natural Gas | Boiler | E2 | RVT - Cost of Equipment | 0.12151 | 0.12151 | 0.12151 | 0.12151 | 0.12151 | 0.12151 | 0.12151 | 0.12151 | 0.12151 | 0.12151 | 0.12151 | 0.12151 | 0.12151 | 0.12151 | 0.12151 | 0.12151 | 0.12151 | 0.12151 | 0.12151 | 0.12151 | 0.12151 | 0.12151 | 0.12151 | 0.12151 | 0.12151 | 0.12151 | 0.12151
F1_Commercial_Lodging (WA)_New_Space Heating_Natural Gas_Boiler_E3 | F1 | Commercial | Lodging (WA) | New | Space Heating | Natural Gas | Boiler | E3 | RVT - Cost of Equipment | 0.11344 | 0.11344 | 0.11344 | 0.11344 | 0.11344 | 0.11344 | 0.11344 | 0.11344 | 0.11344 | 0.11344 | 0.11344 | 0.11344 | 0.11344 | 0.11344 | 0.11344 | 0.11344 | 0.11344 | 0.11344 | 0.11344 | 0.11344 | 0.11344 | 0.11344 | 0.11344 | 0.11344 | 0.11344 | 0.11344 | 0.11344
F1_Commercial_Lodging (WA)_New_Space Heating_Natural Gas_Boiler_E4 | F1 | Commercial | Lodging (WA) | New | Space Heating | Natural Gas | Boiler | E4 | RVT - Cost of Equipment | 0.93554 | 0.93554 | 0.93554 | 0.93554 | 0.93554 | 0.93554 | 0.93554 | 0.93554 | 0.93554 | 0.93554 | 0.93554 | 0.93554 | 0.93554 | 0.93554 | 0.93554 | 0.93554 | 0.93554 | 0.93554 | 0.93554 | 0.93554 | 0.93554 | 0.93554 | 0.93554 | 0.93554 | 0.93554 | 0.93554 | 0.93554
F1_Commercial_Lodging (WA)_New_Space Heating_Natural Gas_Boiler_E5 | F1 | Commercial | Lodging (WA) | New | Space Heating | Natural Gas | Boiler | E5 | RVT - Cost of Equipment | 0 | 0 | 0 | 0 | 0 | 0 | 0 | 0 | 0 | 0 | 0 | 0 | 0 | 0 | 0 | 0 | 0 | 0 | 0 | 0 | 0 | 0 | 0 | 0 | 0 | 0 | 0
F1_Commercial_Lodging (WA)_New_Space Heating_Natural Gas_Boiler_E6 | F1 | Commercial | Lodging (WA) | New | Space Heating | Natural Gas | Boiler | E6 | RVT - Cost of Equipment | 0 | 0 | 0 | 0 | 0 | 0 | 0 | 0 | 0 | 0 | 0 | 0 | 0 | 0 | 0 | 0 | 0 | 0 | 0 | 0 | 0 | 0 | 0 | 0 | 0 | 0 | 0
F1_Commercial_Lodging (WA)_New_Space Heating_Natural Gas_Boiler_E7 | F1 | Commercial | Lodging (WA) | New | Space Heating | Natural Gas | Boiler | E7 | RVT - Cost of Equipment | 0 | 0 | 0 | 0 | 0 | 0 | 0 | 0 | 0 | 0 | 0 | 0 | 0 | 0 | 0 | 0 | 0 | 0 | 0 | 0 | 0 | 0 | 0 | 0 | 0 | 0 | 0
F1_Commercial_Lodging (WA)_New_Space Heating_Natural Gas_Boiler_E8 | F1 | Commercial | Lodging (WA) | New | Space Heating | Natural Gas | Boiler | E8 | RVT - Cost of Equipment | 0 | 0 | 0 | 0 | 0 | 0 | 0 | 0 | 0 | 0 | 0 | 0 | 0 | 0 | 0 | 0 | 0 | 0 | 0 | 0 | 0 | 0 | 0 | 0 | 0 | 0 | 0
F1_Commercial_Lodging (WA)_New_Space Heating_Natural Gas_Boiler_E9 | F1 | Commercial | Lodging (WA) | New | Space Heating | Natural Gas | Boiler | E9 | RVT - Cost of Equipment | 0 | 0 | 0 | 0 | 0 | 0 | 0 | 0 | 0 | 0 | 0 | 0 | 0 | 0 | 0 | 0 | 0 | 0 | 0 | 0 | 0 | 0 | 0 | 0 | 0 | 0 | 0
F1_Commercial_Lodging (WA)_New_Space Heating_Natural Gas_Boiler_E10 | F1 | Commercial | Lodging (WA) | New | Space Heating | Natural Gas | Boiler | E10 | RVT - Cost of Equipment | 0 | 0 | 0 | 0 | 0 | 0 | 0 | 0 | 0 | 0 | 0 | 0 | 0 | 0 | 0 | 0 | 0 | 0 | 0 | 0 | 0 | 0 | 0 | 0 | 0 | 0 | 0
F2_Commercial_Lodging (WA)_New_Space Heating_Natural Gas_Boiler_E1 | F2 | Commercial | Lodging (WA) | New | Space Heating | Natural Gas | Boiler | E1 | RVT - Cost of Operation | 0.25978 | 0.26291 | 0.26704 | 0.27156 | 0.27648 | 0.28342 | 0.29038 | 0.29765 | 0.30436 | 0.31101 | 0.31836 | 0.32517 | 0.33254 | 0.34005 | 0.34705 | 0.35391 | 0.36029 | 0.36681 | 0.37353 | 0.38035 | 0.38724 | 0.39556 | 0.40493 | 0.41334 | 0.42185 | 0.42834 | 0.43419
F2_Commercial_Lodging (WA)_New_Space Heating_Natural Gas_Boiler_E2 | F2 | Commercial | Lodging (WA) | New | Space Heating | Natural Gas | Boiler | E2 | RVT - Cost of Operation | 0.2445 | 0.24745 | 0.25134 | 0.25559 | 0.26022 | 0.26676 | 0.27331 | 0.28015 | 0.28646 | 0.29272 | 0.29965 | 0.30605 | 0.31298 | 0.32006 | 0.32664 | 0.3331 | 0.33911 | 0.34524 | 0.35157 | 0.35799 | 0.36447 | 0.3723 | 0.38112 | 0.38904 | 0.39704 | 0.40316 | 0.40866
F2_Commercial_Lodging (WA)_New_Space Heating_Natural Gas_Boiler_E3 | F2 | Commercial | Lodging (WA) | New | Space Heating | Natural Gas | Boiler | E3 | RVT - Cost of Operation | 0.21425 | 0.21684 | 0.22025 | 0.22397 | 0.22803 | 0.23376 | 0.23949 | 0.24549 | 0.25102 | 0.25651 | 0.26257 | 0.26819 | 0.27426 | 0.28046 | 0.28623 | 0.29189 | 0.29715 | 0.30253 | 0.30807 | 0.3137 | 0.31938 | 0.32624 | 0.33397 | 0.34091 | 0.34792 | 0.35328 | 0.3581
F2_Commercial_Lodging (WA)_New_Space Heating_Natural Gas_Boiler_E4 | F2 | Commercial | Lodging (WA) | New | Space Heating | Natural Gas | Boiler | E4 | RVT - Cost of Operation | 0.13536 | 0.13648 | 0.13835 | 0.14052 | 0.143 | 0.14703 | 0.15104 | 0.15523 | 0.1589 | 0.16247 | 0.16651 | 0.17004 | 0.17397 | 0.17802 | 0.18163 | 0.18509 | 0.18814 | 0.19125 | 0.19447 | 0.19774 | 0.20101 | 0.20539 | 0.21059 | 0.21506 | 0.21962 | 0.22428 | 0.22904
F2_Commercial_Lodging (WA)_New_Space Heating_Natural Gas_Boiler_E5 | F2 | Commercial | Lodging (WA) | New | Space Heating | Natural Gas | Boiler | E5 | RVT - Cost of Operation | 0 | 0 | 0 | 0 | 0 | 0 | 0 | 0 | 0 | 0 | 0 | 0 | 0 | 0 | 0 | 0 | 0 | 0 | 0 | 0 | 0 | 0 | 0 | 0 | 0 | 0 | 0
F2_Commercial_Lodging (WA)_New_Space Heating_Natural Gas_Boiler_E6 | F2 | Commercial | Lodging (WA) | New | Space Heating | Natural Gas | Boiler | E6 | RVT - Cost of Operation | 0 | 0 | 0 | 0 | 0 | 0 | 0 | 0 | 0 | 0 | 0 | 0 | 0 | 0 | 0 | 0 | 0 | 0 | 0 | 0 | 0 | 0 | 0 | 0 | 0 | 0 | 0
F2_Commercial_Lodging (WA)_New_Space Heating_Natural Gas_Boiler_E7 | F2 | Commercial | Lodging (WA) | New | Space Heating | Natural Gas | Boiler | E7 | RVT - Cost of Operation | 0 | 0 | 0 | 0 | 0 | 0 | 0 | 0 | 0 | 0 | 0 | 0 | 0 | 0 | 0 | 0 | 0 | 0 | 0 | 0 | 0 | 0 | 0 | 0 | 0 | 0 | 0
F2_Commercial_Lodging (WA)_New_Space Heating_Natural Gas_Boiler_E8 | F2 | Commercial | Lodging (WA) | New | Space Heating | Natural Gas | Boiler | E8 | RVT - Cost of Operation | 0 | 0 | 0 | 0 | 0 | 0 | 0 | 0 | 0 | 0 | 0 | 0 | 0 | 0 | 0 | 0 | 0 | 0 | 0 | 0 | 0 | 0 | 0 | 0 | 0 | 0 | 0
F2_Commercial_Lodging (WA)_New_Space Heating_Natural Gas_Boiler_E9 | F2 | Commercial | Lodging (WA) | New | Space Heating | Natural Gas | Boiler | E9 | RVT - Cost of Operation | 0 | 0 | 0 | 0 | 0 | 0 | 0 | 0 | 0 | 0 | 0 | 0 | 0 | 0 | 0 | 0 | 0 | 0 | 0 | 0 | 0 | 0 | 0 | 0 | 0 | 0 | 0
F2_Commercial_Lodging (WA)_New_Space Heating_Natural Gas_Boiler_E10 | F2 | Commercial | Lodging (WA) | New | Space Heating | Natural Gas | Boiler | E10 | RVT - Cost of Operation | 0 | 0 | 0 | 0 | 0 | 0 | 0 | 0 | 0 | 0 | 0 | 0 | 0 | 0 | 0 | 0 | 0 | 0 | 0 | 0 | 0 | 0 | 0 | 0 | 0 | 0 | 0
F3_Commercial_Lodging (WA)_New_Space Heating_Natural Gas_Boiler_E1 | F3 | Commercial | Lodging (WA) | New | Space Heating | Natural Gas | Boiler | E1 | System - kBTUs of Consumption | 51.1166 | 51.0512 | 51.0512 | 51.0512 | 51.0512 | 51.0512 | 51.0512 | 51.0512 | 51.0512 | 51.0512 | 51.0512 | 51.0512 | 51.0512 | 51.0512 | 51.0512 | 51.0512 | 51.0512 | 51.0512 | 51.0512 | 51.0512 | 51.0512 | 51.0512 | 51.0512 | 51.0512 | 51.0512 | 50.4209 | 49.6331
F3_Commercial_Lodging (WA)_New_Space Heating_Natural Gas_Boiler_E2 | F3 | Commercial | Lodging (WA) | New | Space Heating | Natural Gas | Boiler | E2 | System - kBTUs of Consumption | 48.1112 | 48.0496 | 48.0496 | 48.0496 | 48.0496 | 48.0496 | 48.0496 | 48.0496 | 48.0496 | 48.0496 | 48.0496 | 48.0496 | 48.0496 | 48.0496 | 48.0496 | 48.0496 | 48.0496 | 48.0496 | 48.0496 | 48.0496 | 48.0496 | 48.0496 | 48.0496 | 48.0496 | 48.0496 | 47.4564 | 46.7149
F3_Commercial_Lodging (WA)_New_Space Heating_Natural Gas_Boiler_E3 | F3 | Commercial | Lodging (WA) | New | Space Heating | Natural Gas | Boiler | E3 | System - kBTUs of Consumption | 42.1589 | 42.105 | 42.105 | 42.105 | 42.105 | 42.105 | 42.105 | 42.105 | 42.105 | 42.105 | 42.105 | 42.105 | 42.105 | 42.105 | 42.105 | 42.105 | 42.105 | 42.105 | 42.105 | 42.105 | 42.105 | 42.105 | 42.105 | 42.105 | 42.105 | 41.5851 | 40.9354
F3_Commercial_Lodging (WA)_New_Space Heating_Natural Gas_Boiler_E4 | F3 | Commercial | Lodging (WA) | New | Space Heating | Natural Gas | Boiler | E4 | System - kBTUs of Consumption | 29.7871 | 29.7123 | 29.7123 | 29.7123 | 29.7123 | 29.7123 | 29.7123 | 29.7123 | 29.7123 | 29.7123 | 29.7123 | 29.7123 | 29.7123 | 29.7123 | 29.7123 | 29.7123 | 29.7123 | 29.7123 | 29.7123 | 29.7123 | 29.7123 | 29.7123 | 29.7123 | 29.7123 | 29.7123 | 29.7123 | 29.7123
F3_Commercial_Lodging (WA)_New_Space Heating_Natural Gas_Boiler_E5 | F3 | Commercial | Lodging (WA) | New | Space Heating | Natural Gas | Boiler | E5 | System - kBTUs of Consumption | 0 | 0 | 0 | 0 | 0 | 0 | 0 | 0 | 0 | 0 | 0 | 0 | 0 | 0 | 0 | 0 | 0 | 0 | 0 | 0 | 0 | 0 | 0 | 0 | 0 | 0 | 0
F3_Commercial_Lodging (WA)_New_Space Heating_Natural Gas_Boiler_E6 | F3 | Commercial | Lodging (WA) | New | Space Heating | Natural Gas | Boiler | E6 | System - kBTUs of Consumption | 0 | 0 | 0 | 0 | 0 | 0 | 0 | 0 | 0 | 0 | 0 | 0 | 0 | 0 | 0 | 0 | 0 | 0 | 0 | 0 | 0 | 0 | 0 | 0 | 0 | 0 | 0
F3_Commercial_Lodging (WA)_New_Space Heating_Natural Gas_Boiler_E7 | F3 | Commercial | Lodging (WA) | New | Space Heating | Natural Gas | Boiler | E7 | System - kBTUs of Consumption | 0 | 0 | 0 | 0 | 0 | 0 | 0 | 0 | 0 | 0 | 0 | 0 | 0 | 0 | 0 | 0 | 0 | 0 | 0 | 0 | 0 | 0 | 0 | 0 | 0 | 0 | 0
F3_Commercial_Lodging (WA)_New_Space Heating_Natural Gas_Boiler_E8 | F3 | Commercial | Lodging (WA) | New | Space Heating | Natural Gas | Boiler | E8 | System - kBTUs of Consumption | 0 | 0 | 0 | 0 | 0 | 0 | 0 | 0 | 0 | 0 | 0 | 0 | 0 | 0 | 0 | 0 | 0 | 0 | 0 | 0 | 0 | 0 | 0 | 0 | 0 | 0 | 0
F3_Commercial_Lodging (WA)_New_Space Heating_Natural Gas_Boiler_E9 | F3 | Commercial | Lodging (WA) | New | Space Heating | Natural Gas | Boiler | E9 | System - kBTUs of Consumption | 0 | 0 | 0 | 0 | 0 | 0 | 0 | 0 | 0 | 0 | 0 | 0 | 0 | 0 | 0 | 0 | 0 | 0 | 0 | 0 | 0 | 0 | 0 | 0 | 0 | 0 | 0
F3_Commercial_Lodging (WA)_New_Space Heating_Natural Gas_Boiler_E10 | F3 | Commercial | Lodging (WA) | New | Space Heating | Natural Gas | Boiler | E10 | System - kBTUs of Consumption | 0 | 0 | 0 | 0 | 0 | 0 | 0 | 0 | 0 | 0 | 0 | 0 | 0 | 0 | 0 | 0 | 0 | 0 | 0 | 0 | 0 | 0 | 0 | 0 | 0 | 0 | 0
F4_Commercial_Lodging (WA)_New_Space Heating_Natural Gas_Boiler_E1 | F4 | Commercial | Lodging (WA) | New | Space Heating | Natural Gas | Boiler | E1 | Utility - Cost of Equipment | 0.11662 | 0.11662 | 0.11662 | 0.11662 | 0.11662 | 0.11662 | 0.11662 | 0.11662 | 0.11662 | 0.11662 | 0.11662 | 0.11662 | 0.11662 | 0.11662 | 0.11662 | 0.11662 | 0.11662 | 0.11662 | 0.11662 | 0.11662 | 0.11662 | 0.11662 | 0.11662 | 0.11662 | 0.11662 | 0.11662 | 0.11662
F4_Commercial_Lodging (WA)_New_Space Heating_Natural Gas_Boiler_E2 | F4 | Commercial | Lodging (WA) | New | Space Heating | Natural Gas | Boiler | E2 | Utility - Cost of Equipment | 0.12151 | 0.12151 | 0.12151 | 0.12151 | 0.12151 | 0.12151 | 0.12151 | 0.12151 | 0.12151 | 0.12151 | 0.12151 | 0.12151 | 0.12151 | 0.12151 | 0.12151 | 0.12151 | 0.12151 | 0.12151 | 0.12151 | 0.12151 | 0.12151 | 0.12151 | 0.12151 | 0.12151 | 0.12151 | 0.12151 | 0.12151
F4_Commercial_Lodging (WA)_New_Space Heating_Natural Gas_Boiler_E3 | F4 | Commercial | Lodging (WA) | New | Space Heating | Natural Gas | Boiler | E3 | Utility - Cost of Equipment | 0.11344 | 0.11344 | 0.11344 | 0.11344 | 0.11344 | 0.11344 | 0.11344 | 0.11344 | 0.11344 | 0.11344 | 0.11344 | 0.11344 | 0.11344 | 0.11344 | 0.11344 | 0.11344 | 0.11344 | 0.11344 | 0.11344 | 0.11344 | 0.11344 | 0.11344 | 0.11344 | 0.11344 | 0.11344 | 0.11344 | 0.11344
F4_Commercial_Lodging (WA)_New_Space Heating_Natural Gas_Boiler_E4 | F4 | Commercial | Lodging (WA) | New | Space Heating | Natural Gas | Boiler | E4 | Utility - Cost of Equipment | 0.93554 | 0.93554 | 0.93554 | 0.93554 | 0.93554 | 0.93554 | 0.93554 | 0.93554 | 0.93554 | 0.93554 | 0.93554 | 0.93554 | 0.93554 | 0.93554 | 0.93554 | 0.93554 | 0.93554 | 0.93554 | 0.93554 | 0.93554 | 0.93554 | 0.93554 | 0.93554 | 0.93554 | 0.93554 | 0.93554 | 0.93554
F4_Commercial_Lodging (WA)_New_Space Heating_Natural Gas_Boiler_E5 | F4 | Commercial | Lodging (WA) | New | Space Heating | Natural Gas | Boiler | E5 | Utility - Cost of Equipment | 0 | 0 | 0 | 0 | 0 | 0 | 0 | 0 | 0 | 0 | 0 | 0 | 0 | 0 | 0 | 0 | 0 | 0 | 0 | 0 | 0 | 0 | 0 | 0 | 0 | 0 | 0
F4_Commercial_Lodging (WA)_New_Space Heating_Natural Gas_Boiler_E6 | F4 | Commercial | Lodging (WA) | New | Space Heating | Natural Gas | Boiler | E6 | Utility - Cost of Equipment | 0 | 0 | 0 | 0 | 0 | 0 | 0 | 0 | 0 | 0 | 0 | 0 | 0 | 0 | 0 | 0 | 0 | 0 | 0 | 0 | 0 | 0 | 0 | 0 | 0 | 0 | 0
F4_Commercial_Lodging (WA)_New_Space Heating_Natural Gas_Boiler_E7 | F4 | Commercial | Lodging (WA) | New | Space Heating | Natural Gas | Boiler | E7 | Utility - Cost of Equipment | 0 | 0 | 0 | 0 | 0 | 0 | 0 | 0 | 0 | 0 | 0 | 0 | 0 | 0 | 0 | 0 | 0 | 0 | 0 | 0 | 0 | 0 | 0 | 0 | 0 | 0 | 0
F4_Commercial_Lodging (WA)_New_Space Heating_Natural Gas_Boiler_E8 | F4 | Commercial | Lodging (WA) | New | Space Heating | Natural Gas | Boiler | E8 | Utility - Cost of Equipment | 0 | 0 | 0 | 0 | 0 | 0 | 0 | 0 | 0 | 0 | 0 | 0 | 0 | 0 | 0 | 0 | 0 | 0 | 0 | 0 | 0 | 0 | 0 | 0 | 0 | 0 | 0
F4_Commercial_Lodging (WA)_New_Space Heating_Natural Gas_Boiler_E9 | F4 | Commercial | Lodging (WA) | New | Space Heating | Natural Gas | Boiler | E9 | Utility - Cost of Equipment | 0 | 0 | 0 | 0 | 0 | 0 | 0 | 0 | 0 | 0 | 0 | 0 | 0 | 0 | 0 | 0 | 0 | 0 | 0 | 0 | 0 | 0 | 0 | 0 | 0 | 0 | 0
F4_Commercial_Lodging (WA)_New_Space Heating_Natural Gas_Boiler_E10 | F4 | Commercial | Lodging (WA) | New | Space Heating | Natural Gas | Boiler | E10 | Utility - Cost of Equipment | 0 | 0 | 0 | 0 | 0 | 0 | 0 | 0 | 0 | 0 | 0 | 0 | 0 | 0 | 0 | 0 | 0 | 0 | 0 | 0 | 0 | 0 | 0 | 0 | 0 | 0 | 0
F5_Commercial_Lodging (WA)_New_Space Heating_Natural Gas_Boiler_E1 | F5 | Commercial | Lodging (WA) | New | Space Heating | Natural Gas | Boiler | E1 | Utility - Cost of Operation | 0.22915 | 0.23315 | 0.23809 | 0.24346 | 0.24929 | 0.25695 | 0.26475 | 0.27297 | 0.28087 | 0.28891 | 0.29625 | 0.30314 | 0.31059 | 0.31823 | 0.32546 | 0.33264 | 0.33946 | 0.34647 | 0.35374 | 0.3612 | 0.3688 | 0.37672 | 0.38565 | 0.39366 | 0.40176 | 0.40795 | 0.41352
F5_Commercial_Lodging (WA)_New_Space Heating_Natural Gas_Boiler_E2 | F5 | Commercial | Lodging (WA) | New | Space Heating | Natural Gas | Boiler | E2 | Utility - Cost of Operation | 0.21568 | 0.21944 | 0.22409 | 0.22915 | 0.23464 | 0.24184 | 0.24918 | 0.25692 | 0.26436 | 0.27192 | 0.27883 | 0.28531 | 0.29233 | 0.29952 | 0.30633 | 0.31308 | 0.3195 | 0.3261 | 0.33294 | 0.33996 | 0.34711 | 0.35457 | 0.36297 | 0.37052 | 0.37814 | 0.38396 | 0.3892
F5_Commercial_Lodging (WA)_New_Space Heating_Natural Gas_Boiler_E3 | F5 | Commercial | Lodging (WA) | New | Space Heating | Natural Gas | Boiler | E3 | Utility - Cost of Operation | 0.18899 | 0.19229 | 0.19637 | 0.2008 | 0.20561 | 0.21192 | 0.21836 | 0.22513 | 0.23165 | 0.23828 | 0.24433 | 0.25001 | 0.25616 | 0.26246 | 0.26843 | 0.27435 | 0.27997 | 0.28575 | 0.29175 | 0.2979 | 0.30417 | 0.31071 | 0.31806 | 0.32468 | 0.33135 | 0.33646 | 0.34105
F5_Commercial_Lodging (WA)_New_Space Heating_Natural Gas_Boiler_E4 | F5 | Commercial | Lodging (WA) | New | Space Heating | Natural Gas | Boiler | E4 | Utility - Cost of Operation | 0.11596 | 0.11765 | 0.12004 | 0.12276 | 0.12586 | 0.13036 | 0.13495 | 0.13983 | 0.14442 | 0.14907 | 0.15315 | 0.15683 | 0.16091 | 0.16515 | 0.16903 | 0.17283 | 0.1763 | 0.17989 | 0.18365 | 0.18751 | 0.19144 | 0.19561 | 0.20056 | 0.20482 | 0.20916 | 0.2136 | 0.21814
F5_Commercial_Lodging (WA)_New_Space Heating_Natural Gas_Boiler_E5 | F5 | Commercial | Lodging (WA) | New | Space Heating | Natural Gas | Boiler | E5 | Utility - Cost of Operation | 0 | 0 | 0 | 0 | 0 | 0 | 0 | 0 | 0 | 0 | 0 | 0 | 0 | 0 | 0 | 0 | 0 | 0 | 0 | 0 | 0 | 0 | 0 | 0 | 0 | 0 | 0
F5_Commercial_Lodging (WA)_New_Space Heating_Natural Gas_Boiler_E6 | F5 | Commercial | Lodging (WA) | New | Space Heating | Natural Gas | Boiler | E6 | Utility - Cost of Operation | 0 | 0 | 0 | 0 | 0 | 0 | 0 | 0 | 0 | 0 | 0 | 0 | 0 | 0 | 0 | 0 | 0 | 0 | 0 | 0 | 0 | 0 | 0 | 0 | 0 | 0 | 0
F5_Commercial_Lodging (WA)_New_Space Heating_Natural Gas_Boiler_E7 | F5 | Commercial | Lodging (WA) | New | Space Heating | Natural Gas | Boiler | E7 | Utility - Cost of Operation | 0 | 0 | 0 | 0 | 0 | 0 | 0 | 0 | 0 | 0 | 0 | 0 | 0 | 0 | 0 | 0 | 0 | 0 | 0 | 0 | 0 | 0 | 0 | 0 | 0 | 0 | 0
F5_Commercial_Lodging (WA)_New_Space Heating_Natural Gas_Boiler_E8 | F5 | Commercial | Lodging (WA) | New | Space Heating | Natural Gas | Boiler | E8 | Utility - Cost of Operation | 0 | 0 | 0 | 0 | 0 | 0 | 0 | 0 | 0 | 0 | 0 | 0 | 0 | 0 | 0 | 0 | 0 | 0 | 0 | 0 | 0 | 0 | 0 | 0 | 0 | 0 | 0
F5_Commercial_Lodging (WA)_New_Space Heating_Natural Gas_Boiler_E9 | F5 | Commercial | Lodging (WA) | New | Space Heating | Natural Gas | Boiler | E9 | Utility - Cost of Operation | 0 | 0 | 0 | 0 | 0 | 0 | 0 | 0 | 0 | 0 | 0 | 0 | 0 | 0 | 0 | 0 | 0 | 0 | 0 | 0 | 0 | 0 | 0 | 0 | 0 | 0 | 0
F5_Commercial_Lodging (WA)_New_Space Heating_Natural Gas_Boiler_E10 | F5 | Commercial | Lodging (WA) | New | Space Heating | Natural Gas | Boiler | E10 | Utility - Cost of Operation | 0 | 0 | 0 | 0 | 0 | 0 | 0 | 0 | 0 | 0 | 0 | 0 | 0 | 0 | 0 | 0 | 0 | 0 | 0 | 0 | 0 | 0 | 0 | 0 | 0 | 0 | 0
F6_Commercial_Lodging (WA)_New_Space Heating_Natural Gas_Boiler_E1 | F6 | Commercial | Lodging (WA) | New | Space Heating | Natural Gas | Boiler | E1 | Utility - Value of Sales | 0.25978 | 0.26291 | 0.26704 | 0.27156 | 0.27648 | 0.28342 | 0.29038 | 0.29765 | 0.30436 | 0.31101 | 0.31836 | 0.32517 | 0.33254 | 0.34005 | 0.34705 | 0.35391 | 0.36029 | 0.36681 | 0.37353 | 0.38035 | 0.38724 | 0.39556 | 0.40493 | 0.41334 | 0.42185 | 0.42834 | 0.43419
F6_Commercial_Lodging (WA)_New_Space Heating_Natural Gas_Boiler_E2 | F6 | Commercial | Lodging (WA) | New | Space Heating | Natural Gas | Boiler | E2 | Utility - Value of Sales | 0.2445 | 0.24745 | 0.25134 | 0.25559 | 0.26022 | 0.26676 | 0.27331 | 0.28015 | 0.28646 | 0.29272 | 0.29965 | 0.30605 | 0.31298 | 0.32006 | 0.32664 | 0.3331 | 0.33911 | 0.34524 | 0.35157 | 0.35799 | 0.36447 | 0.3723 | 0.38112 | 0.38904 | 0.39704 | 0.40316 | 0.40866
F6_Commercial_Lodging (WA)_New_Space Heating_Natural Gas_Boiler_E3 | F6 | Commercial | Lodging (WA) | New | Space Heating | Natural Gas | Boiler | E3 | Utility - Value of Sales | 0.21425 | 0.21684 | 0.22025 | 0.22397 | 0.22803 | 0.23376 | 0.23949 | 0.24549 | 0.25102 | 0.25651 | 0.26257 | 0.26819 | 0.27426 | 0.28046 | 0.28623 | 0.29189 | 0.29715 | 0.30253 | 0.30807 | 0.3137 | 0.31938 | 0.32624 | 0.33397 | 0.34091 | 0.34792 | 0.35328 | 0.3581
F6_Commercial_Lodging (WA)_New_Space Heating_Natural Gas_Boiler_E4 | F6 | Commercial | Lodging (WA) | New | Space Heating | Natural Gas | Boiler | E4 | Utility - Value of Sales | 0.13536 | 0.13648 | 0.13835 | 0.14052 | 0.143 | 0.14703 | 0.15104 | 0.15523 | 0.1589 | 0.16247 | 0.16651 | 0.17004 | 0.17397 | 0.17802 | 0.18163 | 0.18509 | 0.18814 | 0.19125 | 0.19447 | 0.19774 | 0.20101 | 0.20539 | 0.21059 | 0.21506 | 0.21962 | 0.22428 | 0.22904
F6_Commercial_Lodging (WA)_New_Space Heating_Natural Gas_Boiler_E5 | F6 | Commercial | Lodging (WA) | New | Space Heating | Natural Gas | Boiler | E5 | Utility - Value of Sales | 0 | 0 | 0 | 0 | 0 | 0 | 0 | 0 | 0 | 0 | 0 | 0 | 0 | 0 | 0 | 0 | 0 | 0 | 0 | 0 | 0 | 0 | 0 | 0 | 0 | 0 | 0
F6_Commercial_Lodging (WA)_New_Space Heating_Natural Gas_Boiler_E6 | F6 | Commercial | Lodging (WA) | New | Space Heating | Natural Gas | Boiler | E6 | Utility - Value of Sales | 0 | 0 | 0 | 0 | 0 | 0 | 0 | 0 | 0 | 0 | 0 | 0 | 0 | 0 | 0 | 0 | 0 | 0 | 0 | 0 | 0 | 0 | 0 | 0 | 0 | 0 | 0
F6_Commercial_Lodging (WA)_New_Space Heating_Natural Gas_Boiler_E7 | F6 | Commercial | Lodging (WA) | New | Space Heating | Natural Gas | Boiler | E7 | Utility - Value of Sales | 0 | 0 | 0 | 0 | 0 | 0 | 0 | 0 | 0 | 0 | 0 | 0 | 0 | 0 | 0 | 0 | 0 | 0 | 0 | 0 | 0 | 0 | 0 | 0 | 0 | 0 | 0
F6_Commercial_Lodging (WA)_New_Space Heating_Natural Gas_Boiler_E8 | F6 | Commercial | Lodging (WA) | New | Space Heating | Natural Gas | Boiler | E8 | Utility - Value of Sales | 0 | 0 | 0 | 0 | 0 | 0 | 0 | 0 | 0 | 0 | 0 | 0 | 0 | 0 | 0 | 0 | 0 | 0 | 0 | 0 | 0 | 0 | 0 | 0 | 0 | 0 | 0
F6_Commercial_Lodging (WA)_New_Space Heating_Natural Gas_Boiler_E9 | F6 | Commercial | Lodging (WA) | New | Space Heating | Natural Gas | Boiler | E9 | Utility - Value of Sales | 0 | 0 | 0 | 0 | 0 | 0 | 0 | 0 | 0 | 0 | 0 | 0 | 0 | 0 | 0 | 0 | 0 | 0 | 0 | 0 | 0 | 0 | 0 | 0 | 0 | 0 | 0
F6_Commercial_Lodging (WA)_New_Space Heating_Natural Gas_Boiler_E10 | F6 | Commercial | Lodging (WA) | New | Space Heating | Natural Gas | Boiler | E10 | Utility - Value of Sales | 0 | 0 | 0 | 0 | 0 | 0 | 0 | 0 | 0 | 0 | 0 | 0 | 0 | 0 | 0 | 0 | 0 | 0 | 0 | 0 | 0 | 0 | 0 | 0 | 0 | 0 | 0
F1_Commercial_Lodging (WA)_New_Space Heating_Natural Gas_Unit Heater_E1 | F1 | Commercial | Lodging (WA) | New | Space Heating | Natural Gas | Unit Heater | E1 | RVT - Cost of Equipment | 0.00013308 | 0.00013308 | 0.00013308 | 0.00013308 | 0.00013308 | 0.00013308 | 0.00013308 | 0.00013308 | 0.00013308 | 0.00013308 | 0.00013308 | 0.00013308 | 0.00013308 | 0.00013308 | 0.00013308 | 0.00013308 | 0.00013308 | 0.00013308 | 0.00013308 | 0.00013308 | 0.00013308 | 0.00013308 | 0.00013308 | 0.00013308 | 0.00013308 | 0.00013308 | 0.00013308
F1_Commercial_Lodging (WA)_New_Space Heating_Natural Gas_Unit Heater_E2 | F1 | Commercial | Lodging (WA) | New | Space Heating | Natural Gas | Unit Heater | E2 | RVT - Cost of Equipment | 0.00029187 | 0.00029187 | 0.00029187 | 0.00029187 | 0.00029187 | 0.00029187 | 0.00029187 | 0.00029187 | 0.00029187 | 0.00029187 | 0.00029187 | 0.00029187 | 0.00029187 | 0.00029187 | 0.00029187 | 0.00029187 | 0.00029187 | 0.00029187 | 0.00029187 | 0.00029187 | 0.00029187 | 0.00029187 | 0.00029187 | 0.00029187 | 0.00029187 | 0.00029187 | 0.00029187
F1_Commercial_Lodging (WA)_New_Space Heating_Natural Gas_Unit Heater_E3 | F1 | Commercial | Lodging (WA) | New | Space Heating | Natural Gas | Unit Heater | E3 | RVT - Cost of Equipment | 0.00018509 | 0.00018509 | 0.00018509 | 0.00018509 | 0.00018509 | 0.00018509 | 0.00018509 | 0.00018509 | 0.00018509 | 0.00018509 | 0.00018509 | 0.00018509 | 0.00018509 | 0.00018509 | 0.00018509 | 0.00018509 | 0.00018509 | 0.00018509 | 0.00018509 | 0.00018509 | 0.00018509 | 0.00018509 | 0.00018509 | 0.00018509 | 0.00018509 | 0.00018509 | 0.00018509
F1_Commercial_Lodging (WA)_New_Space Heating_Natural Gas_Unit Heater_E4 | F1 | Commercial | Lodging (WA) | New | Space Heating | Natural Gas | Unit Heater | E4 | RVT - Cost of Equipment | 0 | 0 | 0 | 0 | 0 | 0 | 0 | 0 | 0 | 0 | 0 | 0 | 0 | 0 | 0 | 0 | 0 | 0 | 0 | 0 | 0 | 0 | 0 | 0 | 0 | 0 | 0
F1_Commercial_Lodging (WA)_New_Space Heating_Natural Gas_Unit Heater_E5 | F1 | Commercial | Lodging (WA) | New | Space Heating | Natural Gas | Unit Heater | E5 | RVT - Cost of Equipment | 0 | 0 | 0 | 0 | 0 | 0 | 0 | 0 | 0 | 0 | 0 | 0 | 0 | 0 | 0 | 0 | 0 | 0 | 0 | 0 | 0 | 0 | 0 | 0 | 0 | 0 | 0
F1_Commercial_Lodging (WA)_New_Space Heating_Natural Gas_Unit Heater_E6 | F1 | Commercial | Lodging (WA) | New | Space Heating | Natural Gas | Unit Heater | E6 | RVT - Cost of Equipment | 0 | 0 | 0 | 0 | 0 | 0 | 0 | 0 | 0 | 0 | 0 | 0 | 0 | 0 | 0 | 0 | 0 | 0 | 0 | 0 | 0 | 0 | 0 | 0 | 0 | 0 | 0
F1_Commercial_Lodging (WA)_New_Space Heating_Natural Gas_Unit Heater_E7 | F1 | Commercial | Lodging (WA) | New | Space Heating | Natural Gas | Unit Heater | E7 | RVT - Cost of Equipment | 0 | 0 | 0 | 0 | 0 | 0 | 0 | 0 | 0 | 0 | 0 | 0 | 0 | 0 | 0 | 0 | 0 | 0 | 0 | 0 | 0 | 0 | 0 | 0 | 0 | 0 | 0
F1_Commercial_Lodging (WA)_New_Space Heating_Natural Gas_Unit Heater_E8 | F1 | Commercial | Lodging (WA) | New | Space Heating | Natural Gas | Unit Heater | E8 | RVT - Cost of Equipment | 0 | 0 | 0 | 0 | 0 | 0 | 0 | 0 | 0 | 0 | 0 | 0 | 0 | 0 | 0 | 0 | 0 | 0 | 0 | 0 | 0 | 0 | 0 | 0 | 0 | 0 | 0
F1_Commercial_Lodging (WA)_New_Space Heating_Natural Gas_Unit Heater_E9 | F1 | Commercial | Lodging (WA) | New | Space Heating | Natural Gas | Unit Heater | E9 | RVT - Cost of Equipment | 0 | 0 | 0 | 0 | 0 | 0 | 0 | 0 | 0 | 0 | 0 | 0 | 0 | 0 | 0 | 0 | 0 | 0 | 0 | 0 | 0 | 0 | 0 | 0 | 0 | 0 | 0
F1_Commercial_Lodging (WA)_New_Space Heating_Natural Gas_Unit Heater_E10 | F1 | Commercial | Lodging (WA) | New | Space Heating | Natural Gas | Unit Heater | E10 | RVT - Cost of Equipment | 0 | 0 | 0 | 0 | 0 | 0 | 0 | 0 | 0 | 0 | 0 | 0 | 0 | 0 | 0 | 0 | 0 | 0 | 0 | 0 | 0 | 0 | 0 | 0 | 0 | 0 | 0
F2_Commercial_Lodging (WA)_New_Space Heating_Natural Gas_Unit Heater_E1 | F2 | Commercial | Lodging (WA) | New | Space Heating | Natural Gas | Unit Heater | E1 | RVT - Cost of Operation | 0.071545 | 0.072298 | 0.073376 | 0.074566 | 0.075875 | 0.077854 | 0.079814 | 0.081874 | 0.083743 | 0.085585 | 0.087659 | 0.089537 | 0.091595 | 0.093695 | 0.095608 | 0.097464 | 0.09915 | 0.10087 | 0.10265 | 0.10445 | 0.10626 | 0.10857 | 0.11124 | 0.1136 | 0.11601 | 0.11847 | 0.12099
F2_Commercial_Lodging (WA)_New_Space Heating_Natural Gas_Unit Heater_E2 | F2 | Commercial | Lodging (WA) | New | Space Heating | Natural Gas | Unit Heater | E2 | RVT - Cost of Operation | 0.063634 | 0.064304 | 0.065263 | 0.06632 | 0.067485 | 0.069245 | 0.070988 | 0.07282 | 0.074483 | 0.076122 | 0.077966 | 0.079636 | 0.081467 | 0.083334 | 0.085036 | 0.086687 | 0.088186 | 0.089716 | 0.091297 | 0.0929 | 0.094512 | 0.096563 | 0.098938 | 0.10104 | 0.10318 | 0.10537 | 0.10761
F2_Commercial_Lodging (WA)_New_Space Heating_Natural Gas_Unit Heater_E3 | F2 | Commercial | Lodging (WA) | New | Space Heating | Natural Gas | Unit Heater | E3 | RVT - Cost of Operation | 0.0608 | 0.061305 | 0.062145 | 0.063117 | 0.064231 | 0.066044 | 0.067843 | 0.069725 | 0.071376 | 0.072978 | 0.074794 | 0.07638 | 0.078146 | 0.079965 | 0.081584 | 0.083138 | 0.084508 | 0.085905 | 0.087355 | 0.088821 | 0.090289 | 0.092257 | 0.094592 | 0.0966 | 0.09865 | 0.10074 | 0.10288
F2_Commercial_Lodging (WA)_New_Space Heating_Natural Gas_Unit Heater_E4 | F2 | Commercial | Lodging (WA) | New | Space Heating | Natural Gas | Unit Heater | E4 | RVT - Cost of Operation | 0 | 0 | 0 | 0 | 0 | 0 | 0 | 0 | 0 | 0 | 0 | 0 | 0 | 0 | 0 | 0 | 0 | 0 | 0 | 0 | 0 | 0 | 0 | 0 | 0 | 0 | 0
F2_Commercial_Lodging (WA)_New_Space Heating_Natural Gas_Unit Heater_E5 | F2 | Commercial | Lodging (WA) | New | Space Heating | Natural Gas | Unit Heater | E5 | RVT - Cost of Operation | 0 | 0 | 0 | 0 | 0 | 0 | 0 | 0 | 0 | 0 | 0 | 0 | 0 | 0 | 0 | 0 | 0 | 0 | 0 | 0 | 0 | 0 | 0 | 0 | 0 | 0 | 0
F2_Commercial_Lodging (WA)_New_Space Heating_Natural Gas_Unit Heater_E6 | F2 | Commercial | Lodging (WA) | New | Space Heating | Natural Gas | Unit Heater | E6 | RVT - Cost of Operation | 0 | 0 | 0 | 0 | 0 | 0 | 0 | 0 | 0 | 0 | 0 | 0 | 0 | 0 | 0 | 0 | 0 | 0 | 0 | 0 | 0 | 0 | 0 | 0 | 0 | 0 | 0
F2_Commercial_Lodging (WA)_New_Space Heating_Natural Gas_Unit Heater_E7 | F2 | Commercial | Lodging (WA) | New | Space Heating | Natural Gas | Unit Heater | E7 | RVT - Cost of Operation | 0 | 0 | 0 | 0 | 0 | 0 | 0 | 0 | 0 | 0 | 0 | 0 | 0 | 0 | 0 | 0 | 0 | 0 | 0 | 0 | 0 | 0 | 0 | 0 | 0 | 0 | 0
F2_Commercial_Lodging (WA)_New_Space Heating_Natural Gas_Unit Heater_E8 | F2 | Commercial | Lodging (WA) | New | Space Heating | Natural Gas | Unit Heater | E8 | RVT - Cost of Operation | 0 | 0 | 0 | 0 | 0 | 0 | 0 | 0 | 0 | 0 | 0 | 0 | 0 | 0 | 0 | 0 | 0 | 0 | 0 | 0 | 0 | 0 | 0 | 0 | 0 | 0 | 0
F2_Commercial_Lodging (WA)_New_Space Heating_Natural Gas_Unit Heater_E9 | F2 | Commercial | Lodging (WA) | New | Space Heating | Natural Gas | Unit Heater | E9 | RVT - Cost of Operation | 0 | 0 | 0 | 0 | 0 | 0 | 0 | 0 | 0 | 0 | 0 | 0 | 0 | 0 | 0 | 0 | 0 | 0 | 0 | 0 | 0 | 0 | 0 | 0 | 0 | 0 | 0
F2_Commercial_Lodging (WA)_New_Space Heating_Natural Gas_Unit Heater_E10 | F2 | Commercial | Lodging (WA) | New | Space Heating | Natural Gas | Unit Heater | E10 | RVT - Cost of Operation | 0 | 0 | 0 | 0 | 0 | 0 | 0 | 0 | 0 | 0 | 0 | 0 | 0 | 0 | 0 | 0 | 0 | 0 | 0 | 0 | 0 | 0 | 0 | 0 | 0 | 0 | 0
F3_Commercial_Lodging (WA)_New_Space Heating_Natural Gas_Unit Heater_E1 | F3 | Commercial | Lodging (WA) | New | Space Heating | Natural Gas | Unit Heater | E1 | System - kBTUs of Consumption | 15.1155 | 15.087 | 15.087 | 15.087 | 15.087 | 15.087 | 15.087 | 15.087 | 15.087 | 15.087 | 15.087 | 15.087 | 15.087 | 15.087 | 15.087 | 15.087 | 15.087 | 15.087 | 15.087 | 15.087 | 15.087 | 15.087 | 15.087 | 15.087 | 15.087 | 15.087 | 15.087
F3_Commercial_Lodging (WA)_New_Space Heating_Natural Gas_Unit Heater_E2 | F3 | Commercial | Lodging (WA) | New | Space Heating | Natural Gas | Unit Heater | E2 | System - kBTUs of Consumption | 13.4441 | 13.4188 | 13.4188 | 13.4188 | 13.4188 | 13.4188 | 13.4188 | 13.4188 | 13.4188 | 13.4188 | 13.4188 | 13.4188 | 13.4188 | 13.4188 | 13.4188 | 13.4188 | 13.4188 | 13.4188 | 13.4188 | 13.4188 | 13.4188 | 13.4188 | 13.4188 | 13.4188 | 13.4188 | 13.4188 | 13.4188
F3_Commercial_Lodging (WA)_New_Space Heating_Natural Gas_Unit Heater_E3 | F3 | Commercial | Lodging (WA) | New | Space Heating | Natural Gas | Unit Heater | E3 | System - kBTUs of Consumption | 13.3798 | 13.3462 | 13.3462 | 13.3462 | 13.3462 | 13.3462 | 13.3462 | 13.3462 | 13.3462 | 13.3462 | 13.3462 | 13.3462 | 13.3462 | 13.3462 | 13.3462 | 13.3462 | 13.3462 | 13.3462 | 13.3462 | 13.3462 | 13.3462 | 13.3462 | 13.3462 | 13.3462 | 13.3462 | 13.3462 | 13.3462
F3_Commercial_Lodging (WA)_New_Space Heating_Natural Gas_Unit Heater_E4 | F3 | Commercial | Lodging (WA) | New | Space Heating | Natural Gas | Unit Heater | E4 | System - kBTUs of Consumption | 0 | 0 | 0 | 0 | 0 | 0 | 0 | 0 | 0 | 0 | 0 | 0 | 0 | 0 | 0 | 0 | 0 | 0 | 0 | 0 | 0 | 0 | 0 | 0 | 0 | 0 | 0
F3_Commercial_Lodging (WA)_New_Space Heating_Natural Gas_Unit Heater_E5 | F3 | Commercial | Lodging (WA) | New | Space Heating | Natural Gas | Unit Heater | E5 | System - kBTUs of Consumption | 0 | 0 | 0 | 0 | 0 | 0 | 0 | 0 | 0 | 0 | 0 | 0 | 0 | 0 | 0 | 0 | 0 | 0 | 0 | 0 | 0 | 0 | 0 | 0 | 0 | 0 | 0
F3_Commercial_Lodging (WA)_New_Space Heating_Natural Gas_Unit Heater_E6 | F3 | Commercial | Lodging (WA) | New | Space Heating | Natural Gas | Unit Heater | E6 | System - kBTUs of Consumption | 0 | 0 | 0 | 0 | 0 | 0 | 0 | 0 | 0 | 0 | 0 | 0 | 0 | 0 | 0 | 0 | 0 | 0 | 0 | 0 | 0 | 0 | 0 | 0 | 0 | 0 | 0
F3_Commercial_Lodging (WA)_New_Space Heating_Natural Gas_Unit Heater_E7 | F3 | Commercial | Lodging (WA) | New | Space Heating | Natural Gas | Unit Heater | E7 | System - kBTUs of Consumption | 0 | 0 | 0 | 0 | 0 | 0 | 0 | 0 | 0 | 0 | 0 | 0 | 0 | 0 | 0 | 0 | 0 | 0 | 0 | 0 | 0 | 0 | 0 | 0 | 0 | 0 | 0
F3_Commercial_Lodging (WA)_New_Space Heating_Natural Gas_Unit Heater_E8 | F3 | Commercial | Lodging (WA) | New | Space Heating | Natural Gas | Unit Heater | E8 | System - kBTUs of Consumption | 0 | 0 | 0 | 0 | 0 | 0 | 0 | 0 | 0 | 0 | 0 | 0 | 0 | 0 | 0 | 0 | 0 | 0 | 0 | 0 | 0 | 0 | 0 | 0 | 0 | 0 | 0
F3_Commercial_Lodging (WA)_New_Space Heating_Natural Gas_Unit Heater_E9 | F3 | Commercial | Lodging (WA) | New | Space Heating | Natural Gas | Unit Heater | E9 | System - kBTUs of Consumption | 0 | 0 | 0 | 0 | 0 | 0 | 0 | 0 | 0 | 0 | 0 | 0 | 0 | 0 | 0 | 0 | 0 | 0 | 0 | 0 | 0 | 0 | 0 | 0 | 0 | 0 | 0
F3_Commercial_Lodging (WA)_New_Space Heating_Natural Gas_Unit Heater_E10 | F3 | Commercial | Lodging (WA) | New | Space Heating | Natural Gas | Unit Heater | E10 | System - kBTUs of Consumption | 0 | 0 | 0 | 0 | 0 | 0 | 0 | 0 | 0 | 0 | 0 | 0 | 0 | 0 | 0 | 0 | 0 | 0 | 0 | 0 | 0 | 0 | 0 | 0 | 0 | 0 | 0
F4_Commercial_Lodging (WA)_New_Space Heating_Natural Gas_Unit Heater_E1 | F4 | Commercial | Lodging (WA) | New | Space Heating | Natural Gas | Unit Heater | E1 | Utility - Cost of Equipment | 0.00013308 | 0.00013308 | 0.00013308 | 0.00013308 | 0.00013308 | 0.00013308 | 0.00013308 | 0.00013308 | 0.00013308 | 0.00013308 | 0.00013308 | 0.00013308 | 0.00013308 | 0.00013308 | 0.00013308 | 0.00013308 | 0.00013308 | 0.00013308 | 0.00013308 | 0.00013308 | 0.00013308 | 0.00013308 | 0.00013308 | 0.00013308 | 0.00013308 | 0.00013308 | 0.00013308
F4_Commercial_Lodging (WA)_New_Space Heating_Natural Gas_Unit Heater_E2 | F4 | Commercial | Lodging (WA) | New | Space Heating | Natural Gas | Unit Heater | E2 | Utility - Cost of Equipment | 0.00029187 | 0.00029187 | 0.00029187 | 0.00029187 | 0.00029187 | 0.00029187 | 0.00029187 | 0.00029187 | 0.00029187 | 0.00029187 | 0.00029187 | 0.00029187 | 0.00029187 | 0.00029187 | 0.00029187 | 0.00029187 | 0.00029187 | 0.00029187 | 0.00029187 | 0.00029187 | 0.00029187 | 0.00029187 | 0.00029187 | 0.00029187 | 0.00029187 | 0.00029187 | 0.00029187
F4_Commercial_Lodging (WA)_New_Space Heating_Natural Gas_Unit Heater_E3 | F4 | Commercial | Lodging (WA) | New | Space Heating | Natural Gas | Unit Heater | E3 | Utility - Cost of Equipment | 0.00018509 | 0.00018509 | 0.00018509 | 0.00018509 | 0.00018509 | 0.00018509 | 0.00018509 | 0.00018509 | 0.00018509 | 0.00018509 | 0.00018509 | 0.00018509 | 0.00018509 | 0.00018509 | 0.00018509 | 0.00018509 | 0.00018509 | 0.00018509 | 0.00018509 | 0.00018509 | 0.00018509 | 0.00018509 | 0.00018509 | 0.00018509 | 0.00018509 | 0.00018509 | 0.00018509
F4_Commercial_Lodging (WA)_New_Space Heating_Natural Gas_Unit Heater_E4 | F4 | Commercial | Lodging (WA) | New | Space Heating | Natural Gas | Unit Heater | E4 | Utility - Cost of Equipment | 0 | 0 | 0 | 0 | 0 | 0 | 0 | 0 | 0 | 0 | 0 | 0 | 0 | 0 | 0 | 0 | 0 | 0 | 0 | 0 | 0 | 0 | 0 | 0 | 0 | 0 | 0
F4_Commercial_Lodging (WA)_New_Space Heating_Natural Gas_Unit Heater_E5 | F4 | Commercial | Lodging (WA) | New | Space Heating | Natural Gas | Unit Heater | E5 | Utility - Cost of Equipment | 0 | 0 | 0 | 0 | 0 | 0 | 0 | 0 | 0 | 0 | 0 | 0 | 0 | 0 | 0 | 0 | 0 | 0 | 0 | 0 | 0 | 0 | 0 | 0 | 0 | 0 | 0
F4_Commercial_Lodging (WA)_New_Space Heating_Natural Gas_Unit Heater_E6 | F4 | Commercial | Lodging (WA) | New | Space Heating | Natural Gas | Unit Heater | E6 | Utility - Cost of Equipment | 0 | 0 | 0 | 0 | 0 | 0 | 0 | 0 | 0 | 0 | 0 | 0 | 0 | 0 | 0 | 0 | 0 | 0 | 0 | 0 | 0 | 0 | 0 | 0 | 0 | 0 | 0
F4_Commercial_Lodging (WA)_New_Space Heating_Natural Gas_Unit Heater_E7 | F4 | Commercial | Lodging (WA) | New | Space Heating | Natural Gas | Unit Heater | E7 | Utility - Cost of Equipment | 0 | 0 | 0 | 0 | 0 | 0 | 0 | 0 | 0 | 0 | 0 | 0 | 0 | 0 | 0 | 0 | 0 | 0 | 0 | 0 | 0 | 0 | 0 | 0 | 0 | 0 | 0
F4_Commercial_Lodging (WA)_New_Space Heating_Natural Gas_Unit Heater_E8 | F4 | Commercial | Lodging (WA) | New | Space Heating | Natural Gas | Unit Heater | E8 | Utility - Cost of Equipment | 0 | 0 | 0 | 0 | 0 | 0 | 0 | 0 | 0 | 0 | 0 | 0 | 0 | 0 | 0 | 0 | 0 | 0 | 0 | 0 | 0 | 0 | 0 | 0 | 0 | 0 | 0
F4_Commercial_Lodging (WA)_New_Space Heating_Natural Gas_Unit Heater_E9 | F4 | Commercial | Lodging (WA) | New | Space Heating | Natural Gas | Unit Heater | E9 | Utility - Cost of Equipment | 0 | 0 | 0 | 0 | 0 | 0 | 0 | 0 | 0 | 0 | 0 | 0 | 0 | 0 | 0 | 0 | 0 | 0 | 0 | 0 | 0 | 0 | 0 | 0 | 0 | 0 | 0
F4_Commercial_Lodging (WA)_New_Space Heating_Natural Gas_Unit Heater_E10 | F4 | Commercial | Lodging (WA) | New | Space Heating | Natural Gas | Unit Heater | E10 | Utility - Cost of Equipment | 0 | 0 | 0 | 0 | 0 | 0 | 0 | 0 | 0 | 0 | 0 | 0 | 0 | 0 | 0 | 0 | 0 | 0 | 0 | 0 | 0 | 0 | 0 | 0 | 0 | 0 | 0
F5_Commercial_Lodging (WA)_New_Space Heating_Natural Gas_Unit Heater_E1 | F5 | Commercial | Lodging (WA) | New | Space Heating | Natural Gas | Unit Heater | E1 | Utility - Cost of Operation | 0.062066 | 0.063086 | 0.064417 | 0.065884 | 0.0675 | 0.069727 | 0.071994 | 0.074395 | 0.076693 | 0.079026 | 0.081115 | 0.083042 | 0.085151 | 0.087317 | 0.089333 | 0.09132 | 0.093175 | 0.095087 | 0.097078 | 0.09912 | 0.1012 | 0.1034 | 0.10594 | 0.10819 | 0.11049 | 0.11283 | 0.11523
F5_Commercial_Lodging (WA)_New_Space Heating_Natural Gas_Unit Heater_E2 | F5 | Commercial | Lodging (WA) | New | Space Heating | Natural Gas | Unit Heater | E2 | Utility - Cost of Operation | 0.055203 | 0.05611 | 0.057294 | 0.058599 | 0.060036 | 0.062016 | 0.064033 | 0.066169 | 0.068212 | 0.070288 | 0.072146 | 0.073859 | 0.075735 | 0.077661 | 0.079455 | 0.081222 | 0.082872 | 0.084572 | 0.086343 | 0.08816 | 0.090011 | 0.091965 | 0.094226 | 0.096226 | 0.098269 | 0.10035 | 0.10248
F5_Commercial_Lodging (WA)_New_Space Heating_Natural Gas_Unit Heater_E3 | F5 | Commercial | Lodging (WA) | New | Space Heating | Natural Gas | Unit Heater | E3 | Utility - Cost of Operation | 0.052088 | 0.052845 | 0.053918 | 0.055144 | 0.056533 | 0.058555 | 0.060619 | 0.062809 | 0.064871 | 0.066961 | 0.068791 | 0.070444 | 0.072279 | 0.074183 | 0.075925 | 0.077631 | 0.079192 | 0.080805 | 0.082492 | 0.084224 | 0.085989 | 0.087864 | 0.090088 | 0.092 | 0.093953 | 0.095947 | 0.097983
F5_Commercial_Lodging (WA)_New_Space Heating_Natural Gas_Unit Heater_E4 | F5 | Commercial | Lodging (WA) | New | Space Heating | Natural Gas | Unit Heater | E4 | Utility - Cost of Operation | 0 | 0 | 0 | 0 | 0 | 0 | 0 | 0 | 0 | 0 | 0 | 0 | 0 | 0 | 0 | 0 | 0 | 0 | 0 | 0 | 0 | 0 | 0 | 0 | 0 | 0 | 0
F5_Commercial_Lodging (WA)_New_Space Heating_Natural Gas_Unit Heater_E5 | F5 | Commercial | Lodging (WA) | New | Space Heating | Natural Gas | Unit Heater | E5 | Utility - Cost of Operation | 0 | 0 | 0 | 0 | 0 | 0 | 0 | 0 | 0 | 0 | 0 | 0 | 0 | 0 | 0 | 0 | 0 | 0 | 0 | 0 | 0 | 0 | 0 | 0 | 0 | 0 | 0
F5_Commercial_Lodging (WA)_New_Space Heating_Natural Gas_Unit Heater_E6 | F5 | Commercial | Lodging (WA) | New | Space Heating | Natural Gas | Unit Heater | E6 | Utility - Cost of Operation | 0 | 0 | 0 | 0 | 0 | 0 | 0 | 0 | 0 | 0 | 0 | 0 | 0 | 0 | 0 | 0 | 0 | 0 | 0 | 0 | 0 | 0 | 0 | 0 | 0 | 0 | 0
F5_Commercial_Lodging (WA)_New_Space Heating_Natural Gas_Unit Heater_E7 | F5 | Commercial | Lodging (WA) | New | Space Heating | Natural Gas | Unit Heater | E7 | Utility - Cost of Operation | 0 | 0 | 0 | 0 | 0 | 0 | 0 | 0 | 0 | 0 | 0 | 0 | 0 | 0 | 0 | 0 | 0 | 0 | 0 | 0 | 0 | 0 | 0 | 0 | 0 | 0 | 0
F5_Commercial_Lodging (WA)_New_Space Heating_Natural Gas_Unit Heater_E8 | F5 | Commercial | Lodging (WA) | New | Space Heating | Natural Gas | Unit Heater | E8 | Utility - Cost of Operation | 0 | 0 | 0 | 0 | 0 | 0 | 0 | 0 | 0 | 0 | 0 | 0 | 0 | 0 | 0 | 0 | 0 | 0 | 0 | 0 | 0 | 0 | 0 | 0 | 0 | 0 | 0
F5_Commercial_Lodging (WA)_New_Space Heating_Natural Gas_Unit Heater_E9 | F5 | Commercial | Lodging (WA) | New | Space Heating | Natural Gas | Unit Heater | E9 | Utility - Cost of Operation | 0 | 0 | 0 | 0 | 0 | 0 | 0 | 0 | 0 | 0 | 0 | 0 | 0 | 0 | 0 | 0 | 0 | 0 | 0 | 0 | 0 | 0 | 0 | 0 | 0 | 0 | 0
F5_Commercial_Lodging (WA)_New_Space Heating_Natural Gas_Unit Heater_E10 | F5 | Commercial | Lodging (WA) | New | Space Heating | Natural Gas | Unit Heater | E10 | Utility - Cost of Operation | 0 | 0 | 0 | 0 | 0 | 0 | 0 | 0 | 0 | 0 | 0 | 0 | 0 | 0 | 0 | 0 | 0 | 0 | 0 | 0 | 0 | 0 | 0 | 0 | 0 | 0 | 0
F6_Commercial_Lodging (WA)_New_Space Heating_Natural Gas_Unit Heater_E1 | F6 | Commercial | Lodging (WA) | New | Space Heating | Natural Gas | Unit Heater | E1 | Utility - Value of Sales | 0.071545 | 0.072298 | 0.073376 | 0.074566 | 0.075875 | 0.077854 | 0.079814 | 0.081874 | 0.083743 | 0.085585 | 0.087659 | 0.089537 | 0.091595 | 0.093695 | 0.095608 | 0.097464 | 0.09915 | 0.10087 | 0.10265 | 0.10445 | 0.10626 | 0.10857 | 0.11124 | 0.1136 | 0.11601 | 0.11847 | 0.12099
F6_Commercial_Lodging (WA)_New_Space Heating_Natural Gas_Unit Heater_E2 | F6 | Commercial | Lodging (WA) | New | Space Heating | Natural Gas | Unit Heater | E2 | Utility - Value of Sales | 0.063634 | 0.064304 | 0.065263 | 0.06632 | 0.067485 | 0.069245 | 0.070988 | 0.07282 | 0.074483 | 0.076122 | 0.077966 | 0.079636 | 0.081467 | 0.083334 | 0.085036 | 0.086687 | 0.088186 | 0.089716 | 0.091297 | 0.0929 | 0.094512 | 0.096563 | 0.098938 | 0.10104 | 0.10318 | 0.10537 | 0.10761
F6_Commercial_Lodging (WA)_New_Space Heating_Natural Gas_Unit Heater_E3 | F6 | Commercial | Lodging (WA) | New | Space Heating | Natural Gas | Unit Heater | E3 | Utility - Value of Sales | 0.0608 | 0.061305 | 0.062145 | 0.063117 | 0.064231 | 0.066044 | 0.067843 | 0.069725 | 0.071376 | 0.072978 | 0.074794 | 0.07638 | 0.078146 | 0.079965 | 0.081584 | 0.083138 | 0.084508 | 0.085905 | 0.087355 | 0.088821 | 0.090289 | 0.092257 | 0.094592 | 0.0966 | 0.09865 | 0.10074 | 0.10288
F6_Commercial_Lodging (WA)_New_Space Heating_Natural Gas_Unit Heater_E4 | F6 | Commercial | Lodging (WA) | New | Space Heating | Natural Gas | Unit Heater | E4 | Utility - Value of Sales | 0 | 0 | 0 | 0 | 0 | 0 | 0 | 0 | 0 | 0 | 0 | 0 | 0 | 0 | 0 | 0 | 0 | 0 | 0 | 0 | 0 | 0 | 0 | 0 | 0 | 0 | 0
F6_Commercial_Lodging (WA)_New_Space Heating_Natural Gas_Unit Heater_E5 | F6 | Commercial | Lodging (WA) | New | Space Heating | Natural Gas | Unit Heater | E5 | Utility - Value of Sales | 0 | 0 | 0 | 0 | 0 | 0 | 0 | 0 | 0 | 0 | 0 | 0 | 0 | 0 | 0 | 0 | 0 | 0 | 0 | 0 | 0 | 0 | 0 | 0 | 0 | 0 | 0
F6_Commercial_Lodging (WA)_New_Space Heating_Natural Gas_Unit Heater_E6 | F6 | Commercial | Lodging (WA) | New | Space Heating | Natural Gas | Unit Heater | E6 | Utility - Value of Sales | 0 | 0 | 0 | 0 | 0 | 0 | 0 | 0 | 0 | 0 | 0 | 0 | 0 | 0 | 0 | 0 | 0 | 0 | 0 | 0 | 0 | 0 | 0 | 0 | 0 | 0 | 0
F6_Commercial_Lodging (WA)_New_Space Heating_Natural Gas_Unit Heater_E7 | F6 | Commercial | Lodging (WA) | New | Space Heating | Natural Gas | Unit Heater | E7 | Utility - Value of Sales | 0 | 0 | 0 | 0 | 0 | 0 | 0 | 0 | 0 | 0 | 0 | 0 | 0 | 0 | 0 | 0 | 0 | 0 | 0 | 0 | 0 | 0 | 0 | 0 | 0 | 0 | 0
F6_Commercial_Lodging (WA)_New_Space Heating_Natural Gas_Unit Heater_E8 | F6 | Commercial | Lodging (WA) | New | Space Heating | Natural Gas | Unit Heater | E8 | Utility - Value of Sales | 0 | 0 | 0 | 0 | 0 | 0 | 0 | 0 | 0 | 0 | 0 | 0 | 0 | 0 | 0 | 0 | 0 | 0 | 0 | 0 | 0 | 0 | 0 | 0 | 0 | 0 | 0
F6_Commercial_Lodging (WA)_New_Space Heating_Natural Gas_Unit Heater_E9 | F6 | Commercial | Lodging (WA) | New | Space Heating | Natural Gas | Unit Heater | E9 | Utility - Value of Sales | 0 | 0 | 0 | 0 | 0 | 0 | 0 | 0 | 0 | 0 | 0 | 0 | 0 | 0 | 0 | 0 | 0 | 0 | 0 | 0 | 0 | 0 | 0 | 0 | 0 | 0 | 0
F6_Commercial_Lodging (WA)_New_Space Heating_Natural Gas_Unit Heater_E10 | F6 | Commercial | Lodging (WA) | New | Space Heating | Natural Gas | Unit Heater | E10 | Utility - Value of Sales | 0 | 0 | 0 | 0 | 0 | 0 | 0 | 0 | 0 | 0 | 0 | 0 | 0 | 0 | 0 | 0 | 0 | 0 | 0 | 0 | 0 | 0 | 0 | 0 | 0 | 0 | 0
F1_Commercial_Lodging (WA)_New_Water Heating_Natural Gas_Water Heater_E1 | F1 | Commercial | Lodging (WA) | New | Water Heating | Natural Gas | Water Heater | E1 | RVT - Cost of Equipment | 0.031321 | 0.031321 | 0.031321 | 0.031321 | 0.031321 | 0.031321 | 0.031321 | 0.031321 | 0.031321 | 0.031321 | 0.031321 | 0.031321 | 0.031321 | 0.031321 | 0.031321 | 0.031321 | 0.031321 | 0.031321 | 0.031321 | 0.031321 | 0.031321 | 0.031321 | 0.031321 | 0.031321 | 0.031321 | 0.031321 | 0.031321
F1_Commercial_Lodging (WA)_New_Water Heating_Natural Gas_Water Heater_E2 | F1 | Commercial | Lodging (WA) | New | Water Heating | Natural Gas | Water Heater | E2 | RVT - Cost of Equipment | 0.037585 | 0.037585 | 0.037585 | 0.037585 | 0.037585 | 0.037585 | 0.037585 | 0.037585 | 0.037585 | 0.037585 | 0.037585 | 0.037585 | 0.037585 | 0.037585 | 0.037585 | 0.037585 | 0.037585 | 0.037585 | 0.037585 | 0.037585 | 0.037585 | 0.037585 | 0.037585 | 0.037585 | 0.037585 | 0.037585 | 0.037585
F1_Commercial_Lodging (WA)_New_Water Heating_Natural Gas_Water Heater_E3 | F1 | Commercial | Lodging (WA) | New | Water Heating | Natural Gas | Water Heater | E3 | RVT - Cost of Equipment | 0.046202 | 0.046202 | 0.046202 | 0.046202 | 0.046202 | 0.046202 | 0.046202 | 0.046202 | 0.046202 | 0.046202 | 0.046202 | 0.046202 | 0.046202 | 0.046202 | 0.046202 | 0.046202 | 0.046202 | 0.046202 | 0.046202 | 0.046202 | 0.046202 | 0.046202 | 0.046202 | 0.046202 | 0.046202 | 0.046202 | 0.046202
F1_Commercial_Lodging (WA)_New_Water Heating_Natural Gas_Water Heater_E4 | F1 | Commercial | Lodging (WA) | New | Water Heating | Natural Gas | Water Heater | E4 | RVT - Cost of Equipment | 0.046568 | 0.046568 | 0.046568 | 0.046568 | 0.046568 | 0.046568 | 0.046568 | 0.046568 | 0.046568 | 0.046568 | 0.046568 | 0.046568 | 0.046568 | 0.046568 | 0.046568 | 0.046568 | 0.046568 | 0.046568 | 0.046568 | 0.046568 | 0.046568 | 0.046568 | 0.046568 | 0.046568 | 0.046568 | 0.046568 | 0.046568
F1_Commercial_Lodging (WA)_New_Water Heating_Natural Gas_Water Heater_E5 | F1 | Commercial | Lodging (WA) | New | Water Heating | Natural Gas | Water Heater | E5 | RVT - Cost of Equipment | 0.10052 | 0.10052 | 0.10052 | 0.10052 | 0.10052 | 0.10052 | 0.10052 | 0.10052 | 0.10052 | 0.10052 | 0.10052 | 0.10052 | 0.10052 | 0.10052 | 0.10052 | 0.10052 | 0.10052 | 0.10052 | 0.10052 | 0.10052 | 0.10052 | 0.10052 | 0.10052 | 0.10052 | 0.10052 | 0.10052 | 0.10052
F1_Commercial_Lodging (WA)_New_Water Heating_Natural Gas_Water Heater_E6 | F1 | Commercial | Lodging (WA) | New | Water Heating | Natural Gas | Water Heater | E6 | RVT - Cost of Equipment | 0 | 0 | 0 | 0 | 0 | 0 | 0 | 0 | 0 | 0 | 0 | 0 | 0 | 0 | 0 | 0 | 0 | 0 | 0 | 0 | 0 | 0 | 0 | 0 | 0 | 0 | 0
F1_Commercial_Lodging (WA)_New_Water Heating_Natural Gas_Water Heater_E7 | F1 | Commercial | Lodging (WA) | New | Water Heating | Natural Gas | Water Heater | E7 | RVT - Cost of Equipment | 0 | 0 | 0 | 0 | 0 | 0 | 0 | 0 | 0 | 0 | 0 | 0 | 0 | 0 | 0 | 0 | 0 | 0 | 0 | 0 | 0 | 0 | 0 | 0 | 0 | 0 | 0
F1_Commercial_Lodging (WA)_New_Water Heating_Natural Gas_Water Heater_E8 | F1 | Commercial | Lodging (WA) | New | Water Heating | Natural Gas | Water Heater | E8 | RVT - Cost of Equipment | 0 | 0 | 0 | 0 | 0 | 0 | 0 | 0 | 0 | 0 | 0 | 0 | 0 | 0 | 0 | 0 | 0 | 0 | 0 | 0 | 0 | 0 | 0 | 0 | 0 | 0 | 0
F1_Commercial_Lodging (WA)_New_Water Heating_Natural Gas_Water Heater_E9 | F1 | Commercial | Lodging (WA) | New | Water Heating | Natural Gas | Water Heater | E9 | RVT - Cost of Equipment | 0 | 0 | 0 | 0 | 0 | 0 | 0 | 0 | 0 | 0 | 0 | 0 | 0 | 0 | 0 | 0 | 0 | 0 | 0 | 0 | 0 | 0 | 0 | 0 | 0 | 0 | 0
F1_Commercial_Lodging (WA)_New_Water Heating_Natural Gas_Water Heater_E10 | F1 | Commercial | Lodging (WA) | New | Water Heating | Natural Gas | Water Heater | E10 | RVT - Cost of Equipment | 0 | 0 | 0 | 0 | 0 | 0 | 0 | 0 | 0 | 0 | 0 | 0 | 0 | 0 | 0 | 0 | 0 | 0 | 0 | 0 | 0 | 0 | 0 | 0 | 0 | 0 | 0
F2_Commercial_Lodging (WA)_New_Water Heating_Natural Gas_Water Heater_E1 | F2 | Commercial | Lodging (WA) | New | Water Heating | Natural Gas | Water Heater | E1 | RVT - Cost of Operation | 0.16066 | 0.16389 | 0.16752 | 0.1716 | 0.17616 | 0.18166 | 0.18712 | 0.19228 | 0.19696 | 0.20151 | 0.20624 | 0.21056 | 0.21519 | 0.21967 | 0.2236 | 0.22723 | 0.23039 | 0.23344 | 0.23666 | 0.23972 | 0.2428 | 0.24708 | 0.25142 | 0.25589 | 0.26044 | 0.26506 | 0.26977
F2_Commercial_Lodging (WA)_New_Water Heating_Natural Gas_Water Heater_E2 | F2 | Commercial | Lodging (WA) | New | Water Heating | Natural Gas | Water Heater | E2 | RVT - Cost of Operation | 0.14281 | 0.14568 | 0.14891 | 0.15254 | 0.15658 | 0.16147 | 0.16632 | 0.17091 | 0.17507 | 0.17912 | 0.18332 | 0.18717 | 0.19128 | 0.19526 | 0.19876 | 0.20198 | 0.20479 | 0.2075 | 0.21037 | 0.21308 | 0.21582 | 0.21963 | 0.22349 | 0.22746 | 0.2315 | 0.23561 | 0.2398
F2_Commercial_Lodging (WA)_New_Water Heating_Natural Gas_Water Heater_E3 | F2 | Commercial | Lodging (WA) | New | Water Heating | Natural Gas | Water Heater | E3 | RVT - Cost of Operation | 0.13673 | 0.13948 | 0.14257 | 0.14605 | 0.14992 | 0.1546 | 0.15925 | 0.16364 | 0.16762 | 0.1715 | 0.17552 | 0.1792 | 0.18314 | 0.18695 | 0.1903 | 0.19338 | 0.19607 | 0.19867 | 0.20141 | 0.20402 | 0.20663 | 0.21028 | 0.21398 | 0.21778 | 0.22165 | 0.22559 | 0.22959
F2_Commercial_Lodging (WA)_New_Water Heating_Natural Gas_Water Heater_E4 | F2 | Commercial | Lodging (WA) | New | Water Heating | Natural Gas | Water Heater | E4 | RVT - Cost of Operation | 0.14335 | 0.14623 | 0.14938 | 0.1528 | 0.15652 | 0.16091 | 0.16524 | 0.16938 | 0.17321 | 0.17698 | 0.18092 | 0.18461 | 0.18853 | 0.19236 | 0.19581 | 0.19903 | 0.20193 | 0.20475 | 0.20772 | 0.21057 | 0.21345 | 0.21722 | 0.22104 | 0.22497 | 0.22897 | 0.23303 | 0.23717
F2_Commercial_Lodging (WA)_New_Water Heating_Natural Gas_Water Heater_E5 | F2 | Commercial | Lodging (WA) | New | Water Heating | Natural Gas | Water Heater | E5 | RVT - Cost of Operation | 0.084287 | 0.085943 | 0.087863 | 0.090085 | 0.092623 | 0.095718 | 0.098787 | 0.10167 | 0.10426 | 0.10676 | 0.10934 | 0.11167 | 0.11417 | 0.11658 | 0.11867 | 0.12058 | 0.12221 | 0.12378 | 0.12544 | 0.127 | 0.12857 | 0.13084 | 0.13313 | 0.1355 | 0.1379 | 0.14035 | 0.14285
F2_Commercial_Lodging (WA)_New_Water Heating_Natural Gas_Water Heater_E6 | F2 | Commercial | Lodging (WA) | New | Water Heating | Natural Gas | Water Heater | E6 | RVT - Cost of Operation | 0 | 0 | 0 | 0 | 0 | 0 | 0 | 0 | 0 | 0 | 0 | 0 | 0 | 0 | 0 | 0 | 0 | 0 | 0 | 0 | 0 | 0 | 0 | 0 | 0 | 0 | 0
F2_Commercial_Lodging (WA)_New_Water Heating_Natural Gas_Water Heater_E7 | F2 | Commercial | Lodging (WA) | New | Water Heating | Natural Gas | Water Heater | E7 | RVT - Cost of Operation | 0 | 0 | 0 | 0 | 0 | 0 | 0 | 0 | 0 | 0 | 0 | 0 | 0 | 0 | 0 | 0 | 0 | 0 | 0 | 0 | 0 | 0 | 0 | 0 | 0 | 0 | 0
F2_Commercial_Lodging (WA)_New_Water Heating_Natural Gas_Water Heater_E8 | F2 | Commercial | Lodging (WA) | New | Water Heating | Natural Gas | Water Heater | E8 | RVT - Cost of Operation | 0 | 0 | 0 | 0 | 0 | 0 | 0 | 0 | 0 | 0 | 0 | 0 | 0 | 0 | 0 | 0 | 0 | 0 | 0 | 0 | 0 | 0 | 0 | 0 | 0 | 0 | 0
F2_Commercial_Lodging (WA)_New_Water Heating_Natural Gas_Water Heater_E9 | F2 | Commercial | Lodging (WA) | New | Water Heating | Natural Gas | Water Heater | E9 | RVT - Cost of Operation | 0 | 0 | 0 | 0 | 0 | 0 | 0 | 0 | 0 | 0 | 0 | 0 | 0 | 0 | 0 | 0 | 0 | 0 | 0 | 0 | 0 | 0 | 0 | 0 | 0 | 0 | 0
F2_Commercial_Lodging (WA)_New_Water Heating_Natural Gas_Water Heater_E10 | F2 | Commercial | Lodging (WA) | New | Water Heating | Natural Gas | Water Heater | E10 | RVT - Cost of Operation | 0 | 0 | 0 | 0 | 0 | 0 | 0 | 0 | 0 | 0 | 0 | 0 | 0 | 0 | 0 | 0 | 0 | 0 | 0 | 0 | 0 | 0 | 0 | 0 | 0 | 0 | 0
F3_Commercial_Lodging (WA)_New_Water Heating_Natural Gas_Water Heater_E1 | F3 | Commercial | Lodging (WA) | New | Water Heating | Natural Gas | Water Heater | E1 | System - kBTUs of Consumption | 37.1708 | 37.1708 | 37.1708 | 37.1708 | 37.1708 | 37.1708 | 37.1708 | 37.1708 | 37.1708 | 37.1708 | 37.1708 | 37.1708 | 37.1708 | 37.1708 | 37.1708 | 37.1708 | 37.1708 | 37.1708 | 37.1708 | 37.1708 | 37.1708 | 37.1708 | 37.1708 | 37.1708 | 37.1708 | 37.1708 | 37.1708
F3_Commercial_Lodging (WA)_New_Water Heating_Natural Gas_Water Heater_E2 | F3 | Commercial | Lodging (WA) | New | Water Heating | Natural Gas | Water Heater | E2 | System - kBTUs of Consumption | 33.0407 | 33.0407 | 33.0407 | 33.0407 | 33.0407 | 33.0407 | 33.0407 | 33.0407 | 33.0407 | 33.0407 | 33.0407 | 33.0407 | 33.0407 | 33.0407 | 33.0407 | 33.0407 | 33.0407 | 33.0407 | 33.0407 | 33.0407 | 33.0407 | 33.0407 | 33.0407 | 33.0407 | 33.0407 | 33.0407 | 33.0407
F3_Commercial_Lodging (WA)_New_Water Heating_Natural Gas_Water Heater_E3 | F3 | Commercial | Lodging (WA) | New | Water Heating | Natural Gas | Water Heater | E3 | System - kBTUs of Consumption | 31.6347 | 31.6347 | 31.6347 | 31.6347 | 31.6347 | 31.6347 | 31.6347 | 31.6347 | 31.6347 | 31.6347 | 31.6347 | 31.6347 | 31.6347 | 31.6347 | 31.6347 | 31.6347 | 31.6347 | 31.6347 | 31.6347 | 31.6347 | 31.6347 | 31.6347 | 31.6347 | 31.6347 | 31.6347 | 31.6347 | 31.6347
F3_Commercial_Lodging (WA)_New_Water Heating_Natural Gas_Water Heater_E4 | F3 | Commercial | Lodging (WA) | New | Water Heating | Natural Gas | Water Heater | E4 | System - kBTUs of Consumption | 31.6011 | 31.6011 | 31.6011 | 31.6011 | 31.6011 | 31.6011 | 31.6011 | 31.6011 | 31.6011 | 31.6011 | 31.6011 | 31.6011 | 31.6011 | 31.6011 | 31.6011 | 31.6011 | 31.6011 | 31.6011 | 31.6011 | 31.6011 | 31.6011 | 31.6011 | 31.6011 | 31.6011 | 31.6011 | 31.6011 | 31.6011
F3_Commercial_Lodging (WA)_New_Water Heating_Natural Gas_Water Heater_E5 | F3 | Commercial | Lodging (WA) | New | Water Heating | Natural Gas | Water Heater | E5 | System - kBTUs of Consumption | 19.8244 | 19.8244 | 19.8244 | 19.8244 | 19.8244 | 19.8244 | 19.8244 | 19.8244 | 19.8244 | 19.8244 | 19.8244 | 19.8244 | 19.8244 | 19.8244 | 19.8244 | 19.8244 | 19.8244 | 19.8244 | 19.8244 | 19.8244 | 19.8244 | 19.8244 | 19.8244 | 19.8244 | 19.8244 | 19.8244 | 19.8244
F3_Commercial_Lodging (WA)_New_Water Heating_Natural Gas_Water Heater_E6 | F3 | Commercial | Lodging (WA) | New | Water Heating | Natural Gas | Water Heater | E6 | System - kBTUs of Consumption | 0 | 0 | 0 | 0 | 0 | 0 | 0 | 0 | 0 | 0 | 0 | 0 | 0 | 0 | 0 | 0 | 0 | 0 | 0 | 0 | 0 | 0 | 0 | 0 | 0 | 0 | 0
F3_Commercial_Lodging (WA)_New_Water Heating_Natural Gas_Water Heater_E7 | F3 | Commercial | Lodging (WA) | New | Water Heating | Natural Gas | Water Heater | E7 | System - kBTUs of Consumption | 0 | 0 | 0 | 0 | 0 | 0 | 0 | 0 | 0 | 0 | 0 | 0 | 0 | 0 | 0 | 0 | 0 | 0 | 0 | 0 | 0 | 0 | 0 | 0 | 0 | 0 | 0
F3_Commercial_Lodging (WA)_New_Water Heating_Natural Gas_Water Heater_E8 | F3 | Commercial | Lodging (WA) | New | Water Heating | Natural Gas | Water Heater | E8 | System - kBTUs of Consumption | 0 | 0 | 0 | 0 | 0 | 0 | 0 | 0 | 0 | 0 | 0 | 0 | 0 | 0 | 0 | 0 | 0 | 0 | 0 | 0 | 0 | 0 | 0 | 0 | 0 | 0 | 0
F3_Commercial_Lodging (WA)_New_Water Heating_Natural Gas_Water Heater_E9 | F3 | Commercial | Lodging (WA) | New | Water Heating | Natural Gas | Water Heater | E9 | System - kBTUs of Consumption | 0 | 0 | 0 | 0 | 0 | 0 | 0 | 0 | 0 | 0 | 0 | 0 | 0 | 0 | 0 | 0 | 0 | 0 | 0 | 0 | 0 | 0 | 0 | 0 | 0 | 0 | 0
F3_Commercial_Lodging (WA)_New_Water Heating_Natural Gas_Water Heater_E10 | F3 | Commercial | Lodging (WA) | New | Water Heating | Natural Gas | Water Heater | E10 | System - kBTUs of Consumption | 0 | 0 | 0 | 0 | 0 | 0 | 0 | 0 | 0 | 0 | 0 | 0 | 0 | 0 | 0 | 0 | 0 | 0 | 0 | 0 | 0 | 0 | 0 | 0 | 0 | 0 | 0
F4_Commercial_Lodging (WA)_New_Water Heating_Natural Gas_Water Heater_E1 | F4 | Commercial | Lodging (WA) | New | Water Heating | Natural Gas | Water Heater | E1 | Utility - Cost of Equipment | 0.031321 | 0.031321 | 0.031321 | 0.031321 | 0.031321 | 0.031321 | 0.031321 | 0.031321 | 0.031321 | 0.031321 | 0.031321 | 0.031321 | 0.031321 | 0.031321 | 0.031321 | 0.031321 | 0.031321 | 0.031321 | 0.031321 | 0.031321 | 0.031321 | 0.031321 | 0.031321 | 0.031321 | 0.031321 | 0.031321 | 0.031321
F4_Commercial_Lodging (WA)_New_Water Heating_Natural Gas_Water Heater_E2 | F4 | Commercial | Lodging (WA) | New | Water Heating | Natural Gas | Water Heater | E2 | Utility - Cost of Equipment | 0.037585 | 0.037585 | 0.037585 | 0.037585 | 0.037585 | 0.037585 | 0.037585 | 0.037585 | 0.037585 | 0.037585 | 0.037585 | 0.037585 | 0.037585 | 0.037585 | 0.037585 | 0.037585 | 0.037585 | 0.037585 | 0.037585 | 0.037585 | 0.037585 | 0.037585 | 0.037585 | 0.037585 | 0.037585 | 0.037585 | 0.037585
F4_Commercial_Lodging (WA)_New_Water Heating_Natural Gas_Water Heater_E3 | F4 | Commercial | Lodging (WA) | New | Water Heating | Natural Gas | Water Heater | E3 | Utility - Cost of Equipment | 0.046202 | 0.046202 | 0.046202 | 0.046202 | 0.046202 | 0.046202 | 0.046202 | 0.046202 | 0.046202 | 0.046202 | 0.046202 | 0.046202 | 0.046202 | 0.046202 | 0.046202 | 0.046202 | 0.046202 | 0.046202 | 0.046202 | 0.046202 | 0.046202 | 0.046202 | 0.046202 | 0.046202 | 0.046202 | 0.046202 | 0.046202
F4_Commercial_Lodging (WA)_New_Water Heating_Natural Gas_Water Heater_E4 | F4 | Commercial | Lodging (WA) | New | Water Heating | Natural Gas | Water Heater | E4 | Utility - Cost of Equipment | 0.046568 | 0.046568 | 0.046568 | 0.046568 | 0.046568 | 0.046568 | 0.046568 | 0.046568 | 0.046568 | 0.046568 | 0.046568 | 0.046568 | 0.046568 | 0.046568 | 0.046568 | 0.046568 | 0.046568 | 0.046568 | 0.046568 | 0.046568 | 0.046568 | 0.046568 | 0.046568 | 0.046568 | 0.046568 | 0.046568 | 0.046568
F4_Commercial_Lodging (WA)_New_Water Heating_Natural Gas_Water Heater_E5 | F4 | Commercial | Lodging (WA) | New | Water Heating | Natural Gas | Water Heater | E5 | Utility - Cost of Equipment | 0.10052 | 0.10052 | 0.10052 | 0.10052 | 0.10052 | 0.10052 | 0.10052 | 0.10052 | 0.10052 | 0.10052 | 0.10052 | 0.10052 | 0.10052 | 0.10052 | 0.10052 | 0.10052 | 0.10052 | 0.10052 | 0.10052 | 0.10052 | 0.10052 | 0.10052 | 0.10052 | 0.10052 | 0.10052 | 0.10052 | 0.10052
F4_Commercial_Lodging (WA)_New_Water Heating_Natural Gas_Water Heater_E6 | F4 | Commercial | Lodging (WA) | New | Water Heating | Natural Gas | Water Heater | E6 | Utility - Cost of Equipment | 0 | 0 | 0 | 0 | 0 | 0 | 0 | 0 | 0 | 0 | 0 | 0 | 0 | 0 | 0 | 0 | 0 | 0 | 0 | 0 | 0 | 0 | 0 | 0 | 0 | 0 | 0
F4_Commercial_Lodging (WA)_New_Water Heating_Natural Gas_Water Heater_E7 | F4 | Commercial | Lodging (WA) | New | Water Heating | Natural Gas | Water Heater | E7 | Utility - Cost of Equipment | 0 | 0 | 0 | 0 | 0 | 0 | 0 | 0 | 0 | 0 | 0 | 0 | 0 | 0 | 0 | 0 | 0 | 0 | 0 | 0 | 0 | 0 | 0 | 0 | 0 | 0 | 0
F4_Commercial_Lodging (WA)_New_Water Heating_Natural Gas_Water Heater_E8 | F4 | Commercial | Lodging (WA) | New | Water Heating | Natural Gas | Water Heater | E8 | Utility - Cost of Equipment | 0 | 0 | 0 | 0 | 0 | 0 | 0 | 0 | 0 | 0 | 0 | 0 | 0 | 0 | 0 | 0 | 0 | 0 | 0 | 0 | 0 | 0 | 0 | 0 | 0 | 0 | 0
F4_Commercial_Lodging (WA)_New_Water Heating_Natural Gas_Water Heater_E9 | F4 | Commercial | Lodging (WA) | New | Water Heating | Natural Gas | Water Heater | E9 | Utility - Cost of Equipment | 0 | 0 | 0 | 0 | 0 | 0 | 0 | 0 | 0 | 0 | 0 | 0 | 0 | 0 | 0 | 0 | 0 | 0 | 0 | 0 | 0 | 0 | 0 | 0 | 0 | 0 | 0
F4_Commercial_Lodging (WA)_New_Water Heating_Natural Gas_Water Heater_E10 | F4 | Commercial | Lodging (WA) | New | Water Heating | Natural Gas | Water Heater | E10 | Utility - Cost of Equipment | 0 | 0 | 0 | 0 | 0 | 0 | 0 | 0 | 0 | 0 | 0 | 0 | 0 | 0 | 0 | 0 | 0 | 0 | 0 | 0 | 0 | 0 | 0 | 0 | 0 | 0 | 0
F5_Commercial_Lodging (WA)_New_Water Heating_Natural Gas_Water Heater_E1 | F5 | Commercial | Lodging (WA) | New | Water Heating | Natural Gas | Water Heater | E1 | Utility - Cost of Operation | 0.13782 | 0.14144 | 0.1455 | 0.15005 | 0.15512 | 0.16111 | 0.16722 | 0.17323 | 0.17902 | 0.18489 | 0.18967 | 0.19417 | 0.199 | 0.20374 | 0.20805 | 0.21213 | 0.21585 | 0.21954 | 0.22345 | 0.22729 | 0.23123 | 0.23532 | 0.23945 | 0.2437 | 0.24803 | 0.25244 | 0.25693
F5_Commercial_Lodging (WA)_New_Water Heating_Natural Gas_Water Heater_E2 | F5 | Commercial | Lodging (WA) | New | Water Heating | Natural Gas | Water Heater | E2 | Utility - Cost of Operation | 0.1225 | 0.12572 | 0.12933 | 0.13338 | 0.13788 | 0.14321 | 0.14864 | 0.15399 | 0.15913 | 0.16434 | 0.16859 | 0.1726 | 0.17689 | 0.18111 | 0.18493 | 0.18856 | 0.19186 | 0.19514 | 0.19862 | 0.20204 | 0.20554 | 0.20917 | 0.21284 | 0.21663 | 0.22047 | 0.22439 | 0.22838
F5_Commercial_Lodging (WA)_New_Water Heating_Natural Gas_Water Heater_E3 | F5 | Commercial | Lodging (WA) | New | Water Heating | Natural Gas | Water Heater | E3 | Utility - Cost of Operation | 0.11729 | 0.12037 | 0.12383 | 0.1277 | 0.13202 | 0.13712 | 0.14231 | 0.14743 | 0.15236 | 0.15735 | 0.16142 | 0.16525 | 0.16936 | 0.1734 | 0.17706 | 0.18053 | 0.1837 | 0.18684 | 0.19017 | 0.19344 | 0.19679 | 0.20027 | 0.20379 | 0.20741 | 0.21109 | 0.21484 | 0.21866
F5_Commercial_Lodging (WA)_New_Water Heating_Natural Gas_Water Heater_E4 | F5 | Commercial | Lodging (WA) | New | Water Heating | Natural Gas | Water Heater | E4 | Utility - Cost of Operation | 0.12454 | 0.12776 | 0.13128 | 0.13511 | 0.1393 | 0.14414 | 0.14906 | 0.15391 | 0.15862 | 0.16339 | 0.16737 | 0.17118 | 0.17522 | 0.17922 | 0.1829 | 0.18643 | 0.18971 | 0.19297 | 0.19641 | 0.1998 | 0.20328 | 0.20688 | 0.21052 | 0.21426 | 0.21806 | 0.22194 | 0.22588
F5_Commercial_Lodging (WA)_New_Water Heating_Natural Gas_Water Heater_E5 | F5 | Commercial | Lodging (WA) | New | Water Heating | Natural Gas | Water Heater | E5 | Utility - Cost of Operation | 0.071833 | 0.073722 | 0.075878 | 0.078336 | 0.081112 | 0.084436 | 0.087828 | 0.091164 | 0.094362 | 0.097607 | 0.10021 | 0.10266 | 0.10528 | 0.10785 | 0.11017 | 0.11235 | 0.11432 | 0.11626 | 0.11834 | 0.12036 | 0.12245 | 0.12461 | 0.12679 | 0.12904 | 0.13134 | 0.13367 | 0.13605
F5_Commercial_Lodging (WA)_New_Water Heating_Natural Gas_Water Heater_E6 | F5 | Commercial | Lodging (WA) | New | Water Heating | Natural Gas | Water Heater | E6 | Utility - Cost of Operation | 0 | 0 | 0 | 0 | 0 | 0 | 0 | 0 | 0 | 0 | 0 | 0 | 0 | 0 | 0 | 0 | 0 | 0 | 0 | 0 | 0 | 0 | 0 | 0 | 0 | 0 | 0
F5_Commercial_Lodging (WA)_New_Water Heating_Natural Gas_Water Heater_E7 | F5 | Commercial | Lodging (WA) | New | Water Heating | Natural Gas | Water Heater | E7 | Utility - Cost of Operation | 0 | 0 | 0 | 0 | 0 | 0 | 0 | 0 | 0 | 0 | 0 | 0 | 0 | 0 | 0 | 0 | 0 | 0 | 0 | 0 | 0 | 0 | 0 | 0 | 0 | 0 | 0
F5_Commercial_Lodging (WA)_New_Water Heating_Natural Gas_Water Heater_E8 | F5 | Commercial | Lodging (WA) | New | Water Heating | Natural Gas | Water Heater | E8 | Utility - Cost of Operation | 0 | 0 | 0 | 0 | 0 | 0 | 0 | 0 | 0 | 0 | 0 | 0 | 0 | 0 | 0 | 0 | 0 | 0 | 0 | 0 | 0 | 0 | 0 | 0 | 0 | 0 | 0
F5_Commercial_Lodging (WA)_New_Water Heating_Natural Gas_Water Heater_E9 | F5 | Commercial | Lodging (WA) | New | Water Heating | Natural Gas | Water Heater | E9 | Utility - Cost of Operation | 0 | 0 | 0 | 0 | 0 | 0 | 0 | 0 | 0 | 0 | 0 | 0 | 0 | 0 | 0 | 0 | 0 | 0 | 0 | 0 | 0 | 0 | 0 | 0 | 0 | 0 | 0
F5_Commercial_Lodging (WA)_New_Water Heating_Natural Gas_Water Heater_E10 | F5 | Commercial | Lodging (WA) | New | Water Heating | Natural Gas | Water Heater | E10 | Utility - Cost of Operation | 0 | 0 | 0 | 0 | 0 | 0 | 0 | 0 | 0 | 0 | 0 | 0 | 0 | 0 | 0 | 0 | 0 | 0 | 0 | 0 | 0 | 0 | 0 | 0 | 0 | 0 | 0
F6_Commercial_Lodging (WA)_New_Water Heating_Natural Gas_Water Heater_E1 | F6 | Commercial | Lodging (WA) | New | Water Heating | Natural Gas | Water Heater | E1 | Utility - Value of Sales | 0.16066 | 0.16389 | 0.16752 | 0.1716 | 0.17616 | 0.18166 | 0.18712 | 0.19228 | 0.19696 | 0.20151 | 0.20624 | 0.21056 | 0.21519 | 0.21967 | 0.2236 | 0.22723 | 0.23039 | 0.23344 | 0.23666 | 0.23972 | 0.2428 | 0.24708 | 0.25142 | 0.25589 | 0.26044 | 0.26506 | 0.26977
F6_Commercial_Lodging (WA)_New_Water Heating_Natural Gas_Water Heater_E2 | F6 | Commercial | Lodging (WA) | New | Water Heating | Natural Gas | Water Heater | E2 | Utility - Value of Sales | 0.14281 | 0.14568 | 0.14891 | 0.15254 | 0.15658 | 0.16147 | 0.16632 | 0.17091 | 0.17507 | 0.17912 | 0.18332 | 0.18717 | 0.19128 | 0.19526 | 0.19876 | 0.20198 | 0.20479 | 0.2075 | 0.21037 | 0.21308 | 0.21582 | 0.21963 | 0.22349 | 0.22746 | 0.2315 | 0.23561 | 0.2398
F6_Commercial_Lodging (WA)_New_Water Heating_Natural Gas_Water Heater_E3 | F6 | Commercial | Lodging (WA) | New | Water Heating | Natural Gas | Water Heater | E3 | Utility - Value of Sales | 0.13673 | 0.13948 | 0.14257 | 0.14605 | 0.14992 | 0.1546 | 0.15925 | 0.16364 | 0.16762 | 0.1715 | 0.17552 | 0.1792 | 0.18314 | 0.18695 | 0.1903 | 0.19338 | 0.19607 | 0.19867 | 0.20141 | 0.20402 | 0.20663 | 0.21028 | 0.21398 | 0.21778 | 0.22165 | 0.22559 | 0.22959
F6_Commercial_Lodging (WA)_New_Water Heating_Natural Gas_Water Heater_E4 | F6 | Commercial | Lodging (WA) | New | Water Heating | Natural Gas | Water Heater | E4 | Utility - Value of Sales | 0.14335 | 0.14623 | 0.14938 | 0.1528 | 0.15652 | 0.16091 | 0.16524 | 0.16938 | 0.17321 | 0.17698 | 0.18092 | 0.18461 | 0.18853 | 0.19236 | 0.19581 | 0.19903 | 0.20193 | 0.20475 | 0.20772 | 0.21057 | 0.21345 | 0.21722 | 0.22104 | 0.22497 | 0.22897 | 0.23303 | 0.23717
F6_Commercial_Lodging (WA)_New_Water Heating_Natural Gas_Water Heater_E5 | F6 | Commercial | Lodging (WA) | New | Water Heating | Natural Gas | Water Heater | E5 | Utility - Value of Sales | 0.084287 | 0.085943 | 0.087863 | 0.090085 | 0.092623 | 0.095718 | 0.098787 | 0.10167 | 0.10426 | 0.10676 | 0.10934 | 0.11167 | 0.11417 | 0.11658 | 0.11867 | 0.12058 | 0.12221 | 0.12378 | 0.12544 | 0.127 | 0.12857 | 0.13084 | 0.13313 | 0.1355 | 0.1379 | 0.14035 | 0.14285
F6_Commercial_Lodging (WA)_New_Water Heating_Natural Gas_Water Heater_E6 | F6 | Commercial | Lodging (WA) | New | Water Heating | Natural Gas | Water Heater | E6 | Utility - Value of Sales | 0 | 0 | 0 | 0 | 0 | 0 | 0 | 0 | 0 | 0 | 0 | 0 | 0 | 0 | 0 | 0 | 0 | 0 | 0 | 0 | 0 | 0 | 0 | 0 | 0 | 0 | 0
F6_Commercial_Lodging (WA)_New_Water Heating_Natural Gas_Water Heater_E7 | F6 | Commercial | Lodging (WA) | New | Water Heating | Natural Gas | Water Heater | E7 | Utility - Value of Sales | 0 | 0 | 0 | 0 | 0 | 0 | 0 | 0 | 0 | 0 | 0 | 0 | 0 | 0 | 0 | 0 | 0 | 0 | 0 | 0 | 0 | 0 | 0 | 0 | 0 | 0 | 0
F6_Commercial_Lodging (WA)_New_Water Heating_Natural Gas_Water Heater_E8 | F6 | Commercial | Lodging (WA) | New | Water Heating | Natural Gas | Water Heater | E8 | Utility - Value of Sales | 0 | 0 | 0 | 0 | 0 | 0 | 0 | 0 | 0 | 0 | 0 | 0 | 0 | 0 | 0 | 0 | 0 | 0 | 0 | 0 | 0 | 0 | 0 | 0 | 0 | 0 | 0
F6_Commercial_Lodging (WA)_New_Water Heating_Natural Gas_Water Heater_E9 | F6 | Commercial | Lodging (WA) | New | Water Heating | Natural Gas | Water Heater | E9 | Utility - Value of Sales | 0 | 0 | 0 | 0 | 0 | 0 | 0 | 0 | 0 | 0 | 0 | 0 | 0 | 0 | 0 | 0 | 0 | 0 | 0 | 0 | 0 | 0 | 0 | 0 | 0 | 0 | 0
F6_Commercial_Lodging (WA)_New_Water Heating_Natural Gas_Water Heater_E10 | F6 | Commercial | Lodging (WA) | New | Water Heating | Natural Gas | Water Heater | E10 | Utility - Value of Sales | 0 | 0 | 0 | 0 | 0 | 0 | 0 | 0 | 0 | 0 | 0 | 0 | 0 | 0 | 0 | 0 | 0 | 0 | 0 | 0 | 0 | 0 | 0 | 0 | 0 | 0 | 0
F1_Commercial_Lodging (WA)_New_Food Preparation_Natural Gas_Oven_E1 | F1 | Commercial | Lodging (WA) | New | Food Preparation | Natural Gas | Oven | E1 | RVT - Cost of Equipment | 0.00070005 | 0.00070005 | 0.00070005 | 0.00070005 | 0.00070005 | 0.00070005 | 0.00070005 | 0.00070005 | 0.00070005 | 0.00070005 | 0.00070005 | 0.00070005 | 0.00070005 | 0.00070005 | 0.00070005 | 0.00070005 | 0.00070005 | 0.00070005 | 0.00070005 | 0.00070005 | 0.00070005 | 0.00070005 | 0.00070005 | 0.00070005 | 0.00070005 | 0.00070005 | 0.00070005
F1_Commercial_Lodging (WA)_New_Food Preparation_Natural Gas_Oven_E2 | F1 | Commercial | Lodging (WA) | New | Food Preparation | Natural Gas | Oven | E2 | RVT - Cost of Equipment | 0.00095389 | 0.00095389 | 0.00095389 | 0.00095389 | 0.00095389 | 0.00095389 | 0.00095389 | 0.00095389 | 0.00095389 | 0.00095389 | 0.00095389 | 0.00095389 | 0.00095389 | 0.00095389 | 0.00095389 | 0.00095389 | 0.00095389 | 0.00095389 | 0.00095389 | 0.00095389 | 0.00095389 | 0.00095389 | 0.00095389 | 0.00095389 | 0.00095389 | 0.00095389 | 0.00095389
F1_Commercial_Lodging (WA)_New_Food Preparation_Natural Gas_Oven_E3 | F1 | Commercial | Lodging (WA) | New | Food Preparation | Natural Gas | Oven | E3 | RVT - Cost of Equipment | 0 | 0 | 0 | 0 | 0 | 0 | 0 | 0 | 0 | 0 | 0 | 0 | 0 | 0 | 0 | 0 | 0 | 0 | 0 | 0 | 0 | 0 | 0 | 0 | 0 | 0 | 0
F1_Commercial_Lodging (WA)_New_Food Preparation_Natural Gas_Oven_E4 | F1 | Commercial | Lodging (WA) | New | Food Preparation | Natural Gas | Oven | E4 | RVT - Cost of Equipment | 0 | 0 | 0 | 0 | 0 | 0 | 0 | 0 | 0 | 0 | 0 | 0 | 0 | 0 | 0 | 0 | 0 | 0 | 0 | 0 | 0 | 0 | 0 | 0 | 0 | 0 | 0
F1_Commercial_Lodging (WA)_New_Food Preparation_Natural Gas_Oven_E5 | F1 | Commercial | Lodging (WA) | New | Food Preparation | Natural Gas | Oven | E5 | RVT - Cost of Equipment | 0 | 0 | 0 | 0 | 0 | 0 | 0 | 0 | 0 | 0 | 0 | 0 | 0 | 0 | 0 | 0 | 0 | 0 | 0 | 0 | 0 | 0 | 0 | 0 | 0 | 0 | 0
F1_Commercial_Lodging (WA)_New_Food Preparation_Natural Gas_Oven_E6 | F1 | Commercial | Lodging (WA) | New | Food Preparation | Natural Gas | Oven | E6 | RVT - Cost of Equipment | 0 | 0 | 0 | 0 | 0 | 0 | 0 | 0 | 0 | 0 | 0 | 0 | 0 | 0 | 0 | 0 | 0 | 0 | 0 | 0 | 0 | 0 | 0 | 0 | 0 | 0 | 0
F1_Commercial_Lodging (WA)_New_Food Preparation_Natural Gas_Oven_E7 | F1 | Commercial | Lodging (WA) | New | Food Preparation | Natural Gas | Oven | E7 | RVT - Cost of Equipment | 0 | 0 | 0 | 0 | 0 | 0 | 0 | 0 | 0 | 0 | 0 | 0 | 0 | 0 | 0 | 0 | 0 | 0 | 0 | 0 | 0 | 0 | 0 | 0 | 0 | 0 | 0
F1_Commercial_Lodging (WA)_New_Food Preparation_Natural Gas_Oven_E8 | F1 | Commercial | Lodging (WA) | New | Food Preparation | Natural Gas | Oven | E8 | RVT - Cost of Equipment | 0 | 0 | 0 | 0 | 0 | 0 | 0 | 0 | 0 | 0 | 0 | 0 | 0 | 0 | 0 | 0 | 0 | 0 | 0 | 0 | 0 | 0 | 0 | 0 | 0 | 0 | 0
F1_Commercial_Lodging (WA)_New_Food Preparation_Natural Gas_Oven_E9 | F1 | Commercial | Lodging (WA) | New | Food Preparation | Natural Gas | Oven | E9 | RVT - Cost of Equipment | 0 | 0 | 0 | 0 | 0 | 0 | 0 | 0 | 0 | 0 | 0 | 0 | 0 | 0 | 0 | 0 | 0 | 0 | 0 | 0 | 0 | 0 | 0 | 0 | 0 | 0 | 0
F1_Commercial_Lodging (WA)_New_Food Preparation_Natural Gas_Oven_E10 | F1 | Commercial | Lodging (WA) | New | Food Preparation | Natural Gas | Oven | E10 | RVT - Cost of Equipment | 0 | 0 | 0 | 0 | 0 | 0 | 0 | 0 | 0 | 0 | 0 | 0 | 0 | 0 | 0 | 0 | 0 | 0 | 0 | 0 | 0 | 0 | 0 | 0 | 0 | 0 | 0
F2_Commercial_Lodging (WA)_New_Food Preparation_Natural Gas_Oven_E1 | F2 | Commercial | Lodging (WA) | New | Food Preparation | Natural Gas | Oven | E1 | RVT - Cost of Operation | 0.032887 | 0.033434 | 0.034101 | 0.034912 | 0.035877 | 0.037152 | 0.03846 | 0.039725 | 0.04089 | 0.042008 | 0.043157 | 0.044183 | 0.045254 | 0.046243 | 0.047076 | 0.047815 | 0.04842 | 0.048991 | 0.049603 | 0.050165 | 0.050727 | 0.051621 | 0.052524 | 0.053458 | 0.054407 | 0.055374 | 0.056358
F2_Commercial_Lodging (WA)_New_Food Preparation_Natural Gas_Oven_E2 | F2 | Commercial | Lodging (WA) | New | Food Preparation | Natural Gas | Oven | E2 | RVT - Cost of Operation | 0.023353 | 0.023742 | 0.024215 | 0.024791 | 0.025476 | 0.026381 | 0.02731 | 0.028209 | 0.029036 | 0.02983 | 0.030646 | 0.031374 | 0.032134 | 0.032837 | 0.033429 | 0.033953 | 0.034383 | 0.034788 | 0.035223 | 0.035622 | 0.036021 | 0.036656 | 0.037297 | 0.03796 | 0.038634 | 0.039321 | 0.040019
F2_Commercial_Lodging (WA)_New_Food Preparation_Natural Gas_Oven_E3 | F2 | Commercial | Lodging (WA) | New | Food Preparation | Natural Gas | Oven | E3 | RVT - Cost of Operation | 0 | 0 | 0 | 0 | 0 | 0 | 0 | 0 | 0 | 0 | 0 | 0 | 0 | 0 | 0 | 0 | 0 | 0 | 0 | 0 | 0 | 0 | 0 | 0 | 0 | 0 | 0
F2_Commercial_Lodging (WA)_New_Food Preparation_Natural Gas_Oven_E4 | F2 | Commercial | Lodging (WA) | New | Food Preparation | Natural Gas | Oven | E4 | RVT - Cost of Operation | 0 | 0 | 0 | 0 | 0 | 0 | 0 | 0 | 0 | 0 | 0 | 0 | 0 | 0 | 0 | 0 | 0 | 0 | 0 | 0 | 0 | 0 | 0 | 0 | 0 | 0 | 0
F2_Commercial_Lodging (WA)_New_Food Preparation_Natural Gas_Oven_E5 | F2 | Commercial | Lodging (WA) | New | Food Preparation | Natural Gas | Oven | E5 | RVT - Cost of Operation | 0 | 0 | 0 | 0 | 0 | 0 | 0 | 0 | 0 | 0 | 0 | 0 | 0 | 0 | 0 | 0 | 0 | 0 | 0 | 0 | 0 | 0 | 0 | 0 | 0 | 0 | 0
F2_Commercial_Lodging (WA)_New_Food Preparation_Natural Gas_Oven_E6 | F2 | Commercial | Lodging (WA) | New | Food Preparation | Natural Gas | Oven | E6 | RVT - Cost of Operation | 0 | 0 | 0 | 0 | 0 | 0 | 0 | 0 | 0 | 0 | 0 | 0 | 0 | 0 | 0 | 0 | 0 | 0 | 0 | 0 | 0 | 0 | 0 | 0 | 0 | 0 | 0
F2_Commercial_Lodging (WA)_New_Food Preparation_Natural Gas_Oven_E7 | F2 | Commercial | Lodging (WA) | New | Food Preparation | Natural Gas | Oven | E7 | RVT - Cost of Operation | 0 | 0 | 0 | 0 | 0 | 0 | 0 | 0 | 0 | 0 | 0 | 0 | 0 | 0 | 0 | 0 | 0 | 0 | 0 | 0 | 0 | 0 | 0 | 0 | 0 | 0 | 0
F2_Commercial_Lodging (WA)_New_Food Preparation_Natural Gas_Oven_E8 | F2 | Commercial | Lodging (WA) | New | Food Preparation | Natural Gas | Oven | E8 | RVT - Cost of Operation | 0 | 0 | 0 | 0 | 0 | 0 | 0 | 0 | 0 | 0 | 0 | 0 | 0 | 0 | 0 | 0 | 0 | 0 | 0 | 0 | 0 | 0 | 0 | 0 | 0 | 0 | 0
F2_Commercial_Lodging (WA)_New_Food Preparation_Natural Gas_Oven_E9 | F2 | Commercial | Lodging (WA) | New | Food Preparation | Natural Gas | Oven | E9 | RVT - Cost of Operation | 0 | 0 | 0 | 0 | 0 | 0 | 0 | 0 | 0 | 0 | 0 | 0 | 0 | 0 | 0 | 0 | 0 | 0 | 0 | 0 | 0 | 0 | 0 | 0 | 0 | 0 | 0
F2_Commercial_Lodging (WA)_New_Food Preparation_Natural Gas_Oven_E10 | F2 | Commercial | Lodging (WA) | New | Food Preparation | Natural Gas | Oven | E10 | RVT - Cost of Operation | 0 | 0 | 0 | 0 | 0 | 0 | 0 | 0 | 0 | 0 | 0 | 0 | 0 | 0 | 0 | 0 | 0 | 0 | 0 | 0 | 0 | 0 | 0 | 0 | 0 | 0 | 0
F3_Commercial_Lodging (WA)_New_Food Preparation_Natural Gas_Oven_E1 | F3 | Commercial | Lodging (WA) | New | Food Preparation | Natural Gas | Oven | E1 | System - kBTUs of Consumption | 7.9715 | 7.9715 | 7.9715 | 7.9715 | 7.9715 | 7.9715 | 7.9715 | 7.9715 | 7.9715 | 7.9715 | 7.9715 | 7.9715 | 7.9715 | 7.9715 | 7.9715 | 7.9715 | 7.9715 | 7.9715 | 7.9715 | 7.9715 | 7.9715 | 7.9715 | 7.9715 | 7.9715 | 7.9715 | 7.9715 | 7.9715
F3_Commercial_Lodging (WA)_New_Food Preparation_Natural Gas_Oven_E2 | F3 | Commercial | Lodging (WA) | New | Food Preparation | Natural Gas | Oven | E2 | System - kBTUs of Consumption | 5.6605 | 5.6605 | 5.6605 | 5.6605 | 5.6605 | 5.6605 | 5.6605 | 5.6605 | 5.6605 | 5.6605 | 5.6605 | 5.6605 | 5.6605 | 5.6605 | 5.6605 | 5.6605 | 5.6605 | 5.6605 | 5.6605 | 5.6605 | 5.6605 | 5.6605 | 5.6605 | 5.6605 | 5.6605 | 5.6605 | 5.6605
F3_Commercial_Lodging (WA)_New_Food Preparation_Natural Gas_Oven_E3 | F3 | Commercial | Lodging (WA) | New | Food Preparation | Natural Gas | Oven | E3 | System - kBTUs of Consumption | 0 | 0 | 0 | 0 | 0 | 0 | 0 | 0 | 0 | 0 | 0 | 0 | 0 | 0 | 0 | 0 | 0 | 0 | 0 | 0 | 0 | 0 | 0 | 0 | 0 | 0 | 0
F3_Commercial_Lodging (WA)_New_Food Preparation_Natural Gas_Oven_E4 | F3 | Commercial | Lodging (WA) | New | Food Preparation | Natural Gas | Oven | E4 | System - kBTUs of Consumption | 0 | 0 | 0 | 0 | 0 | 0 | 0 | 0 | 0 | 0 | 0 | 0 | 0 | 0 | 0 | 0 | 0 | 0 | 0 | 0 | 0 | 0 | 0 | 0 | 0 | 0 | 0
F3_Commercial_Lodging (WA)_New_Food Preparation_Natural Gas_Oven_E5 | F3 | Commercial | Lodging (WA) | New | Food Preparation | Natural Gas | Oven | E5 | System - kBTUs of Consumption | 0 | 0 | 0 | 0 | 0 | 0 | 0 | 0 | 0 | 0 | 0 | 0 | 0 | 0 | 0 | 0 | 0 | 0 | 0 | 0 | 0 | 0 | 0 | 0 | 0 | 0 | 0
F3_Commercial_Lodging (WA)_New_Food Preparation_Natural Gas_Oven_E6 | F3 | Commercial | Lodging (WA) | New | Food Preparation | Natural Gas | Oven | E6 | System - kBTUs of Consumption | 0 | 0 | 0 | 0 | 0 | 0 | 0 | 0 | 0 | 0 | 0 | 0 | 0 | 0 | 0 | 0 | 0 | 0 | 0 | 0 | 0 | 0 | 0 | 0 | 0 | 0 | 0
F3_Commercial_Lodging (WA)_New_Food Preparation_Natural Gas_Oven_E7 | F3 | Commercial | Lodging (WA) | New | Food Preparation | Natural Gas | Oven | E7 | System - kBTUs of Consumption | 0 | 0 | 0 | 0 | 0 | 0 | 0 | 0 | 0 | 0 | 0 | 0 | 0 | 0 | 0 | 0 | 0 | 0 | 0 | 0 | 0 | 0 | 0 | 0 | 0 | 0 | 0
F3_Commercial_Lodging (WA)_New_Food Preparation_Natural Gas_Oven_E8 | F3 | Commercial | Lodging (WA) | New | Food Preparation | Natural Gas | Oven | E8 | System - kBTUs of Consumption | 0 | 0 | 0 | 0 | 0 | 0 | 0 | 0 | 0 | 0 | 0 | 0 | 0 | 0 | 0 | 0 | 0 | 0 | 0 | 0 | 0 | 0 | 0 | 0 | 0 | 0 | 0
F3_Commercial_Lodging (WA)_New_Food Preparation_Natural Gas_Oven_E9 | F3 | Commercial | Lodging (WA) | New | Food Preparation | Natural Gas | Oven | E9 | System - kBTUs of Consumption | 0 | 0 | 0 | 0 | 0 | 0 | 0 | 0 | 0 | 0 | 0 | 0 | 0 | 0 | 0 | 0 | 0 | 0 | 0 | 0 | 0 | 0 | 0 | 0 | 0 | 0 | 0
F3_Commercial_Lodging (WA)_New_Food Preparation_Natural Gas_Oven_E10 | F3 | Commercial | Lodging (WA) | New | Food Preparation | Natural Gas | Oven | E10 | System - kBTUs of Consumption | 0 | 0 | 0 | 0 | 0 | 0 | 0 | 0 | 0 | 0 | 0 | 0 | 0 | 0 | 0 | 0 | 0 | 0 | 0 | 0 | 0 | 0 | 0 | 0 | 0 | 0 | 0
F4_Commercial_Lodging (WA)_New_Food Preparation_Natural Gas_Oven_E1 | F4 | Commercial | Lodging (WA) | New | Food Preparation | Natural Gas | Oven | E1 | Utility - Cost of Equipment | 0.00070005 | 0.00070005 | 0.00070005 | 0.00070005 | 0.00070005 | 0.00070005 | 0.00070005 | 0.00070005 | 0.00070005 | 0.00070005 | 0.00070005 | 0.00070005 | 0.00070005 | 0.00070005 | 0.00070005 | 0.00070005 | 0.00070005 | 0.00070005 | 0.00070005 | 0.00070005 | 0.00070005 | 0.00070005 | 0.00070005 | 0.00070005 | 0.00070005 | 0.00070005 | 0.00070005
F4_Commercial_Lodging (WA)_New_Food Preparation_Natural Gas_Oven_E2 | F4 | Commercial | Lodging (WA) | New | Food Preparation | Natural Gas | Oven | E2 | Utility - Cost of Equipment | 0.00095389 | 0.00095389 | 0.00095389 | 0.00095389 | 0.00095389 | 0.00095389 | 0.00095389 | 0.00095389 | 0.00095389 | 0.00095389 | 0.00095389 | 0.00095389 | 0.00095389 | 0.00095389 | 0.00095389 | 0.00095389 | 0.00095389 | 0.00095389 | 0.00095389 | 0.00095389 | 0.00095389 | 0.00095389 | 0.00095389 | 0.00095389 | 0.00095389 | 0.00095389 | 0.00095389
F4_Commercial_Lodging (WA)_New_Food Preparation_Natural Gas_Oven_E3 | F4 | Commercial | Lodging (WA) | New | Food Preparation | Natural Gas | Oven | E3 | Utility - Cost of Equipment | 0 | 0 | 0 | 0 | 0 | 0 | 0 | 0 | 0 | 0 | 0 | 0 | 0 | 0 | 0 | 0 | 0 | 0 | 0 | 0 | 0 | 0 | 0 | 0 | 0 | 0 | 0
F4_Commercial_Lodging (WA)_New_Food Preparation_Natural Gas_Oven_E4 | F4 | Commercial | Lodging (WA) | New | Food Preparation | Natural Gas | Oven | E4 | Utility - Cost of Equipment | 0 | 0 | 0 | 0 | 0 | 0 | 0 | 0 | 0 | 0 | 0 | 0 | 0 | 0 | 0 | 0 | 0 | 0 | 0 | 0 | 0 | 0 | 0 | 0 | 0 | 0 | 0
F4_Commercial_Lodging (WA)_New_Food Preparation_Natural Gas_Oven_E5 | F4 | Commercial | Lodging (WA) | New | Food Preparation | Natural Gas | Oven | E5 | Utility - Cost of Equipment | 0 | 0 | 0 | 0 | 0 | 0 | 0 | 0 | 0 | 0 | 0 | 0 | 0 | 0 | 0 | 0 | 0 | 0 | 0 | 0 | 0 | 0 | 0 | 0 | 0 | 0 | 0
F4_Commercial_Lodging (WA)_New_Food Preparation_Natural Gas_Oven_E6 | F4 | Commercial | Lodging (WA) | New | Food Preparation | Natural Gas | Oven | E6 | Utility - Cost of Equipment | 0 | 0 | 0 | 0 | 0 | 0 | 0 | 0 | 0 | 0 | 0 | 0 | 0 | 0 | 0 | 0 | 0 | 0 | 0 | 0 | 0 | 0 | 0 | 0 | 0 | 0 | 0
F4_Commercial_Lodging (WA)_New_Food Preparation_Natural Gas_Oven_E7 | F4 | Commercial | Lodging (WA) | New | Food Preparation | Natural Gas | Oven | E7 | Utility - Cost of Equipment | 0 | 0 | 0 | 0 | 0 | 0 | 0 | 0 | 0 | 0 | 0 | 0 | 0 | 0 | 0 | 0 | 0 | 0 | 0 | 0 | 0 | 0 | 0 | 0 | 0 | 0 | 0
F4_Commercial_Lodging (WA)_New_Food Preparation_Natural Gas_Oven_E8 | F4 | Commercial | Lodging (WA) | New | Food Preparation | Natural Gas | Oven | E8 | Utility - Cost of Equipment | 0 | 0 | 0 | 0 | 0 | 0 | 0 | 0 | 0 | 0 | 0 | 0 | 0 | 0 | 0 | 0 | 0 | 0 | 0 | 0 | 0 | 0 | 0 | 0 | 0 | 0 | 0
F4_Commercial_Lodging (WA)_New_Food Preparation_Natural Gas_Oven_E9 | F4 | Commercial | Lodging (WA) | New | Food Preparation | Natural Gas | Oven | E9 | Utility - Cost of Equipment | 0 | 0 | 0 | 0 | 0 | 0 | 0 | 0 | 0 | 0 | 0 | 0 | 0 | 0 | 0 | 0 | 0 | 0 | 0 | 0 | 0 | 0 | 0 | 0 | 0 | 0 | 0
F4_Commercial_Lodging (WA)_New_Food Preparation_Natural Gas_Oven_E10 | F4 | Commercial | Lodging (WA) | New | Food Preparation | Natural Gas | Oven | E10 | Utility - Cost of Equipment | 0 | 0 | 0 | 0 | 0 | 0 | 0 | 0 | 0 | 0 | 0 | 0 | 0 | 0 | 0 | 0 | 0 | 0 | 0 | 0 | 0 | 0 | 0 | 0 | 0 | 0 | 0
F5_Commercial_Lodging (WA)_New_Food Preparation_Natural Gas_Oven_E1 | F5 | Commercial | Lodging (WA) | New | Food Preparation | Natural Gas | Oven | E1 | Utility - Cost of Operation | 0.027646 | 0.028284 | 0.029087 | 0.030034 | 0.031135 | 0.032524 | 0.033971 | 0.035413 | 0.036805 | 0.038215 | 0.039316 | 0.04034 | 0.041444 | 0.04252 | 0.043468 | 0.044346 | 0.045121 | 0.045882 | 0.046701 | 0.047495 | 0.048312 | 0.049163 | 0.050023 | 0.050912 | 0.051816 | 0.052737 | 0.053674
F5_Commercial_Lodging (WA)_New_Food Preparation_Natural Gas_Oven_E2 | F5 | Commercial | Lodging (WA) | New | Food Preparation | Natural Gas | Oven | E2 | Utility - Cost of Operation | 0.019631 | 0.020084 | 0.020654 | 0.021327 | 0.022109 | 0.023095 | 0.024123 | 0.025147 | 0.026135 | 0.027137 | 0.027918 | 0.028645 | 0.029429 | 0.030193 | 0.030867 | 0.03149 | 0.03204 | 0.032581 | 0.033162 | 0.033726 | 0.034306 | 0.034911 | 0.035521 | 0.036152 | 0.036795 | 0.037448 | 0.038114
F5_Commercial_Lodging (WA)_New_Food Preparation_Natural Gas_Oven_E3 | F5 | Commercial | Lodging (WA) | New | Food Preparation | Natural Gas | Oven | E3 | Utility - Cost of Operation | 0 | 0 | 0 | 0 | 0 | 0 | 0 | 0 | 0 | 0 | 0 | 0 | 0 | 0 | 0 | 0 | 0 | 0 | 0 | 0 | 0 | 0 | 0 | 0 | 0 | 0 | 0
F5_Commercial_Lodging (WA)_New_Food Preparation_Natural Gas_Oven_E4 | F5 | Commercial | Lodging (WA) | New | Food Preparation | Natural Gas | Oven | E4 | Utility - Cost of Operation | 0 | 0 | 0 | 0 | 0 | 0 | 0 | 0 | 0 | 0 | 0 | 0 | 0 | 0 | 0 | 0 | 0 | 0 | 0 | 0 | 0 | 0 | 0 | 0 | 0 | 0 | 0
F5_Commercial_Lodging (WA)_New_Food Preparation_Natural Gas_Oven_E5 | F5 | Commercial | Lodging (WA) | New | Food Preparation | Natural Gas | Oven | E5 | Utility - Cost of Operation | 0 | 0 | 0 | 0 | 0 | 0 | 0 | 0 | 0 | 0 | 0 | 0 | 0 | 0 | 0 | 0 | 0 | 0 | 0 | 0 | 0 | 0 | 0 | 0 | 0 | 0 | 0
F5_Commercial_Lodging (WA)_New_Food Preparation_Natural Gas_Oven_E6 | F5 | Commercial | Lodging (WA) | New | Food Preparation | Natural Gas | Oven | E6 | Utility - Cost of Operation | 0 | 0 | 0 | 0 | 0 | 0 | 0 | 0 | 0 | 0 | 0 | 0 | 0 | 0 | 0 | 0 | 0 | 0 | 0 | 0 | 0 | 0 | 0 | 0 | 0 | 0 | 0
F5_Commercial_Lodging (WA)_New_Food Preparation_Natural Gas_Oven_E7 | F5 | Commercial | Lodging (WA) | New | Food Preparation | Natural Gas | Oven | E7 | Utility - Cost of Operation | 0 | 0 | 0 | 0 | 0 | 0 | 0 | 0 | 0 | 0 | 0 | 0 | 0 | 0 | 0 | 0 | 0 | 0 | 0 | 0 | 0 | 0 | 0 | 0 | 0 | 0 | 0
F5_Commercial_Lodging (WA)_New_Food Preparation_Natural Gas_Oven_E8 | F5 | Commercial | Lodging (WA) | New | Food Preparation | Natural Gas | Oven | E8 | Utility - Cost of Operation | 0 | 0 | 0 | 0 | 0 | 0 | 0 | 0 | 0 | 0 | 0 | 0 | 0 | 0 | 0 | 0 | 0 | 0 | 0 | 0 | 0 | 0 | 0 | 0 | 0 | 0 | 0
F5_Commercial_Lodging (WA)_New_Food Preparation_Natural Gas_Oven_E9 | F5 | Commercial | Lodging (WA) | New | Food Preparation | Natural Gas | Oven | E9 | Utility - Cost of Operation | 0 | 0 | 0 | 0 | 0 | 0 | 0 | 0 | 0 | 0 | 0 | 0 | 0 | 0 | 0 | 0 | 0 | 0 | 0 | 0 | 0 | 0 | 0 | 0 | 0 | 0 | 0
F5_Commercial_Lodging (WA)_New_Food Preparation_Natural Gas_Oven_E10 | F5 | Commercial | Lodging (WA) | New | Food Preparation | Natural Gas | Oven | E10 | Utility - Cost of Operation | 0 | 0 | 0 | 0 | 0 | 0 | 0 | 0 | 0 | 0 | 0 | 0 | 0 | 0 | 0 | 0 | 0 | 0 | 0 | 0 | 0 | 0 | 0 | 0 | 0 | 0 | 0
F6_Commercial_Lodging (WA)_New_Food Preparation_Natural Gas_Oven_E1 | F6 | Commercial | Lodging (WA) | New | Food Preparation | Natural Gas | Oven | E1 | Utility - Value of Sales | 0.032887 | 0.033434 | 0.034101 | 0.034912 | 0.035877 | 0.037152 | 0.03846 | 0.039725 | 0.04089 | 0.042008 | 0.043157 | 0.044183 | 0.045254 | 0.046243 | 0.047076 | 0.047815 | 0.04842 | 0.048991 | 0.049603 | 0.050165 | 0.050727 | 0.051621 | 0.052524 | 0.053458 | 0.054407 | 0.055374 | 0.056358
F6_Commercial_Lodging (WA)_New_Food Preparation_Natural Gas_Oven_E2 | F6 | Commercial | Lodging (WA) | New | Food Preparation | Natural Gas | Oven | E2 | Utility - Value of Sales | 0.023353 | 0.023742 | 0.024215 | 0.024791 | 0.025476 | 0.026381 | 0.02731 | 0.028209 | 0.029036 | 0.02983 | 0.030646 | 0.031374 | 0.032134 | 0.032837 | 0.033429 | 0.033953 | 0.034383 | 0.034788 | 0.035223 | 0.035622 | 0.036021 | 0.036656 | 0.037297 | 0.03796 | 0.038634 | 0.039321 | 0.040019
F6_Commercial_Lodging (WA)_New_Food Preparation_Natural Gas_Oven_E3 | F6 | Commercial | Lodging (WA) | New | Food Preparation | Natural Gas | Oven | E3 | Utility - Value of Sales | 0 | 0 | 0 | 0 | 0 | 0 | 0 | 0 | 0 | 0 | 0 | 0 | 0 | 0 | 0 | 0 | 0 | 0 | 0 | 0 | 0 | 0 | 0 | 0 | 0 | 0 | 0
F6_Commercial_Lodging (WA)_New_Food Preparation_Natural Gas_Oven_E4 | F6 | Commercial | Lodging (WA) | New | Food Preparation | Natural Gas | Oven | E4 | Utility - Value of Sales | 0 | 0 | 0 | 0 | 0 | 0 | 0 | 0 | 0 | 0 | 0 | 0 | 0 | 0 | 0 | 0 | 0 | 0 | 0 | 0 | 0 | 0 | 0 | 0 | 0 | 0 | 0
F6_Commercial_Lodging (WA)_New_Food Preparation_Natural Gas_Oven_E5 | F6 | Commercial | Lodging (WA) | New | Food Preparation | Natural Gas | Oven | E5 | Utility - Value of Sales | 0 | 0 | 0 | 0 | 0 | 0 | 0 | 0 | 0 | 0 | 0 | 0 | 0 | 0 | 0 | 0 | 0 | 0 | 0 | 0 | 0 | 0 | 0 | 0 | 0 | 0 | 0
F6_Commercial_Lodging (WA)_New_Food Preparation_Natural Gas_Oven_E6 | F6 | Commercial | Lodging (WA) | New | Food Preparation | Natural Gas | Oven | E6 | Utility - Value of Sales | 0 | 0 | 0 | 0 | 0 | 0 | 0 | 0 | 0 | 0 | 0 | 0 | 0 | 0 | 0 | 0 | 0 | 0 | 0 | 0 | 0 | 0 | 0 | 0 | 0 | 0 | 0
F6_Commercial_Lodging (WA)_New_Food Preparation_Natural Gas_Oven_E7 | F6 | Commercial | Lodging (WA) | New | Food Preparation | Natural Gas | Oven | E7 | Utility - Value of Sales | 0 | 0 | 0 | 0 | 0 | 0 | 0 | 0 | 0 | 0 | 0 | 0 | 0 | 0 | 0 | 0 | 0 | 0 | 0 | 0 | 0 | 0 | 0 | 0 | 0 | 0 | 0
F6_Commercial_Lodging (WA)_New_Food Preparation_Natural Gas_Oven_E8 | F6 | Commercial | Lodging (WA) | New | Food Preparation | Natural Gas | Oven | E8 | Utility - Value of Sales | 0 | 0 | 0 | 0 | 0 | 0 | 0 | 0 | 0 | 0 | 0 | 0 | 0 | 0 | 0 | 0 | 0 | 0 | 0 | 0 | 0 | 0 | 0 | 0 | 0 | 0 | 0
F6_Commercial_Lodging (WA)_New_Food Preparation_Natural Gas_Oven_E9 | F6 | Commercial | Lodging (WA) | New | Food Preparation | Natural Gas | Oven | E9 | Utility - Value of Sales | 0 | 0 | 0 | 0 | 0 | 0 | 0 | 0 | 0 | 0 | 0 | 0 | 0 | 0 | 0 | 0 | 0 | 0 | 0 | 0 | 0 | 0 | 0 | 0 | 0 | 0 | 0
F6_Commercial_Lodging (WA)_New_Food Preparation_Natural Gas_Oven_E10 | F6 | Commercial | Lodging (WA) | New | Food Preparation | Natural Gas | Oven | E10 | Utility - Value of Sales | 0 | 0 | 0 | 0 | 0 | 0 | 0 | 0 | 0 | 0 | 0 | 0 | 0 | 0 | 0 | 0 | 0 | 0 | 0 | 0 | 0 | 0 | 0 | 0 | 0 | 0 | 0
F1_Commercial_Lodging (WA)_New_Food Preparation_Natural Gas_Conveyor Oven_E1 | F1 | Commercial | Lodging (WA) | New | Food Preparation | Natural Gas | Conveyor Oven | E1 | RVT - Cost of Equipment | 0.00040553 | 0.00040553 | 0.00040553 | 0.00040553 | 0.00040553 | 0.00040553 | 0.00040553 | 0.00040553 | 0.00040553 | 0.00040553 | 0.00040553 | 0.00040553 | 0.00040553 | 0.00040553 | 0.00040553 | 0.00040553 | 0.00040553 | 0.00040553 | 0.00040553 | 0.00040553 | 0.00040553 | 0.00040553 | 0.00040553 | 0.00040553 | 0.00040553 | 0.00040553 | 0.00040553
F1_Commercial_Lodging (WA)_New_Food Preparation_Natural Gas_Conveyor Oven_E2 | F1 | Commercial | Lodging (WA) | New | Food Preparation | Natural Gas | Conveyor Oven | E2 | RVT - Cost of Equipment | 0.00085915 | 0.00085915 | 0.00085915 | 0.00085915 | 0.00085915 | 0.00085915 | 0.00085915 | 0.00085915 | 0.00085915 | 0.00085915 | 0.00085915 | 0.00085915 | 0.00085915 | 0.00085915 | 0.00085915 | 0.00085915 | 0.00085915 | 0.00085915 | 0.00085915 | 0.00085915 | 0.00085915 | 0.00085915 | 0.00085915 | 0.00085915 | 0.00085915 | 0.00085915 | 0.00085915
F1_Commercial_Lodging (WA)_New_Food Preparation_Natural Gas_Conveyor Oven_E3 | F1 | Commercial | Lodging (WA) | New | Food Preparation | Natural Gas | Conveyor Oven | E3 | RVT - Cost of Equipment | 0 | 0 | 0 | 0 | 0 | 0 | 0 | 0 | 0 | 0 | 0 | 0 | 0 | 0 | 0 | 0 | 0 | 0 | 0 | 0 | 0 | 0 | 0 | 0 | 0 | 0 | 0
F1_Commercial_Lodging (WA)_New_Food Preparation_Natural Gas_Conveyor Oven_E4 | F1 | Commercial | Lodging (WA) | New | Food Preparation | Natural Gas | Conveyor Oven | E4 | RVT - Cost of Equipment | 0 | 0 | 0 | 0 | 0 | 0 | 0 | 0 | 0 | 0 | 0 | 0 | 0 | 0 | 0 | 0 | 0 | 0 | 0 | 0 | 0 | 0 | 0 | 0 | 0 | 0 | 0
F1_Commercial_Lodging (WA)_New_Food Preparation_Natural Gas_Conveyor Oven_E5 | F1 | Commercial | Lodging (WA) | New | Food Preparation | Natural Gas | Conveyor Oven | E5 | RVT - Cost of Equipment | 0 | 0 | 0 | 0 | 0 | 0 | 0 | 0 | 0 | 0 | 0 | 0 | 0 | 0 | 0 | 0 | 0 | 0 | 0 | 0 | 0 | 0 | 0 | 0 | 0 | 0 | 0
F1_Commercial_Lodging (WA)_New_Food Preparation_Natural Gas_Conveyor Oven_E6 | F1 | Commercial | Lodging (WA) | New | Food Preparation | Natural Gas | Conveyor Oven | E6 | RVT - Cost of Equipment | 0 | 0 | 0 | 0 | 0 | 0 | 0 | 0 | 0 | 0 | 0 | 0 | 0 | 0 | 0 | 0 | 0 | 0 | 0 | 0 | 0 | 0 | 0 | 0 | 0 | 0 | 0
F1_Commercial_Lodging (WA)_New_Food Preparation_Natural Gas_Conveyor Oven_E7 | F1 | Commercial | Lodging (WA) | New | Food Preparation | Natural Gas | Conveyor Oven | E7 | RVT - Cost of Equipment | 0 | 0 | 0 | 0 | 0 | 0 | 0 | 0 | 0 | 0 | 0 | 0 | 0 | 0 | 0 | 0 | 0 | 0 | 0 | 0 | 0 | 0 | 0 | 0 | 0 | 0 | 0
F1_Commercial_Lodging (WA)_New_Food Preparation_Natural Gas_Conveyor Oven_E8 | F1 | Commercial | Lodging (WA) | New | Food Preparation | Natural Gas | Conveyor Oven | E8 | RVT - Cost of Equipment | 0 | 0 | 0 | 0 | 0 | 0 | 0 | 0 | 0 | 0 | 0 | 0 | 0 | 0 | 0 | 0 | 0 | 0 | 0 | 0 | 0 | 0 | 0 | 0 | 0 | 0 | 0
F1_Commercial_Lodging (WA)_New_Food Preparation_Natural Gas_Conveyor Oven_E9 | F1 | Commercial | Lodging (WA) | New | Food Preparation | Natural Gas | Conveyor Oven | E9 | RVT - Cost of Equipment | 0 | 0 | 0 | 0 | 0 | 0 | 0 | 0 | 0 | 0 | 0 | 0 | 0 | 0 | 0 | 0 | 0 | 0 | 0 | 0 | 0 | 0 | 0 | 0 | 0 | 0 | 0
F1_Commercial_Lodging (WA)_New_Food Preparation_Natural Gas_Conveyor Oven_E10 | F1 | Commercial | Lodging (WA) | New | Food Preparation | Natural Gas | Conveyor Oven | E10 | RVT - Cost of Equipment | 0 | 0 | 0 | 0 | 0 | 0 | 0 | 0 | 0 | 0 | 0 | 0 | 0 | 0 | 0 | 0 | 0 | 0 | 0 | 0 | 0 | 0 | 0 | 0 | 0 | 0 | 0
F2_Commercial_Lodging (WA)_New_Food Preparation_Natural Gas_Conveyor Oven_E1 | F2 | Commercial | Lodging (WA) | New | Food Preparation | Natural Gas | Conveyor Oven | E1 | RVT - Cost of Operation | 0.057213 | 0.058436 | 0.059766 | 0.061207 | 0.06277 | 0.064611 | 0.066412 | 0.068127 | 0.069698 | 0.071243 | 0.072859 | 0.074366 | 0.075971 | 0.077532 | 0.078922 | 0.08021 | 0.081353 | 0.082463 | 0.083629 | 0.084744 | 0.085868 | 0.087386 | 0.088922 | 0.090502 | 0.09211 | 0.093746 | 0.095411
F2_Commercial_Lodging (WA)_New_Food Preparation_Natural Gas_Conveyor Oven_E2 | F2 | Commercial | Lodging (WA) | New | Food Preparation | Natural Gas | Conveyor Oven | E2 | RVT - Cost of Operation | 0.045469 | 0.046441 | 0.047498 | 0.048644 | 0.049885 | 0.051348 | 0.05278 | 0.054143 | 0.055392 | 0.05662 | 0.057903 | 0.059101 | 0.060377 | 0.061618 | 0.062722 | 0.063746 | 0.064654 | 0.065536 | 0.066463 | 0.067349 | 0.068243 | 0.069449 | 0.070669 | 0.071925 | 0.073203 | 0.074503 | 0.075827
F2_Commercial_Lodging (WA)_New_Food Preparation_Natural Gas_Conveyor Oven_E3 | F2 | Commercial | Lodging (WA) | New | Food Preparation | Natural Gas | Conveyor Oven | E3 | RVT - Cost of Operation | 0 | 0 | 0 | 0 | 0 | 0 | 0 | 0 | 0 | 0 | 0 | 0 | 0 | 0 | 0 | 0 | 0 | 0 | 0 | 0 | 0 | 0 | 0 | 0 | 0 | 0 | 0
F2_Commercial_Lodging (WA)_New_Food Preparation_Natural Gas_Conveyor Oven_E4 | F2 | Commercial | Lodging (WA) | New | Food Preparation | Natural Gas | Conveyor Oven | E4 | RVT - Cost of Operation | 0 | 0 | 0 | 0 | 0 | 0 | 0 | 0 | 0 | 0 | 0 | 0 | 0 | 0 | 0 | 0 | 0 | 0 | 0 | 0 | 0 | 0 | 0 | 0 | 0 | 0 | 0
F2_Commercial_Lodging (WA)_New_Food Preparation_Natural Gas_Conveyor Oven_E5 | F2 | Commercial | Lodging (WA) | New | Food Preparation | Natural Gas | Conveyor Oven | E5 | RVT - Cost of Operation | 0 | 0 | 0 | 0 | 0 | 0 | 0 | 0 | 0 | 0 | 0 | 0 | 0 | 0 | 0 | 0 | 0 | 0 | 0 | 0 | 0 | 0 | 0 | 0 | 0 | 0 | 0
F2_Commercial_Lodging (WA)_New_Food Preparation_Natural Gas_Conveyor Oven_E6 | F2 | Commercial | Lodging (WA) | New | Food Preparation | Natural Gas | Conveyor Oven | E6 | RVT - Cost of Operation | 0 | 0 | 0 | 0 | 0 | 0 | 0 | 0 | 0 | 0 | 0 | 0 | 0 | 0 | 0 | 0 | 0 | 0 | 0 | 0 | 0 | 0 | 0 | 0 | 0 | 0 | 0
F2_Commercial_Lodging (WA)_New_Food Preparation_Natural Gas_Conveyor Oven_E7 | F2 | Commercial | Lodging (WA) | New | Food Preparation | Natural Gas | Conveyor Oven | E7 | RVT - Cost of Operation | 0 | 0 | 0 | 0 | 0 | 0 | 0 | 0 | 0 | 0 | 0 | 0 | 0 | 0 | 0 | 0 | 0 | 0 | 0 | 0 | 0 | 0 | 0 | 0 | 0 | 0 | 0
F2_Commercial_Lodging (WA)_New_Food Preparation_Natural Gas_Conveyor Oven_E8 | F2 | Commercial | Lodging (WA) | New | Food Preparation | Natural Gas | Conveyor Oven | E8 | RVT - Cost of Operation | 0 | 0 | 0 | 0 | 0 | 0 | 0 | 0 | 0 | 0 | 0 | 0 | 0 | 0 | 0 | 0 | 0 | 0 | 0 | 0 | 0 | 0 | 0 | 0 | 0 | 0 | 0
F2_Commercial_Lodging (WA)_New_Food Preparation_Natural Gas_Conveyor Oven_E9 | F2 | Commercial | Lodging (WA) | New | Food Preparation | Natural Gas | Conveyor Oven | E9 | RVT - Cost of Operation | 0 | 0 | 0 | 0 | 0 | 0 | 0 | 0 | 0 | 0 | 0 | 0 | 0 | 0 | 0 | 0 | 0 | 0 | 0 | 0 | 0 | 0 | 0 | 0 | 0 | 0 | 0
F2_Commercial_Lodging (WA)_New_Food Preparation_Natural Gas_Conveyor Oven_E10 | F2 | Commercial | Lodging (WA) | New | Food Preparation | Natural Gas | Conveyor Oven | E10 | RVT - Cost of Operation | 0 | 0 | 0 | 0 | 0 | 0 | 0 | 0 | 0 | 0 | 0 | 0 | 0 | 0 | 0 | 0 | 0 | 0 | 0 | 0 | 0 | 0 | 0 | 0 | 0 | 0 | 0
F3_Commercial_Lodging (WA)_New_Food Preparation_Natural Gas_Conveyor Oven_E1 | F3 | Commercial | Lodging (WA) | New | Food Preparation | Natural Gas | Conveyor Oven | E1 | System - kBTUs of Consumption | 12.8648 | 12.8648 | 12.8648 | 12.8648 | 12.8648 | 12.8648 | 12.8648 | 12.8648 | 12.8648 | 12.8648 | 12.8648 | 12.8648 | 12.8648 | 12.8648 | 12.8648 | 12.8648 | 12.8648 | 12.8648 | 12.8648 | 12.8648 | 12.8648 | 12.8648 | 12.8648 | 12.8648 | 12.8648 | 12.8648 | 12.8648
F3_Commercial_Lodging (WA)_New_Food Preparation_Natural Gas_Conveyor Oven_E2 | F3 | Commercial | Lodging (WA) | New | Food Preparation | Natural Gas | Conveyor Oven | E2 | System - kBTUs of Consumption | 10.2241 | 10.2241 | 10.2241 | 10.2241 | 10.2241 | 10.2241 | 10.2241 | 10.2241 | 10.2241 | 10.2241 | 10.2241 | 10.2241 | 10.2241 | 10.2241 | 10.2241 | 10.2241 | 10.2241 | 10.2241 | 10.2241 | 10.2241 | 10.2241 | 10.2241 | 10.2241 | 10.2241 | 10.2241 | 10.2241 | 10.2241
F3_Commercial_Lodging (WA)_New_Food Preparation_Natural Gas_Conveyor Oven_E3 | F3 | Commercial | Lodging (WA) | New | Food Preparation | Natural Gas | Conveyor Oven | E3 | System - kBTUs of Consumption | 0 | 0 | 0 | 0 | 0 | 0 | 0 | 0 | 0 | 0 | 0 | 0 | 0 | 0 | 0 | 0 | 0 | 0 | 0 | 0 | 0 | 0 | 0 | 0 | 0 | 0 | 0
F3_Commercial_Lodging (WA)_New_Food Preparation_Natural Gas_Conveyor Oven_E4 | F3 | Commercial | Lodging (WA) | New | Food Preparation | Natural Gas | Conveyor Oven | E4 | System - kBTUs of Consumption | 0 | 0 | 0 | 0 | 0 | 0 | 0 | 0 | 0 | 0 | 0 | 0 | 0 | 0 | 0 | 0 | 0 | 0 | 0 | 0 | 0 | 0 | 0 | 0 | 0 | 0 | 0
F3_Commercial_Lodging (WA)_New_Food Preparation_Natural Gas_Conveyor Oven_E5 | F3 | Commercial | Lodging (WA) | New | Food Preparation | Natural Gas | Conveyor Oven | E5 | System - kBTUs of Consumption | 0 | 0 | 0 | 0 | 0 | 0 | 0 | 0 | 0 | 0 | 0 | 0 | 0 | 0 | 0 | 0 | 0 | 0 | 0 | 0 | 0 | 0 | 0 | 0 | 0 | 0 | 0
F3_Commercial_Lodging (WA)_New_Food Preparation_Natural Gas_Conveyor Oven_E6 | F3 | Commercial | Lodging (WA) | New | Food Preparation | Natural Gas | Conveyor Oven | E6 | System - kBTUs of Consumption | 0 | 0 | 0 | 0 | 0 | 0 | 0 | 0 | 0 | 0 | 0 | 0 | 0 | 0 | 0 | 0 | 0 | 0 | 0 | 0 | 0 | 0 | 0 | 0 | 0 | 0 | 0
F3_Commercial_Lodging (WA)_New_Food Preparation_Natural Gas_Conveyor Oven_E7 | F3 | Commercial | Lodging (WA) | New | Food Preparation | Natural Gas | Conveyor Oven | E7 | System - kBTUs of Consumption | 0 | 0 | 0 | 0 | 0 | 0 | 0 | 0 | 0 | 0 | 0 | 0 | 0 | 0 | 0 | 0 | 0 | 0 | 0 | 0 | 0 | 0 | 0 | 0 | 0 | 0 | 0
F3_Commercial_Lodging (WA)_New_Food Preparation_Natural Gas_Conveyor Oven_E8 | F3 | Commercial | Lodging (WA) | New | Food Preparation | Natural Gas | Conveyor Oven | E8 | System - kBTUs of Consumption | 0 | 0 | 0 | 0 | 0 | 0 | 0 | 0 | 0 | 0 | 0 | 0 | 0 | 0 | 0 | 0 | 0 | 0 | 0 | 0 | 0 | 0 | 0 | 0 | 0 | 0 | 0
F3_Commercial_Lodging (WA)_New_Food Preparation_Natural Gas_Conveyor Oven_E9 | F3 | Commercial | Lodging (WA) | New | Food Preparation | Natural Gas | Conveyor Oven | E9 | System - kBTUs of Consumption | 0 | 0 | 0 | 0 | 0 | 0 | 0 | 0 | 0 | 0 | 0 | 0 | 0 | 0 | 0 | 0 | 0 | 0 | 0 | 0 | 0 | 0 | 0 | 0 | 0 | 0 | 0
F3_Commercial_Lodging (WA)_New_Food Preparation_Natural Gas_Conveyor Oven_E10 | F3 | Commercial | Lodging (WA) | New | Food Preparation | Natural Gas | Conveyor Oven | E10 | System - kBTUs of Consumption | 0 | 0 | 0 | 0 | 0 | 0 | 0 | 0 | 0 | 0 | 0 | 0 | 0 | 0 | 0 | 0 | 0 | 0 | 0 | 0 | 0 | 0 | 0 | 0 | 0 | 0 | 0
F4_Commercial_Lodging (WA)_New_Food Preparation_Natural Gas_Conveyor Oven_E1 | F4 | Commercial | Lodging (WA) | New | Food Preparation | Natural Gas | Conveyor Oven | E1 | Utility - Cost of Equipment | 0.00040553 | 0.00040553 | 0.00040553 | 0.00040553 | 0.00040553 | 0.00040553 | 0.00040553 | 0.00040553 | 0.00040553 | 0.00040553 | 0.00040553 | 0.00040553 | 0.00040553 | 0.00040553 | 0.00040553 | 0.00040553 | 0.00040553 | 0.00040553 | 0.00040553 | 0.00040553 | 0.00040553 | 0.00040553 | 0.00040553 | 0.00040553 | 0.00040553 | 0.00040553 | 0.00040553
F4_Commercial_Lodging (WA)_New_Food Preparation_Natural Gas_Conveyor Oven_E2 | F4 | Commercial | Lodging (WA) | New | Food Preparation | Natural Gas | Conveyor Oven | E2 | Utility - Cost of Equipment | 0.00085915 | 0.00085915 | 0.00085915 | 0.00085915 | 0.00085915 | 0.00085915 | 0.00085915 | 0.00085915 | 0.00085915 | 0.00085915 | 0.00085915 | 0.00085915 | 0.00085915 | 0.00085915 | 0.00085915 | 0.00085915 | 0.00085915 | 0.00085915 | 0.00085915 | 0.00085915 | 0.00085915 | 0.00085915 | 0.00085915 | 0.00085915 | 0.00085915 | 0.00085915 | 0.00085915
F4_Commercial_Lodging (WA)_New_Food Preparation_Natural Gas_Conveyor Oven_E3 | F4 | Commercial | Lodging (WA) | New | Food Preparation | Natural Gas | Conveyor Oven | E3 | Utility - Cost of Equipment | 0 | 0 | 0 | 0 | 0 | 0 | 0 | 0 | 0 | 0 | 0 | 0 | 0 | 0 | 0 | 0 | 0 | 0 | 0 | 0 | 0 | 0 | 0 | 0 | 0 | 0 | 0
F4_Commercial_Lodging (WA)_New_Food Preparation_Natural Gas_Conveyor Oven_E4 | F4 | Commercial | Lodging (WA) | New | Food Preparation | Natural Gas | Conveyor Oven | E4 | Utility - Cost of Equipment | 0 | 0 | 0 | 0 | 0 | 0 | 0 | 0 | 0 | 0 | 0 | 0 | 0 | 0 | 0 | 0 | 0 | 0 | 0 | 0 | 0 | 0 | 0 | 0 | 0 | 0 | 0
F4_Commercial_Lodging (WA)_New_Food Preparation_Natural Gas_Conveyor Oven_E5 | F4 | Commercial | Lodging (WA) | New | Food Preparation | Natural Gas | Conveyor Oven | E5 | Utility - Cost of Equipment | 0 | 0 | 0 | 0 | 0 | 0 | 0 | 0 | 0 | 0 | 0 | 0 | 0 | 0 | 0 | 0 | 0 | 0 | 0 | 0 | 0 | 0 | 0 | 0 | 0 | 0 | 0
F4_Commercial_Lodging (WA)_New_Food Preparation_Natural Gas_Conveyor Oven_E6 | F4 | Commercial | Lodging (WA) | New | Food Preparation | Natural Gas | Conveyor Oven | E6 | Utility - Cost of Equipment | 0 | 0 | 0 | 0 | 0 | 0 | 0 | 0 | 0 | 0 | 0 | 0 | 0 | 0 | 0 | 0 | 0 | 0 | 0 | 0 | 0 | 0 | 0 | 0 | 0 | 0 | 0
F4_Commercial_Lodging (WA)_New_Food Preparation_Natural Gas_Conveyor Oven_E7 | F4 | Commercial | Lodging (WA) | New | Food Preparation | Natural Gas | Conveyor Oven | E7 | Utility - Cost of Equipment | 0 | 0 | 0 | 0 | 0 | 0 | 0 | 0 | 0 | 0 | 0 | 0 | 0 | 0 | 0 | 0 | 0 | 0 | 0 | 0 | 0 | 0 | 0 | 0 | 0 | 0 | 0
F4_Commercial_Lodging (WA)_New_Food Preparation_Natural Gas_Conveyor Oven_E8 | F4 | Commercial | Lodging (WA) | New | Food Preparation | Natural Gas | Conveyor Oven | E8 | Utility - Cost of Equipment | 0 | 0 | 0 | 0 | 0 | 0 | 0 | 0 | 0 | 0 | 0 | 0 | 0 | 0 | 0 | 0 | 0 | 0 | 0 | 0 | 0 | 0 | 0 | 0 | 0 | 0 | 0
F4_Commercial_Lodging (WA)_New_Food Preparation_Natural Gas_Conveyor Oven_E9 | F4 | Commercial | Lodging (WA) | New | Food Preparation | Natural Gas | Conveyor Oven | E9 | Utility - Cost of Equipment | 0 | 0 | 0 | 0 | 0 | 0 | 0 | 0 | 0 | 0 | 0 | 0 | 0 | 0 | 0 | 0 | 0 | 0 | 0 | 0 | 0 | 0 | 0 | 0 | 0 | 0 | 0
F4_Commercial_Lodging (WA)_New_Food Preparation_Natural Gas_Conveyor Oven_E10 | F4 | Commercial | Lodging (WA) | New | Food Preparation | Natural Gas | Conveyor Oven | E10 | Utility - Cost of Equipment | 0 | 0 | 0 | 0 | 0 | 0 | 0 | 0 | 0 | 0 | 0 | 0 | 0 | 0 | 0 | 0 | 0 | 0 | 0 | 0 | 0 | 0 | 0 | 0 | 0 | 0 | 0
F5_Commercial_Lodging (WA)_New_Food Preparation_Natural Gas_Conveyor Oven_E1 | F5 | Commercial | Lodging (WA) | New | Food Preparation | Natural Gas | Conveyor Oven | E1 | Utility - Cost of Operation | 0.049354 | 0.050678 | 0.052134 | 0.053728 | 0.055475 | 0.057509 | 0.059573 | 0.061609 | 0.063574 | 0.065567 | 0.067211 | 0.068772 | 0.070436 | 0.072078 | 0.07358 | 0.07501 | 0.076327 | 0.077637 | 0.07902 | 0.080383 | 0.081779 | 0.083225 | 0.084688 | 0.086192 | 0.087723 | 0.089282 | 0.090868
F5_Commercial_Lodging (WA)_New_Food Preparation_Natural Gas_Conveyor Oven_E2 | F5 | Commercial | Lodging (WA) | New | Food Preparation | Natural Gas | Conveyor Oven | E2 | Utility - Cost of Operation | 0.039223 | 0.040276 | 0.041432 | 0.0427 | 0.044088 | 0.045705 | 0.047345 | 0.048963 | 0.050524 | 0.052108 | 0.053415 | 0.054655 | 0.055978 | 0.057283 | 0.058477 | 0.059613 | 0.06066 | 0.061701 | 0.0628 | 0.063883 | 0.064993 | 0.066142 | 0.067304 | 0.0685 | 0.069717 | 0.070955 | 0.072216
F5_Commercial_Lodging (WA)_New_Food Preparation_Natural Gas_Conveyor Oven_E3 | F5 | Commercial | Lodging (WA) | New | Food Preparation | Natural Gas | Conveyor Oven | E3 | Utility - Cost of Operation | 0 | 0 | 0 | 0 | 0 | 0 | 0 | 0 | 0 | 0 | 0 | 0 | 0 | 0 | 0 | 0 | 0 | 0 | 0 | 0 | 0 | 0 | 0 | 0 | 0 | 0 | 0
F5_Commercial_Lodging (WA)_New_Food Preparation_Natural Gas_Conveyor Oven_E4 | F5 | Commercial | Lodging (WA) | New | Food Preparation | Natural Gas | Conveyor Oven | E4 | Utility - Cost of Operation | 0 | 0 | 0 | 0 | 0 | 0 | 0 | 0 | 0 | 0 | 0 | 0 | 0 | 0 | 0 | 0 | 0 | 0 | 0 | 0 | 0 | 0 | 0 | 0 | 0 | 0 | 0
F5_Commercial_Lodging (WA)_New_Food Preparation_Natural Gas_Conveyor Oven_E5 | F5 | Commercial | Lodging (WA) | New | Food Preparation | Natural Gas | Conveyor Oven | E5 | Utility - Cost of Operation | 0 | 0 | 0 | 0 | 0 | 0 | 0 | 0 | 0 | 0 | 0 | 0 | 0 | 0 | 0 | 0 | 0 | 0 | 0 | 0 | 0 | 0 | 0 | 0 | 0 | 0 | 0
F5_Commercial_Lodging (WA)_New_Food Preparation_Natural Gas_Conveyor Oven_E6 | F5 | Commercial | Lodging (WA) | New | Food Preparation | Natural Gas | Conveyor Oven | E6 | Utility - Cost of Operation | 0 | 0 | 0 | 0 | 0 | 0 | 0 | 0 | 0 | 0 | 0 | 0 | 0 | 0 | 0 | 0 | 0 | 0 | 0 | 0 | 0 | 0 | 0 | 0 | 0 | 0 | 0
F5_Commercial_Lodging (WA)_New_Food Preparation_Natural Gas_Conveyor Oven_E7 | F5 | Commercial | Lodging (WA) | New | Food Preparation | Natural Gas | Conveyor Oven | E7 | Utility - Cost of Operation | 0 | 0 | 0 | 0 | 0 | 0 | 0 | 0 | 0 | 0 | 0 | 0 | 0 | 0 | 0 | 0 | 0 | 0 | 0 | 0 | 0 | 0 | 0 | 0 | 0 | 0 | 0
F5_Commercial_Lodging (WA)_New_Food Preparation_Natural Gas_Conveyor Oven_E8 | F5 | Commercial | Lodging (WA) | New | Food Preparation | Natural Gas | Conveyor Oven | E8 | Utility - Cost of Operation | 0 | 0 | 0 | 0 | 0 | 0 | 0 | 0 | 0 | 0 | 0 | 0 | 0 | 0 | 0 | 0 | 0 | 0 | 0 | 0 | 0 | 0 | 0 | 0 | 0 | 0 | 0
F5_Commercial_Lodging (WA)_New_Food Preparation_Natural Gas_Conveyor Oven_E9 | F5 | Commercial | Lodging (WA) | New | Food Preparation | Natural Gas | Conveyor Oven | E9 | Utility - Cost of Operation | 0 | 0 | 0 | 0 | 0 | 0 | 0 | 0 | 0 | 0 | 0 | 0 | 0 | 0 | 0 | 0 | 0 | 0 | 0 | 0 | 0 | 0 | 0 | 0 | 0 | 0 | 0
F5_Commercial_Lodging (WA)_New_Food Preparation_Natural Gas_Conveyor Oven_E10 | F5 | Commercial | Lodging (WA) | New | Food Preparation | Natural Gas | Conveyor Oven | E10 | Utility - Cost of Operation | 0 | 0 | 0 | 0 | 0 | 0 | 0 | 0 | 0 | 0 | 0 | 0 | 0 | 0 | 0 | 0 | 0 | 0 | 0 | 0 | 0 | 0 | 0 | 0 | 0 | 0 | 0
F6_Commercial_Lodging (WA)_New_Food Preparation_Natural Gas_Conveyor Oven_E1 | F6 | Commercial | Lodging (WA) | New | Food Preparation | Natural Gas | Conveyor Oven | E1 | Utility - Value of Sales | 0.057213 | 0.058436 | 0.059766 | 0.061207 | 0.06277 | 0.064611 | 0.066412 | 0.068127 | 0.069698 | 0.071243 | 0.072859 | 0.074366 | 0.075971 | 0.077532 | 0.078922 | 0.08021 | 0.081353 | 0.082463 | 0.083629 | 0.084744 | 0.085868 | 0.087386 | 0.088922 | 0.090502 | 0.09211 | 0.093746 | 0.095411
F6_Commercial_Lodging (WA)_New_Food Preparation_Natural Gas_Conveyor Oven_E2 | F6 | Commercial | Lodging (WA) | New | Food Preparation | Natural Gas | Conveyor Oven | E2 | Utility - Value of Sales | 0.045469 | 0.046441 | 0.047498 | 0.048644 | 0.049885 | 0.051348 | 0.05278 | 0.054143 | 0.055392 | 0.05662 | 0.057903 | 0.059101 | 0.060377 | 0.061618 | 0.062722 | 0.063746 | 0.064654 | 0.065536 | 0.066463 | 0.067349 | 0.068243 | 0.069449 | 0.070669 | 0.071925 | 0.073203 | 0.074503 | 0.075827
F6_Commercial_Lodging (WA)_New_Food Preparation_Natural Gas_Conveyor Oven_E3 | F6 | Commercial | Lodging (WA) | New | Food Preparation | Natural Gas | Conveyor Oven | E3 | Utility - Value of Sales | 0 | 0 | 0 | 0 | 0 | 0 | 0 | 0 | 0 | 0 | 0 | 0 | 0 | 0 | 0 | 0 | 0 | 0 | 0 | 0 | 0 | 0 | 0 | 0 | 0 | 0 | 0
F6_Commercial_Lodging (WA)_New_Food Preparation_Natural Gas_Conveyor Oven_E4 | F6 | Commercial | Lodging (WA) | New | Food Preparation | Natural Gas | Conveyor Oven | E4 | Utility - Value of Sales | 0 | 0 | 0 | 0 | 0 | 0 | 0 | 0 | 0 | 0 | 0 | 0 | 0 | 0 | 0 | 0 | 0 | 0 | 0 | 0 | 0 | 0 | 0 | 0 | 0 | 0 | 0
F6_Commercial_Lodging (WA)_New_Food Preparation_Natural Gas_Conveyor Oven_E5 | F6 | Commercial | Lodging (WA) | New | Food Preparation | Natural Gas | Conveyor Oven | E5 | Utility - Value of Sales | 0 | 0 | 0 | 0 | 0 | 0 | 0 | 0 | 0 | 0 | 0 | 0 | 0 | 0 | 0 | 0 | 0 | 0 | 0 | 0 | 0 | 0 | 0 | 0 | 0 | 0 | 0
F6_Commercial_Lodging (WA)_New_Food Preparation_Natural Gas_Conveyor Oven_E6 | F6 | Commercial | Lodging (WA) | New | Food Preparation | Natural Gas | Conveyor Oven | E6 | Utility - Value of Sales | 0 | 0 | 0 | 0 | 0 | 0 | 0 | 0 | 0 | 0 | 0 | 0 | 0 | 0 | 0 | 0 | 0 | 0 | 0 | 0 | 0 | 0 | 0 | 0 | 0 | 0 | 0
F6_Commercial_Lodging (WA)_New_Food Preparation_Natural Gas_Conveyor Oven_E7 | F6 | Commercial | Lodging (WA) | New | Food Preparation | Natural Gas | Conveyor Oven | E7 | Utility - Value of Sales | 0 | 0 | 0 | 0 | 0 | 0 | 0 | 0 | 0 | 0 | 0 | 0 | 0 | 0 | 0 | 0 | 0 | 0 | 0 | 0 | 0 | 0 | 0 | 0 | 0 | 0 | 0
F6_Commercial_Lodging (WA)_New_Food Preparation_Natural Gas_Conveyor Oven_E8 | F6 | Commercial | Lodging (WA) | New | Food Preparation | Natural Gas | Conveyor Oven | E8 | Utility - Value of Sales | 0 | 0 | 0 | 0 | 0 | 0 | 0 | 0 | 0 | 0 | 0 | 0 | 0 | 0 | 0 | 0 | 0 | 0 | 0 | 0 | 0 | 0 | 0 | 0 | 0 | 0 | 0
F6_Commercial_Lodging (WA)_New_Food Preparation_Natural Gas_Conveyor Oven_E9 | F6 | Commercial | Lodging (WA) | New | Food Preparation | Natural Gas | Conveyor Oven | E9 | Utility - Value of Sales | 0 | 0 | 0 | 0 | 0 | 0 | 0 | 0 | 0 | 0 | 0 | 0 | 0 | 0 | 0 | 0 | 0 | 0 | 0 | 0 | 0 | 0 | 0 | 0 | 0 | 0 | 0
F6_Commercial_Lodging (WA)_New_Food Preparation_Natural Gas_Conveyor Oven_E10 | F6 | Commercial | Lodging (WA) | New | Food Preparation | Natural Gas | Conveyor Oven | E10 | Utility - Value of Sales | 0 | 0 | 0 | 0 | 0 | 0 | 0 | 0 | 0 | 0 | 0 | 0 | 0 | 0 | 0 | 0 | 0 | 0 | 0 | 0 | 0 | 0 | 0 | 0 | 0 | 0 | 0
F1_Commercial_Lodging (WA)_New_Food Preparation_Natural Gas_Double Rack Oven_E1 | F1 | Commercial | Lodging (WA) | New | Food Preparation | Natural Gas | Double Rack Oven | E1 | RVT - Cost of Equipment | 0.00085946 | 0.00085946 | 0.00085946 | 0.00085946 | 0.00085946 | 0.00085946 | 0.00085946 | 0.00085946 | 0.00085946 | 0.00085946 | 0.00085946 | 0.00085946 | 0.00085946 | 0.00085946 | 0.00085946 | 0.00085946 | 0.00085946 | 0.00085946 | 0.00085946 | 0.00085946 | 0.00085946 | 0.00085946 | 0.00085946 | 0.00085946 | 0.00085946 | 0.00085946 | 0.00085946
F1_Commercial_Lodging (WA)_New_Food Preparation_Natural Gas_Double Rack Oven_E2 | F1 | Commercial | Lodging (WA) | New | Food Preparation | Natural Gas | Double Rack Oven | E2 | RVT - Cost of Equipment | 0.0038991 | 0.0038991 | 0.0038991 | 0.0038991 | 0.0038991 | 0.0038991 | 0.0038991 | 0.0038991 | 0.0038991 | 0.0038991 | 0.0038991 | 0.0038991 | 0.0038991 | 0.0038991 | 0.0038991 | 0.0038991 | 0.0038991 | 0.0038991 | 0.0038991 | 0.0038991 | 0.0038991 | 0.0038991 | 0.0038991 | 0.0038991 | 0.0038991 | 0.0038991 | 0.0038991
F1_Commercial_Lodging (WA)_New_Food Preparation_Natural Gas_Double Rack Oven_E3 | F1 | Commercial | Lodging (WA) | New | Food Preparation | Natural Gas | Double Rack Oven | E3 | RVT - Cost of Equipment | 0 | 0 | 0 | 0 | 0 | 0 | 0 | 0 | 0 | 0 | 0 | 0 | 0 | 0 | 0 | 0 | 0 | 0 | 0 | 0 | 0 | 0 | 0 | 0 | 0 | 0 | 0
F1_Commercial_Lodging (WA)_New_Food Preparation_Natural Gas_Double Rack Oven_E4 | F1 | Commercial | Lodging (WA) | New | Food Preparation | Natural Gas | Double Rack Oven | E4 | RVT - Cost of Equipment | 0 | 0 | 0 | 0 | 0 | 0 | 0 | 0 | 0 | 0 | 0 | 0 | 0 | 0 | 0 | 0 | 0 | 0 | 0 | 0 | 0 | 0 | 0 | 0 | 0 | 0 | 0
F1_Commercial_Lodging (WA)_New_Food Preparation_Natural Gas_Double Rack Oven_E5 | F1 | Commercial | Lodging (WA) | New | Food Preparation | Natural Gas | Double Rack Oven | E5 | RVT - Cost of Equipment | 0 | 0 | 0 | 0 | 0 | 0 | 0 | 0 | 0 | 0 | 0 | 0 | 0 | 0 | 0 | 0 | 0 | 0 | 0 | 0 | 0 | 0 | 0 | 0 | 0 | 0 | 0
F1_Commercial_Lodging (WA)_New_Food Preparation_Natural Gas_Double Rack Oven_E6 | F1 | Commercial | Lodging (WA) | New | Food Preparation | Natural Gas | Double Rack Oven | E6 | RVT - Cost of Equipment | 0 | 0 | 0 | 0 | 0 | 0 | 0 | 0 | 0 | 0 | 0 | 0 | 0 | 0 | 0 | 0 | 0 | 0 | 0 | 0 | 0 | 0 | 0 | 0 | 0 | 0 | 0
F1_Commercial_Lodging (WA)_New_Food Preparation_Natural Gas_Double Rack Oven_E7 | F1 | Commercial | Lodging (WA) | New | Food Preparation | Natural Gas | Double Rack Oven | E7 | RVT - Cost of Equipment | 0 | 0 | 0 | 0 | 0 | 0 | 0 | 0 | 0 | 0 | 0 | 0 | 0 | 0 | 0 | 0 | 0 | 0 | 0 | 0 | 0 | 0 | 0 | 0 | 0 | 0 | 0
F1_Commercial_Lodging (WA)_New_Food Preparation_Natural Gas_Double Rack Oven_E8 | F1 | Commercial | Lodging (WA) | New | Food Preparation | Natural Gas | Double Rack Oven | E8 | RVT - Cost of Equipment | 0 | 0 | 0 | 0 | 0 | 0 | 0 | 0 | 0 | 0 | 0 | 0 | 0 | 0 | 0 | 0 | 0 | 0 | 0 | 0 | 0 | 0 | 0 | 0 | 0 | 0 | 0
F1_Commercial_Lodging (WA)_New_Food Preparation_Natural Gas_Double Rack Oven_E9 | F1 | Commercial | Lodging (WA) | New | Food Preparation | Natural Gas | Double Rack Oven | E9 | RVT - Cost of Equipment | 0 | 0 | 0 | 0 | 0 | 0 | 0 | 0 | 0 | 0 | 0 | 0 | 0 | 0 | 0 | 0 | 0 | 0 | 0 | 0 | 0 | 0 | 0 | 0 | 0 | 0 | 0
F1_Commercial_Lodging (WA)_New_Food Preparation_Natural Gas_Double Rack Oven_E10 | F1 | Commercial | Lodging (WA) | New | Food Preparation | Natural Gas | Double Rack Oven | E10 | RVT - Cost of Equipment | 0 | 0 | 0 | 0 | 0 | 0 | 0 | 0 | 0 | 0 | 0 | 0 | 0 | 0 | 0 | 0 | 0 | 0 | 0 | 0 | 0 | 0 | 0 | 0 | 0 | 0 | 0
F2_Commercial_Lodging (WA)_New_Food Preparation_Natural Gas_Double Rack Oven_E1 | F2 | Commercial | Lodging (WA) | New | Food Preparation | Natural Gas | Double Rack Oven | E1 | RVT - Cost of Operation | 0.092843 | 0.094597 | 0.096656 | 0.099056 | 0.1018 | 0.10524 | 0.10868 | 0.11194 | 0.1149 | 0.11777 | 0.12074 | 0.12344 | 0.12629 | 0.12898 | 0.1313 | 0.1334 | 0.13517 | 0.13686 | 0.13866 | 0.14033 | 0.14202 | 0.14452 | 0.14706 | 0.14967 | 0.15233 | 0.15504 | 0.15779
F2_Commercial_Lodging (WA)_New_Food Preparation_Natural Gas_Double Rack Oven_E2 | F2 | Commercial | Lodging (WA) | New | Food Preparation | Natural Gas | Double Rack Oven | E2 | RVT - Cost of Operation | 0.05752 | 0.058607 | 0.059882 | 0.061369 | 0.063072 | 0.065198 | 0.06733 | 0.069354 | 0.071186 | 0.072962 | 0.074803 | 0.076475 | 0.078241 | 0.079911 | 0.081347 | 0.082644 | 0.083741 | 0.084788 | 0.085902 | 0.086942 | 0.087986 | 0.089539 | 0.091108 | 0.092726 | 0.094374 | 0.09605 | 0.097757
F2_Commercial_Lodging (WA)_New_Food Preparation_Natural Gas_Double Rack Oven_E3 | F2 | Commercial | Lodging (WA) | New | Food Preparation | Natural Gas | Double Rack Oven | E3 | RVT - Cost of Operation | 0 | 0 | 0 | 0 | 0 | 0 | 0 | 0 | 0 | 0 | 0 | 0 | 0 | 0 | 0 | 0 | 0 | 0 | 0 | 0 | 0 | 0 | 0 | 0 | 0 | 0 | 0
F2_Commercial_Lodging (WA)_New_Food Preparation_Natural Gas_Double Rack Oven_E4 | F2 | Commercial | Lodging (WA) | New | Food Preparation | Natural Gas | Double Rack Oven | E4 | RVT - Cost of Operation | 0 | 0 | 0 | 0 | 0 | 0 | 0 | 0 | 0 | 0 | 0 | 0 | 0 | 0 | 0 | 0 | 0 | 0 | 0 | 0 | 0 | 0 | 0 | 0 | 0 | 0 | 0
F2_Commercial_Lodging (WA)_New_Food Preparation_Natural Gas_Double Rack Oven_E5 | F2 | Commercial | Lodging (WA) | New | Food Preparation | Natural Gas | Double Rack Oven | E5 | RVT - Cost of Operation | 0 | 0 | 0 | 0 | 0 | 0 | 0 | 0 | 0 | 0 | 0 | 0 | 0 | 0 | 0 | 0 | 0 | 0 | 0 | 0 | 0 | 0 | 0 | 0 | 0 | 0 | 0
F2_Commercial_Lodging (WA)_New_Food Preparation_Natural Gas_Double Rack Oven_E6 | F2 | Commercial | Lodging (WA) | New | Food Preparation | Natural Gas | Double Rack Oven | E6 | RVT - Cost of Operation | 0 | 0 | 0 | 0 | 0 | 0 | 0 | 0 | 0 | 0 | 0 | 0 | 0 | 0 | 0 | 0 | 0 | 0 | 0 | 0 | 0 | 0 | 0 | 0 | 0 | 0 | 0
F2_Commercial_Lodging (WA)_New_Food Preparation_Natural Gas_Double Rack Oven_E7 | F2 | Commercial | Lodging (WA) | New | Food Preparation | Natural Gas | Double Rack Oven | E7 | RVT - Cost of Operation | 0 | 0 | 0 | 0 | 0 | 0 | 0 | 0 | 0 | 0 | 0 | 0 | 0 | 0 | 0 | 0 | 0 | 0 | 0 | 0 | 0 | 0 | 0 | 0 | 0 | 0 | 0
F2_Commercial_Lodging (WA)_New_Food Preparation_Natural Gas_Double Rack Oven_E8 | F2 | Commercial | Lodging (WA) | New | Food Preparation | Natural Gas | Double Rack Oven | E8 | RVT - Cost of Operation | 0 | 0 | 0 | 0 | 0 | 0 | 0 | 0 | 0 | 0 | 0 | 0 | 0 | 0 | 0 | 0 | 0 | 0 | 0 | 0 | 0 | 0 | 0 | 0 | 0 | 0 | 0
F2_Commercial_Lodging (WA)_New_Food Preparation_Natural Gas_Double Rack Oven_E9 | F2 | Commercial | Lodging (WA) | New | Food Preparation | Natural Gas | Double Rack Oven | E9 | RVT - Cost of Operation | 0 | 0 | 0 | 0 | 0 | 0 | 0 | 0 | 0 | 0 | 0 | 0 | 0 | 0 | 0 | 0 | 0 | 0 | 0 | 0 | 0 | 0 | 0 | 0 | 0 | 0 | 0
F2_Commercial_Lodging (WA)_New_Food Preparation_Natural Gas_Double Rack Oven_E10 | F2 | Commercial | Lodging (WA) | New | Food Preparation | Natural Gas | Double Rack Oven | E10 | RVT - Cost of Operation | 0 | 0 | 0 | 0 | 0 | 0 | 0 | 0 | 0 | 0 | 0 | 0 | 0 | 0 | 0 | 0 | 0 | 0 | 0 | 0 | 0 | 0 | 0 | 0 | 0 | 0 | 0
F3_Commercial_Lodging (WA)_New_Food Preparation_Natural Gas_Double Rack Oven_E1 | F3 | Commercial | Lodging (WA) | New | Food Preparation | Natural Gas | Double Rack Oven | E1 | System - kBTUs of Consumption | 22.1489 | 22.1489 | 22.1489 | 22.1489 | 22.1489 | 22.1489 | 22.1489 | 22.1489 | 22.1489 | 22.1489 | 22.1489 | 22.1489 | 22.1489 | 22.1489 | 22.1489 | 22.1489 | 22.1489 | 22.1489 | 22.1489 | 22.1489 | 22.1489 | 22.1489 | 22.1489 | 22.1489 | 22.1489 | 22.1489 | 22.1489
F3_Commercial_Lodging (WA)_New_Food Preparation_Natural Gas_Double Rack Oven_E2 | F3 | Commercial | Lodging (WA) | New | Food Preparation | Natural Gas | Double Rack Oven | E2 | System - kBTUs of Consumption | 13.7221 | 13.7221 | 13.7221 | 13.7221 | 13.7221 | 13.7221 | 13.7221 | 13.7221 | 13.7221 | 13.7221 | 13.7221 | 13.7221 | 13.7221 | 13.7221 | 13.7221 | 13.7221 | 13.7221 | 13.7221 | 13.7221 | 13.7221 | 13.7221 | 13.7221 | 13.7221 | 13.7221 | 13.7221 | 13.7221 | 13.7221
F3_Commercial_Lodging (WA)_New_Food Preparation_Natural Gas_Double Rack Oven_E3 | F3 | Commercial | Lodging (WA) | New | Food Preparation | Natural Gas | Double Rack Oven | E3 | System - kBTUs of Consumption | 0 | 0 | 0 | 0 | 0 | 0 | 0 | 0 | 0 | 0 | 0 | 0 | 0 | 0 | 0 | 0 | 0 | 0 | 0 | 0 | 0 | 0 | 0 | 0 | 0 | 0 | 0
F3_Commercial_Lodging (WA)_New_Food Preparation_Natural Gas_Double Rack Oven_E4 | F3 | Commercial | Lodging (WA) | New | Food Preparation | Natural Gas | Double Rack Oven | E4 | System - kBTUs of Consumption | 0 | 0 | 0 | 0 | 0 | 0 | 0 | 0 | 0 | 0 | 0 | 0 | 0 | 0 | 0 | 0 | 0 | 0 | 0 | 0 | 0 | 0 | 0 | 0 | 0 | 0 | 0
F3_Commercial_Lodging (WA)_New_Food Preparation_Natural Gas_Double Rack Oven_E5 | F3 | Commercial | Lodging (WA) | New | Food Preparation | Natural Gas | Double Rack Oven | E5 | System - kBTUs of Consumption | 0 | 0 | 0 | 0 | 0 | 0 | 0 | 0 | 0 | 0 | 0 | 0 | 0 | 0 | 0 | 0 | 0 | 0 | 0 | 0 | 0 | 0 | 0 | 0 | 0 | 0 | 0
F3_Commercial_Lodging (WA)_New_Food Preparation_Natural Gas_Double Rack Oven_E6 | F3 | Commercial | Lodging (WA) | New | Food Preparation | Natural Gas | Double Rack Oven | E6 | System - kBTUs of Consumption | 0 | 0 | 0 | 0 | 0 | 0 | 0 | 0 | 0 | 0 | 0 | 0 | 0 | 0 | 0 | 0 | 0 | 0 | 0 | 0 | 0 | 0 | 0 | 0 | 0 | 0 | 0
F3_Commercial_Lodging (WA)_New_Food Preparation_Natural Gas_Double Rack Oven_E7 | F3 | Commercial | Lodging (WA) | New | Food Preparation | Natural Gas | Double Rack Oven | E7 | System - kBTUs of Consumption | 0 | 0 | 0 | 0 | 0 | 0 | 0 | 0 | 0 | 0 | 0 | 0 | 0 | 0 | 0 | 0 | 0 | 0 | 0 | 0 | 0 | 0 | 0 | 0 | 0 | 0 | 0
F3_Commercial_Lodging (WA)_New_Food Preparation_Natural Gas_Double Rack Oven_E8 | F3 | Commercial | Lodging (WA) | New | Food Preparation | Natural Gas | Double Rack Oven | E8 | System - kBTUs of Consumption | 0 | 0 | 0 | 0 | 0 | 0 | 0 | 0 | 0 | 0 | 0 | 0 | 0 | 0 | 0 | 0 | 0 | 0 | 0 | 0 | 0 | 0 | 0 | 0 | 0 | 0 | 0
F3_Commercial_Lodging (WA)_New_Food Preparation_Natural Gas_Double Rack Oven_E9 | F3 | Commercial | Lodging (WA) | New | Food Preparation | Natural Gas | Double Rack Oven | E9 | System - kBTUs of Consumption | 0 | 0 | 0 | 0 | 0 | 0 | 0 | 0 | 0 | 0 | 0 | 0 | 0 | 0 | 0 | 0 | 0 | 0 | 0 | 0 | 0 | 0 | 0 | 0 | 0 | 0 | 0
F3_Commercial_Lodging (WA)_New_Food Preparation_Natural Gas_Double Rack Oven_E10 | F3 | Commercial | Lodging (WA) | New | Food Preparation | Natural Gas | Double Rack Oven | E10 | System - kBTUs of Consumption | 0 | 0 | 0 | 0 | 0 | 0 | 0 | 0 | 0 | 0 | 0 | 0 | 0 | 0 | 0 | 0 | 0 | 0 | 0 | 0 | 0 | 0 | 0 | 0 | 0 | 0 | 0
F4_Commercial_Lodging (WA)_New_Food Preparation_Natural Gas_Double Rack Oven_E1 | F4 | Commercial | Lodging (WA) | New | Food Preparation | Natural Gas | Double Rack Oven | E1 | Utility - Cost of Equipment | 0.00085946 | 0.00085946 | 0.00085946 | 0.00085946 | 0.00085946 | 0.00085946 | 0.00085946 | 0.00085946 | 0.00085946 | 0.00085946 | 0.00085946 | 0.00085946 | 0.00085946 | 0.00085946 | 0.00085946 | 0.00085946 | 0.00085946 | 0.00085946 | 0.00085946 | 0.00085946 | 0.00085946 | 0.00085946 | 0.00085946 | 0.00085946 | 0.00085946 | 0.00085946 | 0.00085946
F4_Commercial_Lodging (WA)_New_Food Preparation_Natural Gas_Double Rack Oven_E2 | F4 | Commercial | Lodging (WA) | New | Food Preparation | Natural Gas | Double Rack Oven | E2 | Utility - Cost of Equipment | 0.0038991 | 0.0038991 | 0.0038991 | 0.0038991 | 0.0038991 | 0.0038991 | 0.0038991 | 0.0038991 | 0.0038991 | 0.0038991 | 0.0038991 | 0.0038991 | 0.0038991 | 0.0038991 | 0.0038991 | 0.0038991 | 0.0038991 | 0.0038991 | 0.0038991 | 0.0038991 | 0.0038991 | 0.0038991 | 0.0038991 | 0.0038991 | 0.0038991 | 0.0038991 | 0.0038991
F4_Commercial_Lodging (WA)_New_Food Preparation_Natural Gas_Double Rack Oven_E3 | F4 | Commercial | Lodging (WA) | New | Food Preparation | Natural Gas | Double Rack Oven | E3 | Utility - Cost of Equipment | 0 | 0 | 0 | 0 | 0 | 0 | 0 | 0 | 0 | 0 | 0 | 0 | 0 | 0 | 0 | 0 | 0 | 0 | 0 | 0 | 0 | 0 | 0 | 0 | 0 | 0 | 0
F4_Commercial_Lodging (WA)_New_Food Preparation_Natural Gas_Double Rack Oven_E4 | F4 | Commercial | Lodging (WA) | New | Food Preparation | Natural Gas | Double Rack Oven | E4 | Utility - Cost of Equipment | 0 | 0 | 0 | 0 | 0 | 0 | 0 | 0 | 0 | 0 | 0 | 0 | 0 | 0 | 0 | 0 | 0 | 0 | 0 | 0 | 0 | 0 | 0 | 0 | 0 | 0 | 0
F4_Commercial_Lodging (WA)_New_Food Preparation_Natural Gas_Double Rack Oven_E5 | F4 | Commercial | Lodging (WA) | New | Food Preparation | Natural Gas | Double Rack Oven | E5 | Utility - Cost of Equipment | 0 | 0 | 0 | 0 | 0 | 0 | 0 | 0 | 0 | 0 | 0 | 0 | 0 | 0 | 0 | 0 | 0 | 0 | 0 | 0 | 0 | 0 | 0 | 0 | 0 | 0 | 0
F4_Commercial_Lodging (WA)_New_Food Preparation_Natural Gas_Double Rack Oven_E6 | F4 | Commercial | Lodging (WA) | New | Food Preparation | Natural Gas | Double Rack Oven | E6 | Utility - Cost of Equipment | 0 | 0 | 0 | 0 | 0 | 0 | 0 | 0 | 0 | 0 | 0 | 0 | 0 | 0 | 0 | 0 | 0 | 0 | 0 | 0 | 0 | 0 | 0 | 0 | 0 | 0 | 0
F4_Commercial_Lodging (WA)_New_Food Preparation_Natural Gas_Double Rack Oven_E7 | F4 | Commercial | Lodging (WA) | New | Food Preparation | Natural Gas | Double Rack Oven | E7 | Utility - Cost of Equipment | 0 | 0 | 0 | 0 | 0 | 0 | 0 | 0 | 0 | 0 | 0 | 0 | 0 | 0 | 0 | 0 | 0 | 0 | 0 | 0 | 0 | 0 | 0 | 0 | 0 | 0 | 0
F4_Commercial_Lodging (WA)_New_Food Preparation_Natural Gas_Double Rack Oven_E8 | F4 | Commercial | Lodging (WA) | New | Food Preparation | Natural Gas | Double Rack Oven | E8 | Utility - Cost of Equipment | 0 | 0 | 0 | 0 | 0 | 0 | 0 | 0 | 0 | 0 | 0 | 0 | 0 | 0 | 0 | 0 | 0 | 0 | 0 | 0 | 0 | 0 | 0 | 0 | 0 | 0 | 0
F4_Commercial_Lodging (WA)_New_Food Preparation_Natural Gas_Double Rack Oven_E9 | F4 | Commercial | Lodging (WA) | New | Food Preparation | Natural Gas | Double Rack Oven | E9 | Utility - Cost of Equipment | 0 | 0 | 0 | 0 | 0 | 0 | 0 | 0 | 0 | 0 | 0 | 0 | 0 | 0 | 0 | 0 | 0 | 0 | 0 | 0 | 0 | 0 | 0 | 0 | 0 | 0 | 0
F4_Commercial_Lodging (WA)_New_Food Preparation_Natural Gas_Double Rack Oven_E10 | F4 | Commercial | Lodging (WA) | New | Food Preparation | Natural Gas | Double Rack Oven | E10 | Utility - Cost of Equipment | 0 | 0 | 0 | 0 | 0 | 0 | 0 | 0 | 0 | 0 | 0 | 0 | 0 | 0 | 0 | 0 | 0 | 0 | 0 | 0 | 0 | 0 | 0 | 0 | 0 | 0 | 0
F5_Commercial_Lodging (WA)_New_Food Preparation_Natural Gas_Double Rack Oven_E1 | F5 | Commercial | Lodging (WA) | New | Food Preparation | Natural Gas | Double Rack Oven | E1 | Utility - Cost of Operation | 0.078828 | 0.080815 | 0.083168 | 0.085865 | 0.088916 | 0.092627 | 0.096447 | 0.10023 | 0.10387 | 0.10756 | 0.1105 | 0.11325 | 0.11621 | 0.11911 | 0.1217 | 0.12412 | 0.12629 | 0.12843 | 0.13073 | 0.13296 | 0.13526 | 0.13764 | 0.14005 | 0.14254 | 0.14508 | 0.14765 | 0.15028
F5_Commercial_Lodging (WA)_New_Food Preparation_Natural Gas_Double Rack Oven_E2 | F5 | Commercial | Lodging (WA) | New | Food Preparation | Natural Gas | Double Rack Oven | E2 | Utility - Cost of Operation | 0.048837 | 0.050068 | 0.051526 | 0.053197 | 0.055087 | 0.057386 | 0.059753 | 0.062096 | 0.064353 | 0.06664 | 0.06846 | 0.070166 | 0.071998 | 0.073791 | 0.075395 | 0.076896 | 0.078242 | 0.07957 | 0.08099 | 0.082374 | 0.083796 | 0.085275 | 0.086769 | 0.088311 | 0.08988 | 0.091477 | 0.093102
F5_Commercial_Lodging (WA)_New_Food Preparation_Natural Gas_Double Rack Oven_E3 | F5 | Commercial | Lodging (WA) | New | Food Preparation | Natural Gas | Double Rack Oven | E3 | Utility - Cost of Operation | 0 | 0 | 0 | 0 | 0 | 0 | 0 | 0 | 0 | 0 | 0 | 0 | 0 | 0 | 0 | 0 | 0 | 0 | 0 | 0 | 0 | 0 | 0 | 0 | 0 | 0 | 0
F5_Commercial_Lodging (WA)_New_Food Preparation_Natural Gas_Double Rack Oven_E4 | F5 | Commercial | Lodging (WA) | New | Food Preparation | Natural Gas | Double Rack Oven | E4 | Utility - Cost of Operation | 0 | 0 | 0 | 0 | 0 | 0 | 0 | 0 | 0 | 0 | 0 | 0 | 0 | 0 | 0 | 0 | 0 | 0 | 0 | 0 | 0 | 0 | 0 | 0 | 0 | 0 | 0
F5_Commercial_Lodging (WA)_New_Food Preparation_Natural Gas_Double Rack Oven_E5 | F5 | Commercial | Lodging (WA) | New | Food Preparation | Natural Gas | Double Rack Oven | E5 | Utility - Cost of Operation | 0 | 0 | 0 | 0 | 0 | 0 | 0 | 0 | 0 | 0 | 0 | 0 | 0 | 0 | 0 | 0 | 0 | 0 | 0 | 0 | 0 | 0 | 0 | 0 | 0 | 0 | 0
F5_Commercial_Lodging (WA)_New_Food Preparation_Natural Gas_Double Rack Oven_E6 | F5 | Commercial | Lodging (WA) | New | Food Preparation | Natural Gas | Double Rack Oven | E6 | Utility - Cost of Operation | 0 | 0 | 0 | 0 | 0 | 0 | 0 | 0 | 0 | 0 | 0 | 0 | 0 | 0 | 0 | 0 | 0 | 0 | 0 | 0 | 0 | 0 | 0 | 0 | 0 | 0 | 0
F5_Commercial_Lodging (WA)_New_Food Preparation_Natural Gas_Double Rack Oven_E7 | F5 | Commercial | Lodging (WA) | New | Food Preparation | Natural Gas | Double Rack Oven | E7 | Utility - Cost of Operation | 0 | 0 | 0 | 0 | 0 | 0 | 0 | 0 | 0 | 0 | 0 | 0 | 0 | 0 | 0 | 0 | 0 | 0 | 0 | 0 | 0 | 0 | 0 | 0 | 0 | 0 | 0
F5_Commercial_Lodging (WA)_New_Food Preparation_Natural Gas_Double Rack Oven_E8 | F5 | Commercial | Lodging (WA) | New | Food Preparation | Natural Gas | Double Rack Oven | E8 | Utility - Cost of Operation | 0 | 0 | 0 | 0 | 0 | 0 | 0 | 0 | 0 | 0 | 0 | 0 | 0 | 0 | 0 | 0 | 0 | 0 | 0 | 0 | 0 | 0 | 0 | 0 | 0 | 0 | 0
F5_Commercial_Lodging (WA)_New_Food Preparation_Natural Gas_Double Rack Oven_E9 | F5 | Commercial | Lodging (WA) | New | Food Preparation | Natural Gas | Double Rack Oven | E9 | Utility - Cost of Operation | 0 | 0 | 0 | 0 | 0 | 0 | 0 | 0 | 0 | 0 | 0 | 0 | 0 | 0 | 0 | 0 | 0 | 0 | 0 | 0 | 0 | 0 | 0 | 0 | 0 | 0 | 0
F5_Commercial_Lodging (WA)_New_Food Preparation_Natural Gas_Double Rack Oven_E10 | F5 | Commercial | Lodging (WA) | New | Food Preparation | Natural Gas | Double Rack Oven | E10 | Utility - Cost of Operation | 0 | 0 | 0 | 0 | 0 | 0 | 0 | 0 | 0 | 0 | 0 | 0 | 0 | 0 | 0 | 0 | 0 | 0 | 0 | 0 | 0 | 0 | 0 | 0 | 0 | 0 | 0
F6_Commercial_Lodging (WA)_New_Food Preparation_Natural Gas_Double Rack Oven_E1 | F6 | Commercial | Lodging (WA) | New | Food Preparation | Natural Gas | Double Rack Oven | E1 | Utility - Value of Sales | 0.092843 | 0.094597 | 0.096656 | 0.099056 | 0.1018 | 0.10524 | 0.10868 | 0.11194 | 0.1149 | 0.11777 | 0.12074 | 0.12344 | 0.12629 | 0.12898 | 0.1313 | 0.1334 | 0.13517 | 0.13686 | 0.13866 | 0.14033 | 0.14202 | 0.14452 | 0.14706 | 0.14967 | 0.15233 | 0.15504 | 0.15779
F6_Commercial_Lodging (WA)_New_Food Preparation_Natural Gas_Double Rack Oven_E2 | F6 | Commercial | Lodging (WA) | New | Food Preparation | Natural Gas | Double Rack Oven | E2 | Utility - Value of Sales | 0.05752 | 0.058607 | 0.059882 | 0.061369 | 0.063072 | 0.065198 | 0.06733 | 0.069354 | 0.071186 | 0.072962 | 0.074803 | 0.076475 | 0.078241 | 0.079911 | 0.081347 | 0.082644 | 0.083741 | 0.084788 | 0.085902 | 0.086942 | 0.087986 | 0.089539 | 0.091108 | 0.092726 | 0.094374 | 0.09605 | 0.097757
F6_Commercial_Lodging (WA)_New_Food Preparation_Natural Gas_Double Rack Oven_E3 | F6 | Commercial | Lodging (WA) | New | Food Preparation | Natural Gas | Double Rack Oven | E3 | Utility - Value of Sales | 0 | 0 | 0 | 0 | 0 | 0 | 0 | 0 | 0 | 0 | 0 | 0 | 0 | 0 | 0 | 0 | 0 | 0 | 0 | 0 | 0 | 0 | 0 | 0 | 0 | 0 | 0
F6_Commercial_Lodging (WA)_New_Food Preparation_Natural Gas_Double Rack Oven_E4 | F6 | Commercial | Lodging (WA) | New | Food Preparation | Natural Gas | Double Rack Oven | E4 | Utility - Value of Sales | 0 | 0 | 0 | 0 | 0 | 0 | 0 | 0 | 0 | 0 | 0 | 0 | 0 | 0 | 0 | 0 | 0 | 0 | 0 | 0 | 0 | 0 | 0 | 0 | 0 | 0 | 0
F6_Commercial_Lodging (WA)_New_Food Preparation_Natural Gas_Double Rack Oven_E5 | F6 | Commercial | Lodging (WA) | New | Food Preparation | Natural Gas | Double Rack Oven | E5 | Utility - Value of Sales | 0 | 0 | 0 | 0 | 0 | 0 | 0 | 0 | 0 | 0 | 0 | 0 | 0 | 0 | 0 | 0 | 0 | 0 | 0 | 0 | 0 | 0 | 0 | 0 | 0 | 0 | 0
F6_Commercial_Lodging (WA)_New_Food Preparation_Natural Gas_Double Rack Oven_E6 | F6 | Commercial | Lodging (WA) | New | Food Preparation | Natural Gas | Double Rack Oven | E6 | Utility - Value of Sales | 0 | 0 | 0 | 0 | 0 | 0 | 0 | 0 | 0 | 0 | 0 | 0 | 0 | 0 | 0 | 0 | 0 | 0 | 0 | 0 | 0 | 0 | 0 | 0 | 0 | 0 | 0
F6_Commercial_Lodging (WA)_New_Food Preparation_Natural Gas_Double Rack Oven_E7 | F6 | Commercial | Lodging (WA) | New | Food Preparation | Natural Gas | Double Rack Oven | E7 | Utility - Value of Sales | 0 | 0 | 0 | 0 | 0 | 0 | 0 | 0 | 0 | 0 | 0 | 0 | 0 | 0 | 0 | 0 | 0 | 0 | 0 | 0 | 0 | 0 | 0 | 0 | 0 | 0 | 0
F6_Commercial_Lodging (WA)_New_Food Preparation_Natural Gas_Double Rack Oven_E8 | F6 | Commercial | Lodging (WA) | New | Food Preparation | Natural Gas | Double Rack Oven | E8 | Utility - Value of Sales | 0 | 0 | 0 | 0 | 0 | 0 | 0 | 0 | 0 | 0 | 0 | 0 | 0 | 0 | 0 | 0 | 0 | 0 | 0 | 0 | 0 | 0 | 0 | 0 | 0 | 0 | 0
F6_Commercial_Lodging (WA)_New_Food Preparation_Natural Gas_Double Rack Oven_E9 | F6 | Commercial | Lodging (WA) | New | Food Preparation | Natural Gas | Double Rack Oven | E9 | Utility - Value of Sales | 0 | 0 | 0 | 0 | 0 | 0 | 0 | 0 | 0 | 0 | 0 | 0 | 0 | 0 | 0 | 0 | 0 | 0 | 0 | 0 | 0 | 0 | 0 | 0 | 0 | 0 | 0
F6_Commercial_Lodging (WA)_New_Food Preparation_Natural Gas_Double Rack Oven_E10 | F6 | Commercial | Lodging (WA) | New | Food Preparation | Natural Gas | Double Rack Oven | E10 | Utility - Value of Sales | 0 | 0 | 0 | 0 | 0 | 0 | 0 | 0 | 0 | 0 | 0 | 0 | 0 | 0 | 0 | 0 | 0 | 0 | 0 | 0 | 0 | 0 | 0 | 0 | 0 | 0 | 0
F1_Commercial_Lodging (WA)_New_Food Preparation_Natural Gas_Fryer_E1 | F1 | Commercial | Lodging (WA) | New | Food Preparation | Natural Gas | Fryer | E1 | RVT - Cost of Equipment | 0.0019894 | 0.0019894 | 0.0019894 | 0.0019894 | 0.0019894 | 0.0019894 | 0.0019894 | 0.0019894 | 0.0019894 | 0.0019894 | 0.0019894 | 0.0019894 | 0.0019894 | 0.0019894 | 0.0019894 | 0.0019894 | 0.0019894 | 0.0019894 | 0.0019894 | 0.0019894 | 0.0019894 | 0.0019894 | 0.0019894 | 0.0019894 | 0.0019894 | 0.0019894 | 0.0019894
F1_Commercial_Lodging (WA)_New_Food Preparation_Natural Gas_Fryer_E2 | F1 | Commercial | Lodging (WA) | New | Food Preparation | Natural Gas | Fryer | E2 | RVT - Cost of Equipment | 0.0029443 | 0.0029443 | 0.0029443 | 0.0029443 | 0.0029443 | 0.0029443 | 0.0029443 | 0.0029443 | 0.0029443 | 0.0029443 | 0.0029443 | 0.0029443 | 0.0029443 | 0.0029443 | 0.0029443 | 0.0029443 | 0.0029443 | 0.0029443 | 0.0029443 | 0.0029443 | 0.0029443 | 0.0029443 | 0.0029443 | 0.0029443 | 0.0029443 | 0.0029443 | 0.0029443
F1_Commercial_Lodging (WA)_New_Food Preparation_Natural Gas_Fryer_E3 | F1 | Commercial | Lodging (WA) | New | Food Preparation | Natural Gas | Fryer | E3 | RVT - Cost of Equipment | 0 | 0 | 0 | 0 | 0 | 0 | 0 | 0 | 0 | 0 | 0 | 0 | 0 | 0 | 0 | 0 | 0 | 0 | 0 | 0 | 0 | 0 | 0 | 0 | 0 | 0 | 0
F1_Commercial_Lodging (WA)_New_Food Preparation_Natural Gas_Fryer_E4 | F1 | Commercial | Lodging (WA) | New | Food Preparation | Natural Gas | Fryer | E4 | RVT - Cost of Equipment | 0 | 0 | 0 | 0 | 0 | 0 | 0 | 0 | 0 | 0 | 0 | 0 | 0 | 0 | 0 | 0 | 0 | 0 | 0 | 0 | 0 | 0 | 0 | 0 | 0 | 0 | 0
F1_Commercial_Lodging (WA)_New_Food Preparation_Natural Gas_Fryer_E5 | F1 | Commercial | Lodging (WA) | New | Food Preparation | Natural Gas | Fryer | E5 | RVT - Cost of Equipment | 0 | 0 | 0 | 0 | 0 | 0 | 0 | 0 | 0 | 0 | 0 | 0 | 0 | 0 | 0 | 0 | 0 | 0 | 0 | 0 | 0 | 0 | 0 | 0 | 0 | 0 | 0
F1_Commercial_Lodging (WA)_New_Food Preparation_Natural Gas_Fryer_E6 | F1 | Commercial | Lodging (WA) | New | Food Preparation | Natural Gas | Fryer | E6 | RVT - Cost of Equipment | 0 | 0 | 0 | 0 | 0 | 0 | 0 | 0 | 0 | 0 | 0 | 0 | 0 | 0 | 0 | 0 | 0 | 0 | 0 | 0 | 0 | 0 | 0 | 0 | 0 | 0 | 0
F1_Commercial_Lodging (WA)_New_Food Preparation_Natural Gas_Fryer_E7 | F1 | Commercial | Lodging (WA) | New | Food Preparation | Natural Gas | Fryer | E7 | RVT - Cost of Equipment | 0 | 0 | 0 | 0 | 0 | 0 | 0 | 0 | 0 | 0 | 0 | 0 | 0 | 0 | 0 | 0 | 0 | 0 | 0 | 0 | 0 | 0 | 0 | 0 | 0 | 0 | 0
F1_Commercial_Lodging (WA)_New_Food Preparation_Natural Gas_Fryer_E8 | F1 | Commercial | Lodging (WA) | New | Food Preparation | Natural Gas | Fryer | E8 | RVT - Cost of Equipment | 0 | 0 | 0 | 0 | 0 | 0 | 0 | 0 | 0 | 0 | 0 | 0 | 0 | 0 | 0 | 0 | 0 | 0 | 0 | 0 | 0 | 0 | 0 | 0 | 0 | 0 | 0
F1_Commercial_Lodging (WA)_New_Food Preparation_Natural Gas_Fryer_E9 | F1 | Commercial | Lodging (WA) | New | Food Preparation | Natural Gas | Fryer | E9 | RVT - Cost of Equipment | 0 | 0 | 0 | 0 | 0 | 0 | 0 | 0 | 0 | 0 | 0 | 0 | 0 | 0 | 0 | 0 | 0 | 0 | 0 | 0 | 0 | 0 | 0 | 0 | 0 | 0 | 0
F1_Commercial_Lodging (WA)_New_Food Preparation_Natural Gas_Fryer_E10 | F1 | Commercial | Lodging (WA) | New | Food Preparation | Natural Gas | Fryer | E10 | RVT - Cost of Equipment | 0 | 0 | 0 | 0 | 0 | 0 | 0 | 0 | 0 | 0 | 0 | 0 | 0 | 0 | 0 | 0 | 0 | 0 | 0 | 0 | 0 | 0 | 0 | 0 | 0 | 0 | 0
F2_Commercial_Lodging (WA)_New_Food Preparation_Natural Gas_Fryer_E1 | F2 | Commercial | Lodging (WA) | New | Food Preparation | Natural Gas | Fryer | E1 | RVT - Cost of Operation | 0.048133 | 0.049101 | 0.05019 | 0.051412 | 0.052776 | 0.054424 | 0.056059 | 0.057606 | 0.059008 | 0.060373 | 0.061788 | 0.063084 | 0.064469 | 0.065811 | 0.066991 | 0.068076 | 0.069023 | 0.069938 | 0.070903 | 0.071819 | 0.072741 | 0.074026 | 0.075326 | 0.076664 | 0.078026 | 0.079412 | 0.080823
F2_Commercial_Lodging (WA)_New_Food Preparation_Natural Gas_Fryer_E2 | F2 | Commercial | Lodging (WA) | New | Food Preparation | Natural Gas | Fryer | E2 | RVT - Cost of Operation | 0.033198 | 0.033865 | 0.034616 | 0.035459 | 0.0364 | 0.037536 | 0.038664 | 0.039731 | 0.040698 | 0.04164 | 0.042615 | 0.043509 | 0.044465 | 0.04539 | 0.046204 | 0.046952 | 0.047606 | 0.048237 | 0.048902 | 0.049534 | 0.05017 | 0.051056 | 0.051952 | 0.052875 | 0.053815 | 0.054771 | 0.055744
F2_Commercial_Lodging (WA)_New_Food Preparation_Natural Gas_Fryer_E3 | F2 | Commercial | Lodging (WA) | New | Food Preparation | Natural Gas | Fryer | E3 | RVT - Cost of Operation | 0 | 0 | 0 | 0 | 0 | 0 | 0 | 0 | 0 | 0 | 0 | 0 | 0 | 0 | 0 | 0 | 0 | 0 | 0 | 0 | 0 | 0 | 0 | 0 | 0 | 0 | 0
F2_Commercial_Lodging (WA)_New_Food Preparation_Natural Gas_Fryer_E4 | F2 | Commercial | Lodging (WA) | New | Food Preparation | Natural Gas | Fryer | E4 | RVT - Cost of Operation | 0 | 0 | 0 | 0 | 0 | 0 | 0 | 0 | 0 | 0 | 0 | 0 | 0 | 0 | 0 | 0 | 0 | 0 | 0 | 0 | 0 | 0 | 0 | 0 | 0 | 0 | 0
F2_Commercial_Lodging (WA)_New_Food Preparation_Natural Gas_Fryer_E5 | F2 | Commercial | Lodging (WA) | New | Food Preparation | Natural Gas | Fryer | E5 | RVT - Cost of Operation | 0 | 0 | 0 | 0 | 0 | 0 | 0 | 0 | 0 | 0 | 0 | 0 | 0 | 0 | 0 | 0 | 0 | 0 | 0 | 0 | 0 | 0 | 0 | 0 | 0 | 0 | 0
F2_Commercial_Lodging (WA)_New_Food Preparation_Natural Gas_Fryer_E6 | F2 | Commercial | Lodging (WA) | New | Food Preparation | Natural Gas | Fryer | E6 | RVT - Cost of Operation | 0 | 0 | 0 | 0 | 0 | 0 | 0 | 0 | 0 | 0 | 0 | 0 | 0 | 0 | 0 | 0 | 0 | 0 | 0 | 0 | 0 | 0 | 0 | 0 | 0 | 0 | 0
F2_Commercial_Lodging (WA)_New_Food Preparation_Natural Gas_Fryer_E7 | F2 | Commercial | Lodging (WA) | New | Food Preparation | Natural Gas | Fryer | E7 | RVT - Cost of Operation | 0 | 0 | 0 | 0 | 0 | 0 | 0 | 0 | 0 | 0 | 0 | 0 | 0 | 0 | 0 | 0 | 0 | 0 | 0 | 0 | 0 | 0 | 0 | 0 | 0 | 0 | 0
F2_Commercial_Lodging (WA)_New_Food Preparation_Natural Gas_Fryer_E8 | F2 | Commercial | Lodging (WA) | New | Food Preparation | Natural Gas | Fryer | E8 | RVT - Cost of Operation | 0 | 0 | 0 | 0 | 0 | 0 | 0 | 0 | 0 | 0 | 0 | 0 | 0 | 0 | 0 | 0 | 0 | 0 | 0 | 0 | 0 | 0 | 0 | 0 | 0 | 0 | 0
F2_Commercial_Lodging (WA)_New_Food Preparation_Natural Gas_Fryer_E9 | F2 | Commercial | Lodging (WA) | New | Food Preparation | Natural Gas | Fryer | E9 | RVT - Cost of Operation | 0 | 0 | 0 | 0 | 0 | 0 | 0 | 0 | 0 | 0 | 0 | 0 | 0 | 0 | 0 | 0 | 0 | 0 | 0 | 0 | 0 | 0 | 0 | 0 | 0 | 0 | 0
F2_Commercial_Lodging (WA)_New_Food Preparation_Natural Gas_Fryer_E10 | F2 | Commercial | Lodging (WA) | New | Food Preparation | Natural Gas | Fryer | E10 | RVT - Cost of Operation | 0 | 0 | 0 | 0 | 0 | 0 | 0 | 0 | 0 | 0 | 0 | 0 | 0 | 0 | 0 | 0 | 0 | 0 | 0 | 0 | 0 | 0 | 0 | 0 | 0 | 0 | 0
F3_Commercial_Lodging (WA)_New_Food Preparation_Natural Gas_Fryer_E1 | F3 | Commercial | Lodging (WA) | New | Food Preparation | Natural Gas | Fryer | E1 | System - kBTUs of Consumption | 11.1363 | 11.1363 | 11.1363 | 11.1363 | 11.1363 | 11.1363 | 11.1363 | 11.1363 | 11.1363 | 11.1363 | 11.1363 | 11.1363 | 11.1363 | 11.1363 | 11.1363 | 11.1363 | 11.1363 | 11.1363 | 11.1363 | 11.1363 | 11.1363 | 11.1363 | 11.1363 | 11.1363 | 11.1363 | 11.1363 | 11.1363
F3_Commercial_Lodging (WA)_New_Food Preparation_Natural Gas_Fryer_E2 | F3 | Commercial | Lodging (WA) | New | Food Preparation | Natural Gas | Fryer | E2 | System - kBTUs of Consumption | 7.6807 | 7.6807 | 7.6807 | 7.6807 | 7.6807 | 7.6807 | 7.6807 | 7.6807 | 7.6807 | 7.6807 | 7.6807 | 7.6807 | 7.6807 | 7.6807 | 7.6807 | 7.6807 | 7.6807 | 7.6807 | 7.6807 | 7.6807 | 7.6807 | 7.6807 | 7.6807 | 7.6807 | 7.6807 | 7.6807 | 7.6807
F3_Commercial_Lodging (WA)_New_Food Preparation_Natural Gas_Fryer_E3 | F3 | Commercial | Lodging (WA) | New | Food Preparation | Natural Gas | Fryer | E3 | System - kBTUs of Consumption | 0 | 0 | 0 | 0 | 0 | 0 | 0 | 0 | 0 | 0 | 0 | 0 | 0 | 0 | 0 | 0 | 0 | 0 | 0 | 0 | 0 | 0 | 0 | 0 | 0 | 0 | 0
F3_Commercial_Lodging (WA)_New_Food Preparation_Natural Gas_Fryer_E4 | F3 | Commercial | Lodging (WA) | New | Food Preparation | Natural Gas | Fryer | E4 | System - kBTUs of Consumption | 0 | 0 | 0 | 0 | 0 | 0 | 0 | 0 | 0 | 0 | 0 | 0 | 0 | 0 | 0 | 0 | 0 | 0 | 0 | 0 | 0 | 0 | 0 | 0 | 0 | 0 | 0
F3_Commercial_Lodging (WA)_New_Food Preparation_Natural Gas_Fryer_E5 | F3 | Commercial | Lodging (WA) | New | Food Preparation | Natural Gas | Fryer | E5 | System - kBTUs of Consumption | 0 | 0 | 0 | 0 | 0 | 0 | 0 | 0 | 0 | 0 | 0 | 0 | 0 | 0 | 0 | 0 | 0 | 0 | 0 | 0 | 0 | 0 | 0 | 0 | 0 | 0 | 0
F3_Commercial_Lodging (WA)_New_Food Preparation_Natural Gas_Fryer_E6 | F3 | Commercial | Lodging (WA) | New | Food Preparation | Natural Gas | Fryer | E6 | System - kBTUs of Consumption | 0 | 0 | 0 | 0 | 0 | 0 | 0 | 0 | 0 | 0 | 0 | 0 | 0 | 0 | 0 | 0 | 0 | 0 | 0 | 0 | 0 | 0 | 0 | 0 | 0 | 0 | 0
F3_Commercial_Lodging (WA)_New_Food Preparation_Natural Gas_Fryer_E7 | F3 | Commercial | Lodging (WA) | New | Food Preparation | Natural Gas | Fryer | E7 | System - kBTUs of Consumption | 0 | 0 | 0 | 0 | 0 | 0 | 0 | 0 | 0 | 0 | 0 | 0 | 0 | 0 | 0 | 0 | 0 | 0 | 0 | 0 | 0 | 0 | 0 | 0 | 0 | 0 | 0
F3_Commercial_Lodging (WA)_New_Food Preparation_Natural Gas_Fryer_E8 | F3 | Commercial | Lodging (WA) | New | Food Preparation | Natural Gas | Fryer | E8 | System - kBTUs of Consumption | 0 | 0 | 0 | 0 | 0 | 0 | 0 | 0 | 0 | 0 | 0 | 0 | 0 | 0 | 0 | 0 | 0 | 0 | 0 | 0 | 0 | 0 | 0 | 0 | 0 | 0 | 0
F3_Commercial_Lodging (WA)_New_Food Preparation_Natural Gas_Fryer_E9 | F3 | Commercial | Lodging (WA) | New | Food Preparation | Natural Gas | Fryer | E9 | System - kBTUs of Consumption | 0 | 0 | 0 | 0 | 0 | 0 | 0 | 0 | 0 | 0 | 0 | 0 | 0 | 0 | 0 | 0 | 0 | 0 | 0 | 0 | 0 | 0 | 0 | 0 | 0 | 0 | 0
F3_Commercial_Lodging (WA)_New_Food Preparation_Natural Gas_Fryer_E10 | F3 | Commercial | Lodging (WA) | New | Food Preparation | Natural Gas | Fryer | E10 | System - kBTUs of Consumption | 0 | 0 | 0 | 0 | 0 | 0 | 0 | 0 | 0 | 0 | 0 | 0 | 0 | 0 | 0 | 0 | 0 | 0 | 0 | 0 | 0 | 0 | 0 | 0 | 0 | 0 | 0
F4_Commercial_Lodging (WA)_New_Food Preparation_Natural Gas_Fryer_E1 | F4 | Commercial | Lodging (WA) | New | Food Preparation | Natural Gas | Fryer | E1 | Utility - Cost of Equipment | 0.0019894 | 0.0019894 | 0.0019894 | 0.0019894 | 0.0019894 | 0.0019894 | 0.0019894 | 0.0019894 | 0.0019894 | 0.0019894 | 0.0019894 | 0.0019894 | 0.0019894 | 0.0019894 | 0.0019894 | 0.0019894 | 0.0019894 | 0.0019894 | 0.0019894 | 0.0019894 | 0.0019894 | 0.0019894 | 0.0019894 | 0.0019894 | 0.0019894 | 0.0019894 | 0.0019894
F4_Commercial_Lodging (WA)_New_Food Preparation_Natural Gas_Fryer_E2 | F4 | Commercial | Lodging (WA) | New | Food Preparation | Natural Gas | Fryer | E2 | Utility - Cost of Equipment | 0.0029443 | 0.0029443 | 0.0029443 | 0.0029443 | 0.0029443 | 0.0029443 | 0.0029443 | 0.0029443 | 0.0029443 | 0.0029443 | 0.0029443 | 0.0029443 | 0.0029443 | 0.0029443 | 0.0029443 | 0.0029443 | 0.0029443 | 0.0029443 | 0.0029443 | 0.0029443 | 0.0029443 | 0.0029443 | 0.0029443 | 0.0029443 | 0.0029443 | 0.0029443 | 0.0029443
F4_Commercial_Lodging (WA)_New_Food Preparation_Natural Gas_Fryer_E3 | F4 | Commercial | Lodging (WA) | New | Food Preparation | Natural Gas | Fryer | E3 | Utility - Cost of Equipment | 0 | 0 | 0 | 0 | 0 | 0 | 0 | 0 | 0 | 0 | 0 | 0 | 0 | 0 | 0 | 0 | 0 | 0 | 0 | 0 | 0 | 0 | 0 | 0 | 0 | 0 | 0
F4_Commercial_Lodging (WA)_New_Food Preparation_Natural Gas_Fryer_E4 | F4 | Commercial | Lodging (WA) | New | Food Preparation | Natural Gas | Fryer | E4 | Utility - Cost of Equipment | 0 | 0 | 0 | 0 | 0 | 0 | 0 | 0 | 0 | 0 | 0 | 0 | 0 | 0 | 0 | 0 | 0 | 0 | 0 | 0 | 0 | 0 | 0 | 0 | 0 | 0 | 0
F4_Commercial_Lodging (WA)_New_Food Preparation_Natural Gas_Fryer_E5 | F4 | Commercial | Lodging (WA) | New | Food Preparation | Natural Gas | Fryer | E5 | Utility - Cost of Equipment | 0 | 0 | 0 | 0 | 0 | 0 | 0 | 0 | 0 | 0 | 0 | 0 | 0 | 0 | 0 | 0 | 0 | 0 | 0 | 0 | 0 | 0 | 0 | 0 | 0 | 0 | 0
F4_Commercial_Lodging (WA)_New_Food Preparation_Natural Gas_Fryer_E6 | F4 | Commercial | Lodging (WA) | New | Food Preparation | Natural Gas | Fryer | E6 | Utility - Cost of Equipment | 0 | 0 | 0 | 0 | 0 | 0 | 0 | 0 | 0 | 0 | 0 | 0 | 0 | 0 | 0 | 0 | 0 | 0 | 0 | 0 | 0 | 0 | 0 | 0 | 0 | 0 | 0
F4_Commercial_Lodging (WA)_New_Food Preparation_Natural Gas_Fryer_E7 | F4 | Commercial | Lodging (WA) | New | Food Preparation | Natural Gas | Fryer | E7 | Utility - Cost of Equipment | 0 | 0 | 0 | 0 | 0 | 0 | 0 | 0 | 0 | 0 | 0 | 0 | 0 | 0 | 0 | 0 | 0 | 0 | 0 | 0 | 0 | 0 | 0 | 0 | 0 | 0 | 0
F4_Commercial_Lodging (WA)_New_Food Preparation_Natural Gas_Fryer_E8 | F4 | Commercial | Lodging (WA) | New | Food Preparation | Natural Gas | Fryer | E8 | Utility - Cost of Equipment | 0 | 0 | 0 | 0 | 0 | 0 | 0 | 0 | 0 | 0 | 0 | 0 | 0 | 0 | 0 | 0 | 0 | 0 | 0 | 0 | 0 | 0 | 0 | 0 | 0 | 0 | 0
F4_Commercial_Lodging (WA)_New_Food Preparation_Natural Gas_Fryer_E9 | F4 | Commercial | Lodging (WA) | New | Food Preparation | Natural Gas | Fryer | E9 | Utility - Cost of Equipment | 0 | 0 | 0 | 0 | 0 | 0 | 0 | 0 | 0 | 0 | 0 | 0 | 0 | 0 | 0 | 0 | 0 | 0 | 0 | 0 | 0 | 0 | 0 | 0 | 0 | 0 | 0
F4_Commercial_Lodging (WA)_New_Food Preparation_Natural Gas_Fryer_E10 | F4 | Commercial | Lodging (WA) | New | Food Preparation | Natural Gas | Fryer | E10 | Utility - Cost of Equipment | 0 | 0 | 0 | 0 | 0 | 0 | 0 | 0 | 0 | 0 | 0 | 0 | 0 | 0 | 0 | 0 | 0 | 0 | 0 | 0 | 0 | 0 | 0 | 0 | 0 | 0 | 0
F5_Commercial_Lodging (WA)_New_Food Preparation_Natural Gas_Fryer_E1 | F5 | Commercial | Lodging (WA) | New | Food Preparation | Natural Gas | Fryer | E1 | Utility - Cost of Operation | 0.041289 | 0.042374 | 0.043591 | 0.044955 | 0.046473 | 0.048269 | 0.050098 | 0.0519 | 0.053633 | 0.055392 | 0.056823 | 0.058174 | 0.059619 | 0.061041 | 0.062331 | 0.063553 | 0.064667 | 0.065773 | 0.066945 | 0.068096 | 0.069277 | 0.070501 | 0.071739 | 0.073013 | 0.07431 | 0.07563 | 0.076974
F5_Commercial_Lodging (WA)_New_Food Preparation_Natural Gas_Fryer_E2 | F5 | Commercial | Lodging (WA) | New | Food Preparation | Natural Gas | Fryer | E2 | Utility - Cost of Operation | 0.028477 | 0.029225 | 0.030065 | 0.031005 | 0.032053 | 0.033291 | 0.034553 | 0.035796 | 0.036991 | 0.038204 | 0.039191 | 0.040123 | 0.04112 | 0.0421 | 0.04299 | 0.043833 | 0.044601 | 0.045364 | 0.046172 | 0.046966 | 0.047781 | 0.048625 | 0.049478 | 0.050357 | 0.051252 | 0.052163 | 0.053089
F5_Commercial_Lodging (WA)_New_Food Preparation_Natural Gas_Fryer_E3 | F5 | Commercial | Lodging (WA) | New | Food Preparation | Natural Gas | Fryer | E3 | Utility - Cost of Operation | 0 | 0 | 0 | 0 | 0 | 0 | 0 | 0 | 0 | 0 | 0 | 0 | 0 | 0 | 0 | 0 | 0 | 0 | 0 | 0 | 0 | 0 | 0 | 0 | 0 | 0 | 0
F5_Commercial_Lodging (WA)_New_Food Preparation_Natural Gas_Fryer_E4 | F5 | Commercial | Lodging (WA) | New | Food Preparation | Natural Gas | Fryer | E4 | Utility - Cost of Operation | 0 | 0 | 0 | 0 | 0 | 0 | 0 | 0 | 0 | 0 | 0 | 0 | 0 | 0 | 0 | 0 | 0 | 0 | 0 | 0 | 0 | 0 | 0 | 0 | 0 | 0 | 0
F5_Commercial_Lodging (WA)_New_Food Preparation_Natural Gas_Fryer_E5 | F5 | Commercial | Lodging (WA) | New | Food Preparation | Natural Gas | Fryer | E5 | Utility - Cost of Operation | 0 | 0 | 0 | 0 | 0 | 0 | 0 | 0 | 0 | 0 | 0 | 0 | 0 | 0 | 0 | 0 | 0 | 0 | 0 | 0 | 0 | 0 | 0 | 0 | 0 | 0 | 0
F5_Commercial_Lodging (WA)_New_Food Preparation_Natural Gas_Fryer_E6 | F5 | Commercial | Lodging (WA) | New | Food Preparation | Natural Gas | Fryer | E6 | Utility - Cost of Operation | 0 | 0 | 0 | 0 | 0 | 0 | 0 | 0 | 0 | 0 | 0 | 0 | 0 | 0 | 0 | 0 | 0 | 0 | 0 | 0 | 0 | 0 | 0 | 0 | 0 | 0 | 0
F5_Commercial_Lodging (WA)_New_Food Preparation_Natural Gas_Fryer_E7 | F5 | Commercial | Lodging (WA) | New | Food Preparation | Natural Gas | Fryer | E7 | Utility - Cost of Operation | 0 | 0 | 0 | 0 | 0 | 0 | 0 | 0 | 0 | 0 | 0 | 0 | 0 | 0 | 0 | 0 | 0 | 0 | 0 | 0 | 0 | 0 | 0 | 0 | 0 | 0 | 0
F5_Commercial_Lodging (WA)_New_Food Preparation_Natural Gas_Fryer_E8 | F5 | Commercial | Lodging (WA) | New | Food Preparation | Natural Gas | Fryer | E8 | Utility - Cost of Operation | 0 | 0 | 0 | 0 | 0 | 0 | 0 | 0 | 0 | 0 | 0 | 0 | 0 | 0 | 0 | 0 | 0 | 0 | 0 | 0 | 0 | 0 | 0 | 0 | 0 | 0 | 0
F5_Commercial_Lodging (WA)_New_Food Preparation_Natural Gas_Fryer_E9 | F5 | Commercial | Lodging (WA) | New | Food Preparation | Natural Gas | Fryer | E9 | Utility - Cost of Operation | 0 | 0 | 0 | 0 | 0 | 0 | 0 | 0 | 0 | 0 | 0 | 0 | 0 | 0 | 0 | 0 | 0 | 0 | 0 | 0 | 0 | 0 | 0 | 0 | 0 | 0 | 0
F5_Commercial_Lodging (WA)_New_Food Preparation_Natural Gas_Fryer_E10 | F5 | Commercial | Lodging (WA) | New | Food Preparation | Natural Gas | Fryer | E10 | Utility - Cost of Operation | 0 | 0 | 0 | 0 | 0 | 0 | 0 | 0 | 0 | 0 | 0 | 0 | 0 | 0 | 0 | 0 | 0 | 0 | 0 | 0 | 0 | 0 | 0 | 0 | 0 | 0 | 0
F6_Commercial_Lodging (WA)_New_Food Preparation_Natural Gas_Fryer_E1 | F6 | Commercial | Lodging (WA) | New | Food Preparation | Natural Gas | Fryer | E1 | Utility - Value of Sales | 0.048133 | 0.049101 | 0.05019 | 0.051412 | 0.052776 | 0.054424 | 0.056059 | 0.057606 | 0.059008 | 0.060373 | 0.061788 | 0.063084 | 0.064469 | 0.065811 | 0.066991 | 0.068076 | 0.069023 | 0.069938 | 0.070903 | 0.071819 | 0.072741 | 0.074026 | 0.075326 | 0.076664 | 0.078026 | 0.079412 | 0.080823
F6_Commercial_Lodging (WA)_New_Food Preparation_Natural Gas_Fryer_E2 | F6 | Commercial | Lodging (WA) | New | Food Preparation | Natural Gas | Fryer | E2 | Utility - Value of Sales | 0.033198 | 0.033865 | 0.034616 | 0.035459 | 0.0364 | 0.037536 | 0.038664 | 0.039731 | 0.040698 | 0.04164 | 0.042615 | 0.043509 | 0.044465 | 0.04539 | 0.046204 | 0.046952 | 0.047606 | 0.048237 | 0.048902 | 0.049534 | 0.05017 | 0.051056 | 0.051952 | 0.052875 | 0.053815 | 0.054771 | 0.055744
F6_Commercial_Lodging (WA)_New_Food Preparation_Natural Gas_Fryer_E3 | F6 | Commercial | Lodging (WA) | New | Food Preparation | Natural Gas | Fryer | E3 | Utility - Value of Sales | 0 | 0 | 0 | 0 | 0 | 0 | 0 | 0 | 0 | 0 | 0 | 0 | 0 | 0 | 0 | 0 | 0 | 0 | 0 | 0 | 0 | 0 | 0 | 0 | 0 | 0 | 0
F6_Commercial_Lodging (WA)_New_Food Preparation_Natural Gas_Fryer_E4 | F6 | Commercial | Lodging (WA) | New | Food Preparation | Natural Gas | Fryer | E4 | Utility - Value of Sales | 0 | 0 | 0 | 0 | 0 | 0 | 0 | 0 | 0 | 0 | 0 | 0 | 0 | 0 | 0 | 0 | 0 | 0 | 0 | 0 | 0 | 0 | 0 | 0 | 0 | 0 | 0
F6_Commercial_Lodging (WA)_New_Food Preparation_Natural Gas_Fryer_E5 | F6 | Commercial | Lodging (WA) | New | Food Preparation | Natural Gas | Fryer | E5 | Utility - Value of Sales | 0 | 0 | 0 | 0 | 0 | 0 | 0 | 0 | 0 | 0 | 0 | 0 | 0 | 0 | 0 | 0 | 0 | 0 | 0 | 0 | 0 | 0 | 0 | 0 | 0 | 0 | 0
F6_Commercial_Lodging (WA)_New_Food Preparation_Natural Gas_Fryer_E6 | F6 | Commercial | Lodging (WA) | New | Food Preparation | Natural Gas | Fryer | E6 | Utility - Value of Sales | 0 | 0 | 0 | 0 | 0 | 0 | 0 | 0 | 0 | 0 | 0 | 0 | 0 | 0 | 0 | 0 | 0 | 0 | 0 | 0 | 0 | 0 | 0 | 0 | 0 | 0 | 0
F6_Commercial_Lodging (WA)_New_Food Preparation_Natural Gas_Fryer_E7 | F6 | Commercial | Lodging (WA) | New | Food Preparation | Natural Gas | Fryer | E7 | Utility - Value of Sales | 0 | 0 | 0 | 0 | 0 | 0 | 0 | 0 | 0 | 0 | 0 | 0 | 0 | 0 | 0 | 0 | 0 | 0 | 0 | 0 | 0 | 0 | 0 | 0 | 0 | 0 | 0
F6_Commercial_Lodging (WA)_New_Food Preparation_Natural Gas_Fryer_E8 | F6 | Commercial | Lodging (WA) | New | Food Preparation | Natural Gas | Fryer | E8 | Utility - Value of Sales | 0 | 0 | 0 | 0 | 0 | 0 | 0 | 0 | 0 | 0 | 0 | 0 | 0 | 0 | 0 | 0 | 0 | 0 | 0 | 0 | 0 | 0 | 0 | 0 | 0 | 0 | 0
F6_Commercial_Lodging (WA)_New_Food Preparation_Natural Gas_Fryer_E9 | F6 | Commercial | Lodging (WA) | New | Food Preparation | Natural Gas | Fryer | E9 | Utility - Value of Sales | 0 | 0 | 0 | 0 | 0 | 0 | 0 | 0 | 0 | 0 | 0 | 0 | 0 | 0 | 0 | 0 | 0 | 0 | 0 | 0 | 0 | 0 | 0 | 0 | 0 | 0 | 0
F6_Commercial_Lodging (WA)_New_Food Preparation_Natural Gas_Fryer_E10 | F6 | Commercial | Lodging (WA) | New | Food Preparation | Natural Gas | Fryer | E10 | Utility - Value of Sales | 0 | 0 | 0 | 0 | 0 | 0 | 0 | 0 | 0 | 0 | 0 | 0 | 0 | 0 | 0 | 0 | 0 | 0 | 0 | 0 | 0 | 0 | 0 | 0 | 0 | 0 | 0
F1_Commercial_Lodging (WA)_New_Food Preparation_Natural Gas_Broiler_E1 | F1 | Commercial | Lodging (WA) | New | Food Preparation | Natural Gas | Broiler | E1 | RVT - Cost of Equipment | 0.0022897 | 0.0022897 | 0.0022897 | 0.0022897 | 0.0022897 | 0.0022897 | 0.0022897 | 0.0022897 | 0.0022897 | 0.0022897 | 0.0022897 | 0.0022897 | 0.0022897 | 0.0022897 | 0.0022897 | 0.0022897 | 0.0022897 | 0.0022897 | 0.0022897 | 0.0022897 | 0.0022897 | 0.0022897 | 0.0022897 | 0.0022897 | 0.0022897 | 0.0022897 | 0.0022897
F1_Commercial_Lodging (WA)_New_Food Preparation_Natural Gas_Broiler_E2 | F1 | Commercial | Lodging (WA) | New | Food Preparation | Natural Gas | Broiler | E2 | RVT - Cost of Equipment | 0.0032056 | 0.0032056 | 0.0032056 | 0.0032056 | 0.0032056 | 0.0032056 | 0.0032056 | 0.0032056 | 0.0032056 | 0.0032056 | 0.0032056 | 0.0032056 | 0.0032056 | 0.0032056 | 0.0032056 | 0.0032056 | 0.0032056 | 0.0032056 | 0.0032056 | 0.0032056 | 0.0032056 | 0.0032056 | 0.0032056 | 0.0032056 | 0.0032056 | 0.0032056 | 0.0032056
F1_Commercial_Lodging (WA)_New_Food Preparation_Natural Gas_Broiler_E3 | F1 | Commercial | Lodging (WA) | New | Food Preparation | Natural Gas | Broiler | E3 | RVT - Cost of Equipment | 0 | 0 | 0 | 0 | 0 | 0 | 0 | 0 | 0 | 0 | 0 | 0 | 0 | 0 | 0 | 0 | 0 | 0 | 0 | 0 | 0 | 0 | 0 | 0 | 0 | 0 | 0
F1_Commercial_Lodging (WA)_New_Food Preparation_Natural Gas_Broiler_E4 | F1 | Commercial | Lodging (WA) | New | Food Preparation | Natural Gas | Broiler | E4 | RVT - Cost of Equipment | 0 | 0 | 0 | 0 | 0 | 0 | 0 | 0 | 0 | 0 | 0 | 0 | 0 | 0 | 0 | 0 | 0 | 0 | 0 | 0 | 0 | 0 | 0 | 0 | 0 | 0 | 0
F1_Commercial_Lodging (WA)_New_Food Preparation_Natural Gas_Broiler_E5 | F1 | Commercial | Lodging (WA) | New | Food Preparation | Natural Gas | Broiler | E5 | RVT - Cost of Equipment | 0 | 0 | 0 | 0 | 0 | 0 | 0 | 0 | 0 | 0 | 0 | 0 | 0 | 0 | 0 | 0 | 0 | 0 | 0 | 0 | 0 | 0 | 0 | 0 | 0 | 0 | 0
F1_Commercial_Lodging (WA)_New_Food Preparation_Natural Gas_Broiler_E6 | F1 | Commercial | Lodging (WA) | New | Food Preparation | Natural Gas | Broiler | E6 | RVT - Cost of Equipment | 0 | 0 | 0 | 0 | 0 | 0 | 0 | 0 | 0 | 0 | 0 | 0 | 0 | 0 | 0 | 0 | 0 | 0 | 0 | 0 | 0 | 0 | 0 | 0 | 0 | 0 | 0
F1_Commercial_Lodging (WA)_New_Food Preparation_Natural Gas_Broiler_E7 | F1 | Commercial | Lodging (WA) | New | Food Preparation | Natural Gas | Broiler | E7 | RVT - Cost of Equipment | 0 | 0 | 0 | 0 | 0 | 0 | 0 | 0 | 0 | 0 | 0 | 0 | 0 | 0 | 0 | 0 | 0 | 0 | 0 | 0 | 0 | 0 | 0 | 0 | 0 | 0 | 0
F1_Commercial_Lodging (WA)_New_Food Preparation_Natural Gas_Broiler_E8 | F1 | Commercial | Lodging (WA) | New | Food Preparation | Natural Gas | Broiler | E8 | RVT - Cost of Equipment | 0 | 0 | 0 | 0 | 0 | 0 | 0 | 0 | 0 | 0 | 0 | 0 | 0 | 0 | 0 | 0 | 0 | 0 | 0 | 0 | 0 | 0 | 0 | 0 | 0 | 0 | 0
F1_Commercial_Lodging (WA)_New_Food Preparation_Natural Gas_Broiler_E9 | F1 | Commercial | Lodging (WA) | New | Food Preparation | Natural Gas | Broiler | E9 | RVT - Cost of Equipment | 0 | 0 | 0 | 0 | 0 | 0 | 0 | 0 | 0 | 0 | 0 | 0 | 0 | 0 | 0 | 0 | 0 | 0 | 0 | 0 | 0 | 0 | 0 | 0 | 0 | 0 | 0
F1_Commercial_Lodging (WA)_New_Food Preparation_Natural Gas_Broiler_E10 | F1 | Commercial | Lodging (WA) | New | Food Preparation | Natural Gas | Broiler | E10 | RVT - Cost of Equipment | 0 | 0 | 0 | 0 | 0 | 0 | 0 | 0 | 0 | 0 | 0 | 0 | 0 | 0 | 0 | 0 | 0 | 0 | 0 | 0 | 0 | 0 | 0 | 0 | 0 | 0 | 0
F2_Commercial_Lodging (WA)_New_Food Preparation_Natural Gas_Broiler_E1 | F2 | Commercial | Lodging (WA) | New | Food Preparation | Natural Gas | Broiler | E1 | RVT - Cost of Operation | 0.047684 | 0.048585 | 0.049642 | 0.050875 | 0.052287 | 0.054049 | 0.055816 | 0.057494 | 0.059013 | 0.060486 | 0.062011 | 0.063398 | 0.064861 | 0.066246 | 0.067437 | 0.068512 | 0.069421 | 0.070289 | 0.071213 | 0.072075 | 0.07294 | 0.074227 | 0.075528 | 0.07687 | 0.078236 | 0.079626 | 0.08104
F2_Commercial_Lodging (WA)_New_Food Preparation_Natural Gas_Broiler_E2 | F2 | Commercial | Lodging (WA) | New | Food Preparation | Natural Gas | Broiler | E2 | RVT - Cost of Operation | 0.040671 | 0.041439 | 0.042341 | 0.043392 | 0.044597 | 0.0461 | 0.047607 | 0.049038 | 0.050334 | 0.05159 | 0.052891 | 0.054073 | 0.055322 | 0.056503 | 0.057519 | 0.058435 | 0.059211 | 0.059951 | 0.060739 | 0.061475 | 0.062212 | 0.06331 | 0.06442 | 0.065564 | 0.066729 | 0.067915 | 0.069121
F2_Commercial_Lodging (WA)_New_Food Preparation_Natural Gas_Broiler_E3 | F2 | Commercial | Lodging (WA) | New | Food Preparation | Natural Gas | Broiler | E3 | RVT - Cost of Operation | 0 | 0 | 0 | 0 | 0 | 0 | 0 | 0 | 0 | 0 | 0 | 0 | 0 | 0 | 0 | 0 | 0 | 0 | 0 | 0 | 0 | 0 | 0 | 0 | 0 | 0 | 0
F2_Commercial_Lodging (WA)_New_Food Preparation_Natural Gas_Broiler_E4 | F2 | Commercial | Lodging (WA) | New | Food Preparation | Natural Gas | Broiler | E4 | RVT - Cost of Operation | 0 | 0 | 0 | 0 | 0 | 0 | 0 | 0 | 0 | 0 | 0 | 0 | 0 | 0 | 0 | 0 | 0 | 0 | 0 | 0 | 0 | 0 | 0 | 0 | 0 | 0 | 0
F2_Commercial_Lodging (WA)_New_Food Preparation_Natural Gas_Broiler_E5 | F2 | Commercial | Lodging (WA) | New | Food Preparation | Natural Gas | Broiler | E5 | RVT - Cost of Operation | 0 | 0 | 0 | 0 | 0 | 0 | 0 | 0 | 0 | 0 | 0 | 0 | 0 | 0 | 0 | 0 | 0 | 0 | 0 | 0 | 0 | 0 | 0 | 0 | 0 | 0 | 0
F2_Commercial_Lodging (WA)_New_Food Preparation_Natural Gas_Broiler_E6 | F2 | Commercial | Lodging (WA) | New | Food Preparation | Natural Gas | Broiler | E6 | RVT - Cost of Operation | 0 | 0 | 0 | 0 | 0 | 0 | 0 | 0 | 0 | 0 | 0 | 0 | 0 | 0 | 0 | 0 | 0 | 0 | 0 | 0 | 0 | 0 | 0 | 0 | 0 | 0 | 0
F2_Commercial_Lodging (WA)_New_Food Preparation_Natural Gas_Broiler_E7 | F2 | Commercial | Lodging (WA) | New | Food Preparation | Natural Gas | Broiler | E7 | RVT - Cost of Operation | 0 | 0 | 0 | 0 | 0 | 0 | 0 | 0 | 0 | 0 | 0 | 0 | 0 | 0 | 0 | 0 | 0 | 0 | 0 | 0 | 0 | 0 | 0 | 0 | 0 | 0 | 0
F2_Commercial_Lodging (WA)_New_Food Preparation_Natural Gas_Broiler_E8 | F2 | Commercial | Lodging (WA) | New | Food Preparation | Natural Gas | Broiler | E8 | RVT - Cost of Operation | 0 | 0 | 0 | 0 | 0 | 0 | 0 | 0 | 0 | 0 | 0 | 0 | 0 | 0 | 0 | 0 | 0 | 0 | 0 | 0 | 0 | 0 | 0 | 0 | 0 | 0 | 0
F2_Commercial_Lodging (WA)_New_Food Preparation_Natural Gas_Broiler_E9 | F2 | Commercial | Lodging (WA) | New | Food Preparation | Natural Gas | Broiler | E9 | RVT - Cost of Operation | 0 | 0 | 0 | 0 | 0 | 0 | 0 | 0 | 0 | 0 | 0 | 0 | 0 | 0 | 0 | 0 | 0 | 0 | 0 | 0 | 0 | 0 | 0 | 0 | 0 | 0 | 0
F2_Commercial_Lodging (WA)_New_Food Preparation_Natural Gas_Broiler_E10 | F2 | Commercial | Lodging (WA) | New | Food Preparation | Natural Gas | Broiler | E10 | RVT - Cost of Operation | 0 | 0 | 0 | 0 | 0 | 0 | 0 | 0 | 0 | 0 | 0 | 0 | 0 | 0 | 0 | 0 | 0 | 0 | 0 | 0 | 0 | 0 | 0 | 0 | 0 | 0 | 0
F3_Commercial_Lodging (WA)_New_Food Preparation_Natural Gas_Broiler_E1 | F3 | Commercial | Lodging (WA) | New | Food Preparation | Natural Gas | Broiler | E1 | System - kBTUs of Consumption | 11.3756 | 11.3756 | 11.3756 | 11.3756 | 11.3756 | 11.3756 | 11.3756 | 11.3756 | 11.3756 | 11.3756 | 11.3756 | 11.3756 | 11.3756 | 11.3756 | 11.3756 | 11.3756 | 11.3756 | 11.3756 | 11.3756 | 11.3756 | 11.3756 | 11.3756 | 11.3756 | 11.3756 | 11.3756 | 11.3756 | 11.3756
F3_Commercial_Lodging (WA)_New_Food Preparation_Natural Gas_Broiler_E2 | F3 | Commercial | Lodging (WA) | New | Food Preparation | Natural Gas | Broiler | E2 | System - kBTUs of Consumption | 9.7025 | 9.7025 | 9.7025 | 9.7025 | 9.7025 | 9.7025 | 9.7025 | 9.7025 | 9.7025 | 9.7025 | 9.7025 | 9.7025 | 9.7025 | 9.7025 | 9.7025 | 9.7025 | 9.7025 | 9.7025 | 9.7025 | 9.7025 | 9.7025 | 9.7025 | 9.7025 | 9.7025 | 9.7025 | 9.7025 | 9.7025
F3_Commercial_Lodging (WA)_New_Food Preparation_Natural Gas_Broiler_E3 | F3 | Commercial | Lodging (WA) | New | Food Preparation | Natural Gas | Broiler | E3 | System - kBTUs of Consumption | 0 | 0 | 0 | 0 | 0 | 0 | 0 | 0 | 0 | 0 | 0 | 0 | 0 | 0 | 0 | 0 | 0 | 0 | 0 | 0 | 0 | 0 | 0 | 0 | 0 | 0 | 0
F3_Commercial_Lodging (WA)_New_Food Preparation_Natural Gas_Broiler_E4 | F3 | Commercial | Lodging (WA) | New | Food Preparation | Natural Gas | Broiler | E4 | System - kBTUs of Consumption | 0 | 0 | 0 | 0 | 0 | 0 | 0 | 0 | 0 | 0 | 0 | 0 | 0 | 0 | 0 | 0 | 0 | 0 | 0 | 0 | 0 | 0 | 0 | 0 | 0 | 0 | 0
F3_Commercial_Lodging (WA)_New_Food Preparation_Natural Gas_Broiler_E5 | F3 | Commercial | Lodging (WA) | New | Food Preparation | Natural Gas | Broiler | E5 | System - kBTUs of Consumption | 0 | 0 | 0 | 0 | 0 | 0 | 0 | 0 | 0 | 0 | 0 | 0 | 0 | 0 | 0 | 0 | 0 | 0 | 0 | 0 | 0 | 0 | 0 | 0 | 0 | 0 | 0
F3_Commercial_Lodging (WA)_New_Food Preparation_Natural Gas_Broiler_E6 | F3 | Commercial | Lodging (WA) | New | Food Preparation | Natural Gas | Broiler | E6 | System - kBTUs of Consumption | 0 | 0 | 0 | 0 | 0 | 0 | 0 | 0 | 0 | 0 | 0 | 0 | 0 | 0 | 0 | 0 | 0 | 0 | 0 | 0 | 0 | 0 | 0 | 0 | 0 | 0 | 0
F3_Commercial_Lodging (WA)_New_Food Preparation_Natural Gas_Broiler_E7 | F3 | Commercial | Lodging (WA) | New | Food Preparation | Natural Gas | Broiler | E7 | System - kBTUs of Consumption | 0 | 0 | 0 | 0 | 0 | 0 | 0 | 0 | 0 | 0 | 0 | 0 | 0 | 0 | 0 | 0 | 0 | 0 | 0 | 0 | 0 | 0 | 0 | 0 | 0 | 0 | 0
F3_Commercial_Lodging (WA)_New_Food Preparation_Natural Gas_Broiler_E8 | F3 | Commercial | Lodging (WA) | New | Food Preparation | Natural Gas | Broiler | E8 | System - kBTUs of Consumption | 0 | 0 | 0 | 0 | 0 | 0 | 0 | 0 | 0 | 0 | 0 | 0 | 0 | 0 | 0 | 0 | 0 | 0 | 0 | 0 | 0 | 0 | 0 | 0 | 0 | 0 | 0
F3_Commercial_Lodging (WA)_New_Food Preparation_Natural Gas_Broiler_E9 | F3 | Commercial | Lodging (WA) | New | Food Preparation | Natural Gas | Broiler | E9 | System - kBTUs of Consumption | 0 | 0 | 0 | 0 | 0 | 0 | 0 | 0 | 0 | 0 | 0 | 0 | 0 | 0 | 0 | 0 | 0 | 0 | 0 | 0 | 0 | 0 | 0 | 0 | 0 | 0 | 0
F3_Commercial_Lodging (WA)_New_Food Preparation_Natural Gas_Broiler_E10 | F3 | Commercial | Lodging (WA) | New | Food Preparation | Natural Gas | Broiler | E10 | System - kBTUs of Consumption | 0 | 0 | 0 | 0 | 0 | 0 | 0 | 0 | 0 | 0 | 0 | 0 | 0 | 0 | 0 | 0 | 0 | 0 | 0 | 0 | 0 | 0 | 0 | 0 | 0 | 0 | 0
F4_Commercial_Lodging (WA)_New_Food Preparation_Natural Gas_Broiler_E1 | F4 | Commercial | Lodging (WA) | New | Food Preparation | Natural Gas | Broiler | E1 | Utility - Cost of Equipment | 0.0022897 | 0.0022897 | 0.0022897 | 0.0022897 | 0.0022897 | 0.0022897 | 0.0022897 | 0.0022897 | 0.0022897 | 0.0022897 | 0.0022897 | 0.0022897 | 0.0022897 | 0.0022897 | 0.0022897 | 0.0022897 | 0.0022897 | 0.0022897 | 0.0022897 | 0.0022897 | 0.0022897 | 0.0022897 | 0.0022897 | 0.0022897 | 0.0022897 | 0.0022897 | 0.0022897
F4_Commercial_Lodging (WA)_New_Food Preparation_Natural Gas_Broiler_E2 | F4 | Commercial | Lodging (WA) | New | Food Preparation | Natural Gas | Broiler | E2 | Utility - Cost of Equipment | 0.0032056 | 0.0032056 | 0.0032056 | 0.0032056 | 0.0032056 | 0.0032056 | 0.0032056 | 0.0032056 | 0.0032056 | 0.0032056 | 0.0032056 | 0.0032056 | 0.0032056 | 0.0032056 | 0.0032056 | 0.0032056 | 0.0032056 | 0.0032056 | 0.0032056 | 0.0032056 | 0.0032056 | 0.0032056 | 0.0032056 | 0.0032056 | 0.0032056 | 0.0032056 | 0.0032056
F4_Commercial_Lodging (WA)_New_Food Preparation_Natural Gas_Broiler_E3 | F4 | Commercial | Lodging (WA) | New | Food Preparation | Natural Gas | Broiler | E3 | Utility - Cost of Equipment | 0 | 0 | 0 | 0 | 0 | 0 | 0 | 0 | 0 | 0 | 0 | 0 | 0 | 0 | 0 | 0 | 0 | 0 | 0 | 0 | 0 | 0 | 0 | 0 | 0 | 0 | 0
F4_Commercial_Lodging (WA)_New_Food Preparation_Natural Gas_Broiler_E4 | F4 | Commercial | Lodging (WA) | New | Food Preparation | Natural Gas | Broiler | E4 | Utility - Cost of Equipment | 0 | 0 | 0 | 0 | 0 | 0 | 0 | 0 | 0 | 0 | 0 | 0 | 0 | 0 | 0 | 0 | 0 | 0 | 0 | 0 | 0 | 0 | 0 | 0 | 0 | 0 | 0
F4_Commercial_Lodging (WA)_New_Food Preparation_Natural Gas_Broiler_E5 | F4 | Commercial | Lodging (WA) | New | Food Preparation | Natural Gas | Broiler | E5 | Utility - Cost of Equipment | 0 | 0 | 0 | 0 | 0 | 0 | 0 | 0 | 0 | 0 | 0 | 0 | 0 | 0 | 0 | 0 | 0 | 0 | 0 | 0 | 0 | 0 | 0 | 0 | 0 | 0 | 0
F4_Commercial_Lodging (WA)_New_Food Preparation_Natural Gas_Broiler_E6 | F4 | Commercial | Lodging (WA) | New | Food Preparation | Natural Gas | Broiler | E6 | Utility - Cost of Equipment | 0 | 0 | 0 | 0 | 0 | 0 | 0 | 0 | 0 | 0 | 0 | 0 | 0 | 0 | 0 | 0 | 0 | 0 | 0 | 0 | 0 | 0 | 0 | 0 | 0 | 0 | 0
F4_Commercial_Lodging (WA)_New_Food Preparation_Natural Gas_Broiler_E7 | F4 | Commercial | Lodging (WA) | New | Food Preparation | Natural Gas | Broiler | E7 | Utility - Cost of Equipment | 0 | 0 | 0 | 0 | 0 | 0 | 0 | 0 | 0 | 0 | 0 | 0 | 0 | 0 | 0 | 0 | 0 | 0 | 0 | 0 | 0 | 0 | 0 | 0 | 0 | 0 | 0
F4_Commercial_Lodging (WA)_New_Food Preparation_Natural Gas_Broiler_E8 | F4 | Commercial | Lodging (WA) | New | Food Preparation | Natural Gas | Broiler | E8 | Utility - Cost of Equipment | 0 | 0 | 0 | 0 | 0 | 0 | 0 | 0 | 0 | 0 | 0 | 0 | 0 | 0 | 0 | 0 | 0 | 0 | 0 | 0 | 0 | 0 | 0 | 0 | 0 | 0 | 0
F4_Commercial_Lodging (WA)_New_Food Preparation_Natural Gas_Broiler_E9 | F4 | Commercial | Lodging (WA) | New | Food Preparation | Natural Gas | Broiler | E9 | Utility - Cost of Equipment | 0 | 0 | 0 | 0 | 0 | 0 | 0 | 0 | 0 | 0 | 0 | 0 | 0 | 0 | 0 | 0 | 0 | 0 | 0 | 0 | 0 | 0 | 0 | 0 | 0 | 0 | 0
F4_Commercial_Lodging (WA)_New_Food Preparation_Natural Gas_Broiler_E10 | F4 | Commercial | Lodging (WA) | New | Food Preparation | Natural Gas | Broiler | E10 | Utility - Cost of Equipment | 0 | 0 | 0 | 0 | 0 | 0 | 0 | 0 | 0 | 0 | 0 | 0 | 0 | 0 | 0 | 0 | 0 | 0 | 0 | 0 | 0 | 0 | 0 | 0 | 0 | 0 | 0
F5_Commercial_Lodging (WA)_New_Food Preparation_Natural Gas_Broiler_E1 | F5 | Commercial | Lodging (WA) | New | Food Preparation | Natural Gas | Broiler | E1 | Utility - Cost of Operation | 0.040486 | 0.041506 | 0.042715 | 0.0441 | 0.045667 | 0.047573 | 0.049535 | 0.051478 | 0.053348 | 0.055245 | 0.056754 | 0.058167 | 0.059686 | 0.061173 | 0.062502 | 0.063746 | 0.064862 | 0.065964 | 0.06714 | 0.068288 | 0.069467 | 0.070693 | 0.071932 | 0.07321 | 0.07451 | 0.075834 | 0.077181
F5_Commercial_Lodging (WA)_New_Food Preparation_Natural Gas_Broiler_E2 | F5 | Commercial | Lodging (WA) | New | Food Preparation | Natural Gas | Broiler | E2 | Utility - Cost of Operation | 0.034531 | 0.035402 | 0.036433 | 0.037614 | 0.03895 | 0.040576 | 0.042249 | 0.043907 | 0.045502 | 0.047119 | 0.048406 | 0.049612 | 0.050908 | 0.052176 | 0.05331 | 0.054371 | 0.055322 | 0.056262 | 0.057265 | 0.058244 | 0.05925 | 0.060296 | 0.061352 | 0.062442 | 0.063551 | 0.064681 | 0.06583
F5_Commercial_Lodging (WA)_New_Food Preparation_Natural Gas_Broiler_E3 | F5 | Commercial | Lodging (WA) | New | Food Preparation | Natural Gas | Broiler | E3 | Utility - Cost of Operation | 0 | 0 | 0 | 0 | 0 | 0 | 0 | 0 | 0 | 0 | 0 | 0 | 0 | 0 | 0 | 0 | 0 | 0 | 0 | 0 | 0 | 0 | 0 | 0 | 0 | 0 | 0
F5_Commercial_Lodging (WA)_New_Food Preparation_Natural Gas_Broiler_E4 | F5 | Commercial | Lodging (WA) | New | Food Preparation | Natural Gas | Broiler | E4 | Utility - Cost of Operation | 0 | 0 | 0 | 0 | 0 | 0 | 0 | 0 | 0 | 0 | 0 | 0 | 0 | 0 | 0 | 0 | 0 | 0 | 0 | 0 | 0 | 0 | 0 | 0 | 0 | 0 | 0
F5_Commercial_Lodging (WA)_New_Food Preparation_Natural Gas_Broiler_E5 | F5 | Commercial | Lodging (WA) | New | Food Preparation | Natural Gas | Broiler | E5 | Utility - Cost of Operation | 0 | 0 | 0 | 0 | 0 | 0 | 0 | 0 | 0 | 0 | 0 | 0 | 0 | 0 | 0 | 0 | 0 | 0 | 0 | 0 | 0 | 0 | 0 | 0 | 0 | 0 | 0
F5_Commercial_Lodging (WA)_New_Food Preparation_Natural Gas_Broiler_E6 | F5 | Commercial | Lodging (WA) | New | Food Preparation | Natural Gas | Broiler | E6 | Utility - Cost of Operation | 0 | 0 | 0 | 0 | 0 | 0 | 0 | 0 | 0 | 0 | 0 | 0 | 0 | 0 | 0 | 0 | 0 | 0 | 0 | 0 | 0 | 0 | 0 | 0 | 0 | 0 | 0
F5_Commercial_Lodging (WA)_New_Food Preparation_Natural Gas_Broiler_E7 | F5 | Commercial | Lodging (WA) | New | Food Preparation | Natural Gas | Broiler | E7 | Utility - Cost of Operation | 0 | 0 | 0 | 0 | 0 | 0 | 0 | 0 | 0 | 0 | 0 | 0 | 0 | 0 | 0 | 0 | 0 | 0 | 0 | 0 | 0 | 0 | 0 | 0 | 0 | 0 | 0
F5_Commercial_Lodging (WA)_New_Food Preparation_Natural Gas_Broiler_E8 | F5 | Commercial | Lodging (WA) | New | Food Preparation | Natural Gas | Broiler | E8 | Utility - Cost of Operation | 0 | 0 | 0 | 0 | 0 | 0 | 0 | 0 | 0 | 0 | 0 | 0 | 0 | 0 | 0 | 0 | 0 | 0 | 0 | 0 | 0 | 0 | 0 | 0 | 0 | 0 | 0
F5_Commercial_Lodging (WA)_New_Food Preparation_Natural Gas_Broiler_E9 | F5 | Commercial | Lodging (WA) | New | Food Preparation | Natural Gas | Broiler | E9 | Utility - Cost of Operation | 0 | 0 | 0 | 0 | 0 | 0 | 0 | 0 | 0 | 0 | 0 | 0 | 0 | 0 | 0 | 0 | 0 | 0 | 0 | 0 | 0 | 0 | 0 | 0 | 0 | 0 | 0
F5_Commercial_Lodging (WA)_New_Food Preparation_Natural Gas_Broiler_E10 | F5 | Commercial | Lodging (WA) | New | Food Preparation | Natural Gas | Broiler | E10 | Utility - Cost of Operation | 0 | 0 | 0 | 0 | 0 | 0 | 0 | 0 | 0 | 0 | 0 | 0 | 0 | 0 | 0 | 0 | 0 | 0 | 0 | 0 | 0 | 0 | 0 | 0 | 0 | 0 | 0
F6_Commercial_Lodging (WA)_New_Food Preparation_Natural Gas_Broiler_E1 | F6 | Commercial | Lodging (WA) | New | Food Preparation | Natural Gas | Broiler | E1 | Utility - Value of Sales | 0.047684 | 0.048585 | 0.049642 | 0.050875 | 0.052287 | 0.054049 | 0.055816 | 0.057494 | 0.059013 | 0.060486 | 0.062011 | 0.063398 | 0.064861 | 0.066246 | 0.067437 | 0.068512 | 0.069421 | 0.070289 | 0.071213 | 0.072075 | 0.07294 | 0.074227 | 0.075528 | 0.07687 | 0.078236 | 0.079626 | 0.08104
F6_Commercial_Lodging (WA)_New_Food Preparation_Natural Gas_Broiler_E2 | F6 | Commercial | Lodging (WA) | New | Food Preparation | Natural Gas | Broiler | E2 | Utility - Value of Sales | 0.040671 | 0.041439 | 0.042341 | 0.043392 | 0.044597 | 0.0461 | 0.047607 | 0.049038 | 0.050334 | 0.05159 | 0.052891 | 0.054073 | 0.055322 | 0.056503 | 0.057519 | 0.058435 | 0.059211 | 0.059951 | 0.060739 | 0.061475 | 0.062212 | 0.06331 | 0.06442 | 0.065564 | 0.066729 | 0.067915 | 0.069121
F6_Commercial_Lodging (WA)_New_Food Preparation_Natural Gas_Broiler_E3 | F6 | Commercial | Lodging (WA) | New | Food Preparation | Natural Gas | Broiler | E3 | Utility - Value of Sales | 0 | 0 | 0 | 0 | 0 | 0 | 0 | 0 | 0 | 0 | 0 | 0 | 0 | 0 | 0 | 0 | 0 | 0 | 0 | 0 | 0 | 0 | 0 | 0 | 0 | 0 | 0
F6_Commercial_Lodging (WA)_New_Food Preparation_Natural Gas_Broiler_E4 | F6 | Commercial | Lodging (WA) | New | Food Preparation | Natural Gas | Broiler | E4 | Utility - Value of Sales | 0 | 0 | 0 | 0 | 0 | 0 | 0 | 0 | 0 | 0 | 0 | 0 | 0 | 0 | 0 | 0 | 0 | 0 | 0 | 0 | 0 | 0 | 0 | 0 | 0 | 0 | 0
F6_Commercial_Lodging (WA)_New_Food Preparation_Natural Gas_Broiler_E5 | F6 | Commercial | Lodging (WA) | New | Food Preparation | Natural Gas | Broiler | E5 | Utility - Value of Sales | 0 | 0 | 0 | 0 | 0 | 0 | 0 | 0 | 0 | 0 | 0 | 0 | 0 | 0 | 0 | 0 | 0 | 0 | 0 | 0 | 0 | 0 | 0 | 0 | 0 | 0 | 0
F6_Commercial_Lodging (WA)_New_Food Preparation_Natural Gas_Broiler_E6 | F6 | Commercial | Lodging (WA) | New | Food Preparation | Natural Gas | Broiler | E6 | Utility - Value of Sales | 0 | 0 | 0 | 0 | 0 | 0 | 0 | 0 | 0 | 0 | 0 | 0 | 0 | 0 | 0 | 0 | 0 | 0 | 0 | 0 | 0 | 0 | 0 | 0 | 0 | 0 | 0
F6_Commercial_Lodging (WA)_New_Food Preparation_Natural Gas_Broiler_E7 | F6 | Commercial | Lodging (WA) | New | Food Preparation | Natural Gas | Broiler | E7 | Utility - Value of Sales | 0 | 0 | 0 | 0 | 0 | 0 | 0 | 0 | 0 | 0 | 0 | 0 | 0 | 0 | 0 | 0 | 0 | 0 | 0 | 0 | 0 | 0 | 0 | 0 | 0 | 0 | 0
F6_Commercial_Lodging (WA)_New_Food Preparation_Natural Gas_Broiler_E8 | F6 | Commercial | Lodging (WA) | New | Food Preparation | Natural Gas | Broiler | E8 | Utility - Value of Sales | 0 | 0 | 0 | 0 | 0 | 0 | 0 | 0 | 0 | 0 | 0 | 0 | 0 | 0 | 0 | 0 | 0 | 0 | 0 | 0 | 0 | 0 | 0 | 0 | 0 | 0 | 0
F6_Commercial_Lodging (WA)_New_Food Preparation_Natural Gas_Broiler_E9 | F6 | Commercial | Lodging (WA) | New | Food Preparation | Natural Gas | Broiler | E9 | Utility - Value of Sales | 0 | 0 | 0 | 0 | 0 | 0 | 0 | 0 | 0 | 0 | 0 | 0 | 0 | 0 | 0 | 0 | 0 | 0 | 0 | 0 | 0 | 0 | 0 | 0 | 0 | 0 | 0
F6_Commercial_Lodging (WA)_New_Food Preparation_Natural Gas_Broiler_E10 | F6 | Commercial | Lodging (WA) | New | Food Preparation | Natural Gas | Broiler | E10 | Utility - Value of Sales | 0 | 0 | 0 | 0 | 0 | 0 | 0 | 0 | 0 | 0 | 0 | 0 | 0 | 0 | 0 | 0 | 0 | 0 | 0 | 0 | 0 | 0 | 0 | 0 | 0 | 0 | 0
F1_Commercial_Lodging (WA)_New_Food Preparation_Natural Gas_Griddle_E1 | F1 | Commercial | Lodging (WA) | New | Food Preparation | Natural Gas | Griddle | E1 | RVT - Cost of Equipment | 0.01134 | 0.01134 | 0.01134 | 0.01134 | 0.01134 | 0.01134 | 0.01134 | 0.01134 | 0.01134 | 0.01134 | 0.01134 | 0.01134 | 0.01134 | 0.01134 | 0.01134 | 0.01134 | 0.01134 | 0.01134 | 0.01134 | 0.01134 | 0.01134 | 0.01134 | 0.01134 | 0.01134 | 0.01134 | 0.01134 | 0.01134
F1_Commercial_Lodging (WA)_New_Food Preparation_Natural Gas_Griddle_E2 | F1 | Commercial | Lodging (WA) | New | Food Preparation | Natural Gas | Griddle | E2 | RVT - Cost of Equipment | 0.012132 | 0.012132 | 0.012132 | 0.012132 | 0.012132 | 0.012132 | 0.012132 | 0.012132 | 0.012132 | 0.012132 | 0.012132 | 0.012132 | 0.012132 | 0.012132 | 0.012132 | 0.012132 | 0.012132 | 0.012132 | 0.012132 | 0.012132 | 0.012132 | 0.012132 | 0.012132 | 0.012132 | 0.012132 | 0.012132 | 0.012132
F1_Commercial_Lodging (WA)_New_Food Preparation_Natural Gas_Griddle_E3 | F1 | Commercial | Lodging (WA) | New | Food Preparation | Natural Gas | Griddle | E3 | RVT - Cost of Equipment | 0 | 0 | 0 | 0 | 0 | 0 | 0 | 0 | 0 | 0 | 0 | 0 | 0 | 0 | 0 | 0 | 0 | 0 | 0 | 0 | 0 | 0 | 0 | 0 | 0 | 0 | 0
F1_Commercial_Lodging (WA)_New_Food Preparation_Natural Gas_Griddle_E4 | F1 | Commercial | Lodging (WA) | New | Food Preparation | Natural Gas | Griddle | E4 | RVT - Cost of Equipment | 0 | 0 | 0 | 0 | 0 | 0 | 0 | 0 | 0 | 0 | 0 | 0 | 0 | 0 | 0 | 0 | 0 | 0 | 0 | 0 | 0 | 0 | 0 | 0 | 0 | 0 | 0
F1_Commercial_Lodging (WA)_New_Food Preparation_Natural Gas_Griddle_E5 | F1 | Commercial | Lodging (WA) | New | Food Preparation | Natural Gas | Griddle | E5 | RVT - Cost of Equipment | 0 | 0 | 0 | 0 | 0 | 0 | 0 | 0 | 0 | 0 | 0 | 0 | 0 | 0 | 0 | 0 | 0 | 0 | 0 | 0 | 0 | 0 | 0 | 0 | 0 | 0 | 0
F1_Commercial_Lodging (WA)_New_Food Preparation_Natural Gas_Griddle_E6 | F1 | Commercial | Lodging (WA) | New | Food Preparation | Natural Gas | Griddle | E6 | RVT - Cost of Equipment | 0 | 0 | 0 | 0 | 0 | 0 | 0 | 0 | 0 | 0 | 0 | 0 | 0 | 0 | 0 | 0 | 0 | 0 | 0 | 0 | 0 | 0 | 0 | 0 | 0 | 0 | 0
F1_Commercial_Lodging (WA)_New_Food Preparation_Natural Gas_Griddle_E7 | F1 | Commercial | Lodging (WA) | New | Food Preparation | Natural Gas | Griddle | E7 | RVT - Cost of Equipment | 0 | 0 | 0 | 0 | 0 | 0 | 0 | 0 | 0 | 0 | 0 | 0 | 0 | 0 | 0 | 0 | 0 | 0 | 0 | 0 | 0 | 0 | 0 | 0 | 0 | 0 | 0
F1_Commercial_Lodging (WA)_New_Food Preparation_Natural Gas_Griddle_E8 | F1 | Commercial | Lodging (WA) | New | Food Preparation | Natural Gas | Griddle | E8 | RVT - Cost of Equipment | 0 | 0 | 0 | 0 | 0 | 0 | 0 | 0 | 0 | 0 | 0 | 0 | 0 | 0 | 0 | 0 | 0 | 0 | 0 | 0 | 0 | 0 | 0 | 0 | 0 | 0 | 0
F1_Commercial_Lodging (WA)_New_Food Preparation_Natural Gas_Griddle_E9 | F1 | Commercial | Lodging (WA) | New | Food Preparation | Natural Gas | Griddle | E9 | RVT - Cost of Equipment | 0 | 0 | 0 | 0 | 0 | 0 | 0 | 0 | 0 | 0 | 0 | 0 | 0 | 0 | 0 | 0 | 0 | 0 | 0 | 0 | 0 | 0 | 0 | 0 | 0 | 0 | 0
F1_Commercial_Lodging (WA)_New_Food Preparation_Natural Gas_Griddle_E10 | F1 | Commercial | Lodging (WA) | New | Food Preparation | Natural Gas | Griddle | E10 | RVT - Cost of Equipment | 0 | 0 | 0 | 0 | 0 | 0 | 0 | 0 | 0 | 0 | 0 | 0 | 0 | 0 | 0 | 0 | 0 | 0 | 0 | 0 | 0 | 0 | 0 | 0 | 0 | 0 | 0
F2_Commercial_Lodging (WA)_New_Food Preparation_Natural Gas_Griddle_E1 | F2 | Commercial | Lodging (WA) | New | Food Preparation | Natural Gas | Griddle | E1 | RVT - Cost of Operation | 0.033139 | 0.033765 | 0.0345 | 0.035356 | 0.036337 | 0.037562 | 0.03879 | 0.039957 | 0.041012 | 0.042035 | 0.043096 | 0.044059 | 0.045076 | 0.046039 | 0.046866 | 0.047613 | 0.048245 | 0.048849 | 0.04949 | 0.05009 | 0.050691 | 0.051586 | 0.05249 | 0.053422 | 0.054371 | 0.055337 | 0.05632
F2_Commercial_Lodging (WA)_New_Food Preparation_Natural Gas_Griddle_E2 | F2 | Commercial | Lodging (WA) | New | Food Preparation | Natural Gas | Griddle | E2 | RVT - Cost of Operation | 0.029086 | 0.029636 | 0.030281 | 0.031032 | 0.031894 | 0.032969 | 0.034047 | 0.03507 | 0.035997 | 0.036895 | 0.037825 | 0.038671 | 0.039564 | 0.040409 | 0.041135 | 0.04179 | 0.042345 | 0.042875 | 0.043438 | 0.043964 | 0.044492 | 0.045277 | 0.04607 | 0.046889 | 0.047722 | 0.04857 | 0.049433
F2_Commercial_Lodging (WA)_New_Food Preparation_Natural Gas_Griddle_E3 | F2 | Commercial | Lodging (WA) | New | Food Preparation | Natural Gas | Griddle | E3 | RVT - Cost of Operation | 0 | 0 | 0 | 0 | 0 | 0 | 0 | 0 | 0 | 0 | 0 | 0 | 0 | 0 | 0 | 0 | 0 | 0 | 0 | 0 | 0 | 0 | 0 | 0 | 0 | 0 | 0
F2_Commercial_Lodging (WA)_New_Food Preparation_Natural Gas_Griddle_E4 | F2 | Commercial | Lodging (WA) | New | Food Preparation | Natural Gas | Griddle | E4 | RVT - Cost of Operation | 0 | 0 | 0 | 0 | 0 | 0 | 0 | 0 | 0 | 0 | 0 | 0 | 0 | 0 | 0 | 0 | 0 | 0 | 0 | 0 | 0 | 0 | 0 | 0 | 0 | 0 | 0
F2_Commercial_Lodging (WA)_New_Food Preparation_Natural Gas_Griddle_E5 | F2 | Commercial | Lodging (WA) | New | Food Preparation | Natural Gas | Griddle | E5 | RVT - Cost of Operation | 0 | 0 | 0 | 0 | 0 | 0 | 0 | 0 | 0 | 0 | 0 | 0 | 0 | 0 | 0 | 0 | 0 | 0 | 0 | 0 | 0 | 0 | 0 | 0 | 0 | 0 | 0
F2_Commercial_Lodging (WA)_New_Food Preparation_Natural Gas_Griddle_E6 | F2 | Commercial | Lodging (WA) | New | Food Preparation | Natural Gas | Griddle | E6 | RVT - Cost of Operation | 0 | 0 | 0 | 0 | 0 | 0 | 0 | 0 | 0 | 0 | 0 | 0 | 0 | 0 | 0 | 0 | 0 | 0 | 0 | 0 | 0 | 0 | 0 | 0 | 0 | 0 | 0
F2_Commercial_Lodging (WA)_New_Food Preparation_Natural Gas_Griddle_E7 | F2 | Commercial | Lodging (WA) | New | Food Preparation | Natural Gas | Griddle | E7 | RVT - Cost of Operation | 0 | 0 | 0 | 0 | 0 | 0 | 0 | 0 | 0 | 0 | 0 | 0 | 0 | 0 | 0 | 0 | 0 | 0 | 0 | 0 | 0 | 0 | 0 | 0 | 0 | 0 | 0
F2_Commercial_Lodging (WA)_New_Food Preparation_Natural Gas_Griddle_E8 | F2 | Commercial | Lodging (WA) | New | Food Preparation | Natural Gas | Griddle | E8 | RVT - Cost of Operation | 0 | 0 | 0 | 0 | 0 | 0 | 0 | 0 | 0 | 0 | 0 | 0 | 0 | 0 | 0 | 0 | 0 | 0 | 0 | 0 | 0 | 0 | 0 | 0 | 0 | 0 | 0
F2_Commercial_Lodging (WA)_New_Food Preparation_Natural Gas_Griddle_E9 | F2 | Commercial | Lodging (WA) | New | Food Preparation | Natural Gas | Griddle | E9 | RVT - Cost of Operation | 0 | 0 | 0 | 0 | 0 | 0 | 0 | 0 | 0 | 0 | 0 | 0 | 0 | 0 | 0 | 0 | 0 | 0 | 0 | 0 | 0 | 0 | 0 | 0 | 0 | 0 | 0
F2_Commercial_Lodging (WA)_New_Food Preparation_Natural Gas_Griddle_E10 | F2 | Commercial | Lodging (WA) | New | Food Preparation | Natural Gas | Griddle | E10 | RVT - Cost of Operation | 0 | 0 | 0 | 0 | 0 | 0 | 0 | 0 | 0 | 0 | 0 | 0 | 0 | 0 | 0 | 0 | 0 | 0 | 0 | 0 | 0 | 0 | 0 | 0 | 0 | 0 | 0
F3_Commercial_Lodging (WA)_New_Food Preparation_Natural Gas_Griddle_E1 | F3 | Commercial | Lodging (WA) | New | Food Preparation | Natural Gas | Griddle | E1 | System - kBTUs of Consumption | 7.9056 | 7.9056 | 7.9056 | 7.9056 | 7.9056 | 7.9056 | 7.9056 | 7.9056 | 7.9056 | 7.9056 | 7.9056 | 7.9056 | 7.9056 | 7.9056 | 7.9056 | 7.9056 | 7.9056 | 7.9056 | 7.9056 | 7.9056 | 7.9056 | 7.9056 | 7.9056 | 7.9056 | 7.9056 | 7.9056 | 7.9056
F3_Commercial_Lodging (WA)_New_Food Preparation_Natural Gas_Griddle_E2 | F3 | Commercial | Lodging (WA) | New | Food Preparation | Natural Gas | Griddle | E2 | System - kBTUs of Consumption | 6.9388 | 6.9388 | 6.9388 | 6.9388 | 6.9388 | 6.9388 | 6.9388 | 6.9388 | 6.9388 | 6.9388 | 6.9388 | 6.9388 | 6.9388 | 6.9388 | 6.9388 | 6.9388 | 6.9388 | 6.9388 | 6.9388 | 6.9388 | 6.9388 | 6.9388 | 6.9388 | 6.9388 | 6.9388 | 6.9388 | 6.9388
F3_Commercial_Lodging (WA)_New_Food Preparation_Natural Gas_Griddle_E3 | F3 | Commercial | Lodging (WA) | New | Food Preparation | Natural Gas | Griddle | E3 | System - kBTUs of Consumption | 0 | 0 | 0 | 0 | 0 | 0 | 0 | 0 | 0 | 0 | 0 | 0 | 0 | 0 | 0 | 0 | 0 | 0 | 0 | 0 | 0 | 0 | 0 | 0 | 0 | 0 | 0
F3_Commercial_Lodging (WA)_New_Food Preparation_Natural Gas_Griddle_E4 | F3 | Commercial | Lodging (WA) | New | Food Preparation | Natural Gas | Griddle | E4 | System - kBTUs of Consumption | 0 | 0 | 0 | 0 | 0 | 0 | 0 | 0 | 0 | 0 | 0 | 0 | 0 | 0 | 0 | 0 | 0 | 0 | 0 | 0 | 0 | 0 | 0 | 0 | 0 | 0 | 0
F3_Commercial_Lodging (WA)_New_Food Preparation_Natural Gas_Griddle_E5 | F3 | Commercial | Lodging (WA) | New | Food Preparation | Natural Gas | Griddle | E5 | System - kBTUs of Consumption | 0 | 0 | 0 | 0 | 0 | 0 | 0 | 0 | 0 | 0 | 0 | 0 | 0 | 0 | 0 | 0 | 0 | 0 | 0 | 0 | 0 | 0 | 0 | 0 | 0 | 0 | 0
F3_Commercial_Lodging (WA)_New_Food Preparation_Natural Gas_Griddle_E6 | F3 | Commercial | Lodging (WA) | New | Food Preparation | Natural Gas | Griddle | E6 | System - kBTUs of Consumption | 0 | 0 | 0 | 0 | 0 | 0 | 0 | 0 | 0 | 0 | 0 | 0 | 0 | 0 | 0 | 0 | 0 | 0 | 0 | 0 | 0 | 0 | 0 | 0 | 0 | 0 | 0
F3_Commercial_Lodging (WA)_New_Food Preparation_Natural Gas_Griddle_E7 | F3 | Commercial | Lodging (WA) | New | Food Preparation | Natural Gas | Griddle | E7 | System - kBTUs of Consumption | 0 | 0 | 0 | 0 | 0 | 0 | 0 | 0 | 0 | 0 | 0 | 0 | 0 | 0 | 0 | 0 | 0 | 0 | 0 | 0 | 0 | 0 | 0 | 0 | 0 | 0 | 0
F3_Commercial_Lodging (WA)_New_Food Preparation_Natural Gas_Griddle_E8 | F3 | Commercial | Lodging (WA) | New | Food Preparation | Natural Gas | Griddle | E8 | System - kBTUs of Consumption | 0 | 0 | 0 | 0 | 0 | 0 | 0 | 0 | 0 | 0 | 0 | 0 | 0 | 0 | 0 | 0 | 0 | 0 | 0 | 0 | 0 | 0 | 0 | 0 | 0 | 0 | 0
F3_Commercial_Lodging (WA)_New_Food Preparation_Natural Gas_Griddle_E9 | F3 | Commercial | Lodging (WA) | New | Food Preparation | Natural Gas | Griddle | E9 | System - kBTUs of Consumption | 0 | 0 | 0 | 0 | 0 | 0 | 0 | 0 | 0 | 0 | 0 | 0 | 0 | 0 | 0 | 0 | 0 | 0 | 0 | 0 | 0 | 0 | 0 | 0 | 0 | 0 | 0
F3_Commercial_Lodging (WA)_New_Food Preparation_Natural Gas_Griddle_E10 | F3 | Commercial | Lodging (WA) | New | Food Preparation | Natural Gas | Griddle | E10 | System - kBTUs of Consumption | 0 | 0 | 0 | 0 | 0 | 0 | 0 | 0 | 0 | 0 | 0 | 0 | 0 | 0 | 0 | 0 | 0 | 0 | 0 | 0 | 0 | 0 | 0 | 0 | 0 | 0 | 0
F4_Commercial_Lodging (WA)_New_Food Preparation_Natural Gas_Griddle_E1 | F4 | Commercial | Lodging (WA) | New | Food Preparation | Natural Gas | Griddle | E1 | Utility - Cost of Equipment | 0.01134 | 0.01134 | 0.01134 | 0.01134 | 0.01134 | 0.01134 | 0.01134 | 0.01134 | 0.01134 | 0.01134 | 0.01134 | 0.01134 | 0.01134 | 0.01134 | 0.01134 | 0.01134 | 0.01134 | 0.01134 | 0.01134 | 0.01134 | 0.01134 | 0.01134 | 0.01134 | 0.01134 | 0.01134 | 0.01134 | 0.01134
F4_Commercial_Lodging (WA)_New_Food Preparation_Natural Gas_Griddle_E2 | F4 | Commercial | Lodging (WA) | New | Food Preparation | Natural Gas | Griddle | E2 | Utility - Cost of Equipment | 0.012132 | 0.012132 | 0.012132 | 0.012132 | 0.012132 | 0.012132 | 0.012132 | 0.012132 | 0.012132 | 0.012132 | 0.012132 | 0.012132 | 0.012132 | 0.012132 | 0.012132 | 0.012132 | 0.012132 | 0.012132 | 0.012132 | 0.012132 | 0.012132 | 0.012132 | 0.012132 | 0.012132 | 0.012132 | 0.012132 | 0.012132
F4_Commercial_Lodging (WA)_New_Food Preparation_Natural Gas_Griddle_E3 | F4 | Commercial | Lodging (WA) | New | Food Preparation | Natural Gas | Griddle | E3 | Utility - Cost of Equipment | 0 | 0 | 0 | 0 | 0 | 0 | 0 | 0 | 0 | 0 | 0 | 0 | 0 | 0 | 0 | 0 | 0 | 0 | 0 | 0 | 0 | 0 | 0 | 0 | 0 | 0 | 0
F4_Commercial_Lodging (WA)_New_Food Preparation_Natural Gas_Griddle_E4 | F4 | Commercial | Lodging (WA) | New | Food Preparation | Natural Gas | Griddle | E4 | Utility - Cost of Equipment | 0 | 0 | 0 | 0 | 0 | 0 | 0 | 0 | 0 | 0 | 0 | 0 | 0 | 0 | 0 | 0 | 0 | 0 | 0 | 0 | 0 | 0 | 0 | 0 | 0 | 0 | 0
F4_Commercial_Lodging (WA)_New_Food Preparation_Natural Gas_Griddle_E5 | F4 | Commercial | Lodging (WA) | New | Food Preparation | Natural Gas | Griddle | E5 | Utility - Cost of Equipment | 0 | 0 | 0 | 0 | 0 | 0 | 0 | 0 | 0 | 0 | 0 | 0 | 0 | 0 | 0 | 0 | 0 | 0 | 0 | 0 | 0 | 0 | 0 | 0 | 0 | 0 | 0
F4_Commercial_Lodging (WA)_New_Food Preparation_Natural Gas_Griddle_E6 | F4 | Commercial | Lodging (WA) | New | Food Preparation | Natural Gas | Griddle | E6 | Utility - Cost of Equipment | 0 | 0 | 0 | 0 | 0 | 0 | 0 | 0 | 0 | 0 | 0 | 0 | 0 | 0 | 0 | 0 | 0 | 0 | 0 | 0 | 0 | 0 | 0 | 0 | 0 | 0 | 0
F4_Commercial_Lodging (WA)_New_Food Preparation_Natural Gas_Griddle_E7 | F4 | Commercial | Lodging (WA) | New | Food Preparation | Natural Gas | Griddle | E7 | Utility - Cost of Equipment | 0 | 0 | 0 | 0 | 0 | 0 | 0 | 0 | 0 | 0 | 0 | 0 | 0 | 0 | 0 | 0 | 0 | 0 | 0 | 0 | 0 | 0 | 0 | 0 | 0 | 0 | 0
F4_Commercial_Lodging (WA)_New_Food Preparation_Natural Gas_Griddle_E8 | F4 | Commercial | Lodging (WA) | New | Food Preparation | Natural Gas | Griddle | E8 | Utility - Cost of Equipment | 0 | 0 | 0 | 0 | 0 | 0 | 0 | 0 | 0 | 0 | 0 | 0 | 0 | 0 | 0 | 0 | 0 | 0 | 0 | 0 | 0 | 0 | 0 | 0 | 0 | 0 | 0
F4_Commercial_Lodging (WA)_New_Food Preparation_Natural Gas_Griddle_E9 | F4 | Commercial | Lodging (WA) | New | Food Preparation | Natural Gas | Griddle | E9 | Utility - Cost of Equipment | 0 | 0 | 0 | 0 | 0 | 0 | 0 | 0 | 0 | 0 | 0 | 0 | 0 | 0 | 0 | 0 | 0 | 0 | 0 | 0 | 0 | 0 | 0 | 0 | 0 | 0 | 0
F4_Commercial_Lodging (WA)_New_Food Preparation_Natural Gas_Griddle_E10 | F4 | Commercial | Lodging (WA) | New | Food Preparation | Natural Gas | Griddle | E10 | Utility - Cost of Equipment | 0 | 0 | 0 | 0 | 0 | 0 | 0 | 0 | 0 | 0 | 0 | 0 | 0 | 0 | 0 | 0 | 0 | 0 | 0 | 0 | 0 | 0 | 0 | 0 | 0 | 0 | 0
F5_Commercial_Lodging (WA)_New_Food Preparation_Natural Gas_Griddle_E1 | F5 | Commercial | Lodging (WA) | New | Food Preparation | Natural Gas | Griddle | E1 | Utility - Cost of Operation | 0.028136 | 0.028845 | 0.029685 | 0.030648 | 0.031737 | 0.033062 | 0.034425 | 0.035775 | 0.037075 | 0.038393 | 0.039442 | 0.040424 | 0.04148 | 0.042513 | 0.043437 | 0.044302 | 0.045077 | 0.045842 | 0.04666 | 0.047458 | 0.048277 | 0.049129 | 0.04999 | 0.050878 | 0.051782 | 0.052702 | 0.053638
F5_Commercial_Lodging (WA)_New_Food Preparation_Natural Gas_Griddle_E2 | F5 | Commercial | Lodging (WA) | New | Food Preparation | Natural Gas | Griddle | E2 | Utility - Cost of Operation | 0.024695 | 0.025318 | 0.026055 | 0.0269 | 0.027856 | 0.029018 | 0.030215 | 0.0314 | 0.032541 | 0.033698 | 0.034618 | 0.035481 | 0.036407 | 0.037314 | 0.038125 | 0.038884 | 0.039564 | 0.040236 | 0.040954 | 0.041654 | 0.042373 | 0.043121 | 0.043877 | 0.044656 | 0.045449 | 0.046257 | 0.047079
F5_Commercial_Lodging (WA)_New_Food Preparation_Natural Gas_Griddle_E3 | F5 | Commercial | Lodging (WA) | New | Food Preparation | Natural Gas | Griddle | E3 | Utility - Cost of Operation | 0 | 0 | 0 | 0 | 0 | 0 | 0 | 0 | 0 | 0 | 0 | 0 | 0 | 0 | 0 | 0 | 0 | 0 | 0 | 0 | 0 | 0 | 0 | 0 | 0 | 0 | 0
F5_Commercial_Lodging (WA)_New_Food Preparation_Natural Gas_Griddle_E4 | F5 | Commercial | Lodging (WA) | New | Food Preparation | Natural Gas | Griddle | E4 | Utility - Cost of Operation | 0 | 0 | 0 | 0 | 0 | 0 | 0 | 0 | 0 | 0 | 0 | 0 | 0 | 0 | 0 | 0 | 0 | 0 | 0 | 0 | 0 | 0 | 0 | 0 | 0 | 0 | 0
F5_Commercial_Lodging (WA)_New_Food Preparation_Natural Gas_Griddle_E5 | F5 | Commercial | Lodging (WA) | New | Food Preparation | Natural Gas | Griddle | E5 | Utility - Cost of Operation | 0 | 0 | 0 | 0 | 0 | 0 | 0 | 0 | 0 | 0 | 0 | 0 | 0 | 0 | 0 | 0 | 0 | 0 | 0 | 0 | 0 | 0 | 0 | 0 | 0 | 0 | 0
F5_Commercial_Lodging (WA)_New_Food Preparation_Natural Gas_Griddle_E6 | F5 | Commercial | Lodging (WA) | New | Food Preparation | Natural Gas | Griddle | E6 | Utility - Cost of Operation | 0 | 0 | 0 | 0 | 0 | 0 | 0 | 0 | 0 | 0 | 0 | 0 | 0 | 0 | 0 | 0 | 0 | 0 | 0 | 0 | 0 | 0 | 0 | 0 | 0 | 0 | 0
F5_Commercial_Lodging (WA)_New_Food Preparation_Natural Gas_Griddle_E7 | F5 | Commercial | Lodging (WA) | New | Food Preparation | Natural Gas | Griddle | E7 | Utility - Cost of Operation | 0 | 0 | 0 | 0 | 0 | 0 | 0 | 0 | 0 | 0 | 0 | 0 | 0 | 0 | 0 | 0 | 0 | 0 | 0 | 0 | 0 | 0 | 0 | 0 | 0 | 0 | 0
F5_Commercial_Lodging (WA)_New_Food Preparation_Natural Gas_Griddle_E8 | F5 | Commercial | Lodging (WA) | New | Food Preparation | Natural Gas | Griddle | E8 | Utility - Cost of Operation | 0 | 0 | 0 | 0 | 0 | 0 | 0 | 0 | 0 | 0 | 0 | 0 | 0 | 0 | 0 | 0 | 0 | 0 | 0 | 0 | 0 | 0 | 0 | 0 | 0 | 0 | 0
F5_Commercial_Lodging (WA)_New_Food Preparation_Natural Gas_Griddle_E9 | F5 | Commercial | Lodging (WA) | New | Food Preparation | Natural Gas | Griddle | E9 | Utility - Cost of Operation | 0 | 0 | 0 | 0 | 0 | 0 | 0 | 0 | 0 | 0 | 0 | 0 | 0 | 0 | 0 | 0 | 0 | 0 | 0 | 0 | 0 | 0 | 0 | 0 | 0 | 0 | 0
F5_Commercial_Lodging (WA)_New_Food Preparation_Natural Gas_Griddle_E10 | F5 | Commercial | Lodging (WA) | New | Food Preparation | Natural Gas | Griddle | E10 | Utility - Cost of Operation | 0 | 0 | 0 | 0 | 0 | 0 | 0 | 0 | 0 | 0 | 0 | 0 | 0 | 0 | 0 | 0 | 0 | 0 | 0 | 0 | 0 | 0 | 0 | 0 | 0 | 0 | 0
F6_Commercial_Lodging (WA)_New_Food Preparation_Natural Gas_Griddle_E1 | F6 | Commercial | Lodging (WA) | New | Food Preparation | Natural Gas | Griddle | E1 | Utility - Value of Sales | 0.033139 | 0.033765 | 0.0345 | 0.035356 | 0.036337 | 0.037562 | 0.03879 | 0.039957 | 0.041012 | 0.042035 | 0.043096 | 0.044059 | 0.045076 | 0.046039 | 0.046866 | 0.047613 | 0.048245 | 0.048849 | 0.04949 | 0.05009 | 0.050691 | 0.051586 | 0.05249 | 0.053422 | 0.054371 | 0.055337 | 0.05632
F6_Commercial_Lodging (WA)_New_Food Preparation_Natural Gas_Griddle_E2 | F6 | Commercial | Lodging (WA) | New | Food Preparation | Natural Gas | Griddle | E2 | Utility - Value of Sales | 0.029086 | 0.029636 | 0.030281 | 0.031032 | 0.031894 | 0.032969 | 0.034047 | 0.03507 | 0.035997 | 0.036895 | 0.037825 | 0.038671 | 0.039564 | 0.040409 | 0.041135 | 0.04179 | 0.042345 | 0.042875 | 0.043438 | 0.043964 | 0.044492 | 0.045277 | 0.04607 | 0.046889 | 0.047722 | 0.04857 | 0.049433
F6_Commercial_Lodging (WA)_New_Food Preparation_Natural Gas_Griddle_E3 | F6 | Commercial | Lodging (WA) | New | Food Preparation | Natural Gas | Griddle | E3 | Utility - Value of Sales | 0 | 0 | 0 | 0 | 0 | 0 | 0 | 0 | 0 | 0 | 0 | 0 | 0 | 0 | 0 | 0 | 0 | 0 | 0 | 0 | 0 | 0 | 0 | 0 | 0 | 0 | 0
F6_Commercial_Lodging (WA)_New_Food Preparation_Natural Gas_Griddle_E4 | F6 | Commercial | Lodging (WA) | New | Food Preparation | Natural Gas | Griddle | E4 | Utility - Value of Sales | 0 | 0 | 0 | 0 | 0 | 0 | 0 | 0 | 0 | 0 | 0 | 0 | 0 | 0 | 0 | 0 | 0 | 0 | 0 | 0 | 0 | 0 | 0 | 0 | 0 | 0 | 0
F6_Commercial_Lodging (WA)_New_Food Preparation_Natural Gas_Griddle_E5 | F6 | Commercial | Lodging (WA) | New | Food Preparation | Natural Gas | Griddle | E5 | Utility - Value of Sales | 0 | 0 | 0 | 0 | 0 | 0 | 0 | 0 | 0 | 0 | 0 | 0 | 0 | 0 | 0 | 0 | 0 | 0 | 0 | 0 | 0 | 0 | 0 | 0 | 0 | 0 | 0
F6_Commercial_Lodging (WA)_New_Food Preparation_Natural Gas_Griddle_E6 | F6 | Commercial | Lodging (WA) | New | Food Preparation | Natural Gas | Griddle | E6 | Utility - Value of Sales | 0 | 0 | 0 | 0 | 0 | 0 | 0 | 0 | 0 | 0 | 0 | 0 | 0 | 0 | 0 | 0 | 0 | 0 | 0 | 0 | 0 | 0 | 0 | 0 | 0 | 0 | 0
F6_Commercial_Lodging (WA)_New_Food Preparation_Natural Gas_Griddle_E7 | F6 | Commercial | Lodging (WA) | New | Food Preparation | Natural Gas | Griddle | E7 | Utility - Value of Sales | 0 | 0 | 0 | 0 | 0 | 0 | 0 | 0 | 0 | 0 | 0 | 0 | 0 | 0 | 0 | 0 | 0 | 0 | 0 | 0 | 0 | 0 | 0 | 0 | 0 | 0 | 0
F6_Commercial_Lodging (WA)_New_Food Preparation_Natural Gas_Griddle_E8 | F6 | Commercial | Lodging (WA) | New | Food Preparation | Natural Gas | Griddle | E8 | Utility - Value of Sales | 0 | 0 | 0 | 0 | 0 | 0 | 0 | 0 | 0 | 0 | 0 | 0 | 0 | 0 | 0 | 0 | 0 | 0 | 0 | 0 | 0 | 0 | 0 | 0 | 0 | 0 | 0
F6_Commercial_Lodging (WA)_New_Food Preparation_Natural Gas_Griddle_E9 | F6 | Commercial | Lodging (WA) | New | Food Preparation | Natural Gas | Griddle | E9 | Utility - Value of Sales | 0 | 0 | 0 | 0 | 0 | 0 | 0 | 0 | 0 | 0 | 0 | 0 | 0 | 0 | 0 | 0 | 0 | 0 | 0 | 0 | 0 | 0 | 0 | 0 | 0 | 0 | 0
F6_Commercial_Lodging (WA)_New_Food Preparation_Natural Gas_Griddle_E10 | F6 | Commercial | Lodging (WA) | New | Food Preparation | Natural Gas | Griddle | E10 | Utility - Value of Sales | 0 | 0 | 0 | 0 | 0 | 0 | 0 | 0 | 0 | 0 | 0 | 0 | 0 | 0 | 0 | 0 | 0 | 0 | 0 | 0 | 0 | 0 | 0 | 0 | 0 | 0 | 0
F1_Commercial_Lodging (WA)_New_Food Preparation_Natural Gas_Range_E1 | F1 | Commercial | Lodging (WA) | New | Food Preparation | Natural Gas | Range | E1 | RVT - Cost of Equipment | 0.00020175 | 0.00020175 | 0.00020175 | 0.00020175 | 0.00020175 | 0.00020175 | 0.00020175 | 0.00020175 | 0.00020175 | 0.00020175 | 0.00020175 | 0.00020175 | 0.00020175 | 0.00020175 | 0.00020175 | 0.00020175 | 0.00020175 | 0.00020175 | 0.00020175 | 0.00020175 | 0.00020175 | 0.00020175 | 0.00020175 | 0.00020175 | 0.00020175 | 0.00020175 | 0.00020175
F1_Commercial_Lodging (WA)_New_Food Preparation_Natural Gas_Range_E2 | F1 | Commercial | Lodging (WA) | New | Food Preparation | Natural Gas | Range | E2 | RVT - Cost of Equipment | 0.00021968 | 0.00021968 | 0.00021968 | 0.00021968 | 0.00021968 | 0.00021968 | 0.00021968 | 0.00021968 | 0.00021968 | 0.00021968 | 0.00021968 | 0.00021968 | 0.00021968 | 0.00021968 | 0.00021968 | 0.00021968 | 0.00021968 | 0.00021968 | 0.00021968 | 0.00021968 | 0.00021968 | 0.00021968 | 0.00021968 | 0.00021968 | 0.00021968 | 0.00021968 | 0.00021968
F1_Commercial_Lodging (WA)_New_Food Preparation_Natural Gas_Range_E3 | F1 | Commercial | Lodging (WA) | New | Food Preparation | Natural Gas | Range | E3 | RVT - Cost of Equipment | 0 | 0 | 0 | 0 | 0 | 0 | 0 | 0 | 0 | 0 | 0 | 0 | 0 | 0 | 0 | 0 | 0 | 0 | 0 | 0 | 0 | 0 | 0 | 0 | 0 | 0 | 0
F1_Commercial_Lodging (WA)_New_Food Preparation_Natural Gas_Range_E4 | F1 | Commercial | Lodging (WA) | New | Food Preparation | Natural Gas | Range | E4 | RVT - Cost of Equipment | 0 | 0 | 0 | 0 | 0 | 0 | 0 | 0 | 0 | 0 | 0 | 0 | 0 | 0 | 0 | 0 | 0 | 0 | 0 | 0 | 0 | 0 | 0 | 0 | 0 | 0 | 0
F1_Commercial_Lodging (WA)_New_Food Preparation_Natural Gas_Range_E5 | F1 | Commercial | Lodging (WA) | New | Food Preparation | Natural Gas | Range | E5 | RVT - Cost of Equipment | 0 | 0 | 0 | 0 | 0 | 0 | 0 | 0 | 0 | 0 | 0 | 0 | 0 | 0 | 0 | 0 | 0 | 0 | 0 | 0 | 0 | 0 | 0 | 0 | 0 | 0 | 0
F1_Commercial_Lodging (WA)_New_Food Preparation_Natural Gas_Range_E6 | F1 | Commercial | Lodging (WA) | New | Food Preparation | Natural Gas | Range | E6 | RVT - Cost of Equipment | 0 | 0 | 0 | 0 | 0 | 0 | 0 | 0 | 0 | 0 | 0 | 0 | 0 | 0 | 0 | 0 | 0 | 0 | 0 | 0 | 0 | 0 | 0 | 0 | 0 | 0 | 0
F1_Commercial_Lodging (WA)_New_Food Preparation_Natural Gas_Range_E7 | F1 | Commercial | Lodging (WA) | New | Food Preparation | Natural Gas | Range | E7 | RVT - Cost of Equipment | 0 | 0 | 0 | 0 | 0 | 0 | 0 | 0 | 0 | 0 | 0 | 0 | 0 | 0 | 0 | 0 | 0 | 0 | 0 | 0 | 0 | 0 | 0 | 0 | 0 | 0 | 0
F1_Commercial_Lodging (WA)_New_Food Preparation_Natural Gas_Range_E8 | F1 | Commercial | Lodging (WA) | New | Food Preparation | Natural Gas | Range | E8 | RVT - Cost of Equipment | 0 | 0 | 0 | 0 | 0 | 0 | 0 | 0 | 0 | 0 | 0 | 0 | 0 | 0 | 0 | 0 | 0 | 0 | 0 | 0 | 0 | 0 | 0 | 0 | 0 | 0 | 0
F1_Commercial_Lodging (WA)_New_Food Preparation_Natural Gas_Range_E9 | F1 | Commercial | Lodging (WA) | New | Food Preparation | Natural Gas | Range | E9 | RVT - Cost of Equipment | 0 | 0 | 0 | 0 | 0 | 0 | 0 | 0 | 0 | 0 | 0 | 0 | 0 | 0 | 0 | 0 | 0 | 0 | 0 | 0 | 0 | 0 | 0 | 0 | 0 | 0 | 0
F1_Commercial_Lodging (WA)_New_Food Preparation_Natural Gas_Range_E10 | F1 | Commercial | Lodging (WA) | New | Food Preparation | Natural Gas | Range | E10 | RVT - Cost of Equipment | 0 | 0 | 0 | 0 | 0 | 0 | 0 | 0 | 0 | 0 | 0 | 0 | 0 | 0 | 0 | 0 | 0 | 0 | 0 | 0 | 0 | 0 | 0 | 0 | 0 | 0 | 0
F2_Commercial_Lodging (WA)_New_Food Preparation_Natural Gas_Range_E1 | F2 | Commercial | Lodging (WA) | New | Food Preparation | Natural Gas | Range | E1 | RVT - Cost of Operation | 0.044083 | 0.044817 | 0.045711 | 0.046798 | 0.048091 | 0.0498 | 0.051553 | 0.053249 | 0.05481 | 0.056309 | 0.057849 | 0.059225 | 0.06066 | 0.061986 | 0.063103 | 0.064093 | 0.064905 | 0.06567 | 0.066491 | 0.067244 | 0.067997 | 0.069196 | 0.070406 | 0.071657 | 0.07293 | 0.074225 | 0.075544
F2_Commercial_Lodging (WA)_New_Food Preparation_Natural Gas_Range_E2 | F2 | Commercial | Lodging (WA) | New | Food Preparation | Natural Gas | Range | E2 | RVT - Cost of Operation | 0.022042 | 0.022408 | 0.022856 | 0.023399 | 0.024045 | 0.0249 | 0.025777 | 0.026625 | 0.027405 | 0.028155 | 0.028925 | 0.029612 | 0.03033 | 0.030993 | 0.031552 | 0.032046 | 0.032452 | 0.032835 | 0.033245 | 0.033622 | 0.033998 | 0.034598 | 0.035203 | 0.035828 | 0.036465 | 0.037113 | 0.037772
F2_Commercial_Lodging (WA)_New_Food Preparation_Natural Gas_Range_E3 | F2 | Commercial | Lodging (WA) | New | Food Preparation | Natural Gas | Range | E3 | RVT - Cost of Operation | 0 | 0 | 0 | 0 | 0 | 0 | 0 | 0 | 0 | 0 | 0 | 0 | 0 | 0 | 0 | 0 | 0 | 0 | 0 | 0 | 0 | 0 | 0 | 0 | 0 | 0 | 0
F2_Commercial_Lodging (WA)_New_Food Preparation_Natural Gas_Range_E4 | F2 | Commercial | Lodging (WA) | New | Food Preparation | Natural Gas | Range | E4 | RVT - Cost of Operation | 0 | 0 | 0 | 0 | 0 | 0 | 0 | 0 | 0 | 0 | 0 | 0 | 0 | 0 | 0 | 0 | 0 | 0 | 0 | 0 | 0 | 0 | 0 | 0 | 0 | 0 | 0
F2_Commercial_Lodging (WA)_New_Food Preparation_Natural Gas_Range_E5 | F2 | Commercial | Lodging (WA) | New | Food Preparation | Natural Gas | Range | E5 | RVT - Cost of Operation | 0 | 0 | 0 | 0 | 0 | 0 | 0 | 0 | 0 | 0 | 0 | 0 | 0 | 0 | 0 | 0 | 0 | 0 | 0 | 0 | 0 | 0 | 0 | 0 | 0 | 0 | 0
F2_Commercial_Lodging (WA)_New_Food Preparation_Natural Gas_Range_E6 | F2 | Commercial | Lodging (WA) | New | Food Preparation | Natural Gas | Range | E6 | RVT - Cost of Operation | 0 | 0 | 0 | 0 | 0 | 0 | 0 | 0 | 0 | 0 | 0 | 0 | 0 | 0 | 0 | 0 | 0 | 0 | 0 | 0 | 0 | 0 | 0 | 0 | 0 | 0 | 0
F2_Commercial_Lodging (WA)_New_Food Preparation_Natural Gas_Range_E7 | F2 | Commercial | Lodging (WA) | New | Food Preparation | Natural Gas | Range | E7 | RVT - Cost of Operation | 0 | 0 | 0 | 0 | 0 | 0 | 0 | 0 | 0 | 0 | 0 | 0 | 0 | 0 | 0 | 0 | 0 | 0 | 0 | 0 | 0 | 0 | 0 | 0 | 0 | 0 | 0
F2_Commercial_Lodging (WA)_New_Food Preparation_Natural Gas_Range_E8 | F2 | Commercial | Lodging (WA) | New | Food Preparation | Natural Gas | Range | E8 | RVT - Cost of Operation | 0 | 0 | 0 | 0 | 0 | 0 | 0 | 0 | 0 | 0 | 0 | 0 | 0 | 0 | 0 | 0 | 0 | 0 | 0 | 0 | 0 | 0 | 0 | 0 | 0 | 0 | 0
F2_Commercial_Lodging (WA)_New_Food Preparation_Natural Gas_Range_E9 | F2 | Commercial | Lodging (WA) | New | Food Preparation | Natural Gas | Range | E9 | RVT - Cost of Operation | 0 | 0 | 0 | 0 | 0 | 0 | 0 | 0 | 0 | 0 | 0 | 0 | 0 | 0 | 0 | 0 | 0 | 0 | 0 | 0 | 0 | 0 | 0 | 0 | 0 | 0 | 0
F2_Commercial_Lodging (WA)_New_Food Preparation_Natural Gas_Range_E10 | F2 | Commercial | Lodging (WA) | New | Food Preparation | Natural Gas | Range | E10 | RVT - Cost of Operation | 0 | 0 | 0 | 0 | 0 | 0 | 0 | 0 | 0 | 0 | 0 | 0 | 0 | 0 | 0 | 0 | 0 | 0 | 0 | 0 | 0 | 0 | 0 | 0 | 0 | 0 | 0
F3_Commercial_Lodging (WA)_New_Food Preparation_Natural Gas_Range_E1 | F3 | Commercial | Lodging (WA) | New | Food Preparation | Natural Gas | Range | E1 | System - kBTUs of Consumption | 10.6853 | 10.6853 | 10.6853 | 10.6853 | 10.6853 | 10.6853 | 10.6853 | 10.6853 | 10.6853 | 10.6853 | 10.6853 | 10.6853 | 10.6853 | 10.6853 | 10.6853 | 10.6853 | 10.6853 | 10.6853 | 10.6853 | 10.6853 | 10.6853 | 10.6853 | 10.6853 | 10.6853 | 10.6853 | 10.6853 | 10.6853
F3_Commercial_Lodging (WA)_New_Food Preparation_Natural Gas_Range_E2 | F3 | Commercial | Lodging (WA) | New | Food Preparation | Natural Gas | Range | E2 | System - kBTUs of Consumption | 5.3427 | 5.3427 | 5.3427 | 5.3427 | 5.3427 | 5.3427 | 5.3427 | 5.3427 | 5.3427 | 5.3427 | 5.3427 | 5.3427 | 5.3427 | 5.3427 | 5.3427 | 5.3427 | 5.3427 | 5.3427 | 5.3427 | 5.3427 | 5.3427 | 5.3427 | 5.3427 | 5.3427 | 5.3427 | 5.3427 | 5.3427
F3_Commercial_Lodging (WA)_New_Food Preparation_Natural Gas_Range_E3 | F3 | Commercial | Lodging (WA) | New | Food Preparation | Natural Gas | Range | E3 | System - kBTUs of Consumption | 0 | 0 | 0 | 0 | 0 | 0 | 0 | 0 | 0 | 0 | 0 | 0 | 0 | 0 | 0 | 0 | 0 | 0 | 0 | 0 | 0 | 0 | 0 | 0 | 0 | 0 | 0
F3_Commercial_Lodging (WA)_New_Food Preparation_Natural Gas_Range_E4 | F3 | Commercial | Lodging (WA) | New | Food Preparation | Natural Gas | Range | E4 | System - kBTUs of Consumption | 0 | 0 | 0 | 0 | 0 | 0 | 0 | 0 | 0 | 0 | 0 | 0 | 0 | 0 | 0 | 0 | 0 | 0 | 0 | 0 | 0 | 0 | 0 | 0 | 0 | 0 | 0
F3_Commercial_Lodging (WA)_New_Food Preparation_Natural Gas_Range_E5 | F3 | Commercial | Lodging (WA) | New | Food Preparation | Natural Gas | Range | E5 | System - kBTUs of Consumption | 0 | 0 | 0 | 0 | 0 | 0 | 0 | 0 | 0 | 0 | 0 | 0 | 0 | 0 | 0 | 0 | 0 | 0 | 0 | 0 | 0 | 0 | 0 | 0 | 0 | 0 | 0
F3_Commercial_Lodging (WA)_New_Food Preparation_Natural Gas_Range_E6 | F3 | Commercial | Lodging (WA) | New | Food Preparation | Natural Gas | Range | E6 | System - kBTUs of Consumption | 0 | 0 | 0 | 0 | 0 | 0 | 0 | 0 | 0 | 0 | 0 | 0 | 0 | 0 | 0 | 0 | 0 | 0 | 0 | 0 | 0 | 0 | 0 | 0 | 0 | 0 | 0
F3_Commercial_Lodging (WA)_New_Food Preparation_Natural Gas_Range_E7 | F3 | Commercial | Lodging (WA) | New | Food Preparation | Natural Gas | Range | E7 | System - kBTUs of Consumption | 0 | 0 | 0 | 0 | 0 | 0 | 0 | 0 | 0 | 0 | 0 | 0 | 0 | 0 | 0 | 0 | 0 | 0 | 0 | 0 | 0 | 0 | 0 | 0 | 0 | 0 | 0
F3_Commercial_Lodging (WA)_New_Food Preparation_Natural Gas_Range_E8 | F3 | Commercial | Lodging (WA) | New | Food Preparation | Natural Gas | Range | E8 | System - kBTUs of Consumption | 0 | 0 | 0 | 0 | 0 | 0 | 0 | 0 | 0 | 0 | 0 | 0 | 0 | 0 | 0 | 0 | 0 | 0 | 0 | 0 | 0 | 0 | 0 | 0 | 0 | 0 | 0
F3_Commercial_Lodging (WA)_New_Food Preparation_Natural Gas_Range_E9 | F3 | Commercial | Lodging (WA) | New | Food Preparation | Natural Gas | Range | E9 | System - kBTUs of Consumption | 0 | 0 | 0 | 0 | 0 | 0 | 0 | 0 | 0 | 0 | 0 | 0 | 0 | 0 | 0 | 0 | 0 | 0 | 0 | 0 | 0 | 0 | 0 | 0 | 0 | 0 | 0
F3_Commercial_Lodging (WA)_New_Food Preparation_Natural Gas_Range_E10 | F3 | Commercial | Lodging (WA) | New | Food Preparation | Natural Gas | Range | E10 | System - kBTUs of Consumption | 0 | 0 | 0 | 0 | 0 | 0 | 0 | 0 | 0 | 0 | 0 | 0 | 0 | 0 | 0 | 0 | 0 | 0 | 0 | 0 | 0 | 0 | 0 | 0 | 0 | 0 | 0
F4_Commercial_Lodging (WA)_New_Food Preparation_Natural Gas_Range_E1 | F4 | Commercial | Lodging (WA) | New | Food Preparation | Natural Gas | Range | E1 | Utility - Cost of Equipment | 0.00020175 | 0.00020175 | 0.00020175 | 0.00020175 | 0.00020175 | 0.00020175 | 0.00020175 | 0.00020175 | 0.00020175 | 0.00020175 | 0.00020175 | 0.00020175 | 0.00020175 | 0.00020175 | 0.00020175 | 0.00020175 | 0.00020175 | 0.00020175 | 0.00020175 | 0.00020175 | 0.00020175 | 0.00020175 | 0.00020175 | 0.00020175 | 0.00020175 | 0.00020175 | 0.00020175
F4_Commercial_Lodging (WA)_New_Food Preparation_Natural Gas_Range_E2 | F4 | Commercial | Lodging (WA) | New | Food Preparation | Natural Gas | Range | E2 | Utility - Cost of Equipment | 0.00021968 | 0.00021968 | 0.00021968 | 0.00021968 | 0.00021968 | 0.00021968 | 0.00021968 | 0.00021968 | 0.00021968 | 0.00021968 | 0.00021968 | 0.00021968 | 0.00021968 | 0.00021968 | 0.00021968 | 0.00021968 | 0.00021968 | 0.00021968 | 0.00021968 | 0.00021968 | 0.00021968 | 0.00021968 | 0.00021968 | 0.00021968 | 0.00021968 | 0.00021968 | 0.00021968
F4_Commercial_Lodging (WA)_New_Food Preparation_Natural Gas_Range_E3 | F4 | Commercial | Lodging (WA) | New | Food Preparation | Natural Gas | Range | E3 | Utility - Cost of Equipment | 0 | 0 | 0 | 0 | 0 | 0 | 0 | 0 | 0 | 0 | 0 | 0 | 0 | 0 | 0 | 0 | 0 | 0 | 0 | 0 | 0 | 0 | 0 | 0 | 0 | 0 | 0
F4_Commercial_Lodging (WA)_New_Food Preparation_Natural Gas_Range_E4 | F4 | Commercial | Lodging (WA) | New | Food Preparation | Natural Gas | Range | E4 | Utility - Cost of Equipment | 0 | 0 | 0 | 0 | 0 | 0 | 0 | 0 | 0 | 0 | 0 | 0 | 0 | 0 | 0 | 0 | 0 | 0 | 0 | 0 | 0 | 0 | 0 | 0 | 0 | 0 | 0
F4_Commercial_Lodging (WA)_New_Food Preparation_Natural Gas_Range_E5 | F4 | Commercial | Lodging (WA) | New | Food Preparation | Natural Gas | Range | E5 | Utility - Cost of Equipment | 0 | 0 | 0 | 0 | 0 | 0 | 0 | 0 | 0 | 0 | 0 | 0 | 0 | 0 | 0 | 0 | 0 | 0 | 0 | 0 | 0 | 0 | 0 | 0 | 0 | 0 | 0
F4_Commercial_Lodging (WA)_New_Food Preparation_Natural Gas_Range_E6 | F4 | Commercial | Lodging (WA) | New | Food Preparation | Natural Gas | Range | E6 | Utility - Cost of Equipment | 0 | 0 | 0 | 0 | 0 | 0 | 0 | 0 | 0 | 0 | 0 | 0 | 0 | 0 | 0 | 0 | 0 | 0 | 0 | 0 | 0 | 0 | 0 | 0 | 0 | 0 | 0
F4_Commercial_Lodging (WA)_New_Food Preparation_Natural Gas_Range_E7 | F4 | Commercial | Lodging (WA) | New | Food Preparation | Natural Gas | Range | E7 | Utility - Cost of Equipment | 0 | 0 | 0 | 0 | 0 | 0 | 0 | 0 | 0 | 0 | 0 | 0 | 0 | 0 | 0 | 0 | 0 | 0 | 0 | 0 | 0 | 0 | 0 | 0 | 0 | 0 | 0
F4_Commercial_Lodging (WA)_New_Food Preparation_Natural Gas_Range_E8 | F4 | Commercial | Lodging (WA) | New | Food Preparation | Natural Gas | Range | E8 | Utility - Cost of Equipment | 0 | 0 | 0 | 0 | 0 | 0 | 0 | 0 | 0 | 0 | 0 | 0 | 0 | 0 | 0 | 0 | 0 | 0 | 0 | 0 | 0 | 0 | 0 | 0 | 0 | 0 | 0
F4_Commercial_Lodging (WA)_New_Food Preparation_Natural Gas_Range_E9 | F4 | Commercial | Lodging (WA) | New | Food Preparation | Natural Gas | Range | E9 | Utility - Cost of Equipment | 0 | 0 | 0 | 0 | 0 | 0 | 0 | 0 | 0 | 0 | 0 | 0 | 0 | 0 | 0 | 0 | 0 | 0 | 0 | 0 | 0 | 0 | 0 | 0 | 0 | 0 | 0
F4_Commercial_Lodging (WA)_New_Food Preparation_Natural Gas_Range_E10 | F4 | Commercial | Lodging (WA) | New | Food Preparation | Natural Gas | Range | E10 | Utility - Cost of Equipment | 0 | 0 | 0 | 0 | 0 | 0 | 0 | 0 | 0 | 0 | 0 | 0 | 0 | 0 | 0 | 0 | 0 | 0 | 0 | 0 | 0 | 0 | 0 | 0 | 0 | 0 | 0
F5_Commercial_Lodging (WA)_New_Food Preparation_Natural Gas_Range_E1 | F5 | Commercial | Lodging (WA) | New | Food Preparation | Natural Gas | Range | E1 | Utility - Cost of Operation | 0.037058 | 0.037913 | 0.038989 | 0.040259 | 0.041735 | 0.043597 | 0.045536 | 0.04747 | 0.049335 | 0.051225 | 0.052701 | 0.054074 | 0.055553 | 0.056995 | 0.058266 | 0.059444 | 0.060482 | 0.061502 | 0.0626 | 0.063664 | 0.064759 | 0.065901 | 0.067053 | 0.068244 | 0.069457 | 0.070691 | 0.071947
F5_Commercial_Lodging (WA)_New_Food Preparation_Natural Gas_Range_E2 | F5 | Commercial | Lodging (WA) | New | Food Preparation | Natural Gas | Range | E2 | Utility - Cost of Operation | 0.018529 | 0.018957 | 0.019495 | 0.020129 | 0.020868 | 0.021798 | 0.022768 | 0.023735 | 0.024667 | 0.025613 | 0.02635 | 0.027037 | 0.027777 | 0.028498 | 0.029133 | 0.029722 | 0.030241 | 0.030751 | 0.0313 | 0.031832 | 0.032379 | 0.03295 | 0.033527 | 0.034122 | 0.034728 | 0.035345 | 0.035973
F5_Commercial_Lodging (WA)_New_Food Preparation_Natural Gas_Range_E3 | F5 | Commercial | Lodging (WA) | New | Food Preparation | Natural Gas | Range | E3 | Utility - Cost of Operation | 0 | 0 | 0 | 0 | 0 | 0 | 0 | 0 | 0 | 0 | 0 | 0 | 0 | 0 | 0 | 0 | 0 | 0 | 0 | 0 | 0 | 0 | 0 | 0 | 0 | 0 | 0
F5_Commercial_Lodging (WA)_New_Food Preparation_Natural Gas_Range_E4 | F5 | Commercial | Lodging (WA) | New | Food Preparation | Natural Gas | Range | E4 | Utility - Cost of Operation | 0 | 0 | 0 | 0 | 0 | 0 | 0 | 0 | 0 | 0 | 0 | 0 | 0 | 0 | 0 | 0 | 0 | 0 | 0 | 0 | 0 | 0 | 0 | 0 | 0 | 0 | 0
F5_Commercial_Lodging (WA)_New_Food Preparation_Natural Gas_Range_E5 | F5 | Commercial | Lodging (WA) | New | Food Preparation | Natural Gas | Range | E5 | Utility - Cost of Operation | 0 | 0 | 0 | 0 | 0 | 0 | 0 | 0 | 0 | 0 | 0 | 0 | 0 | 0 | 0 | 0 | 0 | 0 | 0 | 0 | 0 | 0 | 0 | 0 | 0 | 0 | 0
F5_Commercial_Lodging (WA)_New_Food Preparation_Natural Gas_Range_E6 | F5 | Commercial | Lodging (WA) | New | Food Preparation | Natural Gas | Range | E6 | Utility - Cost of Operation | 0 | 0 | 0 | 0 | 0 | 0 | 0 | 0 | 0 | 0 | 0 | 0 | 0 | 0 | 0 | 0 | 0 | 0 | 0 | 0 | 0 | 0 | 0 | 0 | 0 | 0 | 0
F5_Commercial_Lodging (WA)_New_Food Preparation_Natural Gas_Range_E7 | F5 | Commercial | Lodging (WA) | New | Food Preparation | Natural Gas | Range | E7 | Utility - Cost of Operation | 0 | 0 | 0 | 0 | 0 | 0 | 0 | 0 | 0 | 0 | 0 | 0 | 0 | 0 | 0 | 0 | 0 | 0 | 0 | 0 | 0 | 0 | 0 | 0 | 0 | 0 | 0
F5_Commercial_Lodging (WA)_New_Food Preparation_Natural Gas_Range_E8 | F5 | Commercial | Lodging (WA) | New | Food Preparation | Natural Gas | Range | E8 | Utility - Cost of Operation | 0 | 0 | 0 | 0 | 0 | 0 | 0 | 0 | 0 | 0 | 0 | 0 | 0 | 0 | 0 | 0 | 0 | 0 | 0 | 0 | 0 | 0 | 0 | 0 | 0 | 0 | 0
F5_Commercial_Lodging (WA)_New_Food Preparation_Natural Gas_Range_E9 | F5 | Commercial | Lodging (WA) | New | Food Preparation | Natural Gas | Range | E9 | Utility - Cost of Operation | 0 | 0 | 0 | 0 | 0 | 0 | 0 | 0 | 0 | 0 | 0 | 0 | 0 | 0 | 0 | 0 | 0 | 0 | 0 | 0 | 0 | 0 | 0 | 0 | 0 | 0 | 0
F5_Commercial_Lodging (WA)_New_Food Preparation_Natural Gas_Range_E10 | F5 | Commercial | Lodging (WA) | New | Food Preparation | Natural Gas | Range | E10 | Utility - Cost of Operation | 0 | 0 | 0 | 0 | 0 | 0 | 0 | 0 | 0 | 0 | 0 | 0 | 0 | 0 | 0 | 0 | 0 | 0 | 0 | 0 | 0 | 0 | 0 | 0 | 0 | 0 | 0
F6_Commercial_Lodging (WA)_New_Food Preparation_Natural Gas_Range_E1 | F6 | Commercial | Lodging (WA) | New | Food Preparation | Natural Gas | Range | E1 | Utility - Value of Sales | 0.044083 | 0.044817 | 0.045711 | 0.046798 | 0.048091 | 0.0498 | 0.051553 | 0.053249 | 0.05481 | 0.056309 | 0.057849 | 0.059225 | 0.06066 | 0.061986 | 0.063103 | 0.064093 | 0.064905 | 0.06567 | 0.066491 | 0.067244 | 0.067997 | 0.069196 | 0.070406 | 0.071657 | 0.07293 | 0.074225 | 0.075544
F6_Commercial_Lodging (WA)_New_Food Preparation_Natural Gas_Range_E2 | F6 | Commercial | Lodging (WA) | New | Food Preparation | Natural Gas | Range | E2 | Utility - Value of Sales | 0.022042 | 0.022408 | 0.022856 | 0.023399 | 0.024045 | 0.0249 | 0.025777 | 0.026625 | 0.027405 | 0.028155 | 0.028925 | 0.029612 | 0.03033 | 0.030993 | 0.031552 | 0.032046 | 0.032452 | 0.032835 | 0.033245 | 0.033622 | 0.033998 | 0.034598 | 0.035203 | 0.035828 | 0.036465 | 0.037113 | 0.037772
F6_Commercial_Lodging (WA)_New_Food Preparation_Natural Gas_Range_E3 | F6 | Commercial | Lodging (WA) | New | Food Preparation | Natural Gas | Range | E3 | Utility - Value of Sales | 0 | 0 | 0 | 0 | 0 | 0 | 0 | 0 | 0 | 0 | 0 | 0 | 0 | 0 | 0 | 0 | 0 | 0 | 0 | 0 | 0 | 0 | 0 | 0 | 0 | 0 | 0
F6_Commercial_Lodging (WA)_New_Food Preparation_Natural Gas_Range_E4 | F6 | Commercial | Lodging (WA) | New | Food Preparation | Natural Gas | Range | E4 | Utility - Value of Sales | 0 | 0 | 0 | 0 | 0 | 0 | 0 | 0 | 0 | 0 | 0 | 0 | 0 | 0 | 0 | 0 | 0 | 0 | 0 | 0 | 0 | 0 | 0 | 0 | 0 | 0 | 0
F6_Commercial_Lodging (WA)_New_Food Preparation_Natural Gas_Range_E5 | F6 | Commercial | Lodging (WA) | New | Food Preparation | Natural Gas | Range | E5 | Utility - Value of Sales | 0 | 0 | 0 | 0 | 0 | 0 | 0 | 0 | 0 | 0 | 0 | 0 | 0 | 0 | 0 | 0 | 0 | 0 | 0 | 0 | 0 | 0 | 0 | 0 | 0 | 0 | 0
F6_Commercial_Lodging (WA)_New_Food Preparation_Natural Gas_Range_E6 | F6 | Commercial | Lodging (WA) | New | Food Preparation | Natural Gas | Range | E6 | Utility - Value of Sales | 0 | 0 | 0 | 0 | 0 | 0 | 0 | 0 | 0 | 0 | 0 | 0 | 0 | 0 | 0 | 0 | 0 | 0 | 0 | 0 | 0 | 0 | 0 | 0 | 0 | 0 | 0
F6_Commercial_Lodging (WA)_New_Food Preparation_Natural Gas_Range_E7 | F6 | Commercial | Lodging (WA) | New | Food Preparation | Natural Gas | Range | E7 | Utility - Value of Sales | 0 | 0 | 0 | 0 | 0 | 0 | 0 | 0 | 0 | 0 | 0 | 0 | 0 | 0 | 0 | 0 | 0 | 0 | 0 | 0 | 0 | 0 | 0 | 0 | 0 | 0 | 0
F6_Commercial_Lodging (WA)_New_Food Preparation_Natural Gas_Range_E8 | F6 | Commercial | Lodging (WA) | New | Food Preparation | Natural Gas | Range | E8 | Utility - Value of Sales | 0 | 0 | 0 | 0 | 0 | 0 | 0 | 0 | 0 | 0 | 0 | 0 | 0 | 0 | 0 | 0 | 0 | 0 | 0 | 0 | 0 | 0 | 0 | 0 | 0 | 0 | 0
F6_Commercial_Lodging (WA)_New_Food Preparation_Natural Gas_Range_E9 | F6 | Commercial | Lodging (WA) | New | Food Preparation | Natural Gas | Range | E9 | Utility - Value of Sales | 0 | 0 | 0 | 0 | 0 | 0 | 0 | 0 | 0 | 0 | 0 | 0 | 0 | 0 | 0 | 0 | 0 | 0 | 0 | 0 | 0 | 0 | 0 | 0 | 0 | 0 | 0
F6_Commercial_Lodging (WA)_New_Food Preparation_Natural Gas_Range_E10 | F6 | Commercial | Lodging (WA) | New | Food Preparation | Natural Gas | Range | E10 | Utility - Value of Sales | 0 | 0 | 0 | 0 | 0 | 0 | 0 | 0 | 0 | 0 | 0 | 0 | 0 | 0 | 0 | 0 | 0 | 0 | 0 | 0 | 0 | 0 | 0 | 0 | 0 | 0 | 0
F1_Commercial_Lodging (WA)_New_Food Preparation_Natural Gas_Steamer_E1 | F1 | Commercial | Lodging (WA) | New | Food Preparation | Natural Gas | Steamer | E1 | RVT - Cost of Equipment | 0.00081039 | 0.00081039 | 0.00081039 | 0.00081039 | 0.00081039 | 0.00081039 | 0.00081039 | 0.00081039 | 0.00081039 | 0.00081039 | 0.00081039 | 0.00081039 | 0.00081039 | 0.00081039 | 0.00081039 | 0.00081039 | 0.00081039 | 0.00081039 | 0.00081039 | 0.00081039 | 0.00081039 | 0.00081039 | 0.00081039 | 0.00081039 | 0.00081039 | 0.00081039 | 0.00081039
F1_Commercial_Lodging (WA)_New_Food Preparation_Natural Gas_Steamer_E2 | F1 | Commercial | Lodging (WA) | New | Food Preparation | Natural Gas | Steamer | E2 | RVT - Cost of Equipment | 0.00087076 | 0.00087076 | 0.00087076 | 0.00087076 | 0.00087076 | 0.00087076 | 0.00087076 | 0.00087076 | 0.00087076 | 0.00087076 | 0.00087076 | 0.00087076 | 0.00087076 | 0.00087076 | 0.00087076 | 0.00087076 | 0.00087076 | 0.00087076 | 0.00087076 | 0.00087076 | 0.00087076 | 0.00087076 | 0.00087076 | 0.00087076 | 0.00087076 | 0.00087076 | 0.00087076
F1_Commercial_Lodging (WA)_New_Food Preparation_Natural Gas_Steamer_E3 | F1 | Commercial | Lodging (WA) | New | Food Preparation | Natural Gas | Steamer | E3 | RVT - Cost of Equipment | 0 | 0 | 0 | 0 | 0 | 0 | 0 | 0 | 0 | 0 | 0 | 0 | 0 | 0 | 0 | 0 | 0 | 0 | 0 | 0 | 0 | 0 | 0 | 0 | 0 | 0 | 0
F1_Commercial_Lodging (WA)_New_Food Preparation_Natural Gas_Steamer_E4 | F1 | Commercial | Lodging (WA) | New | Food Preparation | Natural Gas | Steamer | E4 | RVT - Cost of Equipment | 0 | 0 | 0 | 0 | 0 | 0 | 0 | 0 | 0 | 0 | 0 | 0 | 0 | 0 | 0 | 0 | 0 | 0 | 0 | 0 | 0 | 0 | 0 | 0 | 0 | 0 | 0
F1_Commercial_Lodging (WA)_New_Food Preparation_Natural Gas_Steamer_E5 | F1 | Commercial | Lodging (WA) | New | Food Preparation | Natural Gas | Steamer | E5 | RVT - Cost of Equipment | 0 | 0 | 0 | 0 | 0 | 0 | 0 | 0 | 0 | 0 | 0 | 0 | 0 | 0 | 0 | 0 | 0 | 0 | 0 | 0 | 0 | 0 | 0 | 0 | 0 | 0 | 0
F1_Commercial_Lodging (WA)_New_Food Preparation_Natural Gas_Steamer_E6 | F1 | Commercial | Lodging (WA) | New | Food Preparation | Natural Gas | Steamer | E6 | RVT - Cost of Equipment | 0 | 0 | 0 | 0 | 0 | 0 | 0 | 0 | 0 | 0 | 0 | 0 | 0 | 0 | 0 | 0 | 0 | 0 | 0 | 0 | 0 | 0 | 0 | 0 | 0 | 0 | 0
F1_Commercial_Lodging (WA)_New_Food Preparation_Natural Gas_Steamer_E7 | F1 | Commercial | Lodging (WA) | New | Food Preparation | Natural Gas | Steamer | E7 | RVT - Cost of Equipment | 0 | 0 | 0 | 0 | 0 | 0 | 0 | 0 | 0 | 0 | 0 | 0 | 0 | 0 | 0 | 0 | 0 | 0 | 0 | 0 | 0 | 0 | 0 | 0 | 0 | 0 | 0
F1_Commercial_Lodging (WA)_New_Food Preparation_Natural Gas_Steamer_E8 | F1 | Commercial | Lodging (WA) | New | Food Preparation | Natural Gas | Steamer | E8 | RVT - Cost of Equipment | 0 | 0 | 0 | 0 | 0 | 0 | 0 | 0 | 0 | 0 | 0 | 0 | 0 | 0 | 0 | 0 | 0 | 0 | 0 | 0 | 0 | 0 | 0 | 0 | 0 | 0 | 0
F1_Commercial_Lodging (WA)_New_Food Preparation_Natural Gas_Steamer_E9 | F1 | Commercial | Lodging (WA) | New | Food Preparation | Natural Gas | Steamer | E9 | RVT - Cost of Equipment | 0 | 0 | 0 | 0 | 0 | 0 | 0 | 0 | 0 | 0 | 0 | 0 | 0 | 0 | 0 | 0 | 0 | 0 | 0 | 0 | 0 | 0 | 0 | 0 | 0 | 0 | 0
F1_Commercial_Lodging (WA)_New_Food Preparation_Natural Gas_Steamer_E10 | F1 | Commercial | Lodging (WA) | New | Food Preparation | Natural Gas | Steamer | E10 | RVT - Cost of Equipment | 0 | 0 | 0 | 0 | 0 | 0 | 0 | 0 | 0 | 0 | 0 | 0 | 0 | 0 | 0 | 0 | 0 | 0 | 0 | 0 | 0 | 0 | 0 | 0 | 0 | 0 | 0
F2_Commercial_Lodging (WA)_New_Food Preparation_Natural Gas_Steamer_E1 | F2 | Commercial | Lodging (WA) | New | Food Preparation | Natural Gas | Steamer | E1 | RVT - Cost of Operation | 0.061397 | 0.062557 | 0.063919 | 0.065506 | 0.067324 | 0.069593 | 0.071869 | 0.074029 | 0.075985 | 0.077881 | 0.079845 | 0.08163 | 0.083515 | 0.085298 | 0.086831 | 0.088215 | 0.089386 | 0.090504 | 0.091693 | 0.092803 | 0.093917 | 0.095575 | 0.097249 | 0.098977 | 0.10074 | 0.10253 | 0.10435
F2_Commercial_Lodging (WA)_New_Food Preparation_Natural Gas_Steamer_E2 | F2 | Commercial | Lodging (WA) | New | Food Preparation | Natural Gas | Steamer | E2 | RVT - Cost of Operation | 0.011584 | 0.011803 | 0.01206 | 0.012359 | 0.012702 | 0.01313 | 0.01356 | 0.013967 | 0.014336 | 0.014694 | 0.015065 | 0.015402 | 0.015757 | 0.016093 | 0.016383 | 0.016644 | 0.016865 | 0.017076 | 0.0173 | 0.01751 | 0.01772 | 0.018032 | 0.018348 | 0.018674 | 0.019006 | 0.019344 | 0.019687
F2_Commercial_Lodging (WA)_New_Food Preparation_Natural Gas_Steamer_E3 | F2 | Commercial | Lodging (WA) | New | Food Preparation | Natural Gas | Steamer | E3 | RVT - Cost of Operation | 0 | 0 | 0 | 0 | 0 | 0 | 0 | 0 | 0 | 0 | 0 | 0 | 0 | 0 | 0 | 0 | 0 | 0 | 0 | 0 | 0 | 0 | 0 | 0 | 0 | 0 | 0
F2_Commercial_Lodging (WA)_New_Food Preparation_Natural Gas_Steamer_E4 | F2 | Commercial | Lodging (WA) | New | Food Preparation | Natural Gas | Steamer | E4 | RVT - Cost of Operation | 0 | 0 | 0 | 0 | 0 | 0 | 0 | 0 | 0 | 0 | 0 | 0 | 0 | 0 | 0 | 0 | 0 | 0 | 0 | 0 | 0 | 0 | 0 | 0 | 0 | 0 | 0
F2_Commercial_Lodging (WA)_New_Food Preparation_Natural Gas_Steamer_E5 | F2 | Commercial | Lodging (WA) | New | Food Preparation | Natural Gas | Steamer | E5 | RVT - Cost of Operation | 0 | 0 | 0 | 0 | 0 | 0 | 0 | 0 | 0 | 0 | 0 | 0 | 0 | 0 | 0 | 0 | 0 | 0 | 0 | 0 | 0 | 0 | 0 | 0 | 0 | 0 | 0
F2_Commercial_Lodging (WA)_New_Food Preparation_Natural Gas_Steamer_E6 | F2 | Commercial | Lodging (WA) | New | Food Preparation | Natural Gas | Steamer | E6 | RVT - Cost of Operation | 0 | 0 | 0 | 0 | 0 | 0 | 0 | 0 | 0 | 0 | 0 | 0 | 0 | 0 | 0 | 0 | 0 | 0 | 0 | 0 | 0 | 0 | 0 | 0 | 0 | 0 | 0
F2_Commercial_Lodging (WA)_New_Food Preparation_Natural Gas_Steamer_E7 | F2 | Commercial | Lodging (WA) | New | Food Preparation | Natural Gas | Steamer | E7 | RVT - Cost of Operation | 0 | 0 | 0 | 0 | 0 | 0 | 0 | 0 | 0 | 0 | 0 | 0 | 0 | 0 | 0 | 0 | 0 | 0 | 0 | 0 | 0 | 0 | 0 | 0 | 0 | 0 | 0
F2_Commercial_Lodging (WA)_New_Food Preparation_Natural Gas_Steamer_E8 | F2 | Commercial | Lodging (WA) | New | Food Preparation | Natural Gas | Steamer | E8 | RVT - Cost of Operation | 0 | 0 | 0 | 0 | 0 | 0 | 0 | 0 | 0 | 0 | 0 | 0 | 0 | 0 | 0 | 0 | 0 | 0 | 0 | 0 | 0 | 0 | 0 | 0 | 0 | 0 | 0
F2_Commercial_Lodging (WA)_New_Food Preparation_Natural Gas_Steamer_E9 | F2 | Commercial | Lodging (WA) | New | Food Preparation | Natural Gas | Steamer | E9 | RVT - Cost of Operation | 0 | 0 | 0 | 0 | 0 | 0 | 0 | 0 | 0 | 0 | 0 | 0 | 0 | 0 | 0 | 0 | 0 | 0 | 0 | 0 | 0 | 0 | 0 | 0 | 0 | 0 | 0
F2_Commercial_Lodging (WA)_New_Food Preparation_Natural Gas_Steamer_E10 | F2 | Commercial | Lodging (WA) | New | Food Preparation | Natural Gas | Steamer | E10 | RVT - Cost of Operation | 0 | 0 | 0 | 0 | 0 | 0 | 0 | 0 | 0 | 0 | 0 | 0 | 0 | 0 | 0 | 0 | 0 | 0 | 0 | 0 | 0 | 0 | 0 | 0 | 0 | 0 | 0
F3_Commercial_Lodging (WA)_New_Food Preparation_Natural Gas_Steamer_E1 | F3 | Commercial | Lodging (WA) | New | Food Preparation | Natural Gas | Steamer | E1 | System - kBTUs of Consumption | 14.6471 | 14.6471 | 14.6471 | 14.6471 | 14.6471 | 14.6471 | 14.6471 | 14.6471 | 14.6471 | 14.6471 | 14.6471 | 14.6471 | 14.6471 | 14.6471 | 14.6471 | 14.6471 | 14.6471 | 14.6471 | 14.6471 | 14.6471 | 14.6471 | 14.6471 | 14.6471 | 14.6471 | 14.6471 | 14.6471 | 14.6471
F3_Commercial_Lodging (WA)_New_Food Preparation_Natural Gas_Steamer_E2 | F3 | Commercial | Lodging (WA) | New | Food Preparation | Natural Gas | Steamer | E2 | System - kBTUs of Consumption | 2.7635 | 2.7635 | 2.7635 | 2.7635 | 2.7635 | 2.7635 | 2.7635 | 2.7635 | 2.7635 | 2.7635 | 2.7635 | 2.7635 | 2.7635 | 2.7635 | 2.7635 | 2.7635 | 2.7635 | 2.7635 | 2.7635 | 2.7635 | 2.7635 | 2.7635 | 2.7635 | 2.7635 | 2.7635 | 2.7635 | 2.7635
F3_Commercial_Lodging (WA)_New_Food Preparation_Natural Gas_Steamer_E3 | F3 | Commercial | Lodging (WA) | New | Food Preparation | Natural Gas | Steamer | E3 | System - kBTUs of Consumption | 0 | 0 | 0 | 0 | 0 | 0 | 0 | 0 | 0 | 0 | 0 | 0 | 0 | 0 | 0 | 0 | 0 | 0 | 0 | 0 | 0 | 0 | 0 | 0 | 0 | 0 | 0
F3_Commercial_Lodging (WA)_New_Food Preparation_Natural Gas_Steamer_E4 | F3 | Commercial | Lodging (WA) | New | Food Preparation | Natural Gas | Steamer | E4 | System - kBTUs of Consumption | 0 | 0 | 0 | 0 | 0 | 0 | 0 | 0 | 0 | 0 | 0 | 0 | 0 | 0 | 0 | 0 | 0 | 0 | 0 | 0 | 0 | 0 | 0 | 0 | 0 | 0 | 0
F3_Commercial_Lodging (WA)_New_Food Preparation_Natural Gas_Steamer_E5 | F3 | Commercial | Lodging (WA) | New | Food Preparation | Natural Gas | Steamer | E5 | System - kBTUs of Consumption | 0 | 0 | 0 | 0 | 0 | 0 | 0 | 0 | 0 | 0 | 0 | 0 | 0 | 0 | 0 | 0 | 0 | 0 | 0 | 0 | 0 | 0 | 0 | 0 | 0 | 0 | 0
F3_Commercial_Lodging (WA)_New_Food Preparation_Natural Gas_Steamer_E6 | F3 | Commercial | Lodging (WA) | New | Food Preparation | Natural Gas | Steamer | E6 | System - kBTUs of Consumption | 0 | 0 | 0 | 0 | 0 | 0 | 0 | 0 | 0 | 0 | 0 | 0 | 0 | 0 | 0 | 0 | 0 | 0 | 0 | 0 | 0 | 0 | 0 | 0 | 0 | 0 | 0
F3_Commercial_Lodging (WA)_New_Food Preparation_Natural Gas_Steamer_E7 | F3 | Commercial | Lodging (WA) | New | Food Preparation | Natural Gas | Steamer | E7 | System - kBTUs of Consumption | 0 | 0 | 0 | 0 | 0 | 0 | 0 | 0 | 0 | 0 | 0 | 0 | 0 | 0 | 0 | 0 | 0 | 0 | 0 | 0 | 0 | 0 | 0 | 0 | 0 | 0 | 0
F3_Commercial_Lodging (WA)_New_Food Preparation_Natural Gas_Steamer_E8 | F3 | Commercial | Lodging (WA) | New | Food Preparation | Natural Gas | Steamer | E8 | System - kBTUs of Consumption | 0 | 0 | 0 | 0 | 0 | 0 | 0 | 0 | 0 | 0 | 0 | 0 | 0 | 0 | 0 | 0 | 0 | 0 | 0 | 0 | 0 | 0 | 0 | 0 | 0 | 0 | 0
F3_Commercial_Lodging (WA)_New_Food Preparation_Natural Gas_Steamer_E9 | F3 | Commercial | Lodging (WA) | New | Food Preparation | Natural Gas | Steamer | E9 | System - kBTUs of Consumption | 0 | 0 | 0 | 0 | 0 | 0 | 0 | 0 | 0 | 0 | 0 | 0 | 0 | 0 | 0 | 0 | 0 | 0 | 0 | 0 | 0 | 0 | 0 | 0 | 0 | 0 | 0
F3_Commercial_Lodging (WA)_New_Food Preparation_Natural Gas_Steamer_E10 | F3 | Commercial | Lodging (WA) | New | Food Preparation | Natural Gas | Steamer | E10 | System - kBTUs of Consumption | 0 | 0 | 0 | 0 | 0 | 0 | 0 | 0 | 0 | 0 | 0 | 0 | 0 | 0 | 0 | 0 | 0 | 0 | 0 | 0 | 0 | 0 | 0 | 0 | 0 | 0 | 0
F4_Commercial_Lodging (WA)_New_Food Preparation_Natural Gas_Steamer_E1 | F4 | Commercial | Lodging (WA) | New | Food Preparation | Natural Gas | Steamer | E1 | Utility - Cost of Equipment | 0.00081039 | 0.00081039 | 0.00081039 | 0.00081039 | 0.00081039 | 0.00081039 | 0.00081039 | 0.00081039 | 0.00081039 | 0.00081039 | 0.00081039 | 0.00081039 | 0.00081039 | 0.00081039 | 0.00081039 | 0.00081039 | 0.00081039 | 0.00081039 | 0.00081039 | 0.00081039 | 0.00081039 | 0.00081039 | 0.00081039 | 0.00081039 | 0.00081039 | 0.00081039 | 0.00081039
F4_Commercial_Lodging (WA)_New_Food Preparation_Natural Gas_Steamer_E2 | F4 | Commercial | Lodging (WA) | New | Food Preparation | Natural Gas | Steamer | E2 | Utility - Cost of Equipment | 0.00087076 | 0.00087076 | 0.00087076 | 0.00087076 | 0.00087076 | 0.00087076 | 0.00087076 | 0.00087076 | 0.00087076 | 0.00087076 | 0.00087076 | 0.00087076 | 0.00087076 | 0.00087076 | 0.00087076 | 0.00087076 | 0.00087076 | 0.00087076 | 0.00087076 | 0.00087076 | 0.00087076 | 0.00087076 | 0.00087076 | 0.00087076 | 0.00087076 | 0.00087076 | 0.00087076
F4_Commercial_Lodging (WA)_New_Food Preparation_Natural Gas_Steamer_E3 | F4 | Commercial | Lodging (WA) | New | Food Preparation | Natural Gas | Steamer | E3 | Utility - Cost of Equipment | 0 | 0 | 0 | 0 | 0 | 0 | 0 | 0 | 0 | 0 | 0 | 0 | 0 | 0 | 0 | 0 | 0 | 0 | 0 | 0 | 0 | 0 | 0 | 0 | 0 | 0 | 0
F4_Commercial_Lodging (WA)_New_Food Preparation_Natural Gas_Steamer_E4 | F4 | Commercial | Lodging (WA) | New | Food Preparation | Natural Gas | Steamer | E4 | Utility - Cost of Equipment | 0 | 0 | 0 | 0 | 0 | 0 | 0 | 0 | 0 | 0 | 0 | 0 | 0 | 0 | 0 | 0 | 0 | 0 | 0 | 0 | 0 | 0 | 0 | 0 | 0 | 0 | 0
F4_Commercial_Lodging (WA)_New_Food Preparation_Natural Gas_Steamer_E5 | F4 | Commercial | Lodging (WA) | New | Food Preparation | Natural Gas | Steamer | E5 | Utility - Cost of Equipment | 0 | 0 | 0 | 0 | 0 | 0 | 0 | 0 | 0 | 0 | 0 | 0 | 0 | 0 | 0 | 0 | 0 | 0 | 0 | 0 | 0 | 0 | 0 | 0 | 0 | 0 | 0
F4_Commercial_Lodging (WA)_New_Food Preparation_Natural Gas_Steamer_E6 | F4 | Commercial | Lodging (WA) | New | Food Preparation | Natural Gas | Steamer | E6 | Utility - Cost of Equipment | 0 | 0 | 0 | 0 | 0 | 0 | 0 | 0 | 0 | 0 | 0 | 0 | 0 | 0 | 0 | 0 | 0 | 0 | 0 | 0 | 0 | 0 | 0 | 0 | 0 | 0 | 0
F4_Commercial_Lodging (WA)_New_Food Preparation_Natural Gas_Steamer_E7 | F4 | Commercial | Lodging (WA) | New | Food Preparation | Natural Gas | Steamer | E7 | Utility - Cost of Equipment | 0 | 0 | 0 | 0 | 0 | 0 | 0 | 0 | 0 | 0 | 0 | 0 | 0 | 0 | 0 | 0 | 0 | 0 | 0 | 0 | 0 | 0 | 0 | 0 | 0 | 0 | 0
F4_Commercial_Lodging (WA)_New_Food Preparation_Natural Gas_Steamer_E8 | F4 | Commercial | Lodging (WA) | New | Food Preparation | Natural Gas | Steamer | E8 | Utility - Cost of Equipment | 0 | 0 | 0 | 0 | 0 | 0 | 0 | 0 | 0 | 0 | 0 | 0 | 0 | 0 | 0 | 0 | 0 | 0 | 0 | 0 | 0 | 0 | 0 | 0 | 0 | 0 | 0
F4_Commercial_Lodging (WA)_New_Food Preparation_Natural Gas_Steamer_E9 | F4 | Commercial | Lodging (WA) | New | Food Preparation | Natural Gas | Steamer | E9 | Utility - Cost of Equipment | 0 | 0 | 0 | 0 | 0 | 0 | 0 | 0 | 0 | 0 | 0 | 0 | 0 | 0 | 0 | 0 | 0 | 0 | 0 | 0 | 0 | 0 | 0 | 0 | 0 | 0 | 0
F4_Commercial_Lodging (WA)_New_Food Preparation_Natural Gas_Steamer_E10 | F4 | Commercial | Lodging (WA) | New | Food Preparation | Natural Gas | Steamer | E10 | Utility - Cost of Equipment | 0 | 0 | 0 | 0 | 0 | 0 | 0 | 0 | 0 | 0 | 0 | 0 | 0 | 0 | 0 | 0 | 0 | 0 | 0 | 0 | 0 | 0 | 0 | 0 | 0 | 0 | 0
F5_Commercial_Lodging (WA)_New_Food Preparation_Natural Gas_Steamer_E1 | F5 | Commercial | Lodging (WA) | New | Food Preparation | Natural Gas | Steamer | E1 | Utility - Cost of Operation | 0.052129 | 0.053443 | 0.054999 | 0.056783 | 0.0588 | 0.061254 | 0.06378 | 0.066282 | 0.068691 | 0.071132 | 0.073075 | 0.074896 | 0.076851 | 0.078766 | 0.080477 | 0.082079 | 0.083516 | 0.084934 | 0.086449 | 0.087927 | 0.089445 | 0.091023 | 0.092618 | 0.094264 | 0.095939 | 0.097643 | 0.099378
F5_Commercial_Lodging (WA)_New_Food Preparation_Natural Gas_Steamer_E2 | F5 | Commercial | Lodging (WA) | New | Food Preparation | Natural Gas | Steamer | E2 | Utility - Cost of Operation | 0.0098354 | 0.010083 | 0.010377 | 0.010713 | 0.011094 | 0.011557 | 0.012034 | 0.012506 | 0.01296 | 0.013421 | 0.013787 | 0.014131 | 0.0145 | 0.014861 | 0.015184 | 0.015486 | 0.015757 | 0.016025 | 0.016311 | 0.01659 | 0.016876 | 0.017174 | 0.017475 | 0.017785 | 0.018101 | 0.018423 | 0.01875
F5_Commercial_Lodging (WA)_New_Food Preparation_Natural Gas_Steamer_E3 | F5 | Commercial | Lodging (WA) | New | Food Preparation | Natural Gas | Steamer | E3 | Utility - Cost of Operation | 0 | 0 | 0 | 0 | 0 | 0 | 0 | 0 | 0 | 0 | 0 | 0 | 0 | 0 | 0 | 0 | 0 | 0 | 0 | 0 | 0 | 0 | 0 | 0 | 0 | 0 | 0
F5_Commercial_Lodging (WA)_New_Food Preparation_Natural Gas_Steamer_E4 | F5 | Commercial | Lodging (WA) | New | Food Preparation | Natural Gas | Steamer | E4 | Utility - Cost of Operation | 0 | 0 | 0 | 0 | 0 | 0 | 0 | 0 | 0 | 0 | 0 | 0 | 0 | 0 | 0 | 0 | 0 | 0 | 0 | 0 | 0 | 0 | 0 | 0 | 0 | 0 | 0
F5_Commercial_Lodging (WA)_New_Food Preparation_Natural Gas_Steamer_E5 | F5 | Commercial | Lodging (WA) | New | Food Preparation | Natural Gas | Steamer | E5 | Utility - Cost of Operation | 0 | 0 | 0 | 0 | 0 | 0 | 0 | 0 | 0 | 0 | 0 | 0 | 0 | 0 | 0 | 0 | 0 | 0 | 0 | 0 | 0 | 0 | 0 | 0 | 0 | 0 | 0
F5_Commercial_Lodging (WA)_New_Food Preparation_Natural Gas_Steamer_E6 | F5 | Commercial | Lodging (WA) | New | Food Preparation | Natural Gas | Steamer | E6 | Utility - Cost of Operation | 0 | 0 | 0 | 0 | 0 | 0 | 0 | 0 | 0 | 0 | 0 | 0 | 0 | 0 | 0 | 0 | 0 | 0 | 0 | 0 | 0 | 0 | 0 | 0 | 0 | 0 | 0
F5_Commercial_Lodging (WA)_New_Food Preparation_Natural Gas_Steamer_E7 | F5 | Commercial | Lodging (WA) | New | Food Preparation | Natural Gas | Steamer | E7 | Utility - Cost of Operation | 0 | 0 | 0 | 0 | 0 | 0 | 0 | 0 | 0 | 0 | 0 | 0 | 0 | 0 | 0 | 0 | 0 | 0 | 0 | 0 | 0 | 0 | 0 | 0 | 0 | 0 | 0
F5_Commercial_Lodging (WA)_New_Food Preparation_Natural Gas_Steamer_E8 | F5 | Commercial | Lodging (WA) | New | Food Preparation | Natural Gas | Steamer | E8 | Utility - Cost of Operation | 0 | 0 | 0 | 0 | 0 | 0 | 0 | 0 | 0 | 0 | 0 | 0 | 0 | 0 | 0 | 0 | 0 | 0 | 0 | 0 | 0 | 0 | 0 | 0 | 0 | 0 | 0
F5_Commercial_Lodging (WA)_New_Food Preparation_Natural Gas_Steamer_E9 | F5 | Commercial | Lodging (WA) | New | Food Preparation | Natural Gas | Steamer | E9 | Utility - Cost of Operation | 0 | 0 | 0 | 0 | 0 | 0 | 0 | 0 | 0 | 0 | 0 | 0 | 0 | 0 | 0 | 0 | 0 | 0 | 0 | 0 | 0 | 0 | 0 | 0 | 0 | 0 | 0
F5_Commercial_Lodging (WA)_New_Food Preparation_Natural Gas_Steamer_E10 | F5 | Commercial | Lodging (WA) | New | Food Preparation | Natural Gas | Steamer | E10 | Utility - Cost of Operation | 0 | 0 | 0 | 0 | 0 | 0 | 0 | 0 | 0 | 0 | 0 | 0 | 0 | 0 | 0 | 0 | 0 | 0 | 0 | 0 | 0 | 0 | 0 | 0 | 0 | 0 | 0
F6_Commercial_Lodging (WA)_New_Food Preparation_Natural Gas_Steamer_E1 | F6 | Commercial | Lodging (WA) | New | Food Preparation | Natural Gas | Steamer | E1 | Utility - Value of Sales | 0.061397 | 0.062557 | 0.063919 | 0.065506 | 0.067324 | 0.069593 | 0.071869 | 0.074029 | 0.075985 | 0.077881 | 0.079845 | 0.08163 | 0.083515 | 0.085298 | 0.086831 | 0.088215 | 0.089386 | 0.090504 | 0.091693 | 0.092803 | 0.093917 | 0.095575 | 0.097249 | 0.098977 | 0.10074 | 0.10253 | 0.10435
F6_Commercial_Lodging (WA)_New_Food Preparation_Natural Gas_Steamer_E2 | F6 | Commercial | Lodging (WA) | New | Food Preparation | Natural Gas | Steamer | E2 | Utility - Value of Sales | 0.011584 | 0.011803 | 0.01206 | 0.012359 | 0.012702 | 0.01313 | 0.01356 | 0.013967 | 0.014336 | 0.014694 | 0.015065 | 0.015402 | 0.015757 | 0.016093 | 0.016383 | 0.016644 | 0.016865 | 0.017076 | 0.0173 | 0.01751 | 0.01772 | 0.018032 | 0.018348 | 0.018674 | 0.019006 | 0.019344 | 0.019687
F6_Commercial_Lodging (WA)_New_Food Preparation_Natural Gas_Steamer_E3 | F6 | Commercial | Lodging (WA) | New | Food Preparation | Natural Gas | Steamer | E3 | Utility - Value of Sales | 0 | 0 | 0 | 0 | 0 | 0 | 0 | 0 | 0 | 0 | 0 | 0 | 0 | 0 | 0 | 0 | 0 | 0 | 0 | 0 | 0 | 0 | 0 | 0 | 0 | 0 | 0
F6_Commercial_Lodging (WA)_New_Food Preparation_Natural Gas_Steamer_E4 | F6 | Commercial | Lodging (WA) | New | Food Preparation | Natural Gas | Steamer | E4 | Utility - Value of Sales | 0 | 0 | 0 | 0 | 0 | 0 | 0 | 0 | 0 | 0 | 0 | 0 | 0 | 0 | 0 | 0 | 0 | 0 | 0 | 0 | 0 | 0 | 0 | 0 | 0 | 0 | 0
F6_Commercial_Lodging (WA)_New_Food Preparation_Natural Gas_Steamer_E5 | F6 | Commercial | Lodging (WA) | New | Food Preparation | Natural Gas | Steamer | E5 | Utility - Value of Sales | 0 | 0 | 0 | 0 | 0 | 0 | 0 | 0 | 0 | 0 | 0 | 0 | 0 | 0 | 0 | 0 | 0 | 0 | 0 | 0 | 0 | 0 | 0 | 0 | 0 | 0 | 0
F6_Commercial_Lodging (WA)_New_Food Preparation_Natural Gas_Steamer_E6 | F6 | Commercial | Lodging (WA) | New | Food Preparation | Natural Gas | Steamer | E6 | Utility - Value of Sales | 0 | 0 | 0 | 0 | 0 | 0 | 0 | 0 | 0 | 0 | 0 | 0 | 0 | 0 | 0 | 0 | 0 | 0 | 0 | 0 | 0 | 0 | 0 | 0 | 0 | 0 | 0
F6_Commercial_Lodging (WA)_New_Food Preparation_Natural Gas_Steamer_E7 | F6 | Commercial | Lodging (WA) | New | Food Preparation | Natural Gas | Steamer | E7 | Utility - Value of Sales | 0 | 0 | 0 | 0 | 0 | 0 | 0 | 0 | 0 | 0 | 0 | 0 | 0 | 0 | 0 | 0 | 0 | 0 | 0 | 0 | 0 | 0 | 0 | 0 | 0 | 0 | 0
F6_Commercial_Lodging (WA)_New_Food Preparation_Natural Gas_Steamer_E8 | F6 | Commercial | Lodging (WA) | New | Food Preparation | Natural Gas | Steamer | E8 | Utility - Value of Sales | 0 | 0 | 0 | 0 | 0 | 0 | 0 | 0 | 0 | 0 | 0 | 0 | 0 | 0 | 0 | 0 | 0 | 0 | 0 | 0 | 0 | 0 | 0 | 0 | 0 | 0 | 0
F6_Commercial_Lodging (WA)_New_Food Preparation_Natural Gas_Steamer_E9 | F6 | Commercial | Lodging (WA) | New | Food Preparation | Natural Gas | Steamer | E9 | Utility - Value of Sales | 0 | 0 | 0 | 0 | 0 | 0 | 0 | 0 | 0 | 0 | 0 | 0 | 0 | 0 | 0 | 0 | 0 | 0 | 0 | 0 | 0 | 0 | 0 | 0 | 0 | 0 | 0
F6_Commercial_Lodging (WA)_New_Food Preparation_Natural Gas_Steamer_E10 | F6 | Commercial | Lodging (WA) | New | Food Preparation | Natural Gas | Steamer | E10 | Utility - Value of Sales | 0 | 0 | 0 | 0 | 0 | 0 | 0 | 0 | 0 | 0 | 0 | 0 | 0 | 0 | 0 | 0 | 0 | 0 | 0 | 0 | 0 | 0 | 0 | 0 | 0 | 0 | 0
F1_Commercial_Lodging (WA)_New_Food Preparation_Natural Gas_Food Prep Other_E1 | F1 | Commercial | Lodging (WA) | New | Food Preparation | Natural Gas | Food Prep Other | E1 | RVT - Cost of Equipment | 0.0035083 | 0.0035083 | 0.0035083 | 0.0035083 | 0.0035083 | 0.0035083 | 0.0035083 | 0.0035083 | 0.0035083 | 0.0035083 | 0.0035083 | 0.0035083 | 0.0035083 | 0.0035083 | 0.0035083 | 0.0035083 | 0.0035083 | 0.0035083 | 0.0035083 | 0.0035083 | 0.0035083 | 0.0035083 | 0.0035083 | 0.0035083 | 0.0035083 | 0.0035083 | 0.0035083
F1_Commercial_Lodging (WA)_New_Food Preparation_Natural Gas_Food Prep Other_E2 | F1 | Commercial | Lodging (WA) | New | Food Preparation | Natural Gas | Food Prep Other | E2 | RVT - Cost of Equipment | 0.0035118 | 0.0035118 | 0.0035118 | 0.0035118 | 0.0035118 | 0.0035118 | 0.0035118 | 0.0035118 | 0.0035118 | 0.0035118 | 0.0035118 | 0.0035118 | 0.0035118 | 0.0035118 | 0.0035118 | 0.0035118 | 0.0035118 | 0.0035118 | 0.0035118 | 0.0035118 | 0.0035118 | 0.0035118 | 0.0035118 | 0.0035118 | 0.0035118 | 0.0035118 | 0.0035118
F1_Commercial_Lodging (WA)_New_Food Preparation_Natural Gas_Food Prep Other_E3 | F1 | Commercial | Lodging (WA) | New | Food Preparation | Natural Gas | Food Prep Other | E3 | RVT - Cost of Equipment | 0 | 0 | 0 | 0 | 0 | 0 | 0 | 0 | 0 | 0 | 0 | 0 | 0 | 0 | 0 | 0 | 0 | 0 | 0 | 0 | 0 | 0 | 0 | 0 | 0 | 0 | 0
F1_Commercial_Lodging (WA)_New_Food Preparation_Natural Gas_Food Prep Other_E4 | F1 | Commercial | Lodging (WA) | New | Food Preparation | Natural Gas | Food Prep Other | E4 | RVT - Cost of Equipment | 0 | 0 | 0 | 0 | 0 | 0 | 0 | 0 | 0 | 0 | 0 | 0 | 0 | 0 | 0 | 0 | 0 | 0 | 0 | 0 | 0 | 0 | 0 | 0 | 0 | 0 | 0
F1_Commercial_Lodging (WA)_New_Food Preparation_Natural Gas_Food Prep Other_E5 | F1 | Commercial | Lodging (WA) | New | Food Preparation | Natural Gas | Food Prep Other | E5 | RVT - Cost of Equipment | 0 | 0 | 0 | 0 | 0 | 0 | 0 | 0 | 0 | 0 | 0 | 0 | 0 | 0 | 0 | 0 | 0 | 0 | 0 | 0 | 0 | 0 | 0 | 0 | 0 | 0 | 0
F1_Commercial_Lodging (WA)_New_Food Preparation_Natural Gas_Food Prep Other_E6 | F1 | Commercial | Lodging (WA) | New | Food Preparation | Natural Gas | Food Prep Other | E6 | RVT - Cost of Equipment | 0 | 0 | 0 | 0 | 0 | 0 | 0 | 0 | 0 | 0 | 0 | 0 | 0 | 0 | 0 | 0 | 0 | 0 | 0 | 0 | 0 | 0 | 0 | 0 | 0 | 0 | 0
F1_Commercial_Lodging (WA)_New_Food Preparation_Natural Gas_Food Prep Other_E7 | F1 | Commercial | Lodging (WA) | New | Food Preparation | Natural Gas | Food Prep Other | E7 | RVT - Cost of Equipment | 0 | 0 | 0 | 0 | 0 | 0 | 0 | 0 | 0 | 0 | 0 | 0 | 0 | 0 | 0 | 0 | 0 | 0 | 0 | 0 | 0 | 0 | 0 | 0 | 0 | 0 | 0
F1_Commercial_Lodging (WA)_New_Food Preparation_Natural Gas_Food Prep Other_E8 | F1 | Commercial | Lodging (WA) | New | Food Preparation | Natural Gas | Food Prep Other | E8 | RVT - Cost of Equipment | 0 | 0 | 0 | 0 | 0 | 0 | 0 | 0 | 0 | 0 | 0 | 0 | 0 | 0 | 0 | 0 | 0 | 0 | 0 | 0 | 0 | 0 | 0 | 0 | 0 | 0 | 0
F1_Commercial_Lodging (WA)_New_Food Preparation_Natural Gas_Food Prep Other_E9 | F1 | Commercial | Lodging (WA) | New | Food Preparation | Natural Gas | Food Prep Other | E9 | RVT - Cost of Equipment | 0 | 0 | 0 | 0 | 0 | 0 | 0 | 0 | 0 | 0 | 0 | 0 | 0 | 0 | 0 | 0 | 0 | 0 | 0 | 0 | 0 | 0 | 0 | 0 | 0 | 0 | 0
F1_Commercial_Lodging (WA)_New_Food Preparation_Natural Gas_Food Prep Other_E10 | F1 | Commercial | Lodging (WA) | New | Food Preparation | Natural Gas | Food Prep Other | E10 | RVT - Cost of Equipment | 0 | 0 | 0 | 0 | 0 | 0 | 0 | 0 | 0 | 0 | 0 | 0 | 0 | 0 | 0 | 0 | 0 | 0 | 0 | 0 | 0 | 0 | 0 | 0 | 0 | 0 | 0
F2_Commercial_Lodging (WA)_New_Food Preparation_Natural Gas_Food Prep Other_E1 | F2 | Commercial | Lodging (WA) | New | Food Preparation | Natural Gas | Food Prep Other | E1 | RVT - Cost of Operation | 0.01297 | 0.013186 | 0.013449 | 0.013769 | 0.014149 | 0.014652 | 0.015168 | 0.015667 | 0.016126 | 0.016567 | 0.017021 | 0.017425 | 0.017847 | 0.018238 | 0.018566 | 0.018858 | 0.019096 | 0.019321 | 0.019563 | 0.019785 | 0.020006 | 0.020359 | 0.020715 | 0.021083 | 0.021457 | 0.021839 | 0.022227
F2_Commercial_Lodging (WA)_New_Food Preparation_Natural Gas_Food Prep Other_E2 | F2 | Commercial | Lodging (WA) | New | Food Preparation | Natural Gas | Food Prep Other | E2 | RVT - Cost of Operation | 0.01297 | 0.013186 | 0.013449 | 0.013769 | 0.014149 | 0.014652 | 0.015168 | 0.015667 | 0.016126 | 0.016567 | 0.01702 | 0.017425 | 0.017847 | 0.018237 | 0.018566 | 0.018857 | 0.019096 | 0.019321 | 0.019563 | 0.019784 | 0.020006 | 0.020359 | 0.020715 | 0.021083 | 0.021457 | 0.021839 | 0.022227
F2_Commercial_Lodging (WA)_New_Food Preparation_Natural Gas_Food Prep Other_E3 | F2 | Commercial | Lodging (WA) | New | Food Preparation | Natural Gas | Food Prep Other | E3 | RVT - Cost of Operation | 0 | 0 | 0 | 0 | 0 | 0 | 0 | 0 | 0 | 0 | 0 | 0 | 0 | 0 | 0 | 0 | 0 | 0 | 0 | 0 | 0 | 0 | 0 | 0 | 0 | 0 | 0
F2_Commercial_Lodging (WA)_New_Food Preparation_Natural Gas_Food Prep Other_E4 | F2 | Commercial | Lodging (WA) | New | Food Preparation | Natural Gas | Food Prep Other | E4 | RVT - Cost of Operation | 0 | 0 | 0 | 0 | 0 | 0 | 0 | 0 | 0 | 0 | 0 | 0 | 0 | 0 | 0 | 0 | 0 | 0 | 0 | 0 | 0 | 0 | 0 | 0 | 0 | 0 | 0
F2_Commercial_Lodging (WA)_New_Food Preparation_Natural Gas_Food Prep Other_E5 | F2 | Commercial | Lodging (WA) | New | Food Preparation | Natural Gas | Food Prep Other | E5 | RVT - Cost of Operation | 0 | 0 | 0 | 0 | 0 | 0 | 0 | 0 | 0 | 0 | 0 | 0 | 0 | 0 | 0 | 0 | 0 | 0 | 0 | 0 | 0 | 0 | 0 | 0 | 0 | 0 | 0
F2_Commercial_Lodging (WA)_New_Food Preparation_Natural Gas_Food Prep Other_E6 | F2 | Commercial | Lodging (WA) | New | Food Preparation | Natural Gas | Food Prep Other | E6 | RVT - Cost of Operation | 0 | 0 | 0 | 0 | 0 | 0 | 0 | 0 | 0 | 0 | 0 | 0 | 0 | 0 | 0 | 0 | 0 | 0 | 0 | 0 | 0 | 0 | 0 | 0 | 0 | 0 | 0
F2_Commercial_Lodging (WA)_New_Food Preparation_Natural Gas_Food Prep Other_E7 | F2 | Commercial | Lodging (WA) | New | Food Preparation | Natural Gas | Food Prep Other | E7 | RVT - Cost of Operation | 0 | 0 | 0 | 0 | 0 | 0 | 0 | 0 | 0 | 0 | 0 | 0 | 0 | 0 | 0 | 0 | 0 | 0 | 0 | 0 | 0 | 0 | 0 | 0 | 0 | 0 | 0
F2_Commercial_Lodging (WA)_New_Food Preparation_Natural Gas_Food Prep Other_E8 | F2 | Commercial | Lodging (WA) | New | Food Preparation | Natural Gas | Food Prep Other | E8 | RVT - Cost of Operation | 0 | 0 | 0 | 0 | 0 | 0 | 0 | 0 | 0 | 0 | 0 | 0 | 0 | 0 | 0 | 0 | 0 | 0 | 0 | 0 | 0 | 0 | 0 | 0 | 0 | 0 | 0
F2_Commercial_Lodging (WA)_New_Food Preparation_Natural Gas_Food Prep Other_E9 | F2 | Commercial | Lodging (WA) | New | Food Preparation | Natural Gas | Food Prep Other | E9 | RVT - Cost of Operation | 0 | 0 | 0 | 0 | 0 | 0 | 0 | 0 | 0 | 0 | 0 | 0 | 0 | 0 | 0 | 0 | 0 | 0 | 0 | 0 | 0 | 0 | 0 | 0 | 0 | 0 | 0
F2_Commercial_Lodging (WA)_New_Food Preparation_Natural Gas_Food Prep Other_E10 | F2 | Commercial | Lodging (WA) | New | Food Preparation | Natural Gas | Food Prep Other | E10 | RVT - Cost of Operation | 0 | 0 | 0 | 0 | 0 | 0 | 0 | 0 | 0 | 0 | 0 | 0 | 0 | 0 | 0 | 0 | 0 | 0 | 0 | 0 | 0 | 0 | 0 | 0 | 0 | 0 | 0
F3_Commercial_Lodging (WA)_New_Food Preparation_Natural Gas_Food Prep Other_E1 | F3 | Commercial | Lodging (WA) | New | Food Preparation | Natural Gas | Food Prep Other | E1 | System - kBTUs of Consumption | 3.1439 | 3.1439 | 3.1439 | 3.1439 | 3.1439 | 3.1439 | 3.1439 | 3.1439 | 3.1439 | 3.1439 | 3.1439 | 3.1439 | 3.1439 | 3.1439 | 3.1439 | 3.1439 | 3.1439 | 3.1439 | 3.1439 | 3.1439 | 3.1439 | 3.1439 | 3.1439 | 3.1439 | 3.1439 | 3.1439 | 3.1439
F3_Commercial_Lodging (WA)_New_Food Preparation_Natural Gas_Food Prep Other_E2 | F3 | Commercial | Lodging (WA) | New | Food Preparation | Natural Gas | Food Prep Other | E2 | System - kBTUs of Consumption | 3.1438 | 3.1438 | 3.1438 | 3.1438 | 3.1438 | 3.1438 | 3.1438 | 3.1438 | 3.1438 | 3.1438 | 3.1438 | 3.1438 | 3.1438 | 3.1438 | 3.1438 | 3.1438 | 3.1438 | 3.1438 | 3.1438 | 3.1438 | 3.1438 | 3.1438 | 3.1438 | 3.1438 | 3.1438 | 3.1438 | 3.1438
F3_Commercial_Lodging (WA)_New_Food Preparation_Natural Gas_Food Prep Other_E3 | F3 | Commercial | Lodging (WA) | New | Food Preparation | Natural Gas | Food Prep Other | E3 | System - kBTUs of Consumption | 0 | 0 | 0 | 0 | 0 | 0 | 0 | 0 | 0 | 0 | 0 | 0 | 0 | 0 | 0 | 0 | 0 | 0 | 0 | 0 | 0 | 0 | 0 | 0 | 0 | 0 | 0
F3_Commercial_Lodging (WA)_New_Food Preparation_Natural Gas_Food Prep Other_E4 | F3 | Commercial | Lodging (WA) | New | Food Preparation | Natural Gas | Food Prep Other | E4 | System - kBTUs of Consumption | 0 | 0 | 0 | 0 | 0 | 0 | 0 | 0 | 0 | 0 | 0 | 0 | 0 | 0 | 0 | 0 | 0 | 0 | 0 | 0 | 0 | 0 | 0 | 0 | 0 | 0 | 0
F3_Commercial_Lodging (WA)_New_Food Preparation_Natural Gas_Food Prep Other_E5 | F3 | Commercial | Lodging (WA) | New | Food Preparation | Natural Gas | Food Prep Other | E5 | System - kBTUs of Consumption | 0 | 0 | 0 | 0 | 0 | 0 | 0 | 0 | 0 | 0 | 0 | 0 | 0 | 0 | 0 | 0 | 0 | 0 | 0 | 0 | 0 | 0 | 0 | 0 | 0 | 0 | 0
F3_Commercial_Lodging (WA)_New_Food Preparation_Natural Gas_Food Prep Other_E6 | F3 | Commercial | Lodging (WA) | New | Food Preparation | Natural Gas | Food Prep Other | E6 | System - kBTUs of Consumption | 0 | 0 | 0 | 0 | 0 | 0 | 0 | 0 | 0 | 0 | 0 | 0 | 0 | 0 | 0 | 0 | 0 | 0 | 0 | 0 | 0 | 0 | 0 | 0 | 0 | 0 | 0
F3_Commercial_Lodging (WA)_New_Food Preparation_Natural Gas_Food Prep Other_E7 | F3 | Commercial | Lodging (WA) | New | Food Preparation | Natural Gas | Food Prep Other | E7 | System - kBTUs of Consumption | 0 | 0 | 0 | 0 | 0 | 0 | 0 | 0 | 0 | 0 | 0 | 0 | 0 | 0 | 0 | 0 | 0 | 0 | 0 | 0 | 0 | 0 | 0 | 0 | 0 | 0 | 0
F3_Commercial_Lodging (WA)_New_Food Preparation_Natural Gas_Food Prep Other_E8 | F3 | Commercial | Lodging (WA) | New | Food Preparation | Natural Gas | Food Prep Other | E8 | System - kBTUs of Consumption | 0 | 0 | 0 | 0 | 0 | 0 | 0 | 0 | 0 | 0 | 0 | 0 | 0 | 0 | 0 | 0 | 0 | 0 | 0 | 0 | 0 | 0 | 0 | 0 | 0 | 0 | 0
F3_Commercial_Lodging (WA)_New_Food Preparation_Natural Gas_Food Prep Other_E9 | F3 | Commercial | Lodging (WA) | New | Food Preparation | Natural Gas | Food Prep Other | E9 | System - kBTUs of Consumption | 0 | 0 | 0 | 0 | 0 | 0 | 0 | 0 | 0 | 0 | 0 | 0 | 0 | 0 | 0 | 0 | 0 | 0 | 0 | 0 | 0 | 0 | 0 | 0 | 0 | 0 | 0
F3_Commercial_Lodging (WA)_New_Food Preparation_Natural Gas_Food Prep Other_E10 | F3 | Commercial | Lodging (WA) | New | Food Preparation | Natural Gas | Food Prep Other | E10 | System - kBTUs of Consumption | 0 | 0 | 0 | 0 | 0 | 0 | 0 | 0 | 0 | 0 | 0 | 0 | 0 | 0 | 0 | 0 | 0 | 0 | 0 | 0 | 0 | 0 | 0 | 0 | 0 | 0 | 0
F4_Commercial_Lodging (WA)_New_Food Preparation_Natural Gas_Food Prep Other_E1 | F4 | Commercial | Lodging (WA) | New | Food Preparation | Natural Gas | Food Prep Other | E1 | Utility - Cost of Equipment | 0.0035083 | 0.0035083 | 0.0035083 | 0.0035083 | 0.0035083 | 0.0035083 | 0.0035083 | 0.0035083 | 0.0035083 | 0.0035083 | 0.0035083 | 0.0035083 | 0.0035083 | 0.0035083 | 0.0035083 | 0.0035083 | 0.0035083 | 0.0035083 | 0.0035083 | 0.0035083 | 0.0035083 | 0.0035083 | 0.0035083 | 0.0035083 | 0.0035083 | 0.0035083 | 0.0035083
F4_Commercial_Lodging (WA)_New_Food Preparation_Natural Gas_Food Prep Other_E2 | F4 | Commercial | Lodging (WA) | New | Food Preparation | Natural Gas | Food Prep Other | E2 | Utility - Cost of Equipment | 0.0035118 | 0.0035118 | 0.0035118 | 0.0035118 | 0.0035118 | 0.0035118 | 0.0035118 | 0.0035118 | 0.0035118 | 0.0035118 | 0.0035118 | 0.0035118 | 0.0035118 | 0.0035118 | 0.0035118 | 0.0035118 | 0.0035118 | 0.0035118 | 0.0035118 | 0.0035118 | 0.0035118 | 0.0035118 | 0.0035118 | 0.0035118 | 0.0035118 | 0.0035118 | 0.0035118
F4_Commercial_Lodging (WA)_New_Food Preparation_Natural Gas_Food Prep Other_E3 | F4 | Commercial | Lodging (WA) | New | Food Preparation | Natural Gas | Food Prep Other | E3 | Utility - Cost of Equipment | 0 | 0 | 0 | 0 | 0 | 0 | 0 | 0 | 0 | 0 | 0 | 0 | 0 | 0 | 0 | 0 | 0 | 0 | 0 | 0 | 0 | 0 | 0 | 0 | 0 | 0 | 0
F4_Commercial_Lodging (WA)_New_Food Preparation_Natural Gas_Food Prep Other_E4 | F4 | Commercial | Lodging (WA) | New | Food Preparation | Natural Gas | Food Prep Other | E4 | Utility - Cost of Equipment | 0 | 0 | 0 | 0 | 0 | 0 | 0 | 0 | 0 | 0 | 0 | 0 | 0 | 0 | 0 | 0 | 0 | 0 | 0 | 0 | 0 | 0 | 0 | 0 | 0 | 0 | 0
F4_Commercial_Lodging (WA)_New_Food Preparation_Natural Gas_Food Prep Other_E5 | F4 | Commercial | Lodging (WA) | New | Food Preparation | Natural Gas | Food Prep Other | E5 | Utility - Cost of Equipment | 0 | 0 | 0 | 0 | 0 | 0 | 0 | 0 | 0 | 0 | 0 | 0 | 0 | 0 | 0 | 0 | 0 | 0 | 0 | 0 | 0 | 0 | 0 | 0 | 0 | 0 | 0
F4_Commercial_Lodging (WA)_New_Food Preparation_Natural Gas_Food Prep Other_E6 | F4 | Commercial | Lodging (WA) | New | Food Preparation | Natural Gas | Food Prep Other | E6 | Utility - Cost of Equipment | 0 | 0 | 0 | 0 | 0 | 0 | 0 | 0 | 0 | 0 | 0 | 0 | 0 | 0 | 0 | 0 | 0 | 0 | 0 | 0 | 0 | 0 | 0 | 0 | 0 | 0 | 0
F4_Commercial_Lodging (WA)_New_Food Preparation_Natural Gas_Food Prep Other_E7 | F4 | Commercial | Lodging (WA) | New | Food Preparation | Natural Gas | Food Prep Other | E7 | Utility - Cost of Equipment | 0 | 0 | 0 | 0 | 0 | 0 | 0 | 0 | 0 | 0 | 0 | 0 | 0 | 0 | 0 | 0 | 0 | 0 | 0 | 0 | 0 | 0 | 0 | 0 | 0 | 0 | 0
F4_Commercial_Lodging (WA)_New_Food Preparation_Natural Gas_Food Prep Other_E8 | F4 | Commercial | Lodging (WA) | New | Food Preparation | Natural Gas | Food Prep Other | E8 | Utility - Cost of Equipment | 0 | 0 | 0 | 0 | 0 | 0 | 0 | 0 | 0 | 0 | 0 | 0 | 0 | 0 | 0 | 0 | 0 | 0 | 0 | 0 | 0 | 0 | 0 | 0 | 0 | 0 | 0
F4_Commercial_Lodging (WA)_New_Food Preparation_Natural Gas_Food Prep Other_E9 | F4 | Commercial | Lodging (WA) | New | Food Preparation | Natural Gas | Food Prep Other | E9 | Utility - Cost of Equipment | 0 | 0 | 0 | 0 | 0 | 0 | 0 | 0 | 0 | 0 | 0 | 0 | 0 | 0 | 0 | 0 | 0 | 0 | 0 | 0 | 0 | 0 | 0 | 0 | 0 | 0 | 0
F4_Commercial_Lodging (WA)_New_Food Preparation_Natural Gas_Food Prep Other_E10 | F4 | Commercial | Lodging (WA) | New | Food Preparation | Natural Gas | Food Prep Other | E10 | Utility - Cost of Equipment | 0 | 0 | 0 | 0 | 0 | 0 | 0 | 0 | 0 | 0 | 0 | 0 | 0 | 0 | 0 | 0 | 0 | 0 | 0 | 0 | 0 | 0 | 0 | 0 | 0 | 0 | 0
F5_Commercial_Lodging (WA)_New_Food Preparation_Natural Gas_Food Prep Other_E1 | F5 | Commercial | Lodging (WA) | New | Food Preparation | Natural Gas | Food Prep Other | E1 | Utility - Cost of Operation | 0.010903 | 0.011155 | 0.011471 | 0.011845 | 0.012279 | 0.012827 | 0.013398 | 0.013967 | 0.014515 | 0.015072 | 0.015506 | 0.01591 | 0.016345 | 0.016769 | 0.017143 | 0.01749 | 0.017795 | 0.018095 | 0.018418 | 0.018731 | 0.019053 | 0.019389 | 0.019728 | 0.020079 | 0.020436 | 0.020799 | 0.021168
F5_Commercial_Lodging (WA)_New_Food Preparation_Natural Gas_Food Prep Other_E2 | F5 | Commercial | Lodging (WA) | New | Food Preparation | Natural Gas | Food Prep Other | E2 | Utility - Cost of Operation | 0.010903 | 0.011155 | 0.011471 | 0.011845 | 0.012279 | 0.012827 | 0.013398 | 0.013967 | 0.014515 | 0.015071 | 0.015506 | 0.015909 | 0.016345 | 0.016769 | 0.017143 | 0.017489 | 0.017795 | 0.018095 | 0.018418 | 0.018731 | 0.019053 | 0.019389 | 0.019728 | 0.020079 | 0.020436 | 0.020799 | 0.021168
F5_Commercial_Lodging (WA)_New_Food Preparation_Natural Gas_Food Prep Other_E3 | F5 | Commercial | Lodging (WA) | New | Food Preparation | Natural Gas | Food Prep Other | E3 | Utility - Cost of Operation | 0 | 0 | 0 | 0 | 0 | 0 | 0 | 0 | 0 | 0 | 0 | 0 | 0 | 0 | 0 | 0 | 0 | 0 | 0 | 0 | 0 | 0 | 0 | 0 | 0 | 0 | 0
F5_Commercial_Lodging (WA)_New_Food Preparation_Natural Gas_Food Prep Other_E4 | F5 | Commercial | Lodging (WA) | New | Food Preparation | Natural Gas | Food Prep Other | E4 | Utility - Cost of Operation | 0 | 0 | 0 | 0 | 0 | 0 | 0 | 0 | 0 | 0 | 0 | 0 | 0 | 0 | 0 | 0 | 0 | 0 | 0 | 0 | 0 | 0 | 0 | 0 | 0 | 0 | 0
F5_Commercial_Lodging (WA)_New_Food Preparation_Natural Gas_Food Prep Other_E5 | F5 | Commercial | Lodging (WA) | New | Food Preparation | Natural Gas | Food Prep Other | E5 | Utility - Cost of Operation | 0 | 0 | 0 | 0 | 0 | 0 | 0 | 0 | 0 | 0 | 0 | 0 | 0 | 0 | 0 | 0 | 0 | 0 | 0 | 0 | 0 | 0 | 0 | 0 | 0 | 0 | 0
F5_Commercial_Lodging (WA)_New_Food Preparation_Natural Gas_Food Prep Other_E6 | F5 | Commercial | Lodging (WA) | New | Food Preparation | Natural Gas | Food Prep Other | E6 | Utility - Cost of Operation | 0 | 0 | 0 | 0 | 0 | 0 | 0 | 0 | 0 | 0 | 0 | 0 | 0 | 0 | 0 | 0 | 0 | 0 | 0 | 0 | 0 | 0 | 0 | 0 | 0 | 0 | 0
F5_Commercial_Lodging (WA)_New_Food Preparation_Natural Gas_Food Prep Other_E7 | F5 | Commercial | Lodging (WA) | New | Food Preparation | Natural Gas | Food Prep Other | E7 | Utility - Cost of Operation | 0 | 0 | 0 | 0 | 0 | 0 | 0 | 0 | 0 | 0 | 0 | 0 | 0 | 0 | 0 | 0 | 0 | 0 | 0 | 0 | 0 | 0 | 0 | 0 | 0 | 0 | 0
F5_Commercial_Lodging (WA)_New_Food Preparation_Natural Gas_Food Prep Other_E8 | F5 | Commercial | Lodging (WA) | New | Food Preparation | Natural Gas | Food Prep Other | E8 | Utility - Cost of Operation | 0 | 0 | 0 | 0 | 0 | 0 | 0 | 0 | 0 | 0 | 0 | 0 | 0 | 0 | 0 | 0 | 0 | 0 | 0 | 0 | 0 | 0 | 0 | 0 | 0 | 0 | 0
F5_Commercial_Lodging (WA)_New_Food Preparation_Natural Gas_Food Prep Other_E9 | F5 | Commercial | Lodging (WA) | New | Food Preparation | Natural Gas | Food Prep Other | E9 | Utility - Cost of Operation | 0 | 0 | 0 | 0 | 0 | 0 | 0 | 0 | 0 | 0 | 0 | 0 | 0 | 0 | 0 | 0 | 0 | 0 | 0 | 0 | 0 | 0 | 0 | 0 | 0 | 0 | 0
F5_Commercial_Lodging (WA)_New_Food Preparation_Natural Gas_Food Prep Other_E10 | F5 | Commercial | Lodging (WA) | New | Food Preparation | Natural Gas | Food Prep Other | E10 | Utility - Cost of Operation | 0 | 0 | 0 | 0 | 0 | 0 | 0 | 0 | 0 | 0 | 0 | 0 | 0 | 0 | 0 | 0 | 0 | 0 | 0 | 0 | 0 | 0 | 0 | 0 | 0 | 0 | 0
F6_Commercial_Lodging (WA)_New_Food Preparation_Natural Gas_Food Prep Other_E1 | F6 | Commercial | Lodging (WA) | New | Food Preparation | Natural Gas | Food Prep Other | E1 | Utility - Value of Sales | 0.01297 | 0.013186 | 0.013449 | 0.013769 | 0.014149 | 0.014652 | 0.015168 | 0.015667 | 0.016126 | 0.016567 | 0.017021 | 0.017425 | 0.017847 | 0.018238 | 0.018566 | 0.018858 | 0.019096 | 0.019321 | 0.019563 | 0.019785 | 0.020006 | 0.020359 | 0.020715 | 0.021083 | 0.021457 | 0.021839 | 0.022227
F6_Commercial_Lodging (WA)_New_Food Preparation_Natural Gas_Food Prep Other_E2 | F6 | Commercial | Lodging (WA) | New | Food Preparation | Natural Gas | Food Prep Other | E2 | Utility - Value of Sales | 0.01297 | 0.013186 | 0.013449 | 0.013769 | 0.014149 | 0.014652 | 0.015168 | 0.015667 | 0.016126 | 0.016567 | 0.01702 | 0.017425 | 0.017847 | 0.018237 | 0.018566 | 0.018857 | 0.019096 | 0.019321 | 0.019563 | 0.019784 | 0.020006 | 0.020359 | 0.020715 | 0.021083 | 0.021457 | 0.021839 | 0.022227
F6_Commercial_Lodging (WA)_New_Food Preparation_Natural Gas_Food Prep Other_E3 | F6 | Commercial | Lodging (WA) | New | Food Preparation | Natural Gas | Food Prep Other | E3 | Utility - Value of Sales | 0 | 0 | 0 | 0 | 0 | 0 | 0 | 0 | 0 | 0 | 0 | 0 | 0 | 0 | 0 | 0 | 0 | 0 | 0 | 0 | 0 | 0 | 0 | 0 | 0 | 0 | 0
F6_Commercial_Lodging (WA)_New_Food Preparation_Natural Gas_Food Prep Other_E4 | F6 | Commercial | Lodging (WA) | New | Food Preparation | Natural Gas | Food Prep Other | E4 | Utility - Value of Sales | 0 | 0 | 0 | 0 | 0 | 0 | 0 | 0 | 0 | 0 | 0 | 0 | 0 | 0 | 0 | 0 | 0 | 0 | 0 | 0 | 0 | 0 | 0 | 0 | 0 | 0 | 0
F6_Commercial_Lodging (WA)_New_Food Preparation_Natural Gas_Food Prep Other_E5 | F6 | Commercial | Lodging (WA) | New | Food Preparation | Natural Gas | Food Prep Other | E5 | Utility - Value of Sales | 0 | 0 | 0 | 0 | 0 | 0 | 0 | 0 | 0 | 0 | 0 | 0 | 0 | 0 | 0 | 0 | 0 | 0 | 0 | 0 | 0 | 0 | 0 | 0 | 0 | 0 | 0
F6_Commercial_Lodging (WA)_New_Food Preparation_Natural Gas_Food Prep Other_E6 | F6 | Commercial | Lodging (WA) | New | Food Preparation | Natural Gas | Food Prep Other | E6 | Utility - Value of Sales | 0 | 0 | 0 | 0 | 0 | 0 | 0 | 0 | 0 | 0 | 0 | 0 | 0 | 0 | 0 | 0 | 0 | 0 | 0 | 0 | 0 | 0 | 0 | 0 | 0 | 0 | 0
F6_Commercial_Lodging (WA)_New_Food Preparation_Natural Gas_Food Prep Other_E7 | F6 | Commercial | Lodging (WA) | New | Food Preparation | Natural Gas | Food Prep Other | E7 | Utility - Value of Sales | 0 | 0 | 0 | 0 | 0 | 0 | 0 | 0 | 0 | 0 | 0 | 0 | 0 | 0 | 0 | 0 | 0 | 0 | 0 | 0 | 0 | 0 | 0 | 0 | 0 | 0 | 0
F6_Commercial_Lodging (WA)_New_Food Preparation_Natural Gas_Food Prep Other_E8 | F6 | Commercial | Lodging (WA) | New | Food Preparation | Natural Gas | Food Prep Other | E8 | Utility - Value of Sales | 0 | 0 | 0 | 0 | 0 | 0 | 0 | 0 | 0 | 0 | 0 | 0 | 0 | 0 | 0 | 0 | 0 | 0 | 0 | 0 | 0 | 0 | 0 | 0 | 0 | 0 | 0
F6_Commercial_Lodging (WA)_New_Food Preparation_Natural Gas_Food Prep Other_E9 | F6 | Commercial | Lodging (WA) | New | Food Preparation | Natural Gas | Food Prep Other | E9 | Utility - Value of Sales | 0 | 0 | 0 | 0 | 0 | 0 | 0 | 0 | 0 | 0 | 0 | 0 | 0 | 0 | 0 | 0 | 0 | 0 | 0 | 0 | 0 | 0 | 0 | 0 | 0 | 0 | 0
F6_Commercial_Lodging (WA)_New_Food Preparation_Natural Gas_Food Prep Other_E10 | F6 | Commercial | Lodging (WA) | New | Food Preparation | Natural Gas | Food Prep Other | E10 | Utility - Value of Sales | 0 | 0 | 0 | 0 | 0 | 0 | 0 | 0 | 0 | 0 | 0 | 0 | 0 | 0 | 0 | 0 | 0 | 0 | 0 | 0 | 0 | 0 | 0 | 0 | 0 | 0 | 0
F1_Commercial_Lodging (WA)_New_Miscellaneous_Natural Gas_Pool Heater_E1 | F1 | Commercial | Lodging (WA) | New | Miscellaneous | Natural Gas | Pool Heater | E1 | RVT - Cost of Equipment | 0.00014712 | 0.00014712 | 0.00014712 | 0.00014712 | 0.00014712 | 0.00014712 | 0.00014712 | 0.00014712 | 0.00014712 | 0.00014712 | 0.00014712 | 0.00014712 | 0.00014712 | 0.00014712 | 0.00014712 | 0.00014712 | 0.00014712 | 0.00014712 | 0.00014712 | 0.00014712 | 0.00014712 | 0.00014712 | 0.00014712 | 0.00014712 | 0.00014712 | 0.00014712 | 0.00014712
F1_Commercial_Lodging (WA)_New_Miscellaneous_Natural Gas_Pool Heater_E2 | F1 | Commercial | Lodging (WA) | New | Miscellaneous | Natural Gas | Pool Heater | E2 | RVT - Cost of Equipment | 0.00024089 | 0.00024089 | 0.00024089 | 0.00024089 | 0.00024089 | 0.00024089 | 0.00024089 | 0.00024089 | 0.00024089 | 0.00024089 | 0.00024089 | 0.00024089 | 0.00024089 | 0.00024089 | 0.00024089 | 0.00024089 | 0.00024089 | 0.00024089 | 0.00024089 | 0.00024089 | 0.00024089 | 0.00024089 | 0.00024089 | 0.00024089 | 0.00024089 | 0.00024089 | 0.00024089
F1_Commercial_Lodging (WA)_New_Miscellaneous_Natural Gas_Pool Heater_E3 | F1 | Commercial | Lodging (WA) | New | Miscellaneous | Natural Gas | Pool Heater | E3 | RVT - Cost of Equipment | 0 | 0 | 0 | 0 | 0 | 0 | 0 | 0 | 0 | 0 | 0 | 0 | 0 | 0 | 0 | 0 | 0 | 0 | 0 | 0 | 0 | 0 | 0 | 0 | 0 | 0 | 0
F1_Commercial_Lodging (WA)_New_Miscellaneous_Natural Gas_Pool Heater_E4 | F1 | Commercial | Lodging (WA) | New | Miscellaneous | Natural Gas | Pool Heater | E4 | RVT - Cost of Equipment | 0 | 0 | 0 | 0 | 0 | 0 | 0 | 0 | 0 | 0 | 0 | 0 | 0 | 0 | 0 | 0 | 0 | 0 | 0 | 0 | 0 | 0 | 0 | 0 | 0 | 0 | 0
F1_Commercial_Lodging (WA)_New_Miscellaneous_Natural Gas_Pool Heater_E5 | F1 | Commercial | Lodging (WA) | New | Miscellaneous | Natural Gas | Pool Heater | E5 | RVT - Cost of Equipment | 0 | 0 | 0 | 0 | 0 | 0 | 0 | 0 | 0 | 0 | 0 | 0 | 0 | 0 | 0 | 0 | 0 | 0 | 0 | 0 | 0 | 0 | 0 | 0 | 0 | 0 | 0
F1_Commercial_Lodging (WA)_New_Miscellaneous_Natural Gas_Pool Heater_E6 | F1 | Commercial | Lodging (WA) | New | Miscellaneous | Natural Gas | Pool Heater | E6 | RVT - Cost of Equipment | 0 | 0 | 0 | 0 | 0 | 0 | 0 | 0 | 0 | 0 | 0 | 0 | 0 | 0 | 0 | 0 | 0 | 0 | 0 | 0 | 0 | 0 | 0 | 0 | 0 | 0 | 0
F1_Commercial_Lodging (WA)_New_Miscellaneous_Natural Gas_Pool Heater_E7 | F1 | Commercial | Lodging (WA) | New | Miscellaneous | Natural Gas | Pool Heater | E7 | RVT - Cost of Equipment | 0 | 0 | 0 | 0 | 0 | 0 | 0 | 0 | 0 | 0 | 0 | 0 | 0 | 0 | 0 | 0 | 0 | 0 | 0 | 0 | 0 | 0 | 0 | 0 | 0 | 0 | 0
F1_Commercial_Lodging (WA)_New_Miscellaneous_Natural Gas_Pool Heater_E8 | F1 | Commercial | Lodging (WA) | New | Miscellaneous | Natural Gas | Pool Heater | E8 | RVT - Cost of Equipment | 0 | 0 | 0 | 0 | 0 | 0 | 0 | 0 | 0 | 0 | 0 | 0 | 0 | 0 | 0 | 0 | 0 | 0 | 0 | 0 | 0 | 0 | 0 | 0 | 0 | 0 | 0
F1_Commercial_Lodging (WA)_New_Miscellaneous_Natural Gas_Pool Heater_E9 | F1 | Commercial | Lodging (WA) | New | Miscellaneous | Natural Gas | Pool Heater | E9 | RVT - Cost of Equipment | 0 | 0 | 0 | 0 | 0 | 0 | 0 | 0 | 0 | 0 | 0 | 0 | 0 | 0 | 0 | 0 | 0 | 0 | 0 | 0 | 0 | 0 | 0 | 0 | 0 | 0 | 0
F1_Commercial_Lodging (WA)_New_Miscellaneous_Natural Gas_Pool Heater_E10 | F1 | Commercial | Lodging (WA) | New | Miscellaneous | Natural Gas | Pool Heater | E10 | RVT - Cost of Equipment | 0 | 0 | 0 | 0 | 0 | 0 | 0 | 0 | 0 | 0 | 0 | 0 | 0 | 0 | 0 | 0 | 0 | 0 | 0 | 0 | 0 | 0 | 0 | 0 | 0 | 0 | 0
F2_Commercial_Lodging (WA)_New_Miscellaneous_Natural Gas_Pool Heater_E1 | F2 | Commercial | Lodging (WA) | New | Miscellaneous | Natural Gas | Pool Heater | E1 | RVT - Cost of Operation | 0.002241 | 0.002258 | 0.0022886 | 0.002335 | 0.0023958 | 0.0024844 | 0.0025737 | 0.0026595 | 0.0027368 | 0.0028181 | 0.0029113 | 0.0029988 | 0.0030977 | 0.0031892 | 0.0032607 | 0.0033187 | 0.0033578 | 0.0033875 | 0.003421 | 0.0034484 | 0.0034752 | 0.0035363 | 0.0035976 | 0.0036615 | 0.0037266 | 0.0037928 | 0.0038602
F2_Commercial_Lodging (WA)_New_Miscellaneous_Natural Gas_Pool Heater_E2 | F2 | Commercial | Lodging (WA) | New | Miscellaneous | Natural Gas | Pool Heater | E2 | RVT - Cost of Operation | 0.0019048 | 0.0019193 | 0.0019453 | 0.0019847 | 0.0020364 | 0.0021117 | 0.0021877 | 0.0022606 | 0.0023263 | 0.0023954 | 0.0024746 | 0.002549 | 0.0026331 | 0.0027108 | 0.0027716 | 0.0028209 | 0.0028541 | 0.0028794 | 0.0029078 | 0.0029311 | 0.002954 | 0.0030058 | 0.003058 | 0.0031123 | 0.0031676 | 0.0032239 | 0.0032811
F2_Commercial_Lodging (WA)_New_Miscellaneous_Natural Gas_Pool Heater_E3 | F2 | Commercial | Lodging (WA) | New | Miscellaneous | Natural Gas | Pool Heater | E3 | RVT - Cost of Operation | 0 | 0 | 0 | 0 | 0 | 0 | 0 | 0 | 0 | 0 | 0 | 0 | 0 | 0 | 0 | 0 | 0 | 0 | 0 | 0 | 0 | 0 | 0 | 0 | 0 | 0 | 0
F2_Commercial_Lodging (WA)_New_Miscellaneous_Natural Gas_Pool Heater_E4 | F2 | Commercial | Lodging (WA) | New | Miscellaneous | Natural Gas | Pool Heater | E4 | RVT - Cost of Operation | 0 | 0 | 0 | 0 | 0 | 0 | 0 | 0 | 0 | 0 | 0 | 0 | 0 | 0 | 0 | 0 | 0 | 0 | 0 | 0 | 0 | 0 | 0 | 0 | 0 | 0 | 0
F2_Commercial_Lodging (WA)_New_Miscellaneous_Natural Gas_Pool Heater_E5 | F2 | Commercial | Lodging (WA) | New | Miscellaneous | Natural Gas | Pool Heater | E5 | RVT - Cost of Operation | 0 | 0 | 0 | 0 | 0 | 0 | 0 | 0 | 0 | 0 | 0 | 0 | 0 | 0 | 0 | 0 | 0 | 0 | 0 | 0 | 0 | 0 | 0 | 0 | 0 | 0 | 0
F2_Commercial_Lodging (WA)_New_Miscellaneous_Natural Gas_Pool Heater_E6 | F2 | Commercial | Lodging (WA) | New | Miscellaneous | Natural Gas | Pool Heater | E6 | RVT - Cost of Operation | 0 | 0 | 0 | 0 | 0 | 0 | 0 | 0 | 0 | 0 | 0 | 0 | 0 | 0 | 0 | 0 | 0 | 0 | 0 | 0 | 0 | 0 | 0 | 0 | 0 | 0 | 0
F2_Commercial_Lodging (WA)_New_Miscellaneous_Natural Gas_Pool Heater_E7 | F2 | Commercial | Lodging (WA) | New | Miscellaneous | Natural Gas | Pool Heater | E7 | RVT - Cost of Operation | 0 | 0 | 0 | 0 | 0 | 0 | 0 | 0 | 0 | 0 | 0 | 0 | 0 | 0 | 0 | 0 | 0 | 0 | 0 | 0 | 0 | 0 | 0 | 0 | 0 | 0 | 0
F2_Commercial_Lodging (WA)_New_Miscellaneous_Natural Gas_Pool Heater_E8 | F2 | Commercial | Lodging (WA) | New | Miscellaneous | Natural Gas | Pool Heater | E8 | RVT - Cost of Operation | 0 | 0 | 0 | 0 | 0 | 0 | 0 | 0 | 0 | 0 | 0 | 0 | 0 | 0 | 0 | 0 | 0 | 0 | 0 | 0 | 0 | 0 | 0 | 0 | 0 | 0 | 0
F2_Commercial_Lodging (WA)_New_Miscellaneous_Natural Gas_Pool Heater_E9 | F2 | Commercial | Lodging (WA) | New | Miscellaneous | Natural Gas | Pool Heater | E9 | RVT - Cost of Operation | 0 | 0 | 0 | 0 | 0 | 0 | 0 | 0 | 0 | 0 | 0 | 0 | 0 | 0 | 0 | 0 | 0 | 0 | 0 | 0 | 0 | 0 | 0 | 0 | 0 | 0 | 0
F2_Commercial_Lodging (WA)_New_Miscellaneous_Natural Gas_Pool Heater_E10 | F2 | Commercial | Lodging (WA) | New | Miscellaneous | Natural Gas | Pool Heater | E10 | RVT - Cost of Operation | 0 | 0 | 0 | 0 | 0 | 0 | 0 | 0 | 0 | 0 | 0 | 0 | 0 | 0 | 0 | 0 | 0 | 0 | 0 | 0 | 0 | 0 | 0 | 0 | 0 | 0 | 0
F3_Commercial_Lodging (WA)_New_Miscellaneous_Natural Gas_Pool Heater_E1 | F3 | Commercial | Lodging (WA) | New | Miscellaneous | Natural Gas | Pool Heater | E1 | System - kBTUs of Consumption | 0.56436 | 0.56436 | 0.56436 | 0.56436 | 0.56436 | 0.56436 | 0.56436 | 0.56436 | 0.56436 | 0.56436 | 0.56436 | 0.56436 | 0.56436 | 0.56436 | 0.56436 | 0.56436 | 0.56436 | 0.56436 | 0.56436 | 0.56436 | 0.56436 | 0.56436 | 0.56436 | 0.56436 | 0.56436 | 0.56436 | 0.56436
F3_Commercial_Lodging (WA)_New_Miscellaneous_Natural Gas_Pool Heater_E2 | F3 | Commercial | Lodging (WA) | New | Miscellaneous | Natural Gas | Pool Heater | E2 | System - kBTUs of Consumption | 0.47971 | 0.47971 | 0.47971 | 0.47971 | 0.47971 | 0.47971 | 0.47971 | 0.47971 | 0.47971 | 0.47971 | 0.47971 | 0.47971 | 0.47971 | 0.47971 | 0.47971 | 0.47971 | 0.47971 | 0.47971 | 0.47971 | 0.47971 | 0.47971 | 0.47971 | 0.47971 | 0.47971 | 0.47971 | 0.47971 | 0.47971
F3_Commercial_Lodging (WA)_New_Miscellaneous_Natural Gas_Pool Heater_E3 | F3 | Commercial | Lodging (WA) | New | Miscellaneous | Natural Gas | Pool Heater | E3 | System - kBTUs of Consumption | 0 | 0 | 0 | 0 | 0 | 0 | 0 | 0 | 0 | 0 | 0 | 0 | 0 | 0 | 0 | 0 | 0 | 0 | 0 | 0 | 0 | 0 | 0 | 0 | 0 | 0 | 0
F3_Commercial_Lodging (WA)_New_Miscellaneous_Natural Gas_Pool Heater_E4 | F3 | Commercial | Lodging (WA) | New | Miscellaneous | Natural Gas | Pool Heater | E4 | System - kBTUs of Consumption | 0 | 0 | 0 | 0 | 0 | 0 | 0 | 0 | 0 | 0 | 0 | 0 | 0 | 0 | 0 | 0 | 0 | 0 | 0 | 0 | 0 | 0 | 0 | 0 | 0 | 0 | 0
F3_Commercial_Lodging (WA)_New_Miscellaneous_Natural Gas_Pool Heater_E5 | F3 | Commercial | Lodging (WA) | New | Miscellaneous | Natural Gas | Pool Heater | E5 | System - kBTUs of Consumption | 0 | 0 | 0 | 0 | 0 | 0 | 0 | 0 | 0 | 0 | 0 | 0 | 0 | 0 | 0 | 0 | 0 | 0 | 0 | 0 | 0 | 0 | 0 | 0 | 0 | 0 | 0
F3_Commercial_Lodging (WA)_New_Miscellaneous_Natural Gas_Pool Heater_E6 | F3 | Commercial | Lodging (WA) | New | Miscellaneous | Natural Gas | Pool Heater | E6 | System - kBTUs of Consumption | 0 | 0 | 0 | 0 | 0 | 0 | 0 | 0 | 0 | 0 | 0 | 0 | 0 | 0 | 0 | 0 | 0 | 0 | 0 | 0 | 0 | 0 | 0 | 0 | 0 | 0 | 0
F3_Commercial_Lodging (WA)_New_Miscellaneous_Natural Gas_Pool Heater_E7 | F3 | Commercial | Lodging (WA) | New | Miscellaneous | Natural Gas | Pool Heater | E7 | System - kBTUs of Consumption | 0 | 0 | 0 | 0 | 0 | 0 | 0 | 0 | 0 | 0 | 0 | 0 | 0 | 0 | 0 | 0 | 0 | 0 | 0 | 0 | 0 | 0 | 0 | 0 | 0 | 0 | 0
F3_Commercial_Lodging (WA)_New_Miscellaneous_Natural Gas_Pool Heater_E8 | F3 | Commercial | Lodging (WA) | New | Miscellaneous | Natural Gas | Pool Heater | E8 | System - kBTUs of Consumption | 0 | 0 | 0 | 0 | 0 | 0 | 0 | 0 | 0 | 0 | 0 | 0 | 0 | 0 | 0 | 0 | 0 | 0 | 0 | 0 | 0 | 0 | 0 | 0 | 0 | 0 | 0
F3_Commercial_Lodging (WA)_New_Miscellaneous_Natural Gas_Pool Heater_E9 | F3 | Commercial | Lodging (WA) | New | Miscellaneous | Natural Gas | Pool Heater | E9 | System - kBTUs of Consumption | 0 | 0 | 0 | 0 | 0 | 0 | 0 | 0 | 0 | 0 | 0 | 0 | 0 | 0 | 0 | 0 | 0 | 0 | 0 | 0 | 0 | 0 | 0 | 0 | 0 | 0 | 0
F3_Commercial_Lodging (WA)_New_Miscellaneous_Natural Gas_Pool Heater_E10 | F3 | Commercial | Lodging (WA) | New | Miscellaneous | Natural Gas | Pool Heater | E10 | System - kBTUs of Consumption | 0 | 0 | 0 | 0 | 0 | 0 | 0 | 0 | 0 | 0 | 0 | 0 | 0 | 0 | 0 | 0 | 0 | 0 | 0 | 0 | 0 | 0 | 0 | 0 | 0 | 0 | 0
F4_Commercial_Lodging (WA)_New_Miscellaneous_Natural Gas_Pool Heater_E1 | F4 | Commercial | Lodging (WA) | New | Miscellaneous | Natural Gas | Pool Heater | E1 | Utility - Cost of Equipment | 0.00014712 | 0.00014712 | 0.00014712 | 0.00014712 | 0.00014712 | 0.00014712 | 0.00014712 | 0.00014712 | 0.00014712 | 0.00014712 | 0.00014712 | 0.00014712 | 0.00014712 | 0.00014712 | 0.00014712 | 0.00014712 | 0.00014712 | 0.00014712 | 0.00014712 | 0.00014712 | 0.00014712 | 0.00014712 | 0.00014712 | 0.00014712 | 0.00014712 | 0.00014712 | 0.00014712
F4_Commercial_Lodging (WA)_New_Miscellaneous_Natural Gas_Pool Heater_E2 | F4 | Commercial | Lodging (WA) | New | Miscellaneous | Natural Gas | Pool Heater | E2 | Utility - Cost of Equipment | 0.00024089 | 0.00024089 | 0.00024089 | 0.00024089 | 0.00024089 | 0.00024089 | 0.00024089 | 0.00024089 | 0.00024089 | 0.00024089 | 0.00024089 | 0.00024089 | 0.00024089 | 0.00024089 | 0.00024089 | 0.00024089 | 0.00024089 | 0.00024089 | 0.00024089 | 0.00024089 | 0.00024089 | 0.00024089 | 0.00024089 | 0.00024089 | 0.00024089 | 0.00024089 | 0.00024089
F4_Commercial_Lodging (WA)_New_Miscellaneous_Natural Gas_Pool Heater_E3 | F4 | Commercial | Lodging (WA) | New | Miscellaneous | Natural Gas | Pool Heater | E3 | Utility - Cost of Equipment | 0 | 0 | 0 | 0 | 0 | 0 | 0 | 0 | 0 | 0 | 0 | 0 | 0 | 0 | 0 | 0 | 0 | 0 | 0 | 0 | 0 | 0 | 0 | 0 | 0 | 0 | 0
F4_Commercial_Lodging (WA)_New_Miscellaneous_Natural Gas_Pool Heater_E4 | F4 | Commercial | Lodging (WA) | New | Miscellaneous | Natural Gas | Pool Heater | E4 | Utility - Cost of Equipment | 0 | 0 | 0 | 0 | 0 | 0 | 0 | 0 | 0 | 0 | 0 | 0 | 0 | 0 | 0 | 0 | 0 | 0 | 0 | 0 | 0 | 0 | 0 | 0 | 0 | 0 | 0
F4_Commercial_Lodging (WA)_New_Miscellaneous_Natural Gas_Pool Heater_E5 | F4 | Commercial | Lodging (WA) | New | Miscellaneous | Natural Gas | Pool Heater | E5 | Utility - Cost of Equipment | 0 | 0 | 0 | 0 | 0 | 0 | 0 | 0 | 0 | 0 | 0 | 0 | 0 | 0 | 0 | 0 | 0 | 0 | 0 | 0 | 0 | 0 | 0 | 0 | 0 | 0 | 0
F4_Commercial_Lodging (WA)_New_Miscellaneous_Natural Gas_Pool Heater_E6 | F4 | Commercial | Lodging (WA) | New | Miscellaneous | Natural Gas | Pool Heater | E6 | Utility - Cost of Equipment | 0 | 0 | 0 | 0 | 0 | 0 | 0 | 0 | 0 | 0 | 0 | 0 | 0 | 0 | 0 | 0 | 0 | 0 | 0 | 0 | 0 | 0 | 0 | 0 | 0 | 0 | 0
F4_Commercial_Lodging (WA)_New_Miscellaneous_Natural Gas_Pool Heater_E7 | F4 | Commercial | Lodging (WA) | New | Miscellaneous | Natural Gas | Pool Heater | E7 | Utility - Cost of Equipment | 0 | 0 | 0 | 0 | 0 | 0 | 0 | 0 | 0 | 0 | 0 | 0 | 0 | 0 | 0 | 0 | 0 | 0 | 0 | 0 | 0 | 0 | 0 | 0 | 0 | 0 | 0
F4_Commercial_Lodging (WA)_New_Miscellaneous_Natural Gas_Pool Heater_E8 | F4 | Commercial | Lodging (WA) | New | Miscellaneous | Natural Gas | Pool Heater | E8 | Utility - Cost of Equipment | 0 | 0 | 0 | 0 | 0 | 0 | 0 | 0 | 0 | 0 | 0 | 0 | 0 | 0 | 0 | 0 | 0 | 0 | 0 | 0 | 0 | 0 | 0 | 0 | 0 | 0 | 0
F4_Commercial_Lodging (WA)_New_Miscellaneous_Natural Gas_Pool Heater_E9 | F4 | Commercial | Lodging (WA) | New | Miscellaneous | Natural Gas | Pool Heater | E9 | Utility - Cost of Equipment | 0 | 0 | 0 | 0 | 0 | 0 | 0 | 0 | 0 | 0 | 0 | 0 | 0 | 0 | 0 | 0 | 0 | 0 | 0 | 0 | 0 | 0 | 0 | 0 | 0 | 0 | 0
F4_Commercial_Lodging (WA)_New_Miscellaneous_Natural Gas_Pool Heater_E10 | F4 | Commercial | Lodging (WA) | New | Miscellaneous | Natural Gas | Pool Heater | E10 | Utility - Cost of Equipment | 0 | 0 | 0 | 0 | 0 | 0 | 0 | 0 | 0 | 0 | 0 | 0 | 0 | 0 | 0 | 0 | 0 | 0 | 0 | 0 | 0 | 0 | 0 | 0 | 0 | 0 | 0
F5_Commercial_Lodging (WA)_New_Miscellaneous_Natural Gas_Pool Heater_E1 | F5 | Commercial | Lodging (WA) | New | Miscellaneous | Natural Gas | Pool Heater | E1 | Utility - Cost of Operation | 0.0018675 | 0.0018816 | 0.0019121 | 0.0019613 | 0.0020293 | 0.0021279 | 0.0022361 | 0.0023446 | 0.0024496 | 0.0025619 | 0.0026467 | 0.0027262 | 0.0028161 | 0.0029029 | 0.0029755 | 0.0030407 | 0.0030941 | 0.0031451 | 0.0032016 | 0.0032548 | 0.0033098 | 0.0033679 | 0.0034263 | 0.0034872 | 0.0035491 | 0.0036122 | 0.0036763
F5_Commercial_Lodging (WA)_New_Miscellaneous_Natural Gas_Pool Heater_E2 | F5 | Commercial | Lodging (WA) | New | Miscellaneous | Natural Gas | Pool Heater | E2 | Utility - Cost of Operation | 0.0015873 | 0.0015994 | 0.0016253 | 0.0016671 | 0.0017249 | 0.0018087 | 0.0019007 | 0.0019929 | 0.0020821 | 0.0021776 | 0.0022497 | 0.0023173 | 0.0023937 | 0.0024674 | 0.0025292 | 0.0025846 | 0.00263 | 0.0026734 | 0.0027214 | 0.0027665 | 0.0028133 | 0.0028627 | 0.0029123 | 0.0029641 | 0.0030167 | 0.0030703 | 0.0031249
F5_Commercial_Lodging (WA)_New_Miscellaneous_Natural Gas_Pool Heater_E3 | F5 | Commercial | Lodging (WA) | New | Miscellaneous | Natural Gas | Pool Heater | E3 | Utility - Cost of Operation | 0 | 0 | 0 | 0 | 0 | 0 | 0 | 0 | 0 | 0 | 0 | 0 | 0 | 0 | 0 | 0 | 0 | 0 | 0 | 0 | 0 | 0 | 0 | 0 | 0 | 0 | 0
F5_Commercial_Lodging (WA)_New_Miscellaneous_Natural Gas_Pool Heater_E4 | F5 | Commercial | Lodging (WA) | New | Miscellaneous | Natural Gas | Pool Heater | E4 | Utility - Cost of Operation | 0 | 0 | 0 | 0 | 0 | 0 | 0 | 0 | 0 | 0 | 0 | 0 | 0 | 0 | 0 | 0 | 0 | 0 | 0 | 0 | 0 | 0 | 0 | 0 | 0 | 0 | 0
F5_Commercial_Lodging (WA)_New_Miscellaneous_Natural Gas_Pool Heater_E5 | F5 | Commercial | Lodging (WA) | New | Miscellaneous | Natural Gas | Pool Heater | E5 | Utility - Cost of Operation | 0 | 0 | 0 | 0 | 0 | 0 | 0 | 0 | 0 | 0 | 0 | 0 | 0 | 0 | 0 | 0 | 0 | 0 | 0 | 0 | 0 | 0 | 0 | 0 | 0 | 0 | 0
F5_Commercial_Lodging (WA)_New_Miscellaneous_Natural Gas_Pool Heater_E6 | F5 | Commercial | Lodging (WA) | New | Miscellaneous | Natural Gas | Pool Heater | E6 | Utility - Cost of Operation | 0 | 0 | 0 | 0 | 0 | 0 | 0 | 0 | 0 | 0 | 0 | 0 | 0 | 0 | 0 | 0 | 0 | 0 | 0 | 0 | 0 | 0 | 0 | 0 | 0 | 0 | 0
F5_Commercial_Lodging (WA)_New_Miscellaneous_Natural Gas_Pool Heater_E7 | F5 | Commercial | Lodging (WA) | New | Miscellaneous | Natural Gas | Pool Heater | E7 | Utility - Cost of Operation | 0 | 0 | 0 | 0 | 0 | 0 | 0 | 0 | 0 | 0 | 0 | 0 | 0 | 0 | 0 | 0 | 0 | 0 | 0 | 0 | 0 | 0 | 0 | 0 | 0 | 0 | 0
F5_Commercial_Lodging (WA)_New_Miscellaneous_Natural Gas_Pool Heater_E8 | F5 | Commercial | Lodging (WA) | New | Miscellaneous | Natural Gas | Pool Heater | E8 | Utility - Cost of Operation | 0 | 0 | 0 | 0 | 0 | 0 | 0 | 0 | 0 | 0 | 0 | 0 | 0 | 0 | 0 | 0 | 0 | 0 | 0 | 0 | 0 | 0 | 0 | 0 | 0 | 0 | 0
F5_Commercial_Lodging (WA)_New_Miscellaneous_Natural Gas_Pool Heater_E9 | F5 | Commercial | Lodging (WA) | New | Miscellaneous | Natural Gas | Pool Heater | E9 | Utility - Cost of Operation | 0 | 0 | 0 | 0 | 0 | 0 | 0 | 0 | 0 | 0 | 0 | 0 | 0 | 0 | 0 | 0 | 0 | 0 | 0 | 0 | 0 | 0 | 0 | 0 | 0 | 0 | 0
F5_Commercial_Lodging (WA)_New_Miscellaneous_Natural Gas_Pool Heater_E10 | F5 | Commercial | Lodging (WA) | New | Miscellaneous | Natural Gas | Pool Heater | E10 | Utility - Cost of Operation | 0 | 0 | 0 | 0 | 0 | 0 | 0 | 0 | 0 | 0 | 0 | 0 | 0 | 0 | 0 | 0 | 0 | 0 | 0 | 0 | 0 | 0 | 0 | 0 | 0 | 0 | 0
F6_Commercial_Lodging (WA)_New_Miscellaneous_Natural Gas_Pool Heater_E1 | F6 | Commercial | Lodging (WA) | New | Miscellaneous | Natural Gas | Pool Heater | E1 | Utility - Value of Sales | 0.002241 | 0.002258 | 0.0022886 | 0.002335 | 0.0023958 | 0.0024844 | 0.0025737 | 0.0026595 | 0.0027368 | 0.0028181 | 0.0029113 | 0.0029988 | 0.0030977 | 0.0031892 | 0.0032607 | 0.0033187 | 0.0033578 | 0.0033875 | 0.003421 | 0.0034484 | 0.0034752 | 0.0035363 | 0.0035976 | 0.0036615 | 0.0037266 | 0.0037928 | 0.0038602
F6_Commercial_Lodging (WA)_New_Miscellaneous_Natural Gas_Pool Heater_E2 | F6 | Commercial | Lodging (WA) | New | Miscellaneous | Natural Gas | Pool Heater | E2 | Utility - Value of Sales | 0.0019048 | 0.0019193 | 0.0019453 | 0.0019847 | 0.0020364 | 0.0021117 | 0.0021877 | 0.0022606 | 0.0023263 | 0.0023954 | 0.0024746 | 0.002549 | 0.0026331 | 0.0027108 | 0.0027716 | 0.0028209 | 0.0028541 | 0.0028794 | 0.0029078 | 0.0029311 | 0.002954 | 0.0030058 | 0.003058 | 0.0031123 | 0.0031676 | 0.0032239 | 0.0032811
F6_Commercial_Lodging (WA)_New_Miscellaneous_Natural Gas_Pool Heater_E3 | F6 | Commercial | Lodging (WA) | New | Miscellaneous | Natural Gas | Pool Heater | E3 | Utility - Value of Sales | 0 | 0 | 0 | 0 | 0 | 0 | 0 | 0 | 0 | 0 | 0 | 0 | 0 | 0 | 0 | 0 | 0 | 0 | 0 | 0 | 0 | 0 | 0 | 0 | 0 | 0 | 0
F6_Commercial_Lodging (WA)_New_Miscellaneous_Natural Gas_Pool Heater_E4 | F6 | Commercial | Lodging (WA) | New | Miscellaneous | Natural Gas | Pool Heater | E4 | Utility - Value of Sales | 0 | 0 | 0 | 0 | 0 | 0 | 0 | 0 | 0 | 0 | 0 | 0 | 0 | 0 | 0 | 0 | 0 | 0 | 0 | 0 | 0 | 0 | 0 | 0 | 0 | 0 | 0
F6_Commercial_Lodging (WA)_New_Miscellaneous_Natural Gas_Pool Heater_E5 | F6 | Commercial | Lodging (WA) | New | Miscellaneous | Natural Gas | Pool Heater | E5 | Utility - Value of Sales | 0 | 0 | 0 | 0 | 0 | 0 | 0 | 0 | 0 | 0 | 0 | 0 | 0 | 0 | 0 | 0 | 0 | 0 | 0 | 0 | 0 | 0 | 0 | 0 | 0 | 0 | 0
F6_Commercial_Lodging (WA)_New_Miscellaneous_Natural Gas_Pool Heater_E6 | F6 | Commercial | Lodging (WA) | New | Miscellaneous | Natural Gas | Pool Heater | E6 | Utility - Value of Sales | 0 | 0 | 0 | 0 | 0 | 0 | 0 | 0 | 0 | 0 | 0 | 0 | 0 | 0 | 0 | 0 | 0 | 0 | 0 | 0 | 0 | 0 | 0 | 0 | 0 | 0 | 0
F6_Commercial_Lodging (WA)_New_Miscellaneous_Natural Gas_Pool Heater_E7 | F6 | Commercial | Lodging (WA) | New | Miscellaneous | Natural Gas | Pool Heater | E7 | Utility - Value of Sales | 0 | 0 | 0 | 0 | 0 | 0 | 0 | 0 | 0 | 0 | 0 | 0 | 0 | 0 | 0 | 0 | 0 | 0 | 0 | 0 | 0 | 0 | 0 | 0 | 0 | 0 | 0
F6_Commercial_Lodging (WA)_New_Miscellaneous_Natural Gas_Pool Heater_E8 | F6 | Commercial | Lodging (WA) | New | Miscellaneous | Natural Gas | Pool Heater | E8 | Utility - Value of Sales | 0 | 0 | 0 | 0 | 0 | 0 | 0 | 0 | 0 | 0 | 0 | 0 | 0 | 0 | 0 | 0 | 0 | 0 | 0 | 0 | 0 | 0 | 0 | 0 | 0 | 0 | 0
F6_Commercial_Lodging (WA)_New_Miscellaneous_Natural Gas_Pool Heater_E9 | F6 | Commercial | Lodging (WA) | New | Miscellaneous | Natural Gas | Pool Heater | E9 | Utility - Value of Sales | 0 | 0 | 0 | 0 | 0 | 0 | 0 | 0 | 0 | 0 | 0 | 0 | 0 | 0 | 0 | 0 | 0 | 0 | 0 | 0 | 0 | 0 | 0 | 0 | 0 | 0 | 0
F6_Commercial_Lodging (WA)_New_Miscellaneous_Natural Gas_Pool Heater_E10 | F6 | Commercial | Lodging (WA) | New | Miscellaneous | Natural Gas | Pool Heater | E10 | Utility - Value of Sales | 0 | 0 | 0 | 0 | 0 | 0 | 0 | 0 | 0 | 0 | 0 | 0 | 0 | 0 | 0 | 0 | 0 | 0 | 0 | 0 | 0 | 0 | 0 | 0 | 0 | 0 | 0
F1_Commercial_Lodging (WA)_New_Miscellaneous_Natural Gas_Miscellaneous_E1 | F1 | Commercial | Lodging (WA) | New | Miscellaneous | Natural Gas | Miscellaneous | E1 | RVT - Cost of Equipment | 0.24753 | 0.24753 | 0.24753 | 0.24753 | 0.24753 | 0.24753 | 0.24753 | 0.24753 | 0.24753 | 0.24753 | 0.24753 | 0.24753 | 0.24753 | 0.24753 | 0.24753 | 0.24753 | 0.24753 | 0.24753 | 0.24753 | 0.24753 | 0.24753 | 0.24753 | 0.24753 | 0.24753 | 0.24753 | 0.24753 | 0.24753
F1_Commercial_Lodging (WA)_New_Miscellaneous_Natural Gas_Miscellaneous_E2 | F1 | Commercial | Lodging (WA) | New | Miscellaneous | Natural Gas | Miscellaneous | E2 | RVT - Cost of Equipment | 0 | 0 | 0 | 0 | 0 | 0 | 0 | 0 | 0 | 0 | 0 | 0 | 0 | 0 | 0 | 0 | 0 | 0 | 0 | 0 | 0 | 0 | 0 | 0 | 0 | 0 | 0
F1_Commercial_Lodging (WA)_New_Miscellaneous_Natural Gas_Miscellaneous_E3 | F1 | Commercial | Lodging (WA) | New | Miscellaneous | Natural Gas | Miscellaneous | E3 | RVT - Cost of Equipment | 0 | 0 | 0 | 0 | 0 | 0 | 0 | 0 | 0 | 0 | 0 | 0 | 0 | 0 | 0 | 0 | 0 | 0 | 0 | 0 | 0 | 0 | 0 | 0 | 0 | 0 | 0
F1_Commercial_Lodging (WA)_New_Miscellaneous_Natural Gas_Miscellaneous_E4 | F1 | Commercial | Lodging (WA) | New | Miscellaneous | Natural Gas | Miscellaneous | E4 | RVT - Cost of Equipment | 0 | 0 | 0 | 0 | 0 | 0 | 0 | 0 | 0 | 0 | 0 | 0 | 0 | 0 | 0 | 0 | 0 | 0 | 0 | 0 | 0 | 0 | 0 | 0 | 0 | 0 | 0
F1_Commercial_Lodging (WA)_New_Miscellaneous_Natural Gas_Miscellaneous_E5 | F1 | Commercial | Lodging (WA) | New | Miscellaneous | Natural Gas | Miscellaneous | E5 | RVT - Cost of Equipment | 0 | 0 | 0 | 0 | 0 | 0 | 0 | 0 | 0 | 0 | 0 | 0 | 0 | 0 | 0 | 0 | 0 | 0 | 0 | 0 | 0 | 0 | 0 | 0 | 0 | 0 | 0
F1_Commercial_Lodging (WA)_New_Miscellaneous_Natural Gas_Miscellaneous_E6 | F1 | Commercial | Lodging (WA) | New | Miscellaneous | Natural Gas | Miscellaneous | E6 | RVT - Cost of Equipment | 0 | 0 | 0 | 0 | 0 | 0 | 0 | 0 | 0 | 0 | 0 | 0 | 0 | 0 | 0 | 0 | 0 | 0 | 0 | 0 | 0 | 0 | 0 | 0 | 0 | 0 | 0
F1_Commercial_Lodging (WA)_New_Miscellaneous_Natural Gas_Miscellaneous_E7 | F1 | Commercial | Lodging (WA) | New | Miscellaneous | Natural Gas | Miscellaneous | E7 | RVT - Cost of Equipment | 0 | 0 | 0 | 0 | 0 | 0 | 0 | 0 | 0 | 0 | 0 | 0 | 0 | 0 | 0 | 0 | 0 | 0 | 0 | 0 | 0 | 0 | 0 | 0 | 0 | 0 | 0
F1_Commercial_Lodging (WA)_New_Miscellaneous_Natural Gas_Miscellaneous_E8 | F1 | Commercial | Lodging (WA) | New | Miscellaneous | Natural Gas | Miscellaneous | E8 | RVT - Cost of Equipment | 0 | 0 | 0 | 0 | 0 | 0 | 0 | 0 | 0 | 0 | 0 | 0 | 0 | 0 | 0 | 0 | 0 | 0 | 0 | 0 | 0 | 0 | 0 | 0 | 0 | 0 | 0
F1_Commercial_Lodging (WA)_New_Miscellaneous_Natural Gas_Miscellaneous_E9 | F1 | Commercial | Lodging (WA) | New | Miscellaneous | Natural Gas | Miscellaneous | E9 | RVT - Cost of Equipment | 0 | 0 | 0 | 0 | 0 | 0 | 0 | 0 | 0 | 0 | 0 | 0 | 0 | 0 | 0 | 0 | 0 | 0 | 0 | 0 | 0 | 0 | 0 | 0 | 0 | 0 | 0
F1_Commercial_Lodging (WA)_New_Miscellaneous_Natural Gas_Miscellaneous_E10 | F1 | Commercial | Lodging (WA) | New | Miscellaneous | Natural Gas | Miscellaneous | E10 | RVT - Cost of Equipment | 0 | 0 | 0 | 0 | 0 | 0 | 0 | 0 | 0 | 0 | 0 | 0 | 0 | 0 | 0 | 0 | 0 | 0 | 0 | 0 | 0 | 0 | 0 | 0 | 0 | 0 | 0
F2_Commercial_Lodging (WA)_New_Miscellaneous_Natural Gas_Miscellaneous_E1 | F2 | Commercial | Lodging (WA) | New | Miscellaneous | Natural Gas | Miscellaneous | E1 | RVT - Cost of Operation | 0.0083964 | 0.0084501 | 0.0085398 | 0.0086793 | 0.008885 | 0.0092239 | 0.0095725 | 0.0098981 | 0.010183 | 0.010478 | 0.010816 | 0.011134 | 0.011513 | 0.011876 | 0.012165 | 0.012399 | 0.012556 | 0.012683 | 0.012809 | 0.01289 | 0.012968 | 0.013195 | 0.013423 | 0.013662 | 0.013904 | 0.014151 | 0.014403
F2_Commercial_Lodging (WA)_New_Miscellaneous_Natural Gas_Miscellaneous_E2 | F2 | Commercial | Lodging (WA) | New | Miscellaneous | Natural Gas | Miscellaneous | E2 | RVT - Cost of Operation | 0 | 0 | 0 | 0 | 0 | 0 | 0 | 0 | 0 | 0 | 0 | 0 | 0 | 0 | 0 | 0 | 0 | 0 | 0 | 0 | 0 | 0 | 0 | 0 | 0 | 0 | 0
F2_Commercial_Lodging (WA)_New_Miscellaneous_Natural Gas_Miscellaneous_E3 | F2 | Commercial | Lodging (WA) | New | Miscellaneous | Natural Gas | Miscellaneous | E3 | RVT - Cost of Operation | 0 | 0 | 0 | 0 | 0 | 0 | 0 | 0 | 0 | 0 | 0 | 0 | 0 | 0 | 0 | 0 | 0 | 0 | 0 | 0 | 0 | 0 | 0 | 0 | 0 | 0 | 0
F2_Commercial_Lodging (WA)_New_Miscellaneous_Natural Gas_Miscellaneous_E4 | F2 | Commercial | Lodging (WA) | New | Miscellaneous | Natural Gas | Miscellaneous | E4 | RVT - Cost of Operation | 0 | 0 | 0 | 0 | 0 | 0 | 0 | 0 | 0 | 0 | 0 | 0 | 0 | 0 | 0 | 0 | 0 | 0 | 0 | 0 | 0 | 0 | 0 | 0 | 0 | 0 | 0
F2_Commercial_Lodging (WA)_New_Miscellaneous_Natural Gas_Miscellaneous_E5 | F2 | Commercial | Lodging (WA) | New | Miscellaneous | Natural Gas | Miscellaneous | E5 | RVT - Cost of Operation | 0 | 0 | 0 | 0 | 0 | 0 | 0 | 0 | 0 | 0 | 0 | 0 | 0 | 0 | 0 | 0 | 0 | 0 | 0 | 0 | 0 | 0 | 0 | 0 | 0 | 0 | 0
F2_Commercial_Lodging (WA)_New_Miscellaneous_Natural Gas_Miscellaneous_E6 | F2 | Commercial | Lodging (WA) | New | Miscellaneous | Natural Gas | Miscellaneous | E6 | RVT - Cost of Operation | 0 | 0 | 0 | 0 | 0 | 0 | 0 | 0 | 0 | 0 | 0 | 0 | 0 | 0 | 0 | 0 | 0 | 0 | 0 | 0 | 0 | 0 | 0 | 0 | 0 | 0 | 0
F2_Commercial_Lodging (WA)_New_Miscellaneous_Natural Gas_Miscellaneous_E7 | F2 | Commercial | Lodging (WA) | New | Miscellaneous | Natural Gas | Miscellaneous | E7 | RVT - Cost of Operation | 0 | 0 | 0 | 0 | 0 | 0 | 0 | 0 | 0 | 0 | 0 | 0 | 0 | 0 | 0 | 0 | 0 | 0 | 0 | 0 | 0 | 0 | 0 | 0 | 0 | 0 | 0
F2_Commercial_Lodging (WA)_New_Miscellaneous_Natural Gas_Miscellaneous_E8 | F2 | Commercial | Lodging (WA) | New | Miscellaneous | Natural Gas | Miscellaneous | E8 | RVT - Cost of Operation | 0 | 0 | 0 | 0 | 0 | 0 | 0 | 0 | 0 | 0 | 0 | 0 | 0 | 0 | 0 | 0 | 0 | 0 | 0 | 0 | 0 | 0 | 0 | 0 | 0 | 0 | 0
F2_Commercial_Lodging (WA)_New_Miscellaneous_Natural Gas_Miscellaneous_E9 | F2 | Commercial | Lodging (WA) | New | Miscellaneous | Natural Gas | Miscellaneous | E9 | RVT - Cost of Operation | 0 | 0 | 0 | 0 | 0 | 0 | 0 | 0 | 0 | 0 | 0 | 0 | 0 | 0 | 0 | 0 | 0 | 0 | 0 | 0 | 0 | 0 | 0 | 0 | 0 | 0 | 0
F2_Commercial_Lodging (WA)_New_Miscellaneous_Natural Gas_Miscellaneous_E10 | F2 | Commercial | Lodging (WA) | New | Miscellaneous | Natural Gas | Miscellaneous | E10 | RVT - Cost of Operation | 0 | 0 | 0 | 0 | 0 | 0 | 0 | 0 | 0 | 0 | 0 | 0 | 0 | 0 | 0 | 0 | 0 | 0 | 0 | 0 | 0 | 0 | 0 | 0 | 0 | 0 | 0
F3_Commercial_Lodging (WA)_New_Miscellaneous_Natural Gas_Miscellaneous_E1 | F3 | Commercial | Lodging (WA) | New | Miscellaneous | Natural Gas | Miscellaneous | E1 | System - kBTUs of Consumption | 2.1446 | 2.1446 | 2.1446 | 2.1446 | 2.1446 | 2.1446 | 2.1446 | 2.1446 | 2.1446 | 2.1446 | 2.1446 | 2.1446 | 2.1446 | 2.1446 | 2.1446 | 2.1446 | 2.1446 | 2.1446 | 2.1446 | 2.1446 | 2.1446 | 2.1446 | 2.1446 | 2.1446 | 2.1446 | 2.1446 | 2.1446
F3_Commercial_Lodging (WA)_New_Miscellaneous_Natural Gas_Miscellaneous_E2 | F3 | Commercial | Lodging (WA) | New | Miscellaneous | Natural Gas | Miscellaneous | E2 | System - kBTUs of Consumption | 0 | 0 | 0 | 0 | 0 | 0 | 0 | 0 | 0 | 0 | 0 | 0 | 0 | 0 | 0 | 0 | 0 | 0 | 0 | 0 | 0 | 0 | 0 | 0 | 0 | 0 | 0
F3_Commercial_Lodging (WA)_New_Miscellaneous_Natural Gas_Miscellaneous_E3 | F3 | Commercial | Lodging (WA) | New | Miscellaneous | Natural Gas | Miscellaneous | E3 | System - kBTUs of Consumption | 0 | 0 | 0 | 0 | 0 | 0 | 0 | 0 | 0 | 0 | 0 | 0 | 0 | 0 | 0 | 0 | 0 | 0 | 0 | 0 | 0 | 0 | 0 | 0 | 0 | 0 | 0
F3_Commercial_Lodging (WA)_New_Miscellaneous_Natural Gas_Miscellaneous_E4 | F3 | Commercial | Lodging (WA) | New | Miscellaneous | Natural Gas | Miscellaneous | E4 | System - kBTUs of Consumption | 0 | 0 | 0 | 0 | 0 | 0 | 0 | 0 | 0 | 0 | 0 | 0 | 0 | 0 | 0 | 0 | 0 | 0 | 0 | 0 | 0 | 0 | 0 | 0 | 0 | 0 | 0
F3_Commercial_Lodging (WA)_New_Miscellaneous_Natural Gas_Miscellaneous_E5 | F3 | Commercial | Lodging (WA) | New | Miscellaneous | Natural Gas | Miscellaneous | E5 | System - kBTUs of Consumption | 0 | 0 | 0 | 0 | 0 | 0 | 0 | 0 | 0 | 0 | 0 | 0 | 0 | 0 | 0 | 0 | 0 | 0 | 0 | 0 | 0 | 0 | 0 | 0 | 0 | 0 | 0
F3_Commercial_Lodging (WA)_New_Miscellaneous_Natural Gas_Miscellaneous_E6 | F3 | Commercial | Lodging (WA) | New | Miscellaneous | Natural Gas | Miscellaneous | E6 | System - kBTUs of Consumption | 0 | 0 | 0 | 0 | 0 | 0 | 0 | 0 | 0 | 0 | 0 | 0 | 0 | 0 | 0 | 0 | 0 | 0 | 0 | 0 | 0 | 0 | 0 | 0 | 0 | 0 | 0
F3_Commercial_Lodging (WA)_New_Miscellaneous_Natural Gas_Miscellaneous_E7 | F3 | Commercial | Lodging (WA) | New | Miscellaneous | Natural Gas | Miscellaneous | E7 | System - kBTUs of Consumption | 0 | 0 | 0 | 0 | 0 | 0 | 0 | 0 | 0 | 0 | 0 | 0 | 0 | 0 | 0 | 0 | 0 | 0 | 0 | 0 | 0 | 0 | 0 | 0 | 0 | 0 | 0
F3_Commercial_Lodging (WA)_New_Miscellaneous_Natural Gas_Miscellaneous_E8 | F3 | Commercial | Lodging (WA) | New | Miscellaneous | Natural Gas | Miscellaneous | E8 | System - kBTUs of Consumption | 0 | 0 | 0 | 0 | 0 | 0 | 0 | 0 | 0 | 0 | 0 | 0 | 0 | 0 | 0 | 0 | 0 | 0 | 0 | 0 | 0 | 0 | 0 | 0 | 0 | 0 | 0
F3_Commercial_Lodging (WA)_New_Miscellaneous_Natural Gas_Miscellaneous_E9 | F3 | Commercial | Lodging (WA) | New | Miscellaneous | Natural Gas | Miscellaneous | E9 | System - kBTUs of Consumption | 0 | 0 | 0 | 0 | 0 | 0 | 0 | 0 | 0 | 0 | 0 | 0 | 0 | 0 | 0 | 0 | 0 | 0 | 0 | 0 | 0 | 0 | 0 | 0 | 0 | 0 | 0
F3_Commercial_Lodging (WA)_New_Miscellaneous_Natural Gas_Miscellaneous_E10 | F3 | Commercial | Lodging (WA) | New | Miscellaneous | Natural Gas | Miscellaneous | E10 | System - kBTUs of Consumption | 0 | 0 | 0 | 0 | 0 | 0 | 0 | 0 | 0 | 0 | 0 | 0 | 0 | 0 | 0 | 0 | 0 | 0 | 0 | 0 | 0 | 0 | 0 | 0 | 0 | 0 | 0
F4_Commercial_Lodging (WA)_New_Miscellaneous_Natural Gas_Miscellaneous_E1 | F4 | Commercial | Lodging (WA) | New | Miscellaneous | Natural Gas | Miscellaneous | E1 | Utility - Cost of Equipment | 0.24753 | 0.24753 | 0.24753 | 0.24753 | 0.24753 | 0.24753 | 0.24753 | 0.24753 | 0.24753 | 0.24753 | 0.24753 | 0.24753 | 0.24753 | 0.24753 | 0.24753 | 0.24753 | 0.24753 | 0.24753 | 0.24753 | 0.24753 | 0.24753 | 0.24753 | 0.24753 | 0.24753 | 0.24753 | 0.24753 | 0.24753
F4_Commercial_Lodging (WA)_New_Miscellaneous_Natural Gas_Miscellaneous_E2 | F4 | Commercial | Lodging (WA) | New | Miscellaneous | Natural Gas | Miscellaneous | E2 | Utility - Cost of Equipment | 0 | 0 | 0 | 0 | 0 | 0 | 0 | 0 | 0 | 0 | 0 | 0 | 0 | 0 | 0 | 0 | 0 | 0 | 0 | 0 | 0 | 0 | 0 | 0 | 0 | 0 | 0
F4_Commercial_Lodging (WA)_New_Miscellaneous_Natural Gas_Miscellaneous_E3 | F4 | Commercial | Lodging (WA) | New | Miscellaneous | Natural Gas | Miscellaneous | E3 | Utility - Cost of Equipment | 0 | 0 | 0 | 0 | 0 | 0 | 0 | 0 | 0 | 0 | 0 | 0 | 0 | 0 | 0 | 0 | 0 | 0 | 0 | 0 | 0 | 0 | 0 | 0 | 0 | 0 | 0
F4_Commercial_Lodging (WA)_New_Miscellaneous_Natural Gas_Miscellaneous_E4 | F4 | Commercial | Lodging (WA) | New | Miscellaneous | Natural Gas | Miscellaneous | E4 | Utility - Cost of Equipment | 0 | 0 | 0 | 0 | 0 | 0 | 0 | 0 | 0 | 0 | 0 | 0 | 0 | 0 | 0 | 0 | 0 | 0 | 0 | 0 | 0 | 0 | 0 | 0 | 0 | 0 | 0
F4_Commercial_Lodging (WA)_New_Miscellaneous_Natural Gas_Miscellaneous_E5 | F4 | Commercial | Lodging (WA) | New | Miscellaneous | Natural Gas | Miscellaneous | E5 | Utility - Cost of Equipment | 0 | 0 | 0 | 0 | 0 | 0 | 0 | 0 | 0 | 0 | 0 | 0 | 0 | 0 | 0 | 0 | 0 | 0 | 0 | 0 | 0 | 0 | 0 | 0 | 0 | 0 | 0
F4_Commercial_Lodging (WA)_New_Miscellaneous_Natural Gas_Miscellaneous_E6 | F4 | Commercial | Lodging (WA) | New | Miscellaneous | Natural Gas | Miscellaneous | E6 | Utility - Cost of Equipment | 0 | 0 | 0 | 0 | 0 | 0 | 0 | 0 | 0 | 0 | 0 | 0 | 0 | 0 | 0 | 0 | 0 | 0 | 0 | 0 | 0 | 0 | 0 | 0 | 0 | 0 | 0
F4_Commercial_Lodging (WA)_New_Miscellaneous_Natural Gas_Miscellaneous_E7 | F4 | Commercial | Lodging (WA) | New | Miscellaneous | Natural Gas | Miscellaneous | E7 | Utility - Cost of Equipment | 0 | 0 | 0 | 0 | 0 | 0 | 0 | 0 | 0 | 0 | 0 | 0 | 0 | 0 | 0 | 0 | 0 | 0 | 0 | 0 | 0 | 0 | 0 | 0 | 0 | 0 | 0
F4_Commercial_Lodging (WA)_New_Miscellaneous_Natural Gas_Miscellaneous_E8 | F4 | Commercial | Lodging (WA) | New | Miscellaneous | Natural Gas | Miscellaneous | E8 | Utility - Cost of Equipment | 0 | 0 | 0 | 0 | 0 | 0 | 0 | 0 | 0 | 0 | 0 | 0 | 0 | 0 | 0 | 0 | 0 | 0 | 0 | 0 | 0 | 0 | 0 | 0 | 0 | 0 | 0
F4_Commercial_Lodging (WA)_New_Miscellaneous_Natural Gas_Miscellaneous_E9 | F4 | Commercial | Lodging (WA) | New | Miscellaneous | Natural Gas | Miscellaneous | E9 | Utility - Cost of Equipment | 0 | 0 | 0 | 0 | 0 | 0 | 0 | 0 | 0 | 0 | 0 | 0 | 0 | 0 | 0 | 0 | 0 | 0 | 0 | 0 | 0 | 0 | 0 | 0 | 0 | 0 | 0
F4_Commercial_Lodging (WA)_New_Miscellaneous_Natural Gas_Miscellaneous_E10 | F4 | Commercial | Lodging (WA) | New | Miscellaneous | Natural Gas | Miscellaneous | E10 | Utility - Cost of Equipment | 0 | 0 | 0 | 0 | 0 | 0 | 0 | 0 | 0 | 0 | 0 | 0 | 0 | 0 | 0 | 0 | 0 | 0 | 0 | 0 | 0 | 0 | 0 | 0 | 0 | 0 | 0
F5_Commercial_Lodging (WA)_New_Miscellaneous_Natural Gas_Miscellaneous_E1 | F5 | Commercial | Lodging (WA) | New | Miscellaneous | Natural Gas | Miscellaneous | E1 | Utility - Cost of Operation | 0.006997 | 0.0070417 | 0.0071319 | 0.0072817 | 0.0075076 | 0.0078684 | 0.0082653 | 0.008675 | 0.0090872 | 0.0095253 | 0.0098328 | 0.010122 | 0.010466 | 0.010807 | 0.011094 | 0.011346 | 0.011546 | 0.011737 | 0.01195 | 0.012146 | 0.01235 | 0.012567 | 0.012784 | 0.013011 | 0.013242 | 0.013477 | 0.013717
F5_Commercial_Lodging (WA)_New_Miscellaneous_Natural Gas_Miscellaneous_E2 | F5 | Commercial | Lodging (WA) | New | Miscellaneous | Natural Gas | Miscellaneous | E2 | Utility - Cost of Operation | 0 | 0 | 0 | 0 | 0 | 0 | 0 | 0 | 0 | 0 | 0 | 0 | 0 | 0 | 0 | 0 | 0 | 0 | 0 | 0 | 0 | 0 | 0 | 0 | 0 | 0 | 0
F5_Commercial_Lodging (WA)_New_Miscellaneous_Natural Gas_Miscellaneous_E3 | F5 | Commercial | Lodging (WA) | New | Miscellaneous | Natural Gas | Miscellaneous | E3 | Utility - Cost of Operation | 0 | 0 | 0 | 0 | 0 | 0 | 0 | 0 | 0 | 0 | 0 | 0 | 0 | 0 | 0 | 0 | 0 | 0 | 0 | 0 | 0 | 0 | 0 | 0 | 0 | 0 | 0
F5_Commercial_Lodging (WA)_New_Miscellaneous_Natural Gas_Miscellaneous_E4 | F5 | Commercial | Lodging (WA) | New | Miscellaneous | Natural Gas | Miscellaneous | E4 | Utility - Cost of Operation | 0 | 0 | 0 | 0 | 0 | 0 | 0 | 0 | 0 | 0 | 0 | 0 | 0 | 0 | 0 | 0 | 0 | 0 | 0 | 0 | 0 | 0 | 0 | 0 | 0 | 0 | 0
F5_Commercial_Lodging (WA)_New_Miscellaneous_Natural Gas_Miscellaneous_E5 | F5 | Commercial | Lodging (WA) | New | Miscellaneous | Natural Gas | Miscellaneous | E5 | Utility - Cost of Operation | 0 | 0 | 0 | 0 | 0 | 0 | 0 | 0 | 0 | 0 | 0 | 0 | 0 | 0 | 0 | 0 | 0 | 0 | 0 | 0 | 0 | 0 | 0 | 0 | 0 | 0 | 0
F5_Commercial_Lodging (WA)_New_Miscellaneous_Natural Gas_Miscellaneous_E6 | F5 | Commercial | Lodging (WA) | New | Miscellaneous | Natural Gas | Miscellaneous | E6 | Utility - Cost of Operation | 0 | 0 | 0 | 0 | 0 | 0 | 0 | 0 | 0 | 0 | 0 | 0 | 0 | 0 | 0 | 0 | 0 | 0 | 0 | 0 | 0 | 0 | 0 | 0 | 0 | 0 | 0
F5_Commercial_Lodging (WA)_New_Miscellaneous_Natural Gas_Miscellaneous_E7 | F5 | Commercial | Lodging (WA) | New | Miscellaneous | Natural Gas | Miscellaneous | E7 | Utility - Cost of Operation | 0 | 0 | 0 | 0 | 0 | 0 | 0 | 0 | 0 | 0 | 0 | 0 | 0 | 0 | 0 | 0 | 0 | 0 | 0 | 0 | 0 | 0 | 0 | 0 | 0 | 0 | 0
F5_Commercial_Lodging (WA)_New_Miscellaneous_Natural Gas_Miscellaneous_E8 | F5 | Commercial | Lodging (WA) | New | Miscellaneous | Natural Gas | Miscellaneous | E8 | Utility - Cost of Operation | 0 | 0 | 0 | 0 | 0 | 0 | 0 | 0 | 0 | 0 | 0 | 0 | 0 | 0 | 0 | 0 | 0 | 0 | 0 | 0 | 0 | 0 | 0 | 0 | 0 | 0 | 0
F5_Commercial_Lodging (WA)_New_Miscellaneous_Natural Gas_Miscellaneous_E9 | F5 | Commercial | Lodging (WA) | New | Miscellaneous | Natural Gas | Miscellaneous | E9 | Utility - Cost of Operation | 0 | 0 | 0 | 0 | 0 | 0 | 0 | 0 | 0 | 0 | 0 | 0 | 0 | 0 | 0 | 0 | 0 | 0 | 0 | 0 | 0 | 0 | 0 | 0 | 0 | 0 | 0
F5_Commercial_Lodging (WA)_New_Miscellaneous_Natural Gas_Miscellaneous_E10 | F5 | Commercial | Lodging (WA) | New | Miscellaneous | Natural Gas | Miscellaneous | E10 | Utility - Cost of Operation | 0 | 0 | 0 | 0 | 0 | 0 | 0 | 0 | 0 | 0 | 0 | 0 | 0 | 0 | 0 | 0 | 0 | 0 | 0 | 0 | 0 | 0 | 0 | 0 | 0 | 0 | 0
F6_Commercial_Lodging (WA)_New_Miscellaneous_Natural Gas_Miscellaneous_E1 | F6 | Commercial | Lodging (WA) | New | Miscellaneous | Natural Gas | Miscellaneous | E1 | Utility - Value of Sales | 0.0083964 | 0.0084501 | 0.0085398 | 0.0086793 | 0.008885 | 0.0092239 | 0.0095725 | 0.0098981 | 0.010183 | 0.010478 | 0.010816 | 0.011134 | 0.011513 | 0.011876 | 0.012165 | 0.012399 | 0.012556 | 0.012683 | 0.012809 | 0.01289 | 0.012968 | 0.013195 | 0.013423 | 0.013662 | 0.013904 | 0.014151 | 0.014403
F6_Commercial_Lodging (WA)_New_Miscellaneous_Natural Gas_Miscellaneous_E2 | F6 | Commercial | Lodging (WA) | New | Miscellaneous | Natural Gas | Miscellaneous | E2 | Utility - Value of Sales | 0 | 0 | 0 | 0 | 0 | 0 | 0 | 0 | 0 | 0 | 0 | 0 | 0 | 0 | 0 | 0 | 0 | 0 | 0 | 0 | 0 | 0 | 0 | 0 | 0 | 0 | 0
F6_Commercial_Lodging (WA)_New_Miscellaneous_Natural Gas_Miscellaneous_E3 | F6 | Commercial | Lodging (WA) | New | Miscellaneous | Natural Gas | Miscellaneous | E3 | Utility - Value of Sales | 0 | 0 | 0 | 0 | 0 | 0 | 0 | 0 | 0 | 0 | 0 | 0 | 0 | 0 | 0 | 0 | 0 | 0 | 0 | 0 | 0 | 0 | 0 | 0 | 0 | 0 | 0
F6_Commercial_Lodging (WA)_New_Miscellaneous_Natural Gas_Miscellaneous_E4 | F6 | Commercial | Lodging (WA) | New | Miscellaneous | Natural Gas | Miscellaneous | E4 | Utility - Value of Sales | 0 | 0 | 0 | 0 | 0 | 0 | 0 | 0 | 0 | 0 | 0 | 0 | 0 | 0 | 0 | 0 | 0 | 0 | 0 | 0 | 0 | 0 | 0 | 0 | 0 | 0 | 0
F6_Commercial_Lodging (WA)_New_Miscellaneous_Natural Gas_Miscellaneous_E5 | F6 | Commercial | Lodging (WA) | New | Miscellaneous | Natural Gas | Miscellaneous | E5 | Utility - Value of Sales | 0 | 0 | 0 | 0 | 0 | 0 | 0 | 0 | 0 | 0 | 0 | 0 | 0 | 0 | 0 | 0 | 0 | 0 | 0 | 0 | 0 | 0 | 0 | 0 | 0 | 0 | 0
F6_Commercial_Lodging (WA)_New_Miscellaneous_Natural Gas_Miscellaneous_E6 | F6 | Commercial | Lodging (WA) | New | Miscellaneous | Natural Gas | Miscellaneous | E6 | Utility - Value of Sales | 0 | 0 | 0 | 0 | 0 | 0 | 0 | 0 | 0 | 0 | 0 | 0 | 0 | 0 | 0 | 0 | 0 | 0 | 0 | 0 | 0 | 0 | 0 | 0 | 0 | 0 | 0
F6_Commercial_Lodging (WA)_New_Miscellaneous_Natural Gas_Miscellaneous_E7 | F6 | Commercial | Lodging (WA) | New | Miscellaneous | Natural Gas | Miscellaneous | E7 | Utility - Value of Sales | 0 | 0 | 0 | 0 | 0 | 0 | 0 | 0 | 0 | 0 | 0 | 0 | 0 | 0 | 0 | 0 | 0 | 0 | 0 | 0 | 0 | 0 | 0 | 0 | 0 | 0 | 0
F6_Commercial_Lodging (WA)_New_Miscellaneous_Natural Gas_Miscellaneous_E8 | F6 | Commercial | Lodging (WA) | New | Miscellaneous | Natural Gas | Miscellaneous | E8 | Utility - Value of Sales | 0 | 0 | 0 | 0 | 0 | 0 | 0 | 0 | 0 | 0 | 0 | 0 | 0 | 0 | 0 | 0 | 0 | 0 | 0 | 0 | 0 | 0 | 0 | 0 | 0 | 0 | 0
F6_Commercial_Lodging (WA)_New_Miscellaneous_Natural Gas_Miscellaneous_E9 | F6 | Commercial | Lodging (WA) | New | Miscellaneous | Natural Gas | Miscellaneous | E9 | Utility - Value of Sales | 0 | 0 | 0 | 0 | 0 | 0 | 0 | 0 | 0 | 0 | 0 | 0 | 0 | 0 | 0 | 0 | 0 | 0 | 0 | 0 | 0 | 0 | 0 | 0 | 0 | 0 | 0
F6_Commercial_Lodging (WA)_New_Miscellaneous_Natural Gas_Miscellaneous_E10 | F6 | Commercial | Lodging (WA) | New | Miscellaneous | Natural Gas | Miscellaneous | E10 | Utility - Value of Sales | 0 | 0 | 0 | 0 | 0 | 0 | 0 | 0 | 0 | 0 | 0 | 0 | 0 | 0 | 0 | 0 | 0 | 0 | 0 | 0 | 0 | 0 | 0 | 0 | 0 | 0 | 0
F1_Commercial_Warehouse (WA)_Existing_Space Heating_Natural Gas_Furnace_E1 | F1 | Commercial | Warehouse (WA) | Existing | Space Heating | Natural Gas | Furnace | E1 | RVT - Cost of Equipment | 0.045068 | 0.045068 | 0.045068 | 0.045068 | 0.045068 | 0.045068 | 0.045068 | 0.045068 | 0.045068 | 0.045068 | 0.045068 | 0.045068 | 0.045068 | 0.045068 | 0.045068 | 0.045068 | 0.045068 | 0.045068 | 0.045068 | 0.045068 | 0.045068 | 0.045068 | 0.045068 | 0.045068 | 0.045068 | 0.045068 | 0.045068
F1_Commercial_Warehouse (WA)_Existing_Space Heating_Natural Gas_Furnace_E2 | F1 | Commercial | Warehouse (WA) | Existing | Space Heating | Natural Gas | Furnace | E2 | RVT - Cost of Equipment | 0.091093 | 0.091093 | 0.091093 | 0.091093 | 0.091093 | 0.091093 | 0.091093 | 0.091093 | 0.091093 | 0.091093 | 0.091093 | 0.091093 | 0.091093 | 0.091093 | 0.091093 | 0.091093 | 0.091093 | 0.091093 | 0.091093 | 0.091093 | 0.091093 | 0.091093 | 0.091093 | 0.091093 | 0.091093 | 0.091093 | 0.091093
F1_Commercial_Warehouse (WA)_Existing_Space Heating_Natural Gas_Furnace_E3 | F1 | Commercial | Warehouse (WA) | Existing | Space Heating | Natural Gas | Furnace | E3 | RVT - Cost of Equipment | 0.055375 | 0.055375 | 0.055375 | 0.055375 | 0.055375 | 0.055375 | 0.055375 | 0.055375 | 0.055375 | 0.055375 | 0.055375 | 0.055375 | 0.055375 | 0.055375 | 0.055375 | 0.055375 | 0.055375 | 0.055375 | 0.055375 | 0.055375 | 0.055375 | 0.055375 | 0.055375 | 0.055375 | 0.055375 | 0.055375 | 0.055375
F1_Commercial_Warehouse (WA)_Existing_Space Heating_Natural Gas_Furnace_E4 | F1 | Commercial | Warehouse (WA) | Existing | Space Heating | Natural Gas | Furnace | E4 | RVT - Cost of Equipment | 0 | 0 | 0 | 0 | 0 | 0 | 0 | 0 | 0 | 0 | 0 | 0 | 0 | 0 | 0 | 0 | 0 | 0 | 0 | 0 | 0 | 0 | 0 | 0 | 0 | 0 | 0
F1_Commercial_Warehouse (WA)_Existing_Space Heating_Natural Gas_Furnace_E5 | F1 | Commercial | Warehouse (WA) | Existing | Space Heating | Natural Gas | Furnace | E5 | RVT - Cost of Equipment | 0 | 0 | 0 | 0 | 0 | 0 | 0 | 0 | 0 | 0 | 0 | 0 | 0 | 0 | 0 | 0 | 0 | 0 | 0 | 0 | 0 | 0 | 0 | 0 | 0 | 0 | 0
F1_Commercial_Warehouse (WA)_Existing_Space Heating_Natural Gas_Furnace_E6 | F1 | Commercial | Warehouse (WA) | Existing | Space Heating | Natural Gas | Furnace | E6 | RVT - Cost of Equipment | 0 | 0 | 0 | 0 | 0 | 0 | 0 | 0 | 0 | 0 | 0 | 0 | 0 | 0 | 0 | 0 | 0 | 0 | 0 | 0 | 0 | 0 | 0 | 0 | 0 | 0 | 0
F1_Commercial_Warehouse (WA)_Existing_Space Heating_Natural Gas_Furnace_E7 | F1 | Commercial | Warehouse (WA) | Existing | Space Heating | Natural Gas | Furnace | E7 | RVT - Cost of Equipment | 0 | 0 | 0 | 0 | 0 | 0 | 0 | 0 | 0 | 0 | 0 | 0 | 0 | 0 | 0 | 0 | 0 | 0 | 0 | 0 | 0 | 0 | 0 | 0 | 0 | 0 | 0
F1_Commercial_Warehouse (WA)_Existing_Space Heating_Natural Gas_Furnace_E8 | F1 | Commercial | Warehouse (WA) | Existing | Space Heating | Natural Gas | Furnace | E8 | RVT - Cost of Equipment | 0 | 0 | 0 | 0 | 0 | 0 | 0 | 0 | 0 | 0 | 0 | 0 | 0 | 0 | 0 | 0 | 0 | 0 | 0 | 0 | 0 | 0 | 0 | 0 | 0 | 0 | 0
F1_Commercial_Warehouse (WA)_Existing_Space Heating_Natural Gas_Furnace_E9 | F1 | Commercial | Warehouse (WA) | Existing | Space Heating | Natural Gas | Furnace | E9 | RVT - Cost of Equipment | 0 | 0 | 0 | 0 | 0 | 0 | 0 | 0 | 0 | 0 | 0 | 0 | 0 | 0 | 0 | 0 | 0 | 0 | 0 | 0 | 0 | 0 | 0 | 0 | 0 | 0 | 0
F1_Commercial_Warehouse (WA)_Existing_Space Heating_Natural Gas_Furnace_E10 | F1 | Commercial | Warehouse (WA) | Existing | Space Heating | Natural Gas | Furnace | E10 | RVT - Cost of Equipment | 0 | 0 | 0 | 0 | 0 | 0 | 0 | 0 | 0 | 0 | 0 | 0 | 0 | 0 | 0 | 0 | 0 | 0 | 0 | 0 | 0 | 0 | 0 | 0 | 0 | 0 | 0
F2_Commercial_Warehouse (WA)_Existing_Space Heating_Natural Gas_Furnace_E1 | F2 | Commercial | Warehouse (WA) | Existing | Space Heating | Natural Gas | Furnace | E1 | RVT - Cost of Operation | 0.26064 | 0.26281 | 0.26641 | 0.27058 | 0.27535 | 0.28312 | 0.29084 | 0.2989 | 0.30598 | 0.31285 | 0.32063 | 0.32743 | 0.335 | 0.3428 | 0.34974 | 0.3564 | 0.36227 | 0.36827 | 0.37448 | 0.38077 | 0.38706 | 0.3955 | 0.40551 | 0.41411 | 0.4229 | 0.43188 | 0.44105
F2_Commercial_Warehouse (WA)_Existing_Space Heating_Natural Gas_Furnace_E2 | F2 | Commercial | Warehouse (WA) | Existing | Space Heating | Natural Gas | Furnace | E2 | RVT - Cost of Operation | 0.23168 | 0.23361 | 0.23681 | 0.24051 | 0.24476 | 0.25167 | 0.25852 | 0.26569 | 0.27198 | 0.27809 | 0.28501 | 0.29105 | 0.29778 | 0.30471 | 0.31088 | 0.3168 | 0.32202 | 0.32735 | 0.33287 | 0.33846 | 0.34405 | 0.35155 | 0.36045 | 0.3681 | 0.37591 | 0.38389 | 0.39204
F2_Commercial_Warehouse (WA)_Existing_Space Heating_Natural Gas_Furnace_E3 | F2 | Commercial | Warehouse (WA) | Existing | Space Heating | Natural Gas | Furnace | E3 | RVT - Cost of Operation | 0.2172 | 0.21901 | 0.22201 | 0.22548 | 0.22946 | 0.23594 | 0.24236 | 0.24909 | 0.25498 | 0.26071 | 0.26719 | 0.27286 | 0.27917 | 0.28567 | 0.29145 | 0.297 | 0.3019 | 0.30689 | 0.31207 | 0.3173 | 0.32255 | 0.32958 | 0.33792 | 0.34509 | 0.35242 | 0.3599 | 0.36754
F2_Commercial_Warehouse (WA)_Existing_Space Heating_Natural Gas_Furnace_E4 | F2 | Commercial | Warehouse (WA) | Existing | Space Heating | Natural Gas | Furnace | E4 | RVT - Cost of Operation | 0 | 0 | 0 | 0 | 0 | 0 | 0 | 0 | 0 | 0 | 0 | 0 | 0 | 0 | 0 | 0 | 0 | 0 | 0 | 0 | 0 | 0 | 0 | 0 | 0 | 0 | 0
F2_Commercial_Warehouse (WA)_Existing_Space Heating_Natural Gas_Furnace_E5 | F2 | Commercial | Warehouse (WA) | Existing | Space Heating | Natural Gas | Furnace | E5 | RVT - Cost of Operation | 0 | 0 | 0 | 0 | 0 | 0 | 0 | 0 | 0 | 0 | 0 | 0 | 0 | 0 | 0 | 0 | 0 | 0 | 0 | 0 | 0 | 0 | 0 | 0 | 0 | 0 | 0
F2_Commercial_Warehouse (WA)_Existing_Space Heating_Natural Gas_Furnace_E6 | F2 | Commercial | Warehouse (WA) | Existing | Space Heating | Natural Gas | Furnace | E6 | RVT - Cost of Operation | 0 | 0 | 0 | 0 | 0 | 0 | 0 | 0 | 0 | 0 | 0 | 0 | 0 | 0 | 0 | 0 | 0 | 0 | 0 | 0 | 0 | 0 | 0 | 0 | 0 | 0 | 0
F2_Commercial_Warehouse (WA)_Existing_Space Heating_Natural Gas_Furnace_E7 | F2 | Commercial | Warehouse (WA) | Existing | Space Heating | Natural Gas | Furnace | E7 | RVT - Cost of Operation | 0 | 0 | 0 | 0 | 0 | 0 | 0 | 0 | 0 | 0 | 0 | 0 | 0 | 0 | 0 | 0 | 0 | 0 | 0 | 0 | 0 | 0 | 0 | 0 | 0 | 0 | 0
F2_Commercial_Warehouse (WA)_Existing_Space Heating_Natural Gas_Furnace_E8 | F2 | Commercial | Warehouse (WA) | Existing | Space Heating | Natural Gas | Furnace | E8 | RVT - Cost of Operation | 0 | 0 | 0 | 0 | 0 | 0 | 0 | 0 | 0 | 0 | 0 | 0 | 0 | 0 | 0 | 0 | 0 | 0 | 0 | 0 | 0 | 0 | 0 | 0 | 0 | 0 | 0
F2_Commercial_Warehouse (WA)_Existing_Space Heating_Natural Gas_Furnace_E9 | F2 | Commercial | Warehouse (WA) | Existing | Space Heating | Natural Gas | Furnace | E9 | RVT - Cost of Operation | 0 | 0 | 0 | 0 | 0 | 0 | 0 | 0 | 0 | 0 | 0 | 0 | 0 | 0 | 0 | 0 | 0 | 0 | 0 | 0 | 0 | 0 | 0 | 0 | 0 | 0 | 0
F2_Commercial_Warehouse (WA)_Existing_Space Heating_Natural Gas_Furnace_E10 | F2 | Commercial | Warehouse (WA) | Existing | Space Heating | Natural Gas | Furnace | E10 | RVT - Cost of Operation | 0 | 0 | 0 | 0 | 0 | 0 | 0 | 0 | 0 | 0 | 0 | 0 | 0 | 0 | 0 | 0 | 0 | 0 | 0 | 0 | 0 | 0 | 0 | 0 | 0 | 0 | 0
F3_Commercial_Warehouse (WA)_Existing_Space Heating_Natural Gas_Furnace_E1 | F3 | Commercial | Warehouse (WA) | Existing | Space Heating | Natural Gas | Furnace | E1 | System - kBTUs of Consumption | 57.3578 | 57.2138 | 57.2138 | 57.2138 | 57.2138 | 57.2138 | 57.2138 | 57.2138 | 57.2138 | 57.2138 | 57.2138 | 57.2138 | 57.2138 | 57.2138 | 57.2138 | 57.2138 | 57.2138 | 57.2138 | 57.2138 | 57.2138 | 57.2138 | 57.2138 | 57.2138 | 57.2138 | 57.2138 | 57.2138 | 57.2138
F3_Commercial_Warehouse (WA)_Existing_Space Heating_Natural Gas_Furnace_E2 | F3 | Commercial | Warehouse (WA) | Existing | Space Heating | Natural Gas | Furnace | E2 | System - kBTUs of Consumption | 50.9847 | 50.8567 | 50.8567 | 50.8567 | 50.8567 | 50.8567 | 50.8567 | 50.8567 | 50.8567 | 50.8567 | 50.8567 | 50.8567 | 50.8567 | 50.8567 | 50.8567 | 50.8567 | 50.8567 | 50.8567 | 50.8567 | 50.8567 | 50.8567 | 50.8567 | 50.8567 | 50.8567 | 50.8567 | 50.8567 | 50.8567
F3_Commercial_Warehouse (WA)_Existing_Space Heating_Natural Gas_Furnace_E3 | F3 | Commercial | Warehouse (WA) | Existing | Space Heating | Natural Gas | Furnace | E3 | System - kBTUs of Consumption | 47.7982 | 47.6781 | 47.6781 | 47.6781 | 47.6781 | 47.6781 | 47.6781 | 47.6781 | 47.6781 | 47.6781 | 47.6781 | 47.6781 | 47.6781 | 47.6781 | 47.6781 | 47.6781 | 47.6781 | 47.6781 | 47.6781 | 47.6781 | 47.6781 | 47.6781 | 47.6781 | 47.6781 | 47.6781 | 47.6781 | 47.6781
F3_Commercial_Warehouse (WA)_Existing_Space Heating_Natural Gas_Furnace_E4 | F3 | Commercial | Warehouse (WA) | Existing | Space Heating | Natural Gas | Furnace | E4 | System - kBTUs of Consumption | 0 | 0 | 0 | 0 | 0 | 0 | 0 | 0 | 0 | 0 | 0 | 0 | 0 | 0 | 0 | 0 | 0 | 0 | 0 | 0 | 0 | 0 | 0 | 0 | 0 | 0 | 0
F3_Commercial_Warehouse (WA)_Existing_Space Heating_Natural Gas_Furnace_E5 | F3 | Commercial | Warehouse (WA) | Existing | Space Heating | Natural Gas | Furnace | E5 | System - kBTUs of Consumption | 0 | 0 | 0 | 0 | 0 | 0 | 0 | 0 | 0 | 0 | 0 | 0 | 0 | 0 | 0 | 0 | 0 | 0 | 0 | 0 | 0 | 0 | 0 | 0 | 0 | 0 | 0
F3_Commercial_Warehouse (WA)_Existing_Space Heating_Natural Gas_Furnace_E6 | F3 | Commercial | Warehouse (WA) | Existing | Space Heating | Natural Gas | Furnace | E6 | System - kBTUs of Consumption | 0 | 0 | 0 | 0 | 0 | 0 | 0 | 0 | 0 | 0 | 0 | 0 | 0 | 0 | 0 | 0 | 0 | 0 | 0 | 0 | 0 | 0 | 0 | 0 | 0 | 0 | 0
F3_Commercial_Warehouse (WA)_Existing_Space Heating_Natural Gas_Furnace_E7 | F3 | Commercial | Warehouse (WA) | Existing | Space Heating | Natural Gas | Furnace | E7 | System - kBTUs of Consumption | 0 | 0 | 0 | 0 | 0 | 0 | 0 | 0 | 0 | 0 | 0 | 0 | 0 | 0 | 0 | 0 | 0 | 0 | 0 | 0 | 0 | 0 | 0 | 0 | 0 | 0 | 0
F3_Commercial_Warehouse (WA)_Existing_Space Heating_Natural Gas_Furnace_E8 | F3 | Commercial | Warehouse (WA) | Existing | Space Heating | Natural Gas | Furnace | E8 | System - kBTUs of Consumption | 0 | 0 | 0 | 0 | 0 | 0 | 0 | 0 | 0 | 0 | 0 | 0 | 0 | 0 | 0 | 0 | 0 | 0 | 0 | 0 | 0 | 0 | 0 | 0 | 0 | 0 | 0
F3_Commercial_Warehouse (WA)_Existing_Space Heating_Natural Gas_Furnace_E9 | F3 | Commercial | Warehouse (WA) | Existing | Space Heating | Natural Gas | Furnace | E9 | System - kBTUs of Consumption | 0 | 0 | 0 | 0 | 0 | 0 | 0 | 0 | 0 | 0 | 0 | 0 | 0 | 0 | 0 | 0 | 0 | 0 | 0 | 0 | 0 | 0 | 0 | 0 | 0 | 0 | 0
F3_Commercial_Warehouse (WA)_Existing_Space Heating_Natural Gas_Furnace_E10 | F3 | Commercial | Warehouse (WA) | Existing | Space Heating | Natural Gas | Furnace | E10 | System - kBTUs of Consumption | 0 | 0 | 0 | 0 | 0 | 0 | 0 | 0 | 0 | 0 | 0 | 0 | 0 | 0 | 0 | 0 | 0 | 0 | 0 | 0 | 0 | 0 | 0 | 0 | 0 | 0 | 0
F4_Commercial_Warehouse (WA)_Existing_Space Heating_Natural Gas_Furnace_E1 | F4 | Commercial | Warehouse (WA) | Existing | Space Heating | Natural Gas | Furnace | E1 | Utility - Cost of Equipment | 0.045068 | 0.045068 | 0.045068 | 0.045068 | 0.045068 | 0.045068 | 0.045068 | 0.045068 | 0.045068 | 0.045068 | 0.045068 | 0.045068 | 0.045068 | 0.045068 | 0.045068 | 0.045068 | 0.045068 | 0.045068 | 0.045068 | 0.045068 | 0.045068 | 0.045068 | 0.045068 | 0.045068 | 0.045068 | 0.045068 | 0.045068
F4_Commercial_Warehouse (WA)_Existing_Space Heating_Natural Gas_Furnace_E2 | F4 | Commercial | Warehouse (WA) | Existing | Space Heating | Natural Gas | Furnace | E2 | Utility - Cost of Equipment | 0.091093 | 0.091093 | 0.091093 | 0.091093 | 0.091093 | 0.091093 | 0.091093 | 0.091093 | 0.091093 | 0.091093 | 0.091093 | 0.091093 | 0.091093 | 0.091093 | 0.091093 | 0.091093 | 0.091093 | 0.091093 | 0.091093 | 0.091093 | 0.091093 | 0.091093 | 0.091093 | 0.091093 | 0.091093 | 0.091093 | 0.091093
F4_Commercial_Warehouse (WA)_Existing_Space Heating_Natural Gas_Furnace_E3 | F4 | Commercial | Warehouse (WA) | Existing | Space Heating | Natural Gas | Furnace | E3 | Utility - Cost of Equipment | 0.055375 | 0.055375 | 0.055375 | 0.055375 | 0.055375 | 0.055375 | 0.055375 | 0.055375 | 0.055375 | 0.055375 | 0.055375 | 0.055375 | 0.055375 | 0.055375 | 0.055375 | 0.055375 | 0.055375 | 0.055375 | 0.055375 | 0.055375 | 0.055375 | 0.055375 | 0.055375 | 0.055375 | 0.055375 | 0.055375 | 0.055375
F4_Commercial_Warehouse (WA)_Existing_Space Heating_Natural Gas_Furnace_E4 | F4 | Commercial | Warehouse (WA) | Existing | Space Heating | Natural Gas | Furnace | E4 | Utility - Cost of Equipment | 0 | 0 | 0 | 0 | 0 | 0 | 0 | 0 | 0 | 0 | 0 | 0 | 0 | 0 | 0 | 0 | 0 | 0 | 0 | 0 | 0 | 0 | 0 | 0 | 0 | 0 | 0
F4_Commercial_Warehouse (WA)_Existing_Space Heating_Natural Gas_Furnace_E5 | F4 | Commercial | Warehouse (WA) | Existing | Space Heating | Natural Gas | Furnace | E5 | Utility - Cost of Equipment | 0 | 0 | 0 | 0 | 0 | 0 | 0 | 0 | 0 | 0 | 0 | 0 | 0 | 0 | 0 | 0 | 0 | 0 | 0 | 0 | 0 | 0 | 0 | 0 | 0 | 0 | 0
F4_Commercial_Warehouse (WA)_Existing_Space Heating_Natural Gas_Furnace_E6 | F4 | Commercial | Warehouse (WA) | Existing | Space Heating | Natural Gas | Furnace | E6 | Utility - Cost of Equipment | 0 | 0 | 0 | 0 | 0 | 0 | 0 | 0 | 0 | 0 | 0 | 0 | 0 | 0 | 0 | 0 | 0 | 0 | 0 | 0 | 0 | 0 | 0 | 0 | 0 | 0 | 0
F4_Commercial_Warehouse (WA)_Existing_Space Heating_Natural Gas_Furnace_E7 | F4 | Commercial | Warehouse (WA) | Existing | Space Heating | Natural Gas | Furnace | E7 | Utility - Cost of Equipment | 0 | 0 | 0 | 0 | 0 | 0 | 0 | 0 | 0 | 0 | 0 | 0 | 0 | 0 | 0 | 0 | 0 | 0 | 0 | 0 | 0 | 0 | 0 | 0 | 0 | 0 | 0
F4_Commercial_Warehouse (WA)_Existing_Space Heating_Natural Gas_Furnace_E8 | F4 | Commercial | Warehouse (WA) | Existing | Space Heating | Natural Gas | Furnace | E8 | Utility - Cost of Equipment | 0 | 0 | 0 | 0 | 0 | 0 | 0 | 0 | 0 | 0 | 0 | 0 | 0 | 0 | 0 | 0 | 0 | 0 | 0 | 0 | 0 | 0 | 0 | 0 | 0 | 0 | 0
F4_Commercial_Warehouse (WA)_Existing_Space Heating_Natural Gas_Furnace_E9 | F4 | Commercial | Warehouse (WA) | Existing | Space Heating | Natural Gas | Furnace | E9 | Utility - Cost of Equipment | 0 | 0 | 0 | 0 | 0 | 0 | 0 | 0 | 0 | 0 | 0 | 0 | 0 | 0 | 0 | 0 | 0 | 0 | 0 | 0 | 0 | 0 | 0 | 0 | 0 | 0 | 0
F4_Commercial_Warehouse (WA)_Existing_Space Heating_Natural Gas_Furnace_E10 | F4 | Commercial | Warehouse (WA) | Existing | Space Heating | Natural Gas | Furnace | E10 | Utility - Cost of Equipment | 0 | 0 | 0 | 0 | 0 | 0 | 0 | 0 | 0 | 0 | 0 | 0 | 0 | 0 | 0 | 0 | 0 | 0 | 0 | 0 | 0 | 0 | 0 | 0 | 0 | 0 | 0
F5_Commercial_Warehouse (WA)_Existing_Space Heating_Natural Gas_Furnace_E1 | F5 | Commercial | Warehouse (WA) | Existing | Space Heating | Natural Gas | Furnace | E1 | Utility - Cost of Operation | 0.22329 | 0.22654 | 0.23114 | 0.23639 | 0.24235 | 0.25102 | 0.25987 | 0.26926 | 0.27809 | 0.28705 | 0.2949 | 0.30198 | 0.30985 | 0.31801 | 0.32548 | 0.33279 | 0.33949 | 0.3464 | 0.35363 | 0.36106 | 0.36863 | 0.37666 | 0.3862 | 0.39439 | 0.40276 | 0.41131 | 0.42004
F5_Commercial_Warehouse (WA)_Existing_Space Heating_Natural Gas_Furnace_E2 | F5 | Commercial | Warehouse (WA) | Existing | Space Heating | Natural Gas | Furnace | E2 | Utility - Cost of Operation | 0.19848 | 0.20137 | 0.20546 | 0.21013 | 0.21542 | 0.22313 | 0.23099 | 0.23934 | 0.24719 | 0.25516 | 0.26213 | 0.26843 | 0.27542 | 0.28268 | 0.28932 | 0.29582 | 0.30177 | 0.30791 | 0.31434 | 0.32094 | 0.32767 | 0.33481 | 0.34329 | 0.35057 | 0.35801 | 0.36561 | 0.37337
F5_Commercial_Warehouse (WA)_Existing_Space Heating_Natural Gas_Furnace_E3 | F5 | Commercial | Warehouse (WA) | Existing | Space Heating | Natural Gas | Furnace | E3 | Utility - Cost of Operation | 0.18608 | 0.18878 | 0.19262 | 0.197 | 0.20196 | 0.20918 | 0.21655 | 0.22438 | 0.23175 | 0.23921 | 0.24575 | 0.25165 | 0.25821 | 0.26501 | 0.27124 | 0.27733 | 0.28291 | 0.28867 | 0.2947 | 0.30088 | 0.30719 | 0.31389 | 0.32183 | 0.32866 | 0.33564 | 0.34276 | 0.35004
F5_Commercial_Warehouse (WA)_Existing_Space Heating_Natural Gas_Furnace_E4 | F5 | Commercial | Warehouse (WA) | Existing | Space Heating | Natural Gas | Furnace | E4 | Utility - Cost of Operation | 0 | 0 | 0 | 0 | 0 | 0 | 0 | 0 | 0 | 0 | 0 | 0 | 0 | 0 | 0 | 0 | 0 | 0 | 0 | 0 | 0 | 0 | 0 | 0 | 0 | 0 | 0
F5_Commercial_Warehouse (WA)_Existing_Space Heating_Natural Gas_Furnace_E5 | F5 | Commercial | Warehouse (WA) | Existing | Space Heating | Natural Gas | Furnace | E5 | Utility - Cost of Operation | 0 | 0 | 0 | 0 | 0 | 0 | 0 | 0 | 0 | 0 | 0 | 0 | 0 | 0 | 0 | 0 | 0 | 0 | 0 | 0 | 0 | 0 | 0 | 0 | 0 | 0 | 0
F5_Commercial_Warehouse (WA)_Existing_Space Heating_Natural Gas_Furnace_E6 | F5 | Commercial | Warehouse (WA) | Existing | Space Heating | Natural Gas | Furnace | E6 | Utility - Cost of Operation | 0 | 0 | 0 | 0 | 0 | 0 | 0 | 0 | 0 | 0 | 0 | 0 | 0 | 0 | 0 | 0 | 0 | 0 | 0 | 0 | 0 | 0 | 0 | 0 | 0 | 0 | 0
F5_Commercial_Warehouse (WA)_Existing_Space Heating_Natural Gas_Furnace_E7 | F5 | Commercial | Warehouse (WA) | Existing | Space Heating | Natural Gas | Furnace | E7 | Utility - Cost of Operation | 0 | 0 | 0 | 0 | 0 | 0 | 0 | 0 | 0 | 0 | 0 | 0 | 0 | 0 | 0 | 0 | 0 | 0 | 0 | 0 | 0 | 0 | 0 | 0 | 0 | 0 | 0
F5_Commercial_Warehouse (WA)_Existing_Space Heating_Natural Gas_Furnace_E8 | F5 | Commercial | Warehouse (WA) | Existing | Space Heating | Natural Gas | Furnace | E8 | Utility - Cost of Operation | 0 | 0 | 0 | 0 | 0 | 0 | 0 | 0 | 0 | 0 | 0 | 0 | 0 | 0 | 0 | 0 | 0 | 0 | 0 | 0 | 0 | 0 | 0 | 0 | 0 | 0 | 0
F5_Commercial_Warehouse (WA)_Existing_Space Heating_Natural Gas_Furnace_E9 | F5 | Commercial | Warehouse (WA) | Existing | Space Heating | Natural Gas | Furnace | E9 | Utility - Cost of Operation | 0 | 0 | 0 | 0 | 0 | 0 | 0 | 0 | 0 | 0 | 0 | 0 | 0 | 0 | 0 | 0 | 0 | 0 | 0 | 0 | 0 | 0 | 0 | 0 | 0 | 0 | 0
F5_Commercial_Warehouse (WA)_Existing_Space Heating_Natural Gas_Furnace_E10 | F5 | Commercial | Warehouse (WA) | Existing | Space Heating | Natural Gas | Furnace | E10 | Utility - Cost of Operation | 0 | 0 | 0 | 0 | 0 | 0 | 0 | 0 | 0 | 0 | 0 | 0 | 0 | 0 | 0 | 0 | 0 | 0 | 0 | 0 | 0 | 0 | 0 | 0 | 0 | 0 | 0
F6_Commercial_Warehouse (WA)_Existing_Space Heating_Natural Gas_Furnace_E1 | F6 | Commercial | Warehouse (WA) | Existing | Space Heating | Natural Gas | Furnace | E1 | Utility - Value of Sales | 0.26064 | 0.26281 | 0.26641 | 0.27058 | 0.27535 | 0.28312 | 0.29084 | 0.2989 | 0.30598 | 0.31285 | 0.32063 | 0.32743 | 0.335 | 0.3428 | 0.34974 | 0.3564 | 0.36227 | 0.36827 | 0.37448 | 0.38077 | 0.38706 | 0.3955 | 0.40551 | 0.41411 | 0.4229 | 0.43188 | 0.44105
F6_Commercial_Warehouse (WA)_Existing_Space Heating_Natural Gas_Furnace_E2 | F6 | Commercial | Warehouse (WA) | Existing | Space Heating | Natural Gas | Furnace | E2 | Utility - Value of Sales | 0.23168 | 0.23361 | 0.23681 | 0.24051 | 0.24476 | 0.25167 | 0.25852 | 0.26569 | 0.27198 | 0.27809 | 0.28501 | 0.29105 | 0.29778 | 0.30471 | 0.31088 | 0.3168 | 0.32202 | 0.32735 | 0.33287 | 0.33846 | 0.34405 | 0.35155 | 0.36045 | 0.3681 | 0.37591 | 0.38389 | 0.39204
F6_Commercial_Warehouse (WA)_Existing_Space Heating_Natural Gas_Furnace_E3 | F6 | Commercial | Warehouse (WA) | Existing | Space Heating | Natural Gas | Furnace | E3 | Utility - Value of Sales | 0.2172 | 0.21901 | 0.22201 | 0.22548 | 0.22946 | 0.23594 | 0.24236 | 0.24909 | 0.25498 | 0.26071 | 0.26719 | 0.27286 | 0.27917 | 0.28567 | 0.29145 | 0.297 | 0.3019 | 0.30689 | 0.31207 | 0.3173 | 0.32255 | 0.32958 | 0.33792 | 0.34509 | 0.35242 | 0.3599 | 0.36754
F6_Commercial_Warehouse (WA)_Existing_Space Heating_Natural Gas_Furnace_E4 | F6 | Commercial | Warehouse (WA) | Existing | Space Heating | Natural Gas | Furnace | E4 | Utility - Value of Sales | 0 | 0 | 0 | 0 | 0 | 0 | 0 | 0 | 0 | 0 | 0 | 0 | 0 | 0 | 0 | 0 | 0 | 0 | 0 | 0 | 0 | 0 | 0 | 0 | 0 | 0 | 0
F6_Commercial_Warehouse (WA)_Existing_Space Heating_Natural Gas_Furnace_E5 | F6 | Commercial | Warehouse (WA) | Existing | Space Heating | Natural Gas | Furnace | E5 | Utility - Value of Sales | 0 | 0 | 0 | 0 | 0 | 0 | 0 | 0 | 0 | 0 | 0 | 0 | 0 | 0 | 0 | 0 | 0 | 0 | 0 | 0 | 0 | 0 | 0 | 0 | 0 | 0 | 0
F6_Commercial_Warehouse (WA)_Existing_Space Heating_Natural Gas_Furnace_E6 | F6 | Commercial | Warehouse (WA) | Existing | Space Heating | Natural Gas | Furnace | E6 | Utility - Value of Sales | 0 | 0 | 0 | 0 | 0 | 0 | 0 | 0 | 0 | 0 | 0 | 0 | 0 | 0 | 0 | 0 | 0 | 0 | 0 | 0 | 0 | 0 | 0 | 0 | 0 | 0 | 0
F6_Commercial_Warehouse (WA)_Existing_Space Heating_Natural Gas_Furnace_E7 | F6 | Commercial | Warehouse (WA) | Existing | Space Heating | Natural Gas | Furnace | E7 | Utility - Value of Sales | 0 | 0 | 0 | 0 | 0 | 0 | 0 | 0 | 0 | 0 | 0 | 0 | 0 | 0 | 0 | 0 | 0 | 0 | 0 | 0 | 0 | 0 | 0 | 0 | 0 | 0 | 0
F6_Commercial_Warehouse (WA)_Existing_Space Heating_Natural Gas_Furnace_E8 | F6 | Commercial | Warehouse (WA) | Existing | Space Heating | Natural Gas | Furnace | E8 | Utility - Value of Sales | 0 | 0 | 0 | 0 | 0 | 0 | 0 | 0 | 0 | 0 | 0 | 0 | 0 | 0 | 0 | 0 | 0 | 0 | 0 | 0 | 0 | 0 | 0 | 0 | 0 | 0 | 0
F6_Commercial_Warehouse (WA)_Existing_Space Heating_Natural Gas_Furnace_E9 | F6 | Commercial | Warehouse (WA) | Existing | Space Heating | Natural Gas | Furnace | E9 | Utility - Value of Sales | 0 | 0 | 0 | 0 | 0 | 0 | 0 | 0 | 0 | 0 | 0 | 0 | 0 | 0 | 0 | 0 | 0 | 0 | 0 | 0 | 0 | 0 | 0 | 0 | 0 | 0 | 0
F6_Commercial_Warehouse (WA)_Existing_Space Heating_Natural Gas_Furnace_E10 | F6 | Commercial | Warehouse (WA) | Existing | Space Heating | Natural Gas | Furnace | E10 | Utility - Value of Sales | 0 | 0 | 0 | 0 | 0 | 0 | 0 | 0 | 0 | 0 | 0 | 0 | 0 | 0 | 0 | 0 | 0 | 0 | 0 | 0 | 0 | 0 | 0 | 0 | 0 | 0 | 0
F1_Commercial_Warehouse (WA)_Existing_Space Heating_Natural Gas_Boiler_E1 | F1 | Commercial | Warehouse (WA) | Existing | Space Heating | Natural Gas | Boiler | E1 | RVT - Cost of Equipment | 0.084553 | 0.084553 | 0.084553 | 0.084553 | 0.084553 | 0.084553 | 0.084553 | 0.084553 | 0.084553 | 0.084553 | 0.084553 | 0.084553 | 0.084553 | 0.084553 | 0.084553 | 0.084553 | 0.084553 | 0.084553 | 0.084553 | 0.084553 | 0.084553 | 0.084553 | 0.084553 | 0.084553 | 0.084553 | 0.084553 | 0.084553
F1_Commercial_Warehouse (WA)_Existing_Space Heating_Natural Gas_Boiler_E2 | F1 | Commercial | Warehouse (WA) | Existing | Space Heating | Natural Gas | Boiler | E2 | RVT - Cost of Equipment | 0.088098 | 0.088098 | 0.088098 | 0.088098 | 0.088098 | 0.088098 | 0.088098 | 0.088098 | 0.088098 | 0.088098 | 0.088098 | 0.088098 | 0.088098 | 0.088098 | 0.088098 | 0.088098 | 0.088098 | 0.088098 | 0.088098 | 0.088098 | 0.088098 | 0.088098 | 0.088098 | 0.088098 | 0.088098 | 0.088098 | 0.088098
F1_Commercial_Warehouse (WA)_Existing_Space Heating_Natural Gas_Boiler_E3 | F1 | Commercial | Warehouse (WA) | Existing | Space Heating | Natural Gas | Boiler | E3 | RVT - Cost of Equipment | 0.082245 | 0.082245 | 0.082245 | 0.082245 | 0.082245 | 0.082245 | 0.082245 | 0.082245 | 0.082245 | 0.082245 | 0.082245 | 0.082245 | 0.082245 | 0.082245 | 0.082245 | 0.082245 | 0.082245 | 0.082245 | 0.082245 | 0.082245 | 0.082245 | 0.082245 | 0.082245 | 0.082245 | 0.082245 | 0.082245 | 0.082245
F1_Commercial_Warehouse (WA)_Existing_Space Heating_Natural Gas_Boiler_E4 | F1 | Commercial | Warehouse (WA) | Existing | Space Heating | Natural Gas | Boiler | E4 | RVT - Cost of Equipment | 0.67827 | 0.67827 | 0.67827 | 0.67827 | 0.67827 | 0.67827 | 0.67827 | 0.67827 | 0.67827 | 0.67827 | 0.67827 | 0.67827 | 0.67827 | 0.67827 | 0.67827 | 0.67827 | 0.67827 | 0.67827 | 0.67827 | 0.67827 | 0.67827 | 0.67827 | 0.67827 | 0.67827 | 0.67827 | 0.67827 | 0.67827
F1_Commercial_Warehouse (WA)_Existing_Space Heating_Natural Gas_Boiler_E5 | F1 | Commercial | Warehouse (WA) | Existing | Space Heating | Natural Gas | Boiler | E5 | RVT - Cost of Equipment | 0 | 0 | 0 | 0 | 0 | 0 | 0 | 0 | 0 | 0 | 0 | 0 | 0 | 0 | 0 | 0 | 0 | 0 | 0 | 0 | 0 | 0 | 0 | 0 | 0 | 0 | 0
F1_Commercial_Warehouse (WA)_Existing_Space Heating_Natural Gas_Boiler_E6 | F1 | Commercial | Warehouse (WA) | Existing | Space Heating | Natural Gas | Boiler | E6 | RVT - Cost of Equipment | 0 | 0 | 0 | 0 | 0 | 0 | 0 | 0 | 0 | 0 | 0 | 0 | 0 | 0 | 0 | 0 | 0 | 0 | 0 | 0 | 0 | 0 | 0 | 0 | 0 | 0 | 0
F1_Commercial_Warehouse (WA)_Existing_Space Heating_Natural Gas_Boiler_E7 | F1 | Commercial | Warehouse (WA) | Existing | Space Heating | Natural Gas | Boiler | E7 | RVT - Cost of Equipment | 0 | 0 | 0 | 0 | 0 | 0 | 0 | 0 | 0 | 0 | 0 | 0 | 0 | 0 | 0 | 0 | 0 | 0 | 0 | 0 | 0 | 0 | 0 | 0 | 0 | 0 | 0
F1_Commercial_Warehouse (WA)_Existing_Space Heating_Natural Gas_Boiler_E8 | F1 | Commercial | Warehouse (WA) | Existing | Space Heating | Natural Gas | Boiler | E8 | RVT - Cost of Equipment | 0 | 0 | 0 | 0 | 0 | 0 | 0 | 0 | 0 | 0 | 0 | 0 | 0 | 0 | 0 | 0 | 0 | 0 | 0 | 0 | 0 | 0 | 0 | 0 | 0 | 0 | 0
F1_Commercial_Warehouse (WA)_Existing_Space Heating_Natural Gas_Boiler_E9 | F1 | Commercial | Warehouse (WA) | Existing | Space Heating | Natural Gas | Boiler | E9 | RVT - Cost of Equipment | 0 | 0 | 0 | 0 | 0 | 0 | 0 | 0 | 0 | 0 | 0 | 0 | 0 | 0 | 0 | 0 | 0 | 0 | 0 | 0 | 0 | 0 | 0 | 0 | 0 | 0 | 0
F1_Commercial_Warehouse (WA)_Existing_Space Heating_Natural Gas_Boiler_E10 | F1 | Commercial | Warehouse (WA) | Existing | Space Heating | Natural Gas | Boiler | E10 | RVT - Cost of Equipment | 0 | 0 | 0 | 0 | 0 | 0 | 0 | 0 | 0 | 0 | 0 | 0 | 0 | 0 | 0 | 0 | 0 | 0 | 0 | 0 | 0 | 0 | 0 | 0 | 0 | 0 | 0
F2_Commercial_Warehouse (WA)_Existing_Space Heating_Natural Gas_Boiler_E1 | F2 | Commercial | Warehouse (WA) | Existing | Space Heating | Natural Gas | Boiler | E1 | RVT - Cost of Operation | 0.99793 | 1.01 | 1.0258 | 1.0432 | 1.0621 | 1.0888 | 1.1155 | 1.1434 | 1.1692 | 1.1947 | 1.223 | 1.2491 | 1.2774 | 1.3063 | 1.3332 | 1.3595 | 1.3841 | 1.4091 | 1.4349 | 1.4611 | 1.4876 | 1.5195 | 1.5555 | 1.5879 | 1.6205 | 1.6455 | 1.6679
F2_Commercial_Warehouse (WA)_Existing_Space Heating_Natural Gas_Boiler_E2 | F2 | Commercial | Warehouse (WA) | Existing | Space Heating | Natural Gas | Boiler | E2 | RVT - Cost of Operation | 0.93924 | 0.95056 | 0.9655 | 0.98182 | 0.99961 | 1.0247 | 1.0499 | 1.0762 | 1.1004 | 1.1245 | 1.1511 | 1.1757 | 1.2023 | 1.2295 | 1.2548 | 1.2796 | 1.3027 | 1.3262 | 1.3505 | 1.3752 | 1.4001 | 1.4302 | 1.464 | 1.4945 | 1.5252 | 1.5487 | 1.5698
F2_Commercial_Warehouse (WA)_Existing_Space Heating_Natural Gas_Boiler_E3 | F2 | Commercial | Warehouse (WA) | Existing | Space Heating | Natural Gas | Boiler | E3 | RVT - Cost of Operation | 0.82302 | 0.83293 | 0.84603 | 0.86033 | 0.87592 | 0.89793 | 0.91997 | 0.94301 | 0.96424 | 0.98532 | 1.0086 | 1.0302 | 1.0535 | 1.0773 | 1.0995 | 1.1212 | 1.1415 | 1.1621 | 1.1834 | 1.205 | 1.2268 | 1.2532 | 1.2829 | 1.3095 | 1.3365 | 1.3571 | 1.3756
F2_Commercial_Warehouse (WA)_Existing_Space Heating_Natural Gas_Boiler_E4 | F2 | Commercial | Warehouse (WA) | Existing | Space Heating | Natural Gas | Boiler | E4 | RVT - Cost of Operation | 0.51997 | 0.52429 | 0.53148 | 0.53979 | 0.54932 | 0.56482 | 0.58021 | 0.5963 | 0.61042 | 0.62412 | 0.63965 | 0.65321 | 0.66832 | 0.68387 | 0.69772 | 0.71101 | 0.72272 | 0.73468 | 0.74707 | 0.75961 | 0.77216 | 0.789 | 0.80897 | 0.82614 | 0.84367 | 0.86158 | 0.87987
F2_Commercial_Warehouse (WA)_Existing_Space Heating_Natural Gas_Boiler_E5 | F2 | Commercial | Warehouse (WA) | Existing | Space Heating | Natural Gas | Boiler | E5 | RVT - Cost of Operation | 0 | 0 | 0 | 0 | 0 | 0 | 0 | 0 | 0 | 0 | 0 | 0 | 0 | 0 | 0 | 0 | 0 | 0 | 0 | 0 | 0 | 0 | 0 | 0 | 0 | 0 | 0
F2_Commercial_Warehouse (WA)_Existing_Space Heating_Natural Gas_Boiler_E6 | F2 | Commercial | Warehouse (WA) | Existing | Space Heating | Natural Gas | Boiler | E6 | RVT - Cost of Operation | 0 | 0 | 0 | 0 | 0 | 0 | 0 | 0 | 0 | 0 | 0 | 0 | 0 | 0 | 0 | 0 | 0 | 0 | 0 | 0 | 0 | 0 | 0 | 0 | 0 | 0 | 0
F2_Commercial_Warehouse (WA)_Existing_Space Heating_Natural Gas_Boiler_E7 | F2 | Commercial | Warehouse (WA) | Existing | Space Heating | Natural Gas | Boiler | E7 | RVT - Cost of Operation | 0 | 0 | 0 | 0 | 0 | 0 | 0 | 0 | 0 | 0 | 0 | 0 | 0 | 0 | 0 | 0 | 0 | 0 | 0 | 0 | 0 | 0 | 0 | 0 | 0 | 0 | 0
F2_Commercial_Warehouse (WA)_Existing_Space Heating_Natural Gas_Boiler_E8 | F2 | Commercial | Warehouse (WA) | Existing | Space Heating | Natural Gas | Boiler | E8 | RVT - Cost of Operation | 0 | 0 | 0 | 0 | 0 | 0 | 0 | 0 | 0 | 0 | 0 | 0 | 0 | 0 | 0 | 0 | 0 | 0 | 0 | 0 | 0 | 0 | 0 | 0 | 0 | 0 | 0
F2_Commercial_Warehouse (WA)_Existing_Space Heating_Natural Gas_Boiler_E9 | F2 | Commercial | Warehouse (WA) | Existing | Space Heating | Natural Gas | Boiler | E9 | RVT - Cost of Operation | 0 | 0 | 0 | 0 | 0 | 0 | 0 | 0 | 0 | 0 | 0 | 0 | 0 | 0 | 0 | 0 | 0 | 0 | 0 | 0 | 0 | 0 | 0 | 0 | 0 | 0 | 0
F2_Commercial_Warehouse (WA)_Existing_Space Heating_Natural Gas_Boiler_E10 | F2 | Commercial | Warehouse (WA) | Existing | Space Heating | Natural Gas | Boiler | E10 | RVT - Cost of Operation | 0 | 0 | 0 | 0 | 0 | 0 | 0 | 0 | 0 | 0 | 0 | 0 | 0 | 0 | 0 | 0 | 0 | 0 | 0 | 0 | 0 | 0 | 0 | 0 | 0 | 0 | 0
F3_Commercial_Warehouse (WA)_Existing_Space Heating_Natural Gas_Boiler_E1 | F3 | Commercial | Warehouse (WA) | Existing | Space Heating | Natural Gas | Boiler | E1 | System - kBTUs of Consumption | 196.363 | 196.1116 | 196.1116 | 196.1116 | 196.1116 | 196.1116 | 196.1116 | 196.1116 | 196.1116 | 196.1116 | 196.1116 | 196.1116 | 196.1116 | 196.1116 | 196.1116 | 196.1116 | 196.1116 | 196.1116 | 196.1116 | 196.1116 | 196.1116 | 196.1116 | 196.1116 | 196.1116 | 196.1116 | 193.6905 | 190.6641
F3_Commercial_Warehouse (WA)_Existing_Space Heating_Natural Gas_Boiler_E2 | F3 | Commercial | Warehouse (WA) | Existing | Space Heating | Natural Gas | Boiler | E2 | System - kBTUs of Consumption | 184.8144 | 184.5778 | 184.5778 | 184.5778 | 184.5778 | 184.5778 | 184.5778 | 184.5778 | 184.5778 | 184.5778 | 184.5778 | 184.5778 | 184.5778 | 184.5778 | 184.5778 | 184.5778 | 184.5778 | 184.5778 | 184.5778 | 184.5778 | 184.5778 | 184.5778 | 184.5778 | 184.5778 | 184.5778 | 182.299 | 179.4506
F3_Commercial_Warehouse (WA)_Existing_Space Heating_Natural Gas_Boiler_E3 | F3 | Commercial | Warehouse (WA) | Existing | Space Heating | Natural Gas | Boiler | E3 | System - kBTUs of Consumption | 161.945 | 161.7377 | 161.7377 | 161.7377 | 161.7377 | 161.7377 | 161.7377 | 161.7377 | 161.7377 | 161.7377 | 161.7377 | 161.7377 | 161.7377 | 161.7377 | 161.7377 | 161.7377 | 161.7377 | 161.7377 | 161.7377 | 161.7377 | 161.7377 | 161.7377 | 161.7377 | 161.7377 | 161.7377 | 159.7409 | 157.245
F3_Commercial_Warehouse (WA)_Existing_Space Heating_Natural Gas_Boiler_E4 | F3 | Commercial | Warehouse (WA) | Existing | Space Heating | Natural Gas | Boiler | E4 | System - kBTUs of Consumption | 114.4263 | 114.139 | 114.139 | 114.139 | 114.139 | 114.139 | 114.139 | 114.139 | 114.139 | 114.139 | 114.139 | 114.139 | 114.139 | 114.139 | 114.139 | 114.139 | 114.139 | 114.139 | 114.139 | 114.139 | 114.139 | 114.139 | 114.139 | 114.139 | 114.139 | 114.139 | 114.139
F3_Commercial_Warehouse (WA)_Existing_Space Heating_Natural Gas_Boiler_E5 | F3 | Commercial | Warehouse (WA) | Existing | Space Heating | Natural Gas | Boiler | E5 | System - kBTUs of Consumption | 0 | 0 | 0 | 0 | 0 | 0 | 0 | 0 | 0 | 0 | 0 | 0 | 0 | 0 | 0 | 0 | 0 | 0 | 0 | 0 | 0 | 0 | 0 | 0 | 0 | 0 | 0
F3_Commercial_Warehouse (WA)_Existing_Space Heating_Natural Gas_Boiler_E6 | F3 | Commercial | Warehouse (WA) | Existing | Space Heating | Natural Gas | Boiler | E6 | System - kBTUs of Consumption | 0 | 0 | 0 | 0 | 0 | 0 | 0 | 0 | 0 | 0 | 0 | 0 | 0 | 0 | 0 | 0 | 0 | 0 | 0 | 0 | 0 | 0 | 0 | 0 | 0 | 0 | 0
F3_Commercial_Warehouse (WA)_Existing_Space Heating_Natural Gas_Boiler_E7 | F3 | Commercial | Warehouse (WA) | Existing | Space Heating | Natural Gas | Boiler | E7 | System - kBTUs of Consumption | 0 | 0 | 0 | 0 | 0 | 0 | 0 | 0 | 0 | 0 | 0 | 0 | 0 | 0 | 0 | 0 | 0 | 0 | 0 | 0 | 0 | 0 | 0 | 0 | 0 | 0 | 0
F3_Commercial_Warehouse (WA)_Existing_Space Heating_Natural Gas_Boiler_E8 | F3 | Commercial | Warehouse (WA) | Existing | Space Heating | Natural Gas | Boiler | E8 | System - kBTUs of Consumption | 0 | 0 | 0 | 0 | 0 | 0 | 0 | 0 | 0 | 0 | 0 | 0 | 0 | 0 | 0 | 0 | 0 | 0 | 0 | 0 | 0 | 0 | 0 | 0 | 0 | 0 | 0
F3_Commercial_Warehouse (WA)_Existing_Space Heating_Natural Gas_Boiler_E9 | F3 | Commercial | Warehouse (WA) | Existing | Space Heating | Natural Gas | Boiler | E9 | System - kBTUs of Consumption | 0 | 0 | 0 | 0 | 0 | 0 | 0 | 0 | 0 | 0 | 0 | 0 | 0 | 0 | 0 | 0 | 0 | 0 | 0 | 0 | 0 | 0 | 0 | 0 | 0 | 0 | 0
F3_Commercial_Warehouse (WA)_Existing_Space Heating_Natural Gas_Boiler_E10 | F3 | Commercial | Warehouse (WA) | Existing | Space Heating | Natural Gas | Boiler | E10 | System - kBTUs of Consumption | 0 | 0 | 0 | 0 | 0 | 0 | 0 | 0 | 0 | 0 | 0 | 0 | 0 | 0 | 0 | 0 | 0 | 0 | 0 | 0 | 0 | 0 | 0 | 0 | 0 | 0 | 0
F4_Commercial_Warehouse (WA)_Existing_Space Heating_Natural Gas_Boiler_E1 | F4 | Commercial | Warehouse (WA) | Existing | Space Heating | Natural Gas | Boiler | E1 | Utility - Cost of Equipment | 0.084553 | 0.084553 | 0.084553 | 0.084553 | 0.084553 | 0.084553 | 0.084553 | 0.084553 | 0.084553 | 0.084553 | 0.084553 | 0.084553 | 0.084553 | 0.084553 | 0.084553 | 0.084553 | 0.084553 | 0.084553 | 0.084553 | 0.084553 | 0.084553 | 0.084553 | 0.084553 | 0.084553 | 0.084553 | 0.084553 | 0.084553
F4_Commercial_Warehouse (WA)_Existing_Space Heating_Natural Gas_Boiler_E2 | F4 | Commercial | Warehouse (WA) | Existing | Space Heating | Natural Gas | Boiler | E2 | Utility - Cost of Equipment | 0.088098 | 0.088098 | 0.088098 | 0.088098 | 0.088098 | 0.088098 | 0.088098 | 0.088098 | 0.088098 | 0.088098 | 0.088098 | 0.088098 | 0.088098 | 0.088098 | 0.088098 | 0.088098 | 0.088098 | 0.088098 | 0.088098 | 0.088098 | 0.088098 | 0.088098 | 0.088098 | 0.088098 | 0.088098 | 0.088098 | 0.088098
F4_Commercial_Warehouse (WA)_Existing_Space Heating_Natural Gas_Boiler_E3 | F4 | Commercial | Warehouse (WA) | Existing | Space Heating | Natural Gas | Boiler | E3 | Utility - Cost of Equipment | 0.082245 | 0.082245 | 0.082245 | 0.082245 | 0.082245 | 0.082245 | 0.082245 | 0.082245 | 0.082245 | 0.082245 | 0.082245 | 0.082245 | 0.082245 | 0.082245 | 0.082245 | 0.082245 | 0.082245 | 0.082245 | 0.082245 | 0.082245 | 0.082245 | 0.082245 | 0.082245 | 0.082245 | 0.082245 | 0.082245 | 0.082245
F4_Commercial_Warehouse (WA)_Existing_Space Heating_Natural Gas_Boiler_E4 | F4 | Commercial | Warehouse (WA) | Existing | Space Heating | Natural Gas | Boiler | E4 | Utility - Cost of Equipment | 0.67827 | 0.67827 | 0.67827 | 0.67827 | 0.67827 | 0.67827 | 0.67827 | 0.67827 | 0.67827 | 0.67827 | 0.67827 | 0.67827 | 0.67827 | 0.67827 | 0.67827 | 0.67827 | 0.67827 | 0.67827 | 0.67827 | 0.67827 | 0.67827 | 0.67827 | 0.67827 | 0.67827 | 0.67827 | 0.67827 | 0.67827
F4_Commercial_Warehouse (WA)_Existing_Space Heating_Natural Gas_Boiler_E5 | F4 | Commercial | Warehouse (WA) | Existing | Space Heating | Natural Gas | Boiler | E5 | Utility - Cost of Equipment | 0 | 0 | 0 | 0 | 0 | 0 | 0 | 0 | 0 | 0 | 0 | 0 | 0 | 0 | 0 | 0 | 0 | 0 | 0 | 0 | 0 | 0 | 0 | 0 | 0 | 0 | 0
F4_Commercial_Warehouse (WA)_Existing_Space Heating_Natural Gas_Boiler_E6 | F4 | Commercial | Warehouse (WA) | Existing | Space Heating | Natural Gas | Boiler | E6 | Utility - Cost of Equipment | 0 | 0 | 0 | 0 | 0 | 0 | 0 | 0 | 0 | 0 | 0 | 0 | 0 | 0 | 0 | 0 | 0 | 0 | 0 | 0 | 0 | 0 | 0 | 0 | 0 | 0 | 0
F4_Commercial_Warehouse (WA)_Existing_Space Heating_Natural Gas_Boiler_E7 | F4 | Commercial | Warehouse (WA) | Existing | Space Heating | Natural Gas | Boiler | E7 | Utility - Cost of Equipment | 0 | 0 | 0 | 0 | 0 | 0 | 0 | 0 | 0 | 0 | 0 | 0 | 0 | 0 | 0 | 0 | 0 | 0 | 0 | 0 | 0 | 0 | 0 | 0 | 0 | 0 | 0
F4_Commercial_Warehouse (WA)_Existing_Space Heating_Natural Gas_Boiler_E8 | F4 | Commercial | Warehouse (WA) | Existing | Space Heating | Natural Gas | Boiler | E8 | Utility - Cost of Equipment | 0 | 0 | 0 | 0 | 0 | 0 | 0 | 0 | 0 | 0 | 0 | 0 | 0 | 0 | 0 | 0 | 0 | 0 | 0 | 0 | 0 | 0 | 0 | 0 | 0 | 0 | 0
F4_Commercial_Warehouse (WA)_Existing_Space Heating_Natural Gas_Boiler_E9 | F4 | Commercial | Warehouse (WA) | Existing | Space Heating | Natural Gas | Boiler | E9 | Utility - Cost of Equipment | 0 | 0 | 0 | 0 | 0 | 0 | 0 | 0 | 0 | 0 | 0 | 0 | 0 | 0 | 0 | 0 | 0 | 0 | 0 | 0 | 0 | 0 | 0 | 0 | 0 | 0 | 0
F4_Commercial_Warehouse (WA)_Existing_Space Heating_Natural Gas_Boiler_E10 | F4 | Commercial | Warehouse (WA) | Existing | Space Heating | Natural Gas | Boiler | E10 | Utility - Cost of Equipment | 0 | 0 | 0 | 0 | 0 | 0 | 0 | 0 | 0 | 0 | 0 | 0 | 0 | 0 | 0 | 0 | 0 | 0 | 0 | 0 | 0 | 0 | 0 | 0 | 0 | 0 | 0
F5_Commercial_Warehouse (WA)_Existing_Space Heating_Natural Gas_Boiler_E1 | F5 | Commercial | Warehouse (WA) | Existing | Space Heating | Natural Gas | Boiler | E1 | Utility - Cost of Operation | 0.88027 | 0.89563 | 0.91461 | 0.93524 | 0.95766 | 0.98706 | 1.017 | 1.0486 | 1.079 | 1.1098 | 1.138 | 1.1645 | 1.1931 | 1.2225 | 1.2503 | 1.2778 | 1.304 | 1.3309 | 1.3589 | 1.3875 | 1.4167 | 1.4472 | 1.4814 | 1.5122 | 1.5433 | 1.5671 | 1.5885
F5_Commercial_Warehouse (WA)_Existing_Space Heating_Natural Gas_Boiler_E2 | F5 | Commercial | Warehouse (WA) | Existing | Space Heating | Natural Gas | Boiler | E2 | Utility - Cost of Operation | 0.8285 | 0.84295 | 0.86082 | 0.88024 | 0.90133 | 0.92901 | 0.95722 | 0.98693 | 1.0155 | 1.0445 | 1.0711 | 1.096 | 1.1229 | 1.1506 | 1.1767 | 1.2027 | 1.2273 | 1.2527 | 1.279 | 1.3059 | 1.3334 | 1.3621 | 1.3943 | 1.4233 | 1.4526 | 1.475 | 1.4951
F5_Commercial_Warehouse (WA)_Existing_Space Heating_Natural Gas_Boiler_E3 | F5 | Commercial | Warehouse (WA) | Existing | Space Heating | Natural Gas | Boiler | E3 | Utility - Cost of Operation | 0.72598 | 0.73864 | 0.7543 | 0.77132 | 0.7898 | 0.81405 | 0.83877 | 0.8648 | 0.88984 | 0.91529 | 0.93855 | 0.96038 | 0.98398 | 1.0082 | 1.0311 | 1.0539 | 1.0754 | 1.0977 | 1.1207 | 1.1443 | 1.1684 | 1.1935 | 1.2218 | 1.2472 | 1.2728 | 1.2924 | 1.3101
F5_Commercial_Warehouse (WA)_Existing_Space Heating_Natural Gas_Boiler_E4 | F5 | Commercial | Warehouse (WA) | Existing | Space Heating | Natural Gas | Boiler | E4 | Utility - Cost of Operation | 0.44546 | 0.45194 | 0.46112 | 0.4716 | 0.48348 | 0.50077 | 0.51842 | 0.53715 | 0.55479 | 0.57266 | 0.58831 | 0.60245 | 0.61814 | 0.63442 | 0.64932 | 0.66391 | 0.67726 | 0.69106 | 0.70549 | 0.7203 | 0.73539 | 0.75143 | 0.77045 | 0.7868 | 0.8035 | 0.82055 | 0.83797
F5_Commercial_Warehouse (WA)_Existing_Space Heating_Natural Gas_Boiler_E5 | F5 | Commercial | Warehouse (WA) | Existing | Space Heating | Natural Gas | Boiler | E5 | Utility - Cost of Operation | 0 | 0 | 0 | 0 | 0 | 0 | 0 | 0 | 0 | 0 | 0 | 0 | 0 | 0 | 0 | 0 | 0 | 0 | 0 | 0 | 0 | 0 | 0 | 0 | 0 | 0 | 0
F5_Commercial_Warehouse (WA)_Existing_Space Heating_Natural Gas_Boiler_E6 | F5 | Commercial | Warehouse (WA) | Existing | Space Heating | Natural Gas | Boiler | E6 | Utility - Cost of Operation | 0 | 0 | 0 | 0 | 0 | 0 | 0 | 0 | 0 | 0 | 0 | 0 | 0 | 0 | 0 | 0 | 0 | 0 | 0 | 0 | 0 | 0 | 0 | 0 | 0 | 0 | 0
F5_Commercial_Warehouse (WA)_Existing_Space Heating_Natural Gas_Boiler_E7 | F5 | Commercial | Warehouse (WA) | Existing | Space Heating | Natural Gas | Boiler | E7 | Utility - Cost of Operation | 0 | 0 | 0 | 0 | 0 | 0 | 0 | 0 | 0 | 0 | 0 | 0 | 0 | 0 | 0 | 0 | 0 | 0 | 0 | 0 | 0 | 0 | 0 | 0 | 0 | 0 | 0
F5_Commercial_Warehouse (WA)_Existing_Space Heating_Natural Gas_Boiler_E8 | F5 | Commercial | Warehouse (WA) | Existing | Space Heating | Natural Gas | Boiler | E8 | Utility - Cost of Operation | 0 | 0 | 0 | 0 | 0 | 0 | 0 | 0 | 0 | 0 | 0 | 0 | 0 | 0 | 0 | 0 | 0 | 0 | 0 | 0 | 0 | 0 | 0 | 0 | 0 | 0 | 0
F5_Commercial_Warehouse (WA)_Existing_Space Heating_Natural Gas_Boiler_E9 | F5 | Commercial | Warehouse (WA) | Existing | Space Heating | Natural Gas | Boiler | E9 | Utility - Cost of Operation | 0 | 0 | 0 | 0 | 0 | 0 | 0 | 0 | 0 | 0 | 0 | 0 | 0 | 0 | 0 | 0 | 0 | 0 | 0 | 0 | 0 | 0 | 0 | 0 | 0 | 0 | 0
F5_Commercial_Warehouse (WA)_Existing_Space Heating_Natural Gas_Boiler_E10 | F5 | Commercial | Warehouse (WA) | Existing | Space Heating | Natural Gas | Boiler | E10 | Utility - Cost of Operation | 0 | 0 | 0 | 0 | 0 | 0 | 0 | 0 | 0 | 0 | 0 | 0 | 0 | 0 | 0 | 0 | 0 | 0 | 0 | 0 | 0 | 0 | 0 | 0 | 0 | 0 | 0
F6_Commercial_Warehouse (WA)_Existing_Space Heating_Natural Gas_Boiler_E1 | F6 | Commercial | Warehouse (WA) | Existing | Space Heating | Natural Gas | Boiler | E1 | Utility - Value of Sales | 0.99793 | 1.01 | 1.0258 | 1.0432 | 1.0621 | 1.0888 | 1.1155 | 1.1434 | 1.1692 | 1.1947 | 1.223 | 1.2491 | 1.2774 | 1.3063 | 1.3332 | 1.3595 | 1.3841 | 1.4091 | 1.4349 | 1.4611 | 1.4876 | 1.5195 | 1.5555 | 1.5879 | 1.6205 | 1.6455 | 1.6679
F6_Commercial_Warehouse (WA)_Existing_Space Heating_Natural Gas_Boiler_E2 | F6 | Commercial | Warehouse (WA) | Existing | Space Heating | Natural Gas | Boiler | E2 | Utility - Value of Sales | 0.93924 | 0.95056 | 0.9655 | 0.98182 | 0.99961 | 1.0247 | 1.0499 | 1.0762 | 1.1004 | 1.1245 | 1.1511 | 1.1757 | 1.2023 | 1.2295 | 1.2548 | 1.2796 | 1.3027 | 1.3262 | 1.3505 | 1.3752 | 1.4001 | 1.4302 | 1.464 | 1.4945 | 1.5252 | 1.5487 | 1.5698
F6_Commercial_Warehouse (WA)_Existing_Space Heating_Natural Gas_Boiler_E3 | F6 | Commercial | Warehouse (WA) | Existing | Space Heating | Natural Gas | Boiler | E3 | Utility - Value of Sales | 0.82302 | 0.83293 | 0.84603 | 0.86033 | 0.87592 | 0.89793 | 0.91997 | 0.94301 | 0.96424 | 0.98532 | 1.0086 | 1.0302 | 1.0535 | 1.0773 | 1.0995 | 1.1212 | 1.1415 | 1.1621 | 1.1834 | 1.205 | 1.2268 | 1.2532 | 1.2829 | 1.3095 | 1.3365 | 1.3571 | 1.3756
F6_Commercial_Warehouse (WA)_Existing_Space Heating_Natural Gas_Boiler_E4 | F6 | Commercial | Warehouse (WA) | Existing | Space Heating | Natural Gas | Boiler | E4 | Utility - Value of Sales | 0.51997 | 0.52429 | 0.53148 | 0.53979 | 0.54932 | 0.56482 | 0.58021 | 0.5963 | 0.61042 | 0.62412 | 0.63965 | 0.65321 | 0.66832 | 0.68387 | 0.69772 | 0.71101 | 0.72272 | 0.73468 | 0.74707 | 0.75961 | 0.77216 | 0.789 | 0.80897 | 0.82614 | 0.84367 | 0.86158 | 0.87987
F6_Commercial_Warehouse (WA)_Existing_Space Heating_Natural Gas_Boiler_E5 | F6 | Commercial | Warehouse (WA) | Existing | Space Heating | Natural Gas | Boiler | E5 | Utility - Value of Sales | 0 | 0 | 0 | 0 | 0 | 0 | 0 | 0 | 0 | 0 | 0 | 0 | 0 | 0 | 0 | 0 | 0 | 0 | 0 | 0 | 0 | 0 | 0 | 0 | 0 | 0 | 0
F6_Commercial_Warehouse (WA)_Existing_Space Heating_Natural Gas_Boiler_E6 | F6 | Commercial | Warehouse (WA) | Existing | Space Heating | Natural Gas | Boiler | E6 | Utility - Value of Sales | 0 | 0 | 0 | 0 | 0 | 0 | 0 | 0 | 0 | 0 | 0 | 0 | 0 | 0 | 0 | 0 | 0 | 0 | 0 | 0 | 0 | 0 | 0 | 0 | 0 | 0 | 0
F6_Commercial_Warehouse (WA)_Existing_Space Heating_Natural Gas_Boiler_E7 | F6 | Commercial | Warehouse (WA) | Existing | Space Heating | Natural Gas | Boiler | E7 | Utility - Value of Sales | 0 | 0 | 0 | 0 | 0 | 0 | 0 | 0 | 0 | 0 | 0 | 0 | 0 | 0 | 0 | 0 | 0 | 0 | 0 | 0 | 0 | 0 | 0 | 0 | 0 | 0 | 0
F6_Commercial_Warehouse (WA)_Existing_Space Heating_Natural Gas_Boiler_E8 | F6 | Commercial | Warehouse (WA) | Existing | Space Heating | Natural Gas | Boiler | E8 | Utility - Value of Sales | 0 | 0 | 0 | 0 | 0 | 0 | 0 | 0 | 0 | 0 | 0 | 0 | 0 | 0 | 0 | 0 | 0 | 0 | 0 | 0 | 0 | 0 | 0 | 0 | 0 | 0 | 0
F6_Commercial_Warehouse (WA)_Existing_Space Heating_Natural Gas_Boiler_E9 | F6 | Commercial | Warehouse (WA) | Existing | Space Heating | Natural Gas | Boiler | E9 | Utility - Value of Sales | 0 | 0 | 0 | 0 | 0 | 0 | 0 | 0 | 0 | 0 | 0 | 0 | 0 | 0 | 0 | 0 | 0 | 0 | 0 | 0 | 0 | 0 | 0 | 0 | 0 | 0 | 0
F6_Commercial_Warehouse (WA)_Existing_Space Heating_Natural Gas_Boiler_E10 | F6 | Commercial | Warehouse (WA) | Existing | Space Heating | Natural Gas | Boiler | E10 | Utility - Value of Sales | 0 | 0 | 0 | 0 | 0 | 0 | 0 | 0 | 0 | 0 | 0 | 0 | 0 | 0 | 0 | 0 | 0 | 0 | 0 | 0 | 0 | 0 | 0 | 0 | 0 | 0 | 0
F1_Commercial_Warehouse (WA)_Existing_Space Heating_Natural Gas_Unit Heater_E1 | F1 | Commercial | Warehouse (WA) | Existing | Space Heating | Natural Gas | Unit Heater | E1 | RVT - Cost of Equipment | 0.0039494 | 0.0039494 | 0.0039494 | 0.0039494 | 0.0039494 | 0.0039494 | 0.0039494 | 0.0039494 | 0.0039494 | 0.0039494 | 0.0039494 | 0.0039494 | 0.0039494 | 0.0039494 | 0.0039494 | 0.0039494 | 0.0039494 | 0.0039494 | 0.0039494 | 0.0039494 | 0.0039494 | 0.0039494 | 0.0039494 | 0.0039494 | 0.0039494 | 0.0039494 | 0.0039494
F1_Commercial_Warehouse (WA)_Existing_Space Heating_Natural Gas_Unit Heater_E2 | F1 | Commercial | Warehouse (WA) | Existing | Space Heating | Natural Gas | Unit Heater | E2 | RVT - Cost of Equipment | 0.0086617 | 0.0086617 | 0.0086617 | 0.0086617 | 0.0086617 | 0.0086617 | 0.0086617 | 0.0086617 | 0.0086617 | 0.0086617 | 0.0086617 | 0.0086617 | 0.0086617 | 0.0086617 | 0.0086617 | 0.0086617 | 0.0086617 | 0.0086617 | 0.0086617 | 0.0086617 | 0.0086617 | 0.0086617 | 0.0086617 | 0.0086617 | 0.0086617 | 0.0086617 | 0.0086617
F1_Commercial_Warehouse (WA)_Existing_Space Heating_Natural Gas_Unit Heater_E3 | F1 | Commercial | Warehouse (WA) | Existing | Space Heating | Natural Gas | Unit Heater | E3 | RVT - Cost of Equipment | 0.0054927 | 0.0054927 | 0.0054927 | 0.0054927 | 0.0054927 | 0.0054927 | 0.0054927 | 0.0054927 | 0.0054927 | 0.0054927 | 0.0054927 | 0.0054927 | 0.0054927 | 0.0054927 | 0.0054927 | 0.0054927 | 0.0054927 | 0.0054927 | 0.0054927 | 0.0054927 | 0.0054927 | 0.0054927 | 0.0054927 | 0.0054927 | 0.0054927 | 0.0054927 | 0.0054927
F1_Commercial_Warehouse (WA)_Existing_Space Heating_Natural Gas_Unit Heater_E4 | F1 | Commercial | Warehouse (WA) | Existing | Space Heating | Natural Gas | Unit Heater | E4 | RVT - Cost of Equipment | 0 | 0 | 0 | 0 | 0 | 0 | 0 | 0 | 0 | 0 | 0 | 0 | 0 | 0 | 0 | 0 | 0 | 0 | 0 | 0 | 0 | 0 | 0 | 0 | 0 | 0 | 0
F1_Commercial_Warehouse (WA)_Existing_Space Heating_Natural Gas_Unit Heater_E5 | F1 | Commercial | Warehouse (WA) | Existing | Space Heating | Natural Gas | Unit Heater | E5 | RVT - Cost of Equipment | 0 | 0 | 0 | 0 | 0 | 0 | 0 | 0 | 0 | 0 | 0 | 0 | 0 | 0 | 0 | 0 | 0 | 0 | 0 | 0 | 0 | 0 | 0 | 0 | 0 | 0 | 0
F1_Commercial_Warehouse (WA)_Existing_Space Heating_Natural Gas_Unit Heater_E6 | F1 | Commercial | Warehouse (WA) | Existing | Space Heating | Natural Gas | Unit Heater | E6 | RVT - Cost of Equipment | 0 | 0 | 0 | 0 | 0 | 0 | 0 | 0 | 0 | 0 | 0 | 0 | 0 | 0 | 0 | 0 | 0 | 0 | 0 | 0 | 0 | 0 | 0 | 0 | 0 | 0 | 0
F1_Commercial_Warehouse (WA)_Existing_Space Heating_Natural Gas_Unit Heater_E7 | F1 | Commercial | Warehouse (WA) | Existing | Space Heating | Natural Gas | Unit Heater | E7 | RVT - Cost of Equipment | 0 | 0 | 0 | 0 | 0 | 0 | 0 | 0 | 0 | 0 | 0 | 0 | 0 | 0 | 0 | 0 | 0 | 0 | 0 | 0 | 0 | 0 | 0 | 0 | 0 | 0 | 0
F1_Commercial_Warehouse (WA)_Existing_Space Heating_Natural Gas_Unit Heater_E8 | F1 | Commercial | Warehouse (WA) | Existing | Space Heating | Natural Gas | Unit Heater | E8 | RVT - Cost of Equipment | 0 | 0 | 0 | 0 | 0 | 0 | 0 | 0 | 0 | 0 | 0 | 0 | 0 | 0 | 0 | 0 | 0 | 0 | 0 | 0 | 0 | 0 | 0 | 0 | 0 | 0 | 0
F1_Commercial_Warehouse (WA)_Existing_Space Heating_Natural Gas_Unit Heater_E9 | F1 | Commercial | Warehouse (WA) | Existing | Space Heating | Natural Gas | Unit Heater | E9 | RVT - Cost of Equipment | 0 | 0 | 0 | 0 | 0 | 0 | 0 | 0 | 0 | 0 | 0 | 0 | 0 | 0 | 0 | 0 | 0 | 0 | 0 | 0 | 0 | 0 | 0 | 0 | 0 | 0 | 0
F1_Commercial_Warehouse (WA)_Existing_Space Heating_Natural Gas_Unit Heater_E10 | F1 | Commercial | Warehouse (WA) | Existing | Space Heating | Natural Gas | Unit Heater | E10 | RVT - Cost of Equipment | 0 | 0 | 0 | 0 | 0 | 0 | 0 | 0 | 0 | 0 | 0 | 0 | 0 | 0 | 0 | 0 | 0 | 0 | 0 | 0 | 0 | 0 | 0 | 0 | 0 | 0 | 0
F2_Commercial_Warehouse (WA)_Existing_Space Heating_Natural Gas_Unit Heater_E1 | F2 | Commercial | Warehouse (WA) | Existing | Space Heating | Natural Gas | Unit Heater | E1 | RVT - Cost of Operation | 0.15503 | 0.15667 | 0.159 | 0.16158 | 0.16442 | 0.16871 | 0.17295 | 0.17742 | 0.18147 | 0.18546 | 0.18995 | 0.19402 | 0.19848 | 0.20303 | 0.20718 | 0.2112 | 0.21485 | 0.21858 | 0.22243 | 0.22634 | 0.23026 | 0.23526 | 0.24105 | 0.24616 | 0.25139 | 0.25672 | 0.26217
F2_Commercial_Warehouse (WA)_Existing_Space Heating_Natural Gas_Unit Heater_E2 | F2 | Commercial | Warehouse (WA) | Existing | Space Heating | Natural Gas | Unit Heater | E2 | RVT - Cost of Operation | 0.13789 | 0.13934 | 0.14142 | 0.14371 | 0.14624 | 0.15005 | 0.15383 | 0.1578 | 0.1614 | 0.16495 | 0.16895 | 0.17257 | 0.17653 | 0.18058 | 0.18427 | 0.18785 | 0.19109 | 0.19441 | 0.19784 | 0.20131 | 0.2048 | 0.20925 | 0.21439 | 0.21894 | 0.22359 | 0.22834 | 0.23318
F2_Commercial_Warehouse (WA)_Existing_Space Heating_Natural Gas_Unit Heater_E3 | F2 | Commercial | Warehouse (WA) | Existing | Space Heating | Natural Gas | Unit Heater | E3 | RVT - Cost of Operation | 0.13175 | 0.13284 | 0.13467 | 0.13677 | 0.13919 | 0.14311 | 0.14701 | 0.15109 | 0.15467 | 0.15814 | 0.16207 | 0.16551 | 0.16934 | 0.17328 | 0.17679 | 0.18016 | 0.18312 | 0.18615 | 0.18929 | 0.19247 | 0.19565 | 0.19992 | 0.20498 | 0.20933 | 0.21377 | 0.21831 | 0.22294
F2_Commercial_Warehouse (WA)_Existing_Space Heating_Natural Gas_Unit Heater_E4 | F2 | Commercial | Warehouse (WA) | Existing | Space Heating | Natural Gas | Unit Heater | E4 | RVT - Cost of Operation | 0 | 0 | 0 | 0 | 0 | 0 | 0 | 0 | 0 | 0 | 0 | 0 | 0 | 0 | 0 | 0 | 0 | 0 | 0 | 0 | 0 | 0 | 0 | 0 | 0 | 0 | 0
F2_Commercial_Warehouse (WA)_Existing_Space Heating_Natural Gas_Unit Heater_E5 | F2 | Commercial | Warehouse (WA) | Existing | Space Heating | Natural Gas | Unit Heater | E5 | RVT - Cost of Operation | 0 | 0 | 0 | 0 | 0 | 0 | 0 | 0 | 0 | 0 | 0 | 0 | 0 | 0 | 0 | 0 | 0 | 0 | 0 | 0 | 0 | 0 | 0 | 0 | 0 | 0 | 0
F2_Commercial_Warehouse (WA)_Existing_Space Heating_Natural Gas_Unit Heater_E6 | F2 | Commercial | Warehouse (WA) | Existing | Space Heating | Natural Gas | Unit Heater | E6 | RVT - Cost of Operation | 0 | 0 | 0 | 0 | 0 | 0 | 0 | 0 | 0 | 0 | 0 | 0 | 0 | 0 | 0 | 0 | 0 | 0 | 0 | 0 | 0 | 0 | 0 | 0 | 0 | 0 | 0
F2_Commercial_Warehouse (WA)_Existing_Space Heating_Natural Gas_Unit Heater_E7 | F2 | Commercial | Warehouse (WA) | Existing | Space Heating | Natural Gas | Unit Heater | E7 | RVT - Cost of Operation | 0 | 0 | 0 | 0 | 0 | 0 | 0 | 0 | 0 | 0 | 0 | 0 | 0 | 0 | 0 | 0 | 0 | 0 | 0 | 0 | 0 | 0 | 0 | 0 | 0 | 0 | 0
F2_Commercial_Warehouse (WA)_Existing_Space Heating_Natural Gas_Unit Heater_E8 | F2 | Commercial | Warehouse (WA) | Existing | Space Heating | Natural Gas | Unit Heater | E8 | RVT - Cost of Operation | 0 | 0 | 0 | 0 | 0 | 0 | 0 | 0 | 0 | 0 | 0 | 0 | 0 | 0 | 0 | 0 | 0 | 0 | 0 | 0 | 0 | 0 | 0 | 0 | 0 | 0 | 0
F2_Commercial_Warehouse (WA)_Existing_Space Heating_Natural Gas_Unit Heater_E9 | F2 | Commercial | Warehouse (WA) | Existing | Space Heating | Natural Gas | Unit Heater | E9 | RVT - Cost of Operation | 0 | 0 | 0 | 0 | 0 | 0 | 0 | 0 | 0 | 0 | 0 | 0 | 0 | 0 | 0 | 0 | 0 | 0 | 0 | 0 | 0 | 0 | 0 | 0 | 0 | 0 | 0
F2_Commercial_Warehouse (WA)_Existing_Space Heating_Natural Gas_Unit Heater_E10 | F2 | Commercial | Warehouse (WA) | Existing | Space Heating | Natural Gas | Unit Heater | E10 | RVT - Cost of Operation | 0 | 0 | 0 | 0 | 0 | 0 | 0 | 0 | 0 | 0 | 0 | 0 | 0 | 0 | 0 | 0 | 0 | 0 | 0 | 0 | 0 | 0 | 0 | 0 | 0 | 0 | 0
F3_Commercial_Warehouse (WA)_Existing_Space Heating_Natural Gas_Unit Heater_E1 | F3 | Commercial | Warehouse (WA) | Existing | Space Heating | Natural Gas | Unit Heater | E1 | System - kBTUs of Consumption | 32.7545 | 32.6928 | 32.6928 | 32.6928 | 32.6928 | 32.6928 | 32.6928 | 32.6928 | 32.6928 | 32.6928 | 32.6928 | 32.6928 | 32.6928 | 32.6928 | 32.6928 | 32.6928 | 32.6928 | 32.6928 | 32.6928 | 32.6928 | 32.6928 | 32.6928 | 32.6928 | 32.6928 | 32.6928 | 32.6928 | 32.6928
F3_Commercial_Warehouse (WA)_Existing_Space Heating_Natural Gas_Unit Heater_E2 | F3 | Commercial | Warehouse (WA) | Existing | Space Heating | Natural Gas | Unit Heater | E2 | System - kBTUs of Consumption | 29.1326 | 29.0777 | 29.0777 | 29.0777 | 29.0777 | 29.0777 | 29.0777 | 29.0777 | 29.0777 | 29.0777 | 29.0777 | 29.0777 | 29.0777 | 29.0777 | 29.0777 | 29.0777 | 29.0777 | 29.0777 | 29.0777 | 29.0777 | 29.0777 | 29.0777 | 29.0777 | 29.0777 | 29.0777 | 29.0777 | 29.0777
F3_Commercial_Warehouse (WA)_Existing_Space Heating_Natural Gas_Unit Heater_E3 | F3 | Commercial | Warehouse (WA) | Existing | Space Heating | Natural Gas | Unit Heater | E3 | System - kBTUs of Consumption | 28.9933 | 28.9205 | 28.9205 | 28.9205 | 28.9205 | 28.9205 | 28.9205 | 28.9205 | 28.9205 | 28.9205 | 28.9205 | 28.9205 | 28.9205 | 28.9205 | 28.9205 | 28.9205 | 28.9205 | 28.9205 | 28.9205 | 28.9205 | 28.9205 | 28.9205 | 28.9205 | 28.9205 | 28.9205 | 28.9205 | 28.9205
F3_Commercial_Warehouse (WA)_Existing_Space Heating_Natural Gas_Unit Heater_E4 | F3 | Commercial | Warehouse (WA) | Existing | Space Heating | Natural Gas | Unit Heater | E4 | System - kBTUs of Consumption | 0 | 0 | 0 | 0 | 0 | 0 | 0 | 0 | 0 | 0 | 0 | 0 | 0 | 0 | 0 | 0 | 0 | 0 | 0 | 0 | 0 | 0 | 0 | 0 | 0 | 0 | 0
F3_Commercial_Warehouse (WA)_Existing_Space Heating_Natural Gas_Unit Heater_E5 | F3 | Commercial | Warehouse (WA) | Existing | Space Heating | Natural Gas | Unit Heater | E5 | System - kBTUs of Consumption | 0 | 0 | 0 | 0 | 0 | 0 | 0 | 0 | 0 | 0 | 0 | 0 | 0 | 0 | 0 | 0 | 0 | 0 | 0 | 0 | 0 | 0 | 0 | 0 | 0 | 0 | 0
F3_Commercial_Warehouse (WA)_Existing_Space Heating_Natural Gas_Unit Heater_E6 | F3 | Commercial | Warehouse (WA) | Existing | Space Heating | Natural Gas | Unit Heater | E6 | System - kBTUs of Consumption | 0 | 0 | 0 | 0 | 0 | 0 | 0 | 0 | 0 | 0 | 0 | 0 | 0 | 0 | 0 | 0 | 0 | 0 | 0 | 0 | 0 | 0 | 0 | 0 | 0 | 0 | 0
F3_Commercial_Warehouse (WA)_Existing_Space Heating_Natural Gas_Unit Heater_E7 | F3 | Commercial | Warehouse (WA) | Existing | Space Heating | Natural Gas | Unit Heater | E7 | System - kBTUs of Consumption | 0 | 0 | 0 | 0 | 0 | 0 | 0 | 0 | 0 | 0 | 0 | 0 | 0 | 0 | 0 | 0 | 0 | 0 | 0 | 0 | 0 | 0 | 0 | 0 | 0 | 0 | 0
F3_Commercial_Warehouse (WA)_Existing_Space Heating_Natural Gas_Unit Heater_E8 | F3 | Commercial | Warehouse (WA) | Existing | Space Heating | Natural Gas | Unit Heater | E8 | System - kBTUs of Consumption | 0 | 0 | 0 | 0 | 0 | 0 | 0 | 0 | 0 | 0 | 0 | 0 | 0 | 0 | 0 | 0 | 0 | 0 | 0 | 0 | 0 | 0 | 0 | 0 | 0 | 0 | 0
F3_Commercial_Warehouse (WA)_Existing_Space Heating_Natural Gas_Unit Heater_E9 | F3 | Commercial | Warehouse (WA) | Existing | Space Heating | Natural Gas | Unit Heater | E9 | System - kBTUs of Consumption | 0 | 0 | 0 | 0 | 0 | 0 | 0 | 0 | 0 | 0 | 0 | 0 | 0 | 0 | 0 | 0 | 0 | 0 | 0 | 0 | 0 | 0 | 0 | 0 | 0 | 0 | 0
F3_Commercial_Warehouse (WA)_Existing_Space Heating_Natural Gas_Unit Heater_E10 | F3 | Commercial | Warehouse (WA) | Existing | Space Heating | Natural Gas | Unit Heater | E10 | System - kBTUs of Consumption | 0 | 0 | 0 | 0 | 0 | 0 | 0 | 0 | 0 | 0 | 0 | 0 | 0 | 0 | 0 | 0 | 0 | 0 | 0 | 0 | 0 | 0 | 0 | 0 | 0 | 0 | 0
F4_Commercial_Warehouse (WA)_Existing_Space Heating_Natural Gas_Unit Heater_E1 | F4 | Commercial | Warehouse (WA) | Existing | Space Heating | Natural Gas | Unit Heater | E1 | Utility - Cost of Equipment | 0.0039494 | 0.0039494 | 0.0039494 | 0.0039494 | 0.0039494 | 0.0039494 | 0.0039494 | 0.0039494 | 0.0039494 | 0.0039494 | 0.0039494 | 0.0039494 | 0.0039494 | 0.0039494 | 0.0039494 | 0.0039494 | 0.0039494 | 0.0039494 | 0.0039494 | 0.0039494 | 0.0039494 | 0.0039494 | 0.0039494 | 0.0039494 | 0.0039494 | 0.0039494 | 0.0039494
F4_Commercial_Warehouse (WA)_Existing_Space Heating_Natural Gas_Unit Heater_E2 | F4 | Commercial | Warehouse (WA) | Existing | Space Heating | Natural Gas | Unit Heater | E2 | Utility - Cost of Equipment | 0.0086617 | 0.0086617 | 0.0086617 | 0.0086617 | 0.0086617 | 0.0086617 | 0.0086617 | 0.0086617 | 0.0086617 | 0.0086617 | 0.0086617 | 0.0086617 | 0.0086617 | 0.0086617 | 0.0086617 | 0.0086617 | 0.0086617 | 0.0086617 | 0.0086617 | 0.0086617 | 0.0086617 | 0.0086617 | 0.0086617 | 0.0086617 | 0.0086617 | 0.0086617 | 0.0086617
F4_Commercial_Warehouse (WA)_Existing_Space Heating_Natural Gas_Unit Heater_E3 | F4 | Commercial | Warehouse (WA) | Existing | Space Heating | Natural Gas | Unit Heater | E3 | Utility - Cost of Equipment | 0.0054927 | 0.0054927 | 0.0054927 | 0.0054927 | 0.0054927 | 0.0054927 | 0.0054927 | 0.0054927 | 0.0054927 | 0.0054927 | 0.0054927 | 0.0054927 | 0.0054927 | 0.0054927 | 0.0054927 | 0.0054927 | 0.0054927 | 0.0054927 | 0.0054927 | 0.0054927 | 0.0054927 | 0.0054927 | 0.0054927 | 0.0054927 | 0.0054927 | 0.0054927 | 0.0054927
F4_Commercial_Warehouse (WA)_Existing_Space Heating_Natural Gas_Unit Heater_E4 | F4 | Commercial | Warehouse (WA) | Existing | Space Heating | Natural Gas | Unit Heater | E4 | Utility - Cost of Equipment | 0 | 0 | 0 | 0 | 0 | 0 | 0 | 0 | 0 | 0 | 0 | 0 | 0 | 0 | 0 | 0 | 0 | 0 | 0 | 0 | 0 | 0 | 0 | 0 | 0 | 0 | 0
F4_Commercial_Warehouse (WA)_Existing_Space Heating_Natural Gas_Unit Heater_E5 | F4 | Commercial | Warehouse (WA) | Existing | Space Heating | Natural Gas | Unit Heater | E5 | Utility - Cost of Equipment | 0 | 0 | 0 | 0 | 0 | 0 | 0 | 0 | 0 | 0 | 0 | 0 | 0 | 0 | 0 | 0 | 0 | 0 | 0 | 0 | 0 | 0 | 0 | 0 | 0 | 0 | 0
F4_Commercial_Warehouse (WA)_Existing_Space Heating_Natural Gas_Unit Heater_E6 | F4 | Commercial | Warehouse (WA) | Existing | Space Heating | Natural Gas | Unit Heater | E6 | Utility - Cost of Equipment | 0 | 0 | 0 | 0 | 0 | 0 | 0 | 0 | 0 | 0 | 0 | 0 | 0 | 0 | 0 | 0 | 0 | 0 | 0 | 0 | 0 | 0 | 0 | 0 | 0 | 0 | 0
F4_Commercial_Warehouse (WA)_Existing_Space Heating_Natural Gas_Unit Heater_E7 | F4 | Commercial | Warehouse (WA) | Existing | Space Heating | Natural Gas | Unit Heater | E7 | Utility - Cost of Equipment | 0 | 0 | 0 | 0 | 0 | 0 | 0 | 0 | 0 | 0 | 0 | 0 | 0 | 0 | 0 | 0 | 0 | 0 | 0 | 0 | 0 | 0 | 0 | 0 | 0 | 0 | 0
F4_Commercial_Warehouse (WA)_Existing_Space Heating_Natural Gas_Unit Heater_E8 | F4 | Commercial | Warehouse (WA) | Existing | Space Heating | Natural Gas | Unit Heater | E8 | Utility - Cost of Equipment | 0 | 0 | 0 | 0 | 0 | 0 | 0 | 0 | 0 | 0 | 0 | 0 | 0 | 0 | 0 | 0 | 0 | 0 | 0 | 0 | 0 | 0 | 0 | 0 | 0 | 0 | 0
F4_Commercial_Warehouse (WA)_Existing_Space Heating_Natural Gas_Unit Heater_E9 | F4 | Commercial | Warehouse (WA) | Existing | Space Heating | Natural Gas | Unit Heater | E9 | Utility - Cost of Equipment | 0 | 0 | 0 | 0 | 0 | 0 | 0 | 0 | 0 | 0 | 0 | 0 | 0 | 0 | 0 | 0 | 0 | 0 | 0 | 0 | 0 | 0 | 0 | 0 | 0 | 0 | 0
F4_Commercial_Warehouse (WA)_Existing_Space Heating_Natural Gas_Unit Heater_E10 | F4 | Commercial | Warehouse (WA) | Existing | Space Heating | Natural Gas | Unit Heater | E10 | Utility - Cost of Equipment | 0 | 0 | 0 | 0 | 0 | 0 | 0 | 0 | 0 | 0 | 0 | 0 | 0 | 0 | 0 | 0 | 0 | 0 | 0 | 0 | 0 | 0 | 0 | 0 | 0 | 0 | 0
F5_Commercial_Warehouse (WA)_Existing_Space Heating_Natural Gas_Unit Heater_E1 | F5 | Commercial | Warehouse (WA) | Existing | Space Heating | Natural Gas | Unit Heater | E1 | Utility - Cost of Operation | 0.13449 | 0.1367 | 0.13959 | 0.14277 | 0.14627 | 0.15109 | 0.15601 | 0.16121 | 0.16619 | 0.17125 | 0.17577 | 0.17995 | 0.18452 | 0.18921 | 0.19358 | 0.19789 | 0.2019 | 0.20605 | 0.21036 | 0.21479 | 0.2193 | 0.22406 | 0.22957 | 0.23444 | 0.23942 | 0.2445 | 0.24969
F5_Commercial_Warehouse (WA)_Existing_Space Heating_Natural Gas_Unit Heater_E2 | F5 | Commercial | Warehouse (WA) | Existing | Space Heating | Natural Gas | Unit Heater | E2 | Utility - Cost of Operation | 0.11962 | 0.12159 | 0.12415 | 0.12698 | 0.1301 | 0.13439 | 0.13876 | 0.14338 | 0.14781 | 0.15231 | 0.15634 | 0.16005 | 0.16411 | 0.16829 | 0.17217 | 0.176 | 0.17958 | 0.18326 | 0.1871 | 0.19104 | 0.19505 | 0.19928 | 0.20418 | 0.20852 | 0.21294 | 0.21746 | 0.22208
F5_Commercial_Warehouse (WA)_Existing_Space Heating_Natural Gas_Unit Heater_E3 | F5 | Commercial | Warehouse (WA) | Existing | Space Heating | Natural Gas | Unit Heater | E3 | Utility - Cost of Operation | 0.11287 | 0.11451 | 0.11684 | 0.11949 | 0.1225 | 0.12689 | 0.13136 | 0.1361 | 0.14057 | 0.1451 | 0.14907 | 0.15265 | 0.15662 | 0.16075 | 0.16453 | 0.16822 | 0.1716 | 0.1751 | 0.17876 | 0.18251 | 0.18633 | 0.1904 | 0.19522 | 0.19936 | 0.20359 | 0.20791 | 0.21232
F5_Commercial_Warehouse (WA)_Existing_Space Heating_Natural Gas_Unit Heater_E4 | F5 | Commercial | Warehouse (WA) | Existing | Space Heating | Natural Gas | Unit Heater | E4 | Utility - Cost of Operation | 0 | 0 | 0 | 0 | 0 | 0 | 0 | 0 | 0 | 0 | 0 | 0 | 0 | 0 | 0 | 0 | 0 | 0 | 0 | 0 | 0 | 0 | 0 | 0 | 0 | 0 | 0
F5_Commercial_Warehouse (WA)_Existing_Space Heating_Natural Gas_Unit Heater_E5 | F5 | Commercial | Warehouse (WA) | Existing | Space Heating | Natural Gas | Unit Heater | E5 | Utility - Cost of Operation | 0 | 0 | 0 | 0 | 0 | 0 | 0 | 0 | 0 | 0 | 0 | 0 | 0 | 0 | 0 | 0 | 0 | 0 | 0 | 0 | 0 | 0 | 0 | 0 | 0 | 0 | 0
F5_Commercial_Warehouse (WA)_Existing_Space Heating_Natural Gas_Unit Heater_E6 | F5 | Commercial | Warehouse (WA) | Existing | Space Heating | Natural Gas | Unit Heater | E6 | Utility - Cost of Operation | 0 | 0 | 0 | 0 | 0 | 0 | 0 | 0 | 0 | 0 | 0 | 0 | 0 | 0 | 0 | 0 | 0 | 0 | 0 | 0 | 0 | 0 | 0 | 0 | 0 | 0 | 0
F5_Commercial_Warehouse (WA)_Existing_Space Heating_Natural Gas_Unit Heater_E7 | F5 | Commercial | Warehouse (WA) | Existing | Space Heating | Natural Gas | Unit Heater | E7 | Utility - Cost of Operation | 0 | 0 | 0 | 0 | 0 | 0 | 0 | 0 | 0 | 0 | 0 | 0 | 0 | 0 | 0 | 0 | 0 | 0 | 0 | 0 | 0 | 0 | 0 | 0 | 0 | 0 | 0
F5_Commercial_Warehouse (WA)_Existing_Space Heating_Natural Gas_Unit Heater_E8 | F5 | Commercial | Warehouse (WA) | Existing | Space Heating | Natural Gas | Unit Heater | E8 | Utility - Cost of Operation | 0 | 0 | 0 | 0 | 0 | 0 | 0 | 0 | 0 | 0 | 0 | 0 | 0 | 0 | 0 | 0 | 0 | 0 | 0 | 0 | 0 | 0 | 0 | 0 | 0 | 0 | 0
F5_Commercial_Warehouse (WA)_Existing_Space Heating_Natural Gas_Unit Heater_E9 | F5 | Commercial | Warehouse (WA) | Existing | Space Heating | Natural Gas | Unit Heater | E9 | Utility - Cost of Operation | 0 | 0 | 0 | 0 | 0 | 0 | 0 | 0 | 0 | 0 | 0 | 0 | 0 | 0 | 0 | 0 | 0 | 0 | 0 | 0 | 0 | 0 | 0 | 0 | 0 | 0 | 0
F5_Commercial_Warehouse (WA)_Existing_Space Heating_Natural Gas_Unit Heater_E10 | F5 | Commercial | Warehouse (WA) | Existing | Space Heating | Natural Gas | Unit Heater | E10 | Utility - Cost of Operation | 0 | 0 | 0 | 0 | 0 | 0 | 0 | 0 | 0 | 0 | 0 | 0 | 0 | 0 | 0 | 0 | 0 | 0 | 0 | 0 | 0 | 0 | 0 | 0 | 0 | 0 | 0
F6_Commercial_Warehouse (WA)_Existing_Space Heating_Natural Gas_Unit Heater_E1 | F6 | Commercial | Warehouse (WA) | Existing | Space Heating | Natural Gas | Unit Heater | E1 | Utility - Value of Sales | 0.15503 | 0.15667 | 0.159 | 0.16158 | 0.16442 | 0.16871 | 0.17295 | 0.17742 | 0.18147 | 0.18546 | 0.18995 | 0.19402 | 0.19848 | 0.20303 | 0.20718 | 0.2112 | 0.21485 | 0.21858 | 0.22243 | 0.22634 | 0.23026 | 0.23526 | 0.24105 | 0.24616 | 0.25139 | 0.25672 | 0.26217
F6_Commercial_Warehouse (WA)_Existing_Space Heating_Natural Gas_Unit Heater_E2 | F6 | Commercial | Warehouse (WA) | Existing | Space Heating | Natural Gas | Unit Heater | E2 | Utility - Value of Sales | 0.13789 | 0.13934 | 0.14142 | 0.14371 | 0.14624 | 0.15005 | 0.15383 | 0.1578 | 0.1614 | 0.16495 | 0.16895 | 0.17257 | 0.17653 | 0.18058 | 0.18427 | 0.18785 | 0.19109 | 0.19441 | 0.19784 | 0.20131 | 0.2048 | 0.20925 | 0.21439 | 0.21894 | 0.22359 | 0.22834 | 0.23318
F6_Commercial_Warehouse (WA)_Existing_Space Heating_Natural Gas_Unit Heater_E3 | F6 | Commercial | Warehouse (WA) | Existing | Space Heating | Natural Gas | Unit Heater | E3 | Utility - Value of Sales | 0.13175 | 0.13284 | 0.13467 | 0.13677 | 0.13919 | 0.14311 | 0.14701 | 0.15109 | 0.15467 | 0.15814 | 0.16207 | 0.16551 | 0.16934 | 0.17328 | 0.17679 | 0.18016 | 0.18312 | 0.18615 | 0.18929 | 0.19247 | 0.19565 | 0.19992 | 0.20498 | 0.20933 | 0.21377 | 0.21831 | 0.22294
F6_Commercial_Warehouse (WA)_Existing_Space Heating_Natural Gas_Unit Heater_E4 | F6 | Commercial | Warehouse (WA) | Existing | Space Heating | Natural Gas | Unit Heater | E4 | Utility - Value of Sales | 0 | 0 | 0 | 0 | 0 | 0 | 0 | 0 | 0 | 0 | 0 | 0 | 0 | 0 | 0 | 0 | 0 | 0 | 0 | 0 | 0 | 0 | 0 | 0 | 0 | 0 | 0
F6_Commercial_Warehouse (WA)_Existing_Space Heating_Natural Gas_Unit Heater_E5 | F6 | Commercial | Warehouse (WA) | Existing | Space Heating | Natural Gas | Unit Heater | E5 | Utility - Value of Sales | 0 | 0 | 0 | 0 | 0 | 0 | 0 | 0 | 0 | 0 | 0 | 0 | 0 | 0 | 0 | 0 | 0 | 0 | 0 | 0 | 0 | 0 | 0 | 0 | 0 | 0 | 0
F6_Commercial_Warehouse (WA)_Existing_Space Heating_Natural Gas_Unit Heater_E6 | F6 | Commercial | Warehouse (WA) | Existing | Space Heating | Natural Gas | Unit Heater | E6 | Utility - Value of Sales | 0 | 0 | 0 | 0 | 0 | 0 | 0 | 0 | 0 | 0 | 0 | 0 | 0 | 0 | 0 | 0 | 0 | 0 | 0 | 0 | 0 | 0 | 0 | 0 | 0 | 0 | 0
F6_Commercial_Warehouse (WA)_Existing_Space Heating_Natural Gas_Unit Heater_E7 | F6 | Commercial | Warehouse (WA) | Existing | Space Heating | Natural Gas | Unit Heater | E7 | Utility - Value of Sales | 0 | 0 | 0 | 0 | 0 | 0 | 0 | 0 | 0 | 0 | 0 | 0 | 0 | 0 | 0 | 0 | 0 | 0 | 0 | 0 | 0 | 0 | 0 | 0 | 0 | 0 | 0
F6_Commercial_Warehouse (WA)_Existing_Space Heating_Natural Gas_Unit Heater_E8 | F6 | Commercial | Warehouse (WA) | Existing | Space Heating | Natural Gas | Unit Heater | E8 | Utility - Value of Sales | 0 | 0 | 0 | 0 | 0 | 0 | 0 | 0 | 0 | 0 | 0 | 0 | 0 | 0 | 0 | 0 | 0 | 0 | 0 | 0 | 0 | 0 | 0 | 0 | 0 | 0 | 0
F6_Commercial_Warehouse (WA)_Existing_Space Heating_Natural Gas_Unit Heater_E9 | F6 | Commercial | Warehouse (WA) | Existing | Space Heating | Natural Gas | Unit Heater | E9 | Utility - Value of Sales | 0 | 0 | 0 | 0 | 0 | 0 | 0 | 0 | 0 | 0 | 0 | 0 | 0 | 0 | 0 | 0 | 0 | 0 | 0 | 0 | 0 | 0 | 0 | 0 | 0 | 0 | 0
F6_Commercial_Warehouse (WA)_Existing_Space Heating_Natural Gas_Unit Heater_E10 | F6 | Commercial | Warehouse (WA) | Existing | Space Heating | Natural Gas | Unit Heater | E10 | Utility - Value of Sales | 0 | 0 | 0 | 0 | 0 | 0 | 0 | 0 | 0 | 0 | 0 | 0 | 0 | 0 | 0 | 0 | 0 | 0 | 0 | 0 | 0 | 0 | 0 | 0 | 0 | 0 | 0
F1_Commercial_Warehouse (WA)_Existing_Water Heating_Natural Gas_Water Heater_E1 | F1 | Commercial | Warehouse (WA) | Existing | Water Heating | Natural Gas | Water Heater | E1 | RVT - Cost of Equipment | 0.0047963 | 0.0047963 | 0.0047963 | 0.0047963 | 0.0047963 | 0.0047963 | 0.0047963 | 0.0047963 | 0.0047963 | 0.0047963 | 0.0047963 | 0.0047963 | 0.0047963 | 0.0047963 | 0.0047963 | 0.0047963 | 0.0047963 | 0.0047963 | 0.0047963 | 0.0047963 | 0.0047963 | 0.0047963 | 0.0047963 | 0.0047963 | 0.0047963 | 0.0047963 | 0.0047963
F1_Commercial_Warehouse (WA)_Existing_Water Heating_Natural Gas_Water Heater_E2 | F1 | Commercial | Warehouse (WA) | Existing | Water Heating | Natural Gas | Water Heater | E2 | RVT - Cost of Equipment | 0.0057556 | 0.0057556 | 0.0057556 | 0.0057556 | 0.0057556 | 0.0057556 | 0.0057556 | 0.0057556 | 0.0057556 | 0.0057556 | 0.0057556 | 0.0057556 | 0.0057556 | 0.0057556 | 0.0057556 | 0.0057556 | 0.0057556 | 0.0057556 | 0.0057556 | 0.0057556 | 0.0057556 | 0.0057556 | 0.0057556 | 0.0057556 | 0.0057556 | 0.0057556 | 0.0057556
F1_Commercial_Warehouse (WA)_Existing_Water Heating_Natural Gas_Water Heater_E3 | F1 | Commercial | Warehouse (WA) | Existing | Water Heating | Natural Gas | Water Heater | E3 | RVT - Cost of Equipment | 0.0070751 | 0.0070751 | 0.0070751 | 0.0070751 | 0.0070751 | 0.0070751 | 0.0070751 | 0.0070751 | 0.0070751 | 0.0070751 | 0.0070751 | 0.0070751 | 0.0070751 | 0.0070751 | 0.0070751 | 0.0070751 | 0.0070751 | 0.0070751 | 0.0070751 | 0.0070751 | 0.0070751 | 0.0070751 | 0.0070751 | 0.0070751 | 0.0070751 | 0.0070751 | 0.0070751
F1_Commercial_Warehouse (WA)_Existing_Water Heating_Natural Gas_Water Heater_E4 | F1 | Commercial | Warehouse (WA) | Existing | Water Heating | Natural Gas | Water Heater | E4 | RVT - Cost of Equipment | 0.0071311 | 0.0071311 | 0.0071311 | 0.0071311 | 0.0071311 | 0.0071311 | 0.0071311 | 0.0071311 | 0.0071311 | 0.0071311 | 0.0071311 | 0.0071311 | 0.0071311 | 0.0071311 | 0.0071311 | 0.0071311 | 0.0071311 | 0.0071311 | 0.0071311 | 0.0071311 | 0.0071311 | 0.0071311 | 0.0071311 | 0.0071311 | 0.0071311 | 0.0071311 | 0.0071311
F1_Commercial_Warehouse (WA)_Existing_Water Heating_Natural Gas_Water Heater_E5 | F1 | Commercial | Warehouse (WA) | Existing | Water Heating | Natural Gas | Water Heater | E5 | RVT - Cost of Equipment | 0.015393 | 0.015393 | 0.015393 | 0.015393 | 0.015393 | 0.015393 | 0.015393 | 0.015393 | 0.015393 | 0.015393 | 0.015393 | 0.015393 | 0.015393 | 0.015393 | 0.015393 | 0.015393 | 0.015393 | 0.015393 | 0.015393 | 0.015393 | 0.015393 | 0.015393 | 0.015393 | 0.015393 | 0.015393 | 0.015393 | 0.015393
F1_Commercial_Warehouse (WA)_Existing_Water Heating_Natural Gas_Water Heater_E6 | F1 | Commercial | Warehouse (WA) | Existing | Water Heating | Natural Gas | Water Heater | E6 | RVT - Cost of Equipment | 0 | 0 | 0 | 0 | 0 | 0 | 0 | 0 | 0 | 0 | 0 | 0 | 0 | 0 | 0 | 0 | 0 | 0 | 0 | 0 | 0 | 0 | 0 | 0 | 0 | 0 | 0
F1_Commercial_Warehouse (WA)_Existing_Water Heating_Natural Gas_Water Heater_E7 | F1 | Commercial | Warehouse (WA) | Existing | Water Heating | Natural Gas | Water Heater | E7 | RVT - Cost of Equipment | 0 | 0 | 0 | 0 | 0 | 0 | 0 | 0 | 0 | 0 | 0 | 0 | 0 | 0 | 0 | 0 | 0 | 0 | 0 | 0 | 0 | 0 | 0 | 0 | 0 | 0 | 0
F1_Commercial_Warehouse (WA)_Existing_Water Heating_Natural Gas_Water Heater_E8 | F1 | Commercial | Warehouse (WA) | Existing | Water Heating | Natural Gas | Water Heater | E8 | RVT - Cost of Equipment | 0 | 0 | 0 | 0 | 0 | 0 | 0 | 0 | 0 | 0 | 0 | 0 | 0 | 0 | 0 | 0 | 0 | 0 | 0 | 0 | 0 | 0 | 0 | 0 | 0 | 0 | 0
F1_Commercial_Warehouse (WA)_Existing_Water Heating_Natural Gas_Water Heater_E9 | F1 | Commercial | Warehouse (WA) | Existing | Water Heating | Natural Gas | Water Heater | E9 | RVT - Cost of Equipment | 0 | 0 | 0 | 0 | 0 | 0 | 0 | 0 | 0 | 0 | 0 | 0 | 0 | 0 | 0 | 0 | 0 | 0 | 0 | 0 | 0 | 0 | 0 | 0 | 0 | 0 | 0
F1_Commercial_Warehouse (WA)_Existing_Water Heating_Natural Gas_Water Heater_E10 | F1 | Commercial | Warehouse (WA) | Existing | Water Heating | Natural Gas | Water Heater | E10 | RVT - Cost of Equipment | 0 | 0 | 0 | 0 | 0 | 0 | 0 | 0 | 0 | 0 | 0 | 0 | 0 | 0 | 0 | 0 | 0 | 0 | 0 | 0 | 0 | 0 | 0 | 0 | 0 | 0 | 0
F2_Commercial_Warehouse (WA)_Existing_Water Heating_Natural Gas_Water Heater_E1 | F2 | Commercial | Warehouse (WA) | Existing | Water Heating | Natural Gas | Water Heater | E1 | RVT - Cost of Operation | 0.033005 | 0.033668 | 0.034415 | 0.035253 | 0.036188 | 0.037319 | 0.03844 | 0.0395 | 0.040462 | 0.041398 | 0.042368 | 0.043257 | 0.044207 | 0.045127 | 0.045936 | 0.04668 | 0.047329 | 0.047957 | 0.048618 | 0.049246 | 0.049879 | 0.05076 | 0.051651 | 0.052568 | 0.053502 | 0.054453 | 0.05542
F2_Commercial_Warehouse (WA)_Existing_Water Heating_Natural Gas_Water Heater_E2 | F2 | Commercial | Warehouse (WA) | Existing | Water Heating | Natural Gas | Water Heater | E2 | RVT - Cost of Operation | 0.029338 | 0.029927 | 0.030591 | 0.031336 | 0.032167 | 0.033172 | 0.034169 | 0.035111 | 0.035966 | 0.036798 | 0.03766 | 0.038451 | 0.039295 | 0.040113 | 0.040832 | 0.041493 | 0.042071 | 0.042628 | 0.043216 | 0.043775 | 0.044336 | 0.04512 | 0.045912 | 0.046728 | 0.047558 | 0.048403 | 0.049263
F2_Commercial_Warehouse (WA)_Existing_Water Heating_Natural Gas_Water Heater_E3 | F2 | Commercial | Warehouse (WA) | Existing | Water Heating | Natural Gas | Water Heater | E3 | RVT - Cost of Operation | 0.028089 | 0.028654 | 0.029289 | 0.030003 | 0.030799 | 0.03176 | 0.032715 | 0.033617 | 0.034435 | 0.035232 | 0.036058 | 0.036814 | 0.037623 | 0.038406 | 0.039095 | 0.039728 | 0.04028 | 0.040814 | 0.041377 | 0.041912 | 0.04245 | 0.0432 | 0.043958 | 0.044739 | 0.045534 | 0.046343 | 0.047166
F2_Commercial_Warehouse (WA)_Existing_Water Heating_Natural Gas_Water Heater_E4 | F2 | Commercial | Warehouse (WA) | Existing | Water Heating | Natural Gas | Water Heater | E4 | RVT - Cost of Operation | 0.029449 | 0.030041 | 0.030687 | 0.03139 | 0.032155 | 0.033055 | 0.033946 | 0.034797 | 0.035583 | 0.036358 | 0.037166 | 0.037926 | 0.038731 | 0.039518 | 0.040225 | 0.040887 | 0.041482 | 0.042064 | 0.042672 | 0.043258 | 0.043849 | 0.044625 | 0.04541 | 0.046216 | 0.047038 | 0.047873 | 0.048724
F2_Commercial_Warehouse (WA)_Existing_Water Heating_Natural Gas_Water Heater_E5 | F2 | Commercial | Warehouse (WA) | Existing | Water Heating | Natural Gas | Water Heater | E5 | RVT - Cost of Operation | 0.017315 | 0.017656 | 0.01805 | 0.018506 | 0.019028 | 0.019664 | 0.020294 | 0.020887 | 0.021419 | 0.021933 | 0.022463 | 0.022942 | 0.023455 | 0.02395 | 0.02438 | 0.024771 | 0.025106 | 0.025428 | 0.025769 | 0.02609 | 0.026412 | 0.026878 | 0.02735 | 0.027836 | 0.02833 | 0.028834 | 0.029346
F2_Commercial_Warehouse (WA)_Existing_Water Heating_Natural Gas_Water Heater_E6 | F2 | Commercial | Warehouse (WA) | Existing | Water Heating | Natural Gas | Water Heater | E6 | RVT - Cost of Operation | 0 | 0 | 0 | 0 | 0 | 0 | 0 | 0 | 0 | 0 | 0 | 0 | 0 | 0 | 0 | 0 | 0 | 0 | 0 | 0 | 0 | 0 | 0 | 0 | 0 | 0 | 0
F2_Commercial_Warehouse (WA)_Existing_Water Heating_Natural Gas_Water Heater_E7 | F2 | Commercial | Warehouse (WA) | Existing | Water Heating | Natural Gas | Water Heater | E7 | RVT - Cost of Operation | 0 | 0 | 0 | 0 | 0 | 0 | 0 | 0 | 0 | 0 | 0 | 0 | 0 | 0 | 0 | 0 | 0 | 0 | 0 | 0 | 0 | 0 | 0 | 0 | 0 | 0 | 0
F2_Commercial_Warehouse (WA)_Existing_Water Heating_Natural Gas_Water Heater_E8 | F2 | Commercial | Warehouse (WA) | Existing | Water Heating | Natural Gas | Water Heater | E8 | RVT - Cost of Operation | 0 | 0 | 0 | 0 | 0 | 0 | 0 | 0 | 0 | 0 | 0 | 0 | 0 | 0 | 0 | 0 | 0 | 0 | 0 | 0 | 0 | 0 | 0 | 0 | 0 | 0 | 0
F2_Commercial_Warehouse (WA)_Existing_Water Heating_Natural Gas_Water Heater_E9 | F2 | Commercial | Warehouse (WA) | Existing | Water Heating | Natural Gas | Water Heater | E9 | RVT - Cost of Operation | 0 | 0 | 0 | 0 | 0 | 0 | 0 | 0 | 0 | 0 | 0 | 0 | 0 | 0 | 0 | 0 | 0 | 0 | 0 | 0 | 0 | 0 | 0 | 0 | 0 | 0 | 0
F2_Commercial_Warehouse (WA)_Existing_Water Heating_Natural Gas_Water Heater_E10 | F2 | Commercial | Warehouse (WA) | Existing | Water Heating | Natural Gas | Water Heater | E10 | RVT - Cost of Operation | 0 | 0 | 0 | 0 | 0 | 0 | 0 | 0 | 0 | 0 | 0 | 0 | 0 | 0 | 0 | 0 | 0 | 0 | 0 | 0 | 0 | 0 | 0 | 0 | 0 | 0 | 0
F3_Commercial_Warehouse (WA)_Existing_Water Heating_Natural Gas_Water Heater_E1 | F3 | Commercial | Warehouse (WA) | Existing | Water Heating | Natural Gas | Water Heater | E1 | System - kBTUs of Consumption | 7.6362 | 7.6362 | 7.6362 | 7.6362 | 7.6362 | 7.6362 | 7.6362 | 7.6362 | 7.6362 | 7.6362 | 7.6362 | 7.6362 | 7.6362 | 7.6362 | 7.6362 | 7.6362 | 7.6362 | 7.6362 | 7.6362 | 7.6362 | 7.6362 | 7.6362 | 7.6362 | 7.6362 | 7.6362 | 7.6362 | 7.6362
F3_Commercial_Warehouse (WA)_Existing_Water Heating_Natural Gas_Water Heater_E2 | F3 | Commercial | Warehouse (WA) | Existing | Water Heating | Natural Gas | Water Heater | E2 | System - kBTUs of Consumption | 6.7877 | 6.7877 | 6.7877 | 6.7877 | 6.7877 | 6.7877 | 6.7877 | 6.7877 | 6.7877 | 6.7877 | 6.7877 | 6.7877 | 6.7877 | 6.7877 | 6.7877 | 6.7877 | 6.7877 | 6.7877 | 6.7877 | 6.7877 | 6.7877 | 6.7877 | 6.7877 | 6.7877 | 6.7877 | 6.7877 | 6.7877
F3_Commercial_Warehouse (WA)_Existing_Water Heating_Natural Gas_Water Heater_E3 | F3 | Commercial | Warehouse (WA) | Existing | Water Heating | Natural Gas | Water Heater | E3 | System - kBTUs of Consumption | 6.4989 | 6.4989 | 6.4989 | 6.4989 | 6.4989 | 6.4989 | 6.4989 | 6.4989 | 6.4989 | 6.4989 | 6.4989 | 6.4989 | 6.4989 | 6.4989 | 6.4989 | 6.4989 | 6.4989 | 6.4989 | 6.4989 | 6.4989 | 6.4989 | 6.4989 | 6.4989 | 6.4989 | 6.4989 | 6.4989 | 6.4989
F3_Commercial_Warehouse (WA)_Existing_Water Heating_Natural Gas_Water Heater_E4 | F3 | Commercial | Warehouse (WA) | Existing | Water Heating | Natural Gas | Water Heater | E4 | System - kBTUs of Consumption | 6.492 | 6.492 | 6.492 | 6.492 | 6.492 | 6.492 | 6.492 | 6.492 | 6.492 | 6.492 | 6.492 | 6.492 | 6.492 | 6.492 | 6.492 | 6.492 | 6.492 | 6.492 | 6.492 | 6.492 | 6.492 | 6.492 | 6.492 | 6.492 | 6.492 | 6.492 | 6.492
F3_Commercial_Warehouse (WA)_Existing_Water Heating_Natural Gas_Water Heater_E5 | F3 | Commercial | Warehouse (WA) | Existing | Water Heating | Natural Gas | Water Heater | E5 | System - kBTUs of Consumption | 4.0726 | 4.0726 | 4.0726 | 4.0726 | 4.0726 | 4.0726 | 4.0726 | 4.0726 | 4.0726 | 4.0726 | 4.0726 | 4.0726 | 4.0726 | 4.0726 | 4.0726 | 4.0726 | 4.0726 | 4.0726 | 4.0726 | 4.0726 | 4.0726 | 4.0726 | 4.0726 | 4.0726 | 4.0726 | 4.0726 | 4.0726
F3_Commercial_Warehouse (WA)_Existing_Water Heating_Natural Gas_Water Heater_E6 | F3 | Commercial | Warehouse (WA) | Existing | Water Heating | Natural Gas | Water Heater | E6 | System - kBTUs of Consumption | 0 | 0 | 0 | 0 | 0 | 0 | 0 | 0 | 0 | 0 | 0 | 0 | 0 | 0 | 0 | 0 | 0 | 0 | 0 | 0 | 0 | 0 | 0 | 0 | 0 | 0 | 0
F3_Commercial_Warehouse (WA)_Existing_Water Heating_Natural Gas_Water Heater_E7 | F3 | Commercial | Warehouse (WA) | Existing | Water Heating | Natural Gas | Water Heater | E7 | System - kBTUs of Consumption | 0 | 0 | 0 | 0 | 0 | 0 | 0 | 0 | 0 | 0 | 0 | 0 | 0 | 0 | 0 | 0 | 0 | 0 | 0 | 0 | 0 | 0 | 0 | 0 | 0 | 0 | 0
F3_Commercial_Warehouse (WA)_Existing_Water Heating_Natural Gas_Water Heater_E8 | F3 | Commercial | Warehouse (WA) | Existing | Water Heating | Natural Gas | Water Heater | E8 | System - kBTUs of Consumption | 0 | 0 | 0 | 0 | 0 | 0 | 0 | 0 | 0 | 0 | 0 | 0 | 0 | 0 | 0 | 0 | 0 | 0 | 0 | 0 | 0 | 0 | 0 | 0 | 0 | 0 | 0
F3_Commercial_Warehouse (WA)_Existing_Water Heating_Natural Gas_Water Heater_E9 | F3 | Commercial | Warehouse (WA) | Existing | Water Heating | Natural Gas | Water Heater | E9 | System - kBTUs of Consumption | 0 | 0 | 0 | 0 | 0 | 0 | 0 | 0 | 0 | 0 | 0 | 0 | 0 | 0 | 0 | 0 | 0 | 0 | 0 | 0 | 0 | 0 | 0 | 0 | 0 | 0 | 0
F3_Commercial_Warehouse (WA)_Existing_Water Heating_Natural Gas_Water Heater_E10 | F3 | Commercial | Warehouse (WA) | Existing | Water Heating | Natural Gas | Water Heater | E10 | System - kBTUs of Consumption | 0 | 0 | 0 | 0 | 0 | 0 | 0 | 0 | 0 | 0 | 0 | 0 | 0 | 0 | 0 | 0 | 0 | 0 | 0 | 0 | 0 | 0 | 0 | 0 | 0 | 0 | 0
F4_Commercial_Warehouse (WA)_Existing_Water Heating_Natural Gas_Water Heater_E1 | F4 | Commercial | Warehouse (WA) | Existing | Water Heating | Natural Gas | Water Heater | E1 | Utility - Cost of Equipment | 0.0047963 | 0.0047963 | 0.0047963 | 0.0047963 | 0.0047963 | 0.0047963 | 0.0047963 | 0.0047963 | 0.0047963 | 0.0047963 | 0.0047963 | 0.0047963 | 0.0047963 | 0.0047963 | 0.0047963 | 0.0047963 | 0.0047963 | 0.0047963 | 0.0047963 | 0.0047963 | 0.0047963 | 0.0047963 | 0.0047963 | 0.0047963 | 0.0047963 | 0.0047963 | 0.0047963
F4_Commercial_Warehouse (WA)_Existing_Water Heating_Natural Gas_Water Heater_E2 | F4 | Commercial | Warehouse (WA) | Existing | Water Heating | Natural Gas | Water Heater | E2 | Utility - Cost of Equipment | 0.0057556 | 0.0057556 | 0.0057556 | 0.0057556 | 0.0057556 | 0.0057556 | 0.0057556 | 0.0057556 | 0.0057556 | 0.0057556 | 0.0057556 | 0.0057556 | 0.0057556 | 0.0057556 | 0.0057556 | 0.0057556 | 0.0057556 | 0.0057556 | 0.0057556 | 0.0057556 | 0.0057556 | 0.0057556 | 0.0057556 | 0.0057556 | 0.0057556 | 0.0057556 | 0.0057556
F4_Commercial_Warehouse (WA)_Existing_Water Heating_Natural Gas_Water Heater_E3 | F4 | Commercial | Warehouse (WA) | Existing | Water Heating | Natural Gas | Water Heater | E3 | Utility - Cost of Equipment | 0.0070751 | 0.0070751 | 0.0070751 | 0.0070751 | 0.0070751 | 0.0070751 | 0.0070751 | 0.0070751 | 0.0070751 | 0.0070751 | 0.0070751 | 0.0070751 | 0.0070751 | 0.0070751 | 0.0070751 | 0.0070751 | 0.0070751 | 0.0070751 | 0.0070751 | 0.0070751 | 0.0070751 | 0.0070751 | 0.0070751 | 0.0070751 | 0.0070751 | 0.0070751 | 0.0070751
F4_Commercial_Warehouse (WA)_Existing_Water Heating_Natural Gas_Water Heater_E4 | F4 | Commercial | Warehouse (WA) | Existing | Water Heating | Natural Gas | Water Heater | E4 | Utility - Cost of Equipment | 0.0071311 | 0.0071311 | 0.0071311 | 0.0071311 | 0.0071311 | 0.0071311 | 0.0071311 | 0.0071311 | 0.0071311 | 0.0071311 | 0.0071311 | 0.0071311 | 0.0071311 | 0.0071311 | 0.0071311 | 0.0071311 | 0.0071311 | 0.0071311 | 0.0071311 | 0.0071311 | 0.0071311 | 0.0071311 | 0.0071311 | 0.0071311 | 0.0071311 | 0.0071311 | 0.0071311
F4_Commercial_Warehouse (WA)_Existing_Water Heating_Natural Gas_Water Heater_E5 | F4 | Commercial | Warehouse (WA) | Existing | Water Heating | Natural Gas | Water Heater | E5 | Utility - Cost of Equipment | 0.015393 | 0.015393 | 0.015393 | 0.015393 | 0.015393 | 0.015393 | 0.015393 | 0.015393 | 0.015393 | 0.015393 | 0.015393 | 0.015393 | 0.015393 | 0.015393 | 0.015393 | 0.015393 | 0.015393 | 0.015393 | 0.015393 | 0.015393 | 0.015393 | 0.015393 | 0.015393 | 0.015393 | 0.015393 | 0.015393 | 0.015393
F4_Commercial_Warehouse (WA)_Existing_Water Heating_Natural Gas_Water Heater_E6 | F4 | Commercial | Warehouse (WA) | Existing | Water Heating | Natural Gas | Water Heater | E6 | Utility - Cost of Equipment | 0 | 0 | 0 | 0 | 0 | 0 | 0 | 0 | 0 | 0 | 0 | 0 | 0 | 0 | 0 | 0 | 0 | 0 | 0 | 0 | 0 | 0 | 0 | 0 | 0 | 0 | 0
F4_Commercial_Warehouse (WA)_Existing_Water Heating_Natural Gas_Water Heater_E7 | F4 | Commercial | Warehouse (WA) | Existing | Water Heating | Natural Gas | Water Heater | E7 | Utility - Cost of Equipment | 0 | 0 | 0 | 0 | 0 | 0 | 0 | 0 | 0 | 0 | 0 | 0 | 0 | 0 | 0 | 0 | 0 | 0 | 0 | 0 | 0 | 0 | 0 | 0 | 0 | 0 | 0
F4_Commercial_Warehouse (WA)_Existing_Water Heating_Natural Gas_Water Heater_E8 | F4 | Commercial | Warehouse (WA) | Existing | Water Heating | Natural Gas | Water Heater | E8 | Utility - Cost of Equipment | 0 | 0 | 0 | 0 | 0 | 0 | 0 | 0 | 0 | 0 | 0 | 0 | 0 | 0 | 0 | 0 | 0 | 0 | 0 | 0 | 0 | 0 | 0 | 0 | 0 | 0 | 0
F4_Commercial_Warehouse (WA)_Existing_Water Heating_Natural Gas_Water Heater_E9 | F4 | Commercial | Warehouse (WA) | Existing | Water Heating | Natural Gas | Water Heater | E9 | Utility - Cost of Equipment | 0 | 0 | 0 | 0 | 0 | 0 | 0 | 0 | 0 | 0 | 0 | 0 | 0 | 0 | 0 | 0 | 0 | 0 | 0 | 0 | 0 | 0 | 0 | 0 | 0 | 0 | 0
F4_Commercial_Warehouse (WA)_Existing_Water Heating_Natural Gas_Water Heater_E10 | F4 | Commercial | Warehouse (WA) | Existing | Water Heating | Natural Gas | Water Heater | E10 | Utility - Cost of Equipment | 0 | 0 | 0 | 0 | 0 | 0 | 0 | 0 | 0 | 0 | 0 | 0 | 0 | 0 | 0 | 0 | 0 | 0 | 0 | 0 | 0 | 0 | 0 | 0 | 0 | 0 | 0
F5_Commercial_Warehouse (WA)_Existing_Water Heating_Natural Gas_Water Heater_E1 | F5 | Commercial | Warehouse (WA) | Existing | Water Heating | Natural Gas | Water Heater | E1 | Utility - Cost of Operation | 0.028312 | 0.029056 | 0.029891 | 0.030826 | 0.031867 | 0.033098 | 0.034352 | 0.035588 | 0.036776 | 0.037982 | 0.038964 | 0.03989 | 0.040881 | 0.041856 | 0.042741 | 0.043578 | 0.044343 | 0.045101 | 0.045905 | 0.046694 | 0.047503 | 0.048342 | 0.049191 | 0.050065 | 0.050955 | 0.05186 | 0.052781
F5_Commercial_Warehouse (WA)_Existing_Water Heating_Natural Gas_Water Heater_E2 | F5 | Commercial | Warehouse (WA) | Existing | Water Heating | Natural Gas | Water Heater | E2 | Utility - Cost of Operation | 0.025166 | 0.025827 | 0.026569 | 0.0274 | 0.028326 | 0.029421 | 0.030536 | 0.031634 | 0.03269 | 0.033762 | 0.034635 | 0.035458 | 0.036339 | 0.037205 | 0.037992 | 0.038736 | 0.039416 | 0.040089 | 0.040804 | 0.041506 | 0.042225 | 0.042971 | 0.043726 | 0.044502 | 0.045293 | 0.046098 | 0.046917
F5_Commercial_Warehouse (WA)_Existing_Water Heating_Natural Gas_Water Heater_E3 | F5 | Commercial | Warehouse (WA) | Existing | Water Heating | Natural Gas | Water Heater | E3 | Utility - Cost of Operation | 0.024096 | 0.024728 | 0.025439 | 0.026234 | 0.027121 | 0.028169 | 0.029236 | 0.030288 | 0.031299 | 0.032325 | 0.033161 | 0.033949 | 0.034792 | 0.035622 | 0.036375 | 0.037088 | 0.037738 | 0.038384 | 0.039068 | 0.039739 | 0.040428 | 0.041143 | 0.041865 | 0.042609 | 0.043366 | 0.044136 | 0.04492
F5_Commercial_Warehouse (WA)_Existing_Water Heating_Natural Gas_Water Heater_E4 | F5 | Commercial | Warehouse (WA) | Existing | Water Heating | Natural Gas | Water Heater | E4 | Utility - Cost of Operation | 0.025585 | 0.026246 | 0.026969 | 0.027757 | 0.028616 | 0.029611 | 0.030621 | 0.031619 | 0.032585 | 0.033565 | 0.034384 | 0.035166 | 0.035996 | 0.036817 | 0.037574 | 0.038299 | 0.038972 | 0.039643 | 0.040349 | 0.041047 | 0.041761 | 0.0425 | 0.043247 | 0.044016 | 0.044798 | 0.045594 | 0.046404
F5_Commercial_Warehouse (WA)_Existing_Water Heating_Natural Gas_Water Heater_E5 | F5 | Commercial | Warehouse (WA) | Existing | Water Heating | Natural Gas | Water Heater | E5 | Utility - Cost of Operation | 0.014757 | 0.015145 | 0.015588 | 0.016093 | 0.016663 | 0.017346 | 0.018043 | 0.018728 | 0.019385 | 0.020052 | 0.020587 | 0.021089 | 0.021628 | 0.022157 | 0.022633 | 0.02308 | 0.023484 | 0.023884 | 0.02431 | 0.024727 | 0.025154 | 0.025599 | 0.026048 | 0.02651 | 0.026981 | 0.027461 | 0.027948
F5_Commercial_Warehouse (WA)_Existing_Water Heating_Natural Gas_Water Heater_E6 | F5 | Commercial | Warehouse (WA) | Existing | Water Heating | Natural Gas | Water Heater | E6 | Utility - Cost of Operation | 0 | 0 | 0 | 0 | 0 | 0 | 0 | 0 | 0 | 0 | 0 | 0 | 0 | 0 | 0 | 0 | 0 | 0 | 0 | 0 | 0 | 0 | 0 | 0 | 0 | 0 | 0
F5_Commercial_Warehouse (WA)_Existing_Water Heating_Natural Gas_Water Heater_E7 | F5 | Commercial | Warehouse (WA) | Existing | Water Heating | Natural Gas | Water Heater | E7 | Utility - Cost of Operation | 0 | 0 | 0 | 0 | 0 | 0 | 0 | 0 | 0 | 0 | 0 | 0 | 0 | 0 | 0 | 0 | 0 | 0 | 0 | 0 | 0 | 0 | 0 | 0 | 0 | 0 | 0
F5_Commercial_Warehouse (WA)_Existing_Water Heating_Natural Gas_Water Heater_E8 | F5 | Commercial | Warehouse (WA) | Existing | Water Heating | Natural Gas | Water Heater | E8 | Utility - Cost of Operation | 0 | 0 | 0 | 0 | 0 | 0 | 0 | 0 | 0 | 0 | 0 | 0 | 0 | 0 | 0 | 0 | 0 | 0 | 0 | 0 | 0 | 0 | 0 | 0 | 0 | 0 | 0
F5_Commercial_Warehouse (WA)_Existing_Water Heating_Natural Gas_Water Heater_E9 | F5 | Commercial | Warehouse (WA) | Existing | Water Heating | Natural Gas | Water Heater | E9 | Utility - Cost of Operation | 0 | 0 | 0 | 0 | 0 | 0 | 0 | 0 | 0 | 0 | 0 | 0 | 0 | 0 | 0 | 0 | 0 | 0 | 0 | 0 | 0 | 0 | 0 | 0 | 0 | 0 | 0
F5_Commercial_Warehouse (WA)_Existing_Water Heating_Natural Gas_Water Heater_E10 | F5 | Commercial | Warehouse (WA) | Existing | Water Heating | Natural Gas | Water Heater | E10 | Utility - Cost of Operation | 0 | 0 | 0 | 0 | 0 | 0 | 0 | 0 | 0 | 0 | 0 | 0 | 0 | 0 | 0 | 0 | 0 | 0 | 0 | 0 | 0 | 0 | 0 | 0 | 0 | 0 | 0
F6_Commercial_Warehouse (WA)_Existing_Water Heating_Natural Gas_Water Heater_E1 | F6 | Commercial | Warehouse (WA) | Existing | Water Heating | Natural Gas | Water Heater | E1 | Utility - Value of Sales | 0.033005 | 0.033668 | 0.034415 | 0.035253 | 0.036188 | 0.037319 | 0.03844 | 0.0395 | 0.040462 | 0.041398 | 0.042368 | 0.043257 | 0.044207 | 0.045127 | 0.045936 | 0.04668 | 0.047329 | 0.047957 | 0.048618 | 0.049246 | 0.049879 | 0.05076 | 0.051651 | 0.052568 | 0.053502 | 0.054453 | 0.05542
F6_Commercial_Warehouse (WA)_Existing_Water Heating_Natural Gas_Water Heater_E2 | F6 | Commercial | Warehouse (WA) | Existing | Water Heating | Natural Gas | Water Heater | E2 | Utility - Value of Sales | 0.029338 | 0.029927 | 0.030591 | 0.031336 | 0.032167 | 0.033172 | 0.034169 | 0.035111 | 0.035966 | 0.036798 | 0.03766 | 0.038451 | 0.039295 | 0.040113 | 0.040832 | 0.041493 | 0.042071 | 0.042628 | 0.043216 | 0.043775 | 0.044336 | 0.04512 | 0.045912 | 0.046728 | 0.047558 | 0.048403 | 0.049263
F6_Commercial_Warehouse (WA)_Existing_Water Heating_Natural Gas_Water Heater_E3 | F6 | Commercial | Warehouse (WA) | Existing | Water Heating | Natural Gas | Water Heater | E3 | Utility - Value of Sales | 0.028089 | 0.028654 | 0.029289 | 0.030003 | 0.030799 | 0.03176 | 0.032715 | 0.033617 | 0.034435 | 0.035232 | 0.036058 | 0.036814 | 0.037623 | 0.038406 | 0.039095 | 0.039728 | 0.04028 | 0.040814 | 0.041377 | 0.041912 | 0.04245 | 0.0432 | 0.043958 | 0.044739 | 0.045534 | 0.046343 | 0.047166
F6_Commercial_Warehouse (WA)_Existing_Water Heating_Natural Gas_Water Heater_E4 | F6 | Commercial | Warehouse (WA) | Existing | Water Heating | Natural Gas | Water Heater | E4 | Utility - Value of Sales | 0.029449 | 0.030041 | 0.030687 | 0.03139 | 0.032155 | 0.033055 | 0.033946 | 0.034797 | 0.035583 | 0.036358 | 0.037166 | 0.037926 | 0.038731 | 0.039518 | 0.040225 | 0.040887 | 0.041482 | 0.042064 | 0.042672 | 0.043258 | 0.043849 | 0.044625 | 0.04541 | 0.046216 | 0.047038 | 0.047873 | 0.048724
F6_Commercial_Warehouse (WA)_Existing_Water Heating_Natural Gas_Water Heater_E5 | F6 | Commercial | Warehouse (WA) | Existing | Water Heating | Natural Gas | Water Heater | E5 | Utility - Value of Sales | 0.017315 | 0.017656 | 0.01805 | 0.018506 | 0.019028 | 0.019664 | 0.020294 | 0.020887 | 0.021419 | 0.021933 | 0.022463 | 0.022942 | 0.023455 | 0.02395 | 0.02438 | 0.024771 | 0.025106 | 0.025428 | 0.025769 | 0.02609 | 0.026412 | 0.026878 | 0.02735 | 0.027836 | 0.02833 | 0.028834 | 0.029346
F6_Commercial_Warehouse (WA)_Existing_Water Heating_Natural Gas_Water Heater_E6 | F6 | Commercial | Warehouse (WA) | Existing | Water Heating | Natural Gas | Water Heater | E6 | Utility - Value of Sales | 0 | 0 | 0 | 0 | 0 | 0 | 0 | 0 | 0 | 0 | 0 | 0 | 0 | 0 | 0 | 0 | 0 | 0 | 0 | 0 | 0 | 0 | 0 | 0 | 0 | 0 | 0
F6_Commercial_Warehouse (WA)_Existing_Water Heating_Natural Gas_Water Heater_E7 | F6 | Commercial | Warehouse (WA) | Existing | Water Heating | Natural Gas | Water Heater | E7 | Utility - Value of Sales | 0 | 0 | 0 | 0 | 0 | 0 | 0 | 0 | 0 | 0 | 0 | 0 | 0 | 0 | 0 | 0 | 0 | 0 | 0 | 0 | 0 | 0 | 0 | 0 | 0 | 0 | 0
F6_Commercial_Warehouse (WA)_Existing_Water Heating_Natural Gas_Water Heater_E8 | F6 | Commercial | Warehouse (WA) | Existing | Water Heating | Natural Gas | Water Heater | E8 | Utility - Value of Sales | 0 | 0 | 0 | 0 | 0 | 0 | 0 | 0 | 0 | 0 | 0 | 0 | 0 | 0 | 0 | 0 | 0 | 0 | 0 | 0 | 0 | 0 | 0 | 0 | 0 | 0 | 0
F6_Commercial_Warehouse (WA)_Existing_Water Heating_Natural Gas_Water Heater_E9 | F6 | Commercial | Warehouse (WA) | Existing | Water Heating | Natural Gas | Water Heater | E9 | Utility - Value of Sales | 0 | 0 | 0 | 0 | 0 | 0 | 0 | 0 | 0 | 0 | 0 | 0 | 0 | 0 | 0 | 0 | 0 | 0 | 0 | 0 | 0 | 0 | 0 | 0 | 0 | 0 | 0
F6_Commercial_Warehouse (WA)_Existing_Water Heating_Natural Gas_Water Heater_E10 | F6 | Commercial | Warehouse (WA) | Existing | Water Heating | Natural Gas | Water Heater | E10 | Utility - Value of Sales | 0 | 0 | 0 | 0 | 0 | 0 | 0 | 0 | 0 | 0 | 0 | 0 | 0 | 0 | 0 | 0 | 0 | 0 | 0 | 0 | 0 | 0 | 0 | 0 | 0 | 0 | 0
F1_Commercial_Warehouse (WA)_Existing_Food Preparation_Natural Gas_Oven_E1 | F1 | Commercial | Warehouse (WA) | Existing | Food Preparation | Natural Gas | Oven | E1 | RVT - Cost of Equipment | 2.9427e-06 | 2.9427e-06 | 2.9427e-06 | 2.9427e-06 | 2.9427e-06 | 2.9427e-06 | 2.9427e-06 | 2.9427e-06 | 2.9427e-06 | 2.9427e-06 | 2.9427e-06 | 2.9427e-06 | 2.9427e-06 | 2.9427e-06 | 2.9427e-06 | 2.9427e-06 | 2.9427e-06 | 2.9427e-06 | 2.9427e-06 | 2.9427e-06 | 2.9427e-06 | 2.9427e-06 | 2.9427e-06 | 2.9427e-06 | 2.9427e-06 | 2.9427e-06 | 2.9427e-06
F1_Commercial_Warehouse (WA)_Existing_Food Preparation_Natural Gas_Oven_E2 | F1 | Commercial | Warehouse (WA) | Existing | Food Preparation | Natural Gas | Oven | E2 | RVT - Cost of Equipment | 4.0097e-06 | 4.0097e-06 | 4.0097e-06 | 4.0097e-06 | 4.0097e-06 | 4.0097e-06 | 4.0097e-06 | 4.0097e-06 | 4.0097e-06 | 4.0097e-06 | 4.0097e-06 | 4.0097e-06 | 4.0097e-06 | 4.0097e-06 | 4.0097e-06 | 4.0097e-06 | 4.0097e-06 | 4.0097e-06 | 4.0097e-06 | 4.0097e-06 | 4.0097e-06 | 4.0097e-06 | 4.0097e-06 | 4.0097e-06 | 4.0097e-06 | 4.0097e-06 | 4.0097e-06
F1_Commercial_Warehouse (WA)_Existing_Food Preparation_Natural Gas_Oven_E3 | F1 | Commercial | Warehouse (WA) | Existing | Food Preparation | Natural Gas | Oven | E3 | RVT - Cost of Equipment | 0 | 0 | 0 | 0 | 0 | 0 | 0 | 0 | 0 | 0 | 0 | 0 | 0 | 0 | 0 | 0 | 0 | 0 | 0 | 0 | 0 | 0 | 0 | 0 | 0 | 0 | 0
F1_Commercial_Warehouse (WA)_Existing_Food Preparation_Natural Gas_Oven_E4 | F1 | Commercial | Warehouse (WA) | Existing | Food Preparation | Natural Gas | Oven | E4 | RVT - Cost of Equipment | 0 | 0 | 0 | 0 | 0 | 0 | 0 | 0 | 0 | 0 | 0 | 0 | 0 | 0 | 0 | 0 | 0 | 0 | 0 | 0 | 0 | 0 | 0 | 0 | 0 | 0 | 0
F1_Commercial_Warehouse (WA)_Existing_Food Preparation_Natural Gas_Oven_E5 | F1 | Commercial | Warehouse (WA) | Existing | Food Preparation | Natural Gas | Oven | E5 | RVT - Cost of Equipment | 0 | 0 | 0 | 0 | 0 | 0 | 0 | 0 | 0 | 0 | 0 | 0 | 0 | 0 | 0 | 0 | 0 | 0 | 0 | 0 | 0 | 0 | 0 | 0 | 0 | 0 | 0
F1_Commercial_Warehouse (WA)_Existing_Food Preparation_Natural Gas_Oven_E6 | F1 | Commercial | Warehouse (WA) | Existing | Food Preparation | Natural Gas | Oven | E6 | RVT - Cost of Equipment | 0 | 0 | 0 | 0 | 0 | 0 | 0 | 0 | 0 | 0 | 0 | 0 | 0 | 0 | 0 | 0 | 0 | 0 | 0 | 0 | 0 | 0 | 0 | 0 | 0 | 0 | 0
F1_Commercial_Warehouse (WA)_Existing_Food Preparation_Natural Gas_Oven_E7 | F1 | Commercial | Warehouse (WA) | Existing | Food Preparation | Natural Gas | Oven | E7 | RVT - Cost of Equipment | 0 | 0 | 0 | 0 | 0 | 0 | 0 | 0 | 0 | 0 | 0 | 0 | 0 | 0 | 0 | 0 | 0 | 0 | 0 | 0 | 0 | 0 | 0 | 0 | 0 | 0 | 0
F1_Commercial_Warehouse (WA)_Existing_Food Preparation_Natural Gas_Oven_E8 | F1 | Commercial | Warehouse (WA) | Existing | Food Preparation | Natural Gas | Oven | E8 | RVT - Cost of Equipment | 0 | 0 | 0 | 0 | 0 | 0 | 0 | 0 | 0 | 0 | 0 | 0 | 0 | 0 | 0 | 0 | 0 | 0 | 0 | 0 | 0 | 0 | 0 | 0 | 0 | 0 | 0
F1_Commercial_Warehouse (WA)_Existing_Food Preparation_Natural Gas_Oven_E9 | F1 | Commercial | Warehouse (WA) | Existing | Food Preparation | Natural Gas | Oven | E9 | RVT - Cost of Equipment | 0 | 0 | 0 | 0 | 0 | 0 | 0 | 0 | 0 | 0 | 0 | 0 | 0 | 0 | 0 | 0 | 0 | 0 | 0 | 0 | 0 | 0 | 0 | 0 | 0 | 0 | 0
F1_Commercial_Warehouse (WA)_Existing_Food Preparation_Natural Gas_Oven_E10 | F1 | Commercial | Warehouse (WA) | Existing | Food Preparation | Natural Gas | Oven | E10 | RVT - Cost of Equipment | 0 | 0 | 0 | 0 | 0 | 0 | 0 | 0 | 0 | 0 | 0 | 0 | 0 | 0 | 0 | 0 | 0 | 0 | 0 | 0 | 0 | 0 | 0 | 0 | 0 | 0 | 0
F2_Commercial_Warehouse (WA)_Existing_Food Preparation_Natural Gas_Oven_E1 | F2 | Commercial | Warehouse (WA) | Existing | Food Preparation | Natural Gas | Oven | E1 | RVT - Cost of Operation | 0.0021855 | 0.0022219 | 0.0022663 | 0.0023201 | 0.0023842 | 0.002469 | 0.0025559 | 0.00264 | 0.0027174 | 0.0027917 | 0.002868 | 0.0029362 | 0.0030074 | 0.0030731 | 0.0031285 | 0.0031776 | 0.0032178 | 0.0032558 | 0.0032965 | 0.0033338 | 0.0033711 | 0.0034306 | 0.0034906 | 0.0035526 | 0.0036157 | 0.0036799 | 0.0037453
F2_Commercial_Warehouse (WA)_Existing_Food Preparation_Natural Gas_Oven_E2 | F2 | Commercial | Warehouse (WA) | Existing | Food Preparation | Natural Gas | Oven | E2 | RVT - Cost of Operation | 0.0015519 | 0.0015778 | 0.0016093 | 0.0016475 | 0.001693 | 0.0017532 | 0.0018149 | 0.0018746 | 0.0019296 | 0.0019824 | 0.0020366 | 0.002085 | 0.0021355 | 0.0021822 | 0.0022215 | 0.0022564 | 0.002285 | 0.0023119 | 0.0023408 | 0.0023673 | 0.0023938 | 0.002436 | 0.0024786 | 0.0025227 | 0.0025675 | 0.0026131 | 0.0026595
F2_Commercial_Warehouse (WA)_Existing_Food Preparation_Natural Gas_Oven_E3 | F2 | Commercial | Warehouse (WA) | Existing | Food Preparation | Natural Gas | Oven | E3 | RVT - Cost of Operation | 0 | 0 | 0 | 0 | 0 | 0 | 0 | 0 | 0 | 0 | 0 | 0 | 0 | 0 | 0 | 0 | 0 | 0 | 0 | 0 | 0 | 0 | 0 | 0 | 0 | 0 | 0
F2_Commercial_Warehouse (WA)_Existing_Food Preparation_Natural Gas_Oven_E4 | F2 | Commercial | Warehouse (WA) | Existing | Food Preparation | Natural Gas | Oven | E4 | RVT - Cost of Operation | 0 | 0 | 0 | 0 | 0 | 0 | 0 | 0 | 0 | 0 | 0 | 0 | 0 | 0 | 0 | 0 | 0 | 0 | 0 | 0 | 0 | 0 | 0 | 0 | 0 | 0 | 0
F2_Commercial_Warehouse (WA)_Existing_Food Preparation_Natural Gas_Oven_E5 | F2 | Commercial | Warehouse (WA) | Existing | Food Preparation | Natural Gas | Oven | E5 | RVT - Cost of Operation | 0 | 0 | 0 | 0 | 0 | 0 | 0 | 0 | 0 | 0 | 0 | 0 | 0 | 0 | 0 | 0 | 0 | 0 | 0 | 0 | 0 | 0 | 0 | 0 | 0 | 0 | 0
F2_Commercial_Warehouse (WA)_Existing_Food Preparation_Natural Gas_Oven_E6 | F2 | Commercial | Warehouse (WA) | Existing | Food Preparation | Natural Gas | Oven | E6 | RVT - Cost of Operation | 0 | 0 | 0 | 0 | 0 | 0 | 0 | 0 | 0 | 0 | 0 | 0 | 0 | 0 | 0 | 0 | 0 | 0 | 0 | 0 | 0 | 0 | 0 | 0 | 0 | 0 | 0
F2_Commercial_Warehouse (WA)_Existing_Food Preparation_Natural Gas_Oven_E7 | F2 | Commercial | Warehouse (WA) | Existing | Food Preparation | Natural Gas | Oven | E7 | RVT - Cost of Operation | 0 | 0 | 0 | 0 | 0 | 0 | 0 | 0 | 0 | 0 | 0 | 0 | 0 | 0 | 0 | 0 | 0 | 0 | 0 | 0 | 0 | 0 | 0 | 0 | 0 | 0 | 0
F2_Commercial_Warehouse (WA)_Existing_Food Preparation_Natural Gas_Oven_E8 | F2 | Commercial | Warehouse (WA) | Existing | Food Preparation | Natural Gas | Oven | E8 | RVT - Cost of Operation | 0 | 0 | 0 | 0 | 0 | 0 | 0 | 0 | 0 | 0 | 0 | 0 | 0 | 0 | 0 | 0 | 0 | 0 | 0 | 0 | 0 | 0 | 0 | 0 | 0 | 0 | 0
F2_Commercial_Warehouse (WA)_Existing_Food Preparation_Natural Gas_Oven_E9 | F2 | Commercial | Warehouse (WA) | Existing | Food Preparation | Natural Gas | Oven | E9 | RVT - Cost of Operation | 0 | 0 | 0 | 0 | 0 | 0 | 0 | 0 | 0 | 0 | 0 | 0 | 0 | 0 | 0 | 0 | 0 | 0 | 0 | 0 | 0 | 0 | 0 | 0 | 0 | 0 | 0
F2_Commercial_Warehouse (WA)_Existing_Food Preparation_Natural Gas_Oven_E10 | F2 | Commercial | Warehouse (WA) | Existing | Food Preparation | Natural Gas | Oven | E10 | RVT - Cost of Operation | 0 | 0 | 0 | 0 | 0 | 0 | 0 | 0 | 0 | 0 | 0 | 0 | 0 | 0 | 0 | 0 | 0 | 0 | 0 | 0 | 0 | 0 | 0 | 0 | 0 | 0 | 0
F3_Commercial_Warehouse (WA)_Existing_Food Preparation_Natural Gas_Oven_E1 | F3 | Commercial | Warehouse (WA) | Existing | Food Preparation | Natural Gas | Oven | E1 | System - kBTUs of Consumption | 0.52975 | 0.52975 | 0.52975 | 0.52975 | 0.52975 | 0.52975 | 0.52975 | 0.52975 | 0.52975 | 0.52975 | 0.52975 | 0.52975 | 0.52975 | 0.52975 | 0.52975 | 0.52975 | 0.52975 | 0.52975 | 0.52975 | 0.52975 | 0.52975 | 0.52975 | 0.52975 | 0.52975 | 0.52975 | 0.52975 | 0.52975
F3_Commercial_Warehouse (WA)_Existing_Food Preparation_Natural Gas_Oven_E2 | F3 | Commercial | Warehouse (WA) | Existing | Food Preparation | Natural Gas | Oven | E2 | System - kBTUs of Consumption | 0.37618 | 0.37618 | 0.37618 | 0.37618 | 0.37618 | 0.37618 | 0.37618 | 0.37618 | 0.37618 | 0.37618 | 0.37618 | 0.37618 | 0.37618 | 0.37618 | 0.37618 | 0.37618 | 0.37618 | 0.37618 | 0.37618 | 0.37618 | 0.37618 | 0.37618 | 0.37618 | 0.37618 | 0.37618 | 0.37618 | 0.37618
F3_Commercial_Warehouse (WA)_Existing_Food Preparation_Natural Gas_Oven_E3 | F3 | Commercial | Warehouse (WA) | Existing | Food Preparation | Natural Gas | Oven | E3 | System - kBTUs of Consumption | 0 | 0 | 0 | 0 | 0 | 0 | 0 | 0 | 0 | 0 | 0 | 0 | 0 | 0 | 0 | 0 | 0 | 0 | 0 | 0 | 0 | 0 | 0 | 0 | 0 | 0 | 0
F3_Commercial_Warehouse (WA)_Existing_Food Preparation_Natural Gas_Oven_E4 | F3 | Commercial | Warehouse (WA) | Existing | Food Preparation | Natural Gas | Oven | E4 | System - kBTUs of Consumption | 0 | 0 | 0 | 0 | 0 | 0 | 0 | 0 | 0 | 0 | 0 | 0 | 0 | 0 | 0 | 0 | 0 | 0 | 0 | 0 | 0 | 0 | 0 | 0 | 0 | 0 | 0
F3_Commercial_Warehouse (WA)_Existing_Food Preparation_Natural Gas_Oven_E5 | F3 | Commercial | Warehouse (WA) | Existing | Food Preparation | Natural Gas | Oven | E5 | System - kBTUs of Consumption | 0 | 0 | 0 | 0 | 0 | 0 | 0 | 0 | 0 | 0 | 0 | 0 | 0 | 0 | 0 | 0 | 0 | 0 | 0 | 0 | 0 | 0 | 0 | 0 | 0 | 0 | 0
F3_Commercial_Warehouse (WA)_Existing_Food Preparation_Natural Gas_Oven_E6 | F3 | Commercial | Warehouse (WA) | Existing | Food Preparation | Natural Gas | Oven | E6 | System - kBTUs of Consumption | 0 | 0 | 0 | 0 | 0 | 0 | 0 | 0 | 0 | 0 | 0 | 0 | 0 | 0 | 0 | 0 | 0 | 0 | 0 | 0 | 0 | 0 | 0 | 0 | 0 | 0 | 0
F3_Commercial_Warehouse (WA)_Existing_Food Preparation_Natural Gas_Oven_E7 | F3 | Commercial | Warehouse (WA) | Existing | Food Preparation | Natural Gas | Oven | E7 | System - kBTUs of Consumption | 0 | 0 | 0 | 0 | 0 | 0 | 0 | 0 | 0 | 0 | 0 | 0 | 0 | 0 | 0 | 0 | 0 | 0 | 0 | 0 | 0 | 0 | 0 | 0 | 0 | 0 | 0
F3_Commercial_Warehouse (WA)_Existing_Food Preparation_Natural Gas_Oven_E8 | F3 | Commercial | Warehouse (WA) | Existing | Food Preparation | Natural Gas | Oven | E8 | System - kBTUs of Consumption | 0 | 0 | 0 | 0 | 0 | 0 | 0 | 0 | 0 | 0 | 0 | 0 | 0 | 0 | 0 | 0 | 0 | 0 | 0 | 0 | 0 | 0 | 0 | 0 | 0 | 0 | 0
F3_Commercial_Warehouse (WA)_Existing_Food Preparation_Natural Gas_Oven_E9 | F3 | Commercial | Warehouse (WA) | Existing | Food Preparation | Natural Gas | Oven | E9 | System - kBTUs of Consumption | 0 | 0 | 0 | 0 | 0 | 0 | 0 | 0 | 0 | 0 | 0 | 0 | 0 | 0 | 0 | 0 | 0 | 0 | 0 | 0 | 0 | 0 | 0 | 0 | 0 | 0 | 0
F3_Commercial_Warehouse (WA)_Existing_Food Preparation_Natural Gas_Oven_E10 | F3 | Commercial | Warehouse (WA) | Existing | Food Preparation | Natural Gas | Oven | E10 | System - kBTUs of Consumption | 0 | 0 | 0 | 0 | 0 | 0 | 0 | 0 | 0 | 0 | 0 | 0 | 0 | 0 | 0 | 0 | 0 | 0 | 0 | 0 | 0 | 0 | 0 | 0 | 0 | 0 | 0
F4_Commercial_Warehouse (WA)_Existing_Food Preparation_Natural Gas_Oven_E1 | F4 | Commercial | Warehouse (WA) | Existing | Food Preparation | Natural Gas | Oven | E1 | Utility - Cost of Equipment | 2.9427e-06 | 2.9427e-06 | 2.9427e-06 | 2.9427e-06 | 2.9427e-06 | 2.9427e-06 | 2.9427e-06 | 2.9427e-06 | 2.9427e-06 | 2.9427e-06 | 2.9427e-06 | 2.9427e-06 | 2.9427e-06 | 2.9427e-06 | 2.9427e-06 | 2.9427e-06 | 2.9427e-06 | 2.9427e-06 | 2.9427e-06 | 2.9427e-06 | 2.9427e-06 | 2.9427e-06 | 2.9427e-06 | 2.9427e-06 | 2.9427e-06 | 2.9427e-06 | 2.9427e-06
F4_Commercial_Warehouse (WA)_Existing_Food Preparation_Natural Gas_Oven_E2 | F4 | Commercial | Warehouse (WA) | Existing | Food Preparation | Natural Gas | Oven | E2 | Utility - Cost of Equipment | 4.0097e-06 | 4.0097e-06 | 4.0097e-06 | 4.0097e-06 | 4.0097e-06 | 4.0097e-06 | 4.0097e-06 | 4.0097e-06 | 4.0097e-06 | 4.0097e-06 | 4.0097e-06 | 4.0097e-06 | 4.0097e-06 | 4.0097e-06 | 4.0097e-06 | 4.0097e-06 | 4.0097e-06 | 4.0097e-06 | 4.0097e-06 | 4.0097e-06 | 4.0097e-06 | 4.0097e-06 | 4.0097e-06 | 4.0097e-06 | 4.0097e-06 | 4.0097e-06 | 4.0097e-06
F4_Commercial_Warehouse (WA)_Existing_Food Preparation_Natural Gas_Oven_E3 | F4 | Commercial | Warehouse (WA) | Existing | Food Preparation | Natural Gas | Oven | E3 | Utility - Cost of Equipment | 0 | 0 | 0 | 0 | 0 | 0 | 0 | 0 | 0 | 0 | 0 | 0 | 0 | 0 | 0 | 0 | 0 | 0 | 0 | 0 | 0 | 0 | 0 | 0 | 0 | 0 | 0
F4_Commercial_Warehouse (WA)_Existing_Food Preparation_Natural Gas_Oven_E4 | F4 | Commercial | Warehouse (WA) | Existing | Food Preparation | Natural Gas | Oven | E4 | Utility - Cost of Equipment | 0 | 0 | 0 | 0 | 0 | 0 | 0 | 0 | 0 | 0 | 0 | 0 | 0 | 0 | 0 | 0 | 0 | 0 | 0 | 0 | 0 | 0 | 0 | 0 | 0 | 0 | 0
F4_Commercial_Warehouse (WA)_Existing_Food Preparation_Natural Gas_Oven_E5 | F4 | Commercial | Warehouse (WA) | Existing | Food Preparation | Natural Gas | Oven | E5 | Utility - Cost of Equipment | 0 | 0 | 0 | 0 | 0 | 0 | 0 | 0 | 0 | 0 | 0 | 0 | 0 | 0 | 0 | 0 | 0 | 0 | 0 | 0 | 0 | 0 | 0 | 0 | 0 | 0 | 0
F4_Commercial_Warehouse (WA)_Existing_Food Preparation_Natural Gas_Oven_E6 | F4 | Commercial | Warehouse (WA) | Existing | Food Preparation | Natural Gas | Oven | E6 | Utility - Cost of Equipment | 0 | 0 | 0 | 0 | 0 | 0 | 0 | 0 | 0 | 0 | 0 | 0 | 0 | 0 | 0 | 0 | 0 | 0 | 0 | 0 | 0 | 0 | 0 | 0 | 0 | 0 | 0
F4_Commercial_Warehouse (WA)_Existing_Food Preparation_Natural Gas_Oven_E7 | F4 | Commercial | Warehouse (WA) | Existing | Food Preparation | Natural Gas | Oven | E7 | Utility - Cost of Equipment | 0 | 0 | 0 | 0 | 0 | 0 | 0 | 0 | 0 | 0 | 0 | 0 | 0 | 0 | 0 | 0 | 0 | 0 | 0 | 0 | 0 | 0 | 0 | 0 | 0 | 0 | 0
F4_Commercial_Warehouse (WA)_Existing_Food Preparation_Natural Gas_Oven_E8 | F4 | Commercial | Warehouse (WA) | Existing | Food Preparation | Natural Gas | Oven | E8 | Utility - Cost of Equipment | 0 | 0 | 0 | 0 | 0 | 0 | 0 | 0 | 0 | 0 | 0 | 0 | 0 | 0 | 0 | 0 | 0 | 0 | 0 | 0 | 0 | 0 | 0 | 0 | 0 | 0 | 0
F4_Commercial_Warehouse (WA)_Existing_Food Preparation_Natural Gas_Oven_E9 | F4 | Commercial | Warehouse (WA) | Existing | Food Preparation | Natural Gas | Oven | E9 | Utility - Cost of Equipment | 0 | 0 | 0 | 0 | 0 | 0 | 0 | 0 | 0 | 0 | 0 | 0 | 0 | 0 | 0 | 0 | 0 | 0 | 0 | 0 | 0 | 0 | 0 | 0 | 0 | 0 | 0
F4_Commercial_Warehouse (WA)_Existing_Food Preparation_Natural Gas_Oven_E10 | F4 | Commercial | Warehouse (WA) | Existing | Food Preparation | Natural Gas | Oven | E10 | Utility - Cost of Equipment | 0 | 0 | 0 | 0 | 0 | 0 | 0 | 0 | 0 | 0 | 0 | 0 | 0 | 0 | 0 | 0 | 0 | 0 | 0 | 0 | 0 | 0 | 0 | 0 | 0 | 0 | 0
F5_Commercial_Warehouse (WA)_Existing_Food Preparation_Natural Gas_Oven_E1 | F5 | Commercial | Warehouse (WA) | Existing | Food Preparation | Natural Gas | Oven | E1 | Utility - Cost of Operation | 0.0018372 | 0.0018797 | 0.001933 | 0.0019959 | 0.0020691 | 0.0021614 | 0.0022576 | 0.0023534 | 0.0024459 | 0.0025396 | 0.0026128 | 0.0026808 | 0.0027542 | 0.0028257 | 0.0028887 | 0.0029471 | 0.0029986 | 0.0030492 | 0.0031036 | 0.0031563 | 0.0032106 | 0.0032672 | 0.0033243 | 0.0033834 | 0.0034435 | 0.0035047 | 0.003567
F5_Commercial_Warehouse (WA)_Existing_Food Preparation_Natural Gas_Oven_E2 | F5 | Commercial | Warehouse (WA) | Existing | Food Preparation | Natural Gas | Oven | E2 | Utility - Cost of Operation | 0.0013046 | 0.0013347 | 0.0013726 | 0.0014173 | 0.0014693 | 0.0015348 | 0.0016031 | 0.0016712 | 0.0017368 | 0.0018034 | 0.0018553 | 0.0019037 | 0.0019558 | 0.0020065 | 0.0020513 | 0.0020927 | 0.0021293 | 0.0021652 | 0.0022038 | 0.0022413 | 0.0022798 | 0.00232 | 0.0023606 | 0.0024025 | 0.0024452 | 0.0024887 | 0.0025329
F5_Commercial_Warehouse (WA)_Existing_Food Preparation_Natural Gas_Oven_E3 | F5 | Commercial | Warehouse (WA) | Existing | Food Preparation | Natural Gas | Oven | E3 | Utility - Cost of Operation | 0 | 0 | 0 | 0 | 0 | 0 | 0 | 0 | 0 | 0 | 0 | 0 | 0 | 0 | 0 | 0 | 0 | 0 | 0 | 0 | 0 | 0 | 0 | 0 | 0 | 0 | 0
F5_Commercial_Warehouse (WA)_Existing_Food Preparation_Natural Gas_Oven_E4 | F5 | Commercial | Warehouse (WA) | Existing | Food Preparation | Natural Gas | Oven | E4 | Utility - Cost of Operation | 0 | 0 | 0 | 0 | 0 | 0 | 0 | 0 | 0 | 0 | 0 | 0 | 0 | 0 | 0 | 0 | 0 | 0 | 0 | 0 | 0 | 0 | 0 | 0 | 0 | 0 | 0
F5_Commercial_Warehouse (WA)_Existing_Food Preparation_Natural Gas_Oven_E5 | F5 | Commercial | Warehouse (WA) | Existing | Food Preparation | Natural Gas | Oven | E5 | Utility - Cost of Operation | 0 | 0 | 0 | 0 | 0 | 0 | 0 | 0 | 0 | 0 | 0 | 0 | 0 | 0 | 0 | 0 | 0 | 0 | 0 | 0 | 0 | 0 | 0 | 0 | 0 | 0 | 0
F5_Commercial_Warehouse (WA)_Existing_Food Preparation_Natural Gas_Oven_E6 | F5 | Commercial | Warehouse (WA) | Existing | Food Preparation | Natural Gas | Oven | E6 | Utility - Cost of Operation | 0 | 0 | 0 | 0 | 0 | 0 | 0 | 0 | 0 | 0 | 0 | 0 | 0 | 0 | 0 | 0 | 0 | 0 | 0 | 0 | 0 | 0 | 0 | 0 | 0 | 0 | 0
F5_Commercial_Warehouse (WA)_Existing_Food Preparation_Natural Gas_Oven_E7 | F5 | Commercial | Warehouse (WA) | Existing | Food Preparation | Natural Gas | Oven | E7 | Utility - Cost of Operation | 0 | 0 | 0 | 0 | 0 | 0 | 0 | 0 | 0 | 0 | 0 | 0 | 0 | 0 | 0 | 0 | 0 | 0 | 0 | 0 | 0 | 0 | 0 | 0 | 0 | 0 | 0
F5_Commercial_Warehouse (WA)_Existing_Food Preparation_Natural Gas_Oven_E8 | F5 | Commercial | Warehouse (WA) | Existing | Food Preparation | Natural Gas | Oven | E8 | Utility - Cost of Operation | 0 | 0 | 0 | 0 | 0 | 0 | 0 | 0 | 0 | 0 | 0 | 0 | 0 | 0 | 0 | 0 | 0 | 0 | 0 | 0 | 0 | 0 | 0 | 0 | 0 | 0 | 0
F5_Commercial_Warehouse (WA)_Existing_Food Preparation_Natural Gas_Oven_E9 | F5 | Commercial | Warehouse (WA) | Existing | Food Preparation | Natural Gas | Oven | E9 | Utility - Cost of Operation | 0 | 0 | 0 | 0 | 0 | 0 | 0 | 0 | 0 | 0 | 0 | 0 | 0 | 0 | 0 | 0 | 0 | 0 | 0 | 0 | 0 | 0 | 0 | 0 | 0 | 0 | 0
F5_Commercial_Warehouse (WA)_Existing_Food Preparation_Natural Gas_Oven_E10 | F5 | Commercial | Warehouse (WA) | Existing | Food Preparation | Natural Gas | Oven | E10 | Utility - Cost of Operation | 0 | 0 | 0 | 0 | 0 | 0 | 0 | 0 | 0 | 0 | 0 | 0 | 0 | 0 | 0 | 0 | 0 | 0 | 0 | 0 | 0 | 0 | 0 | 0 | 0 | 0 | 0
F6_Commercial_Warehouse (WA)_Existing_Food Preparation_Natural Gas_Oven_E1 | F6 | Commercial | Warehouse (WA) | Existing | Food Preparation | Natural Gas | Oven | E1 | Utility - Value of Sales | 0.0021855 | 0.0022219 | 0.0022663 | 0.0023201 | 0.0023842 | 0.002469 | 0.0025559 | 0.00264 | 0.0027174 | 0.0027917 | 0.002868 | 0.0029362 | 0.0030074 | 0.0030731 | 0.0031285 | 0.0031776 | 0.0032178 | 0.0032558 | 0.0032965 | 0.0033338 | 0.0033711 | 0.0034306 | 0.0034906 | 0.0035526 | 0.0036157 | 0.0036799 | 0.0037453
F6_Commercial_Warehouse (WA)_Existing_Food Preparation_Natural Gas_Oven_E2 | F6 | Commercial | Warehouse (WA) | Existing | Food Preparation | Natural Gas | Oven | E2 | Utility - Value of Sales | 0.0015519 | 0.0015778 | 0.0016093 | 0.0016475 | 0.001693 | 0.0017532 | 0.0018149 | 0.0018746 | 0.0019296 | 0.0019824 | 0.0020366 | 0.002085 | 0.0021355 | 0.0021822 | 0.0022215 | 0.0022564 | 0.002285 | 0.0023119 | 0.0023408 | 0.0023673 | 0.0023938 | 0.002436 | 0.0024786 | 0.0025227 | 0.0025675 | 0.0026131 | 0.0026595
F6_Commercial_Warehouse (WA)_Existing_Food Preparation_Natural Gas_Oven_E3 | F6 | Commercial | Warehouse (WA) | Existing | Food Preparation | Natural Gas | Oven | E3 | Utility - Value of Sales | 0 | 0 | 0 | 0 | 0 | 0 | 0 | 0 | 0 | 0 | 0 | 0 | 0 | 0 | 0 | 0 | 0 | 0 | 0 | 0 | 0 | 0 | 0 | 0 | 0 | 0 | 0
F6_Commercial_Warehouse (WA)_Existing_Food Preparation_Natural Gas_Oven_E4 | F6 | Commercial | Warehouse (WA) | Existing | Food Preparation | Natural Gas | Oven | E4 | Utility - Value of Sales | 0 | 0 | 0 | 0 | 0 | 0 | 0 | 0 | 0 | 0 | 0 | 0 | 0 | 0 | 0 | 0 | 0 | 0 | 0 | 0 | 0 | 0 | 0 | 0 | 0 | 0 | 0
F6_Commercial_Warehouse (WA)_Existing_Food Preparation_Natural Gas_Oven_E5 | F6 | Commercial | Warehouse (WA) | Existing | Food Preparation | Natural Gas | Oven | E5 | Utility - Value of Sales | 0 | 0 | 0 | 0 | 0 | 0 | 0 | 0 | 0 | 0 | 0 | 0 | 0 | 0 | 0 | 0 | 0 | 0 | 0 | 0 | 0 | 0 | 0 | 0 | 0 | 0 | 0
F6_Commercial_Warehouse (WA)_Existing_Food Preparation_Natural Gas_Oven_E6 | F6 | Commercial | Warehouse (WA) | Existing | Food Preparation | Natural Gas | Oven | E6 | Utility - Value of Sales | 0 | 0 | 0 | 0 | 0 | 0 | 0 | 0 | 0 | 0 | 0 | 0 | 0 | 0 | 0 | 0 | 0 | 0 | 0 | 0 | 0 | 0 | 0 | 0 | 0 | 0 | 0
F6_Commercial_Warehouse (WA)_Existing_Food Preparation_Natural Gas_Oven_E7 | F6 | Commercial | Warehouse (WA) | Existing | Food Preparation | Natural Gas | Oven | E7 | Utility - Value of Sales | 0 | 0 | 0 | 0 | 0 | 0 | 0 | 0 | 0 | 0 | 0 | 0 | 0 | 0 | 0 | 0 | 0 | 0 | 0 | 0 | 0 | 0 | 0 | 0 | 0 | 0 | 0
F6_Commercial_Warehouse (WA)_Existing_Food Preparation_Natural Gas_Oven_E8 | F6 | Commercial | Warehouse (WA) | Existing | Food Preparation | Natural Gas | Oven | E8 | Utility - Value of Sales | 0 | 0 | 0 | 0 | 0 | 0 | 0 | 0 | 0 | 0 | 0 | 0 | 0 | 0 | 0 | 0 | 0 | 0 | 0 | 0 | 0 | 0 | 0 | 0 | 0 | 0 | 0
F6_Commercial_Warehouse (WA)_Existing_Food Preparation_Natural Gas_Oven_E9 | F6 | Commercial | Warehouse (WA) | Existing | Food Preparation | Natural Gas | Oven | E9 | Utility - Value of Sales | 0 | 0 | 0 | 0 | 0 | 0 | 0 | 0 | 0 | 0 | 0 | 0 | 0 | 0 | 0 | 0 | 0 | 0 | 0 | 0 | 0 | 0 | 0 | 0 | 0 | 0 | 0
F6_Commercial_Warehouse (WA)_Existing_Food Preparation_Natural Gas_Oven_E10 | F6 | Commercial | Warehouse (WA) | Existing | Food Preparation | Natural Gas | Oven | E10 | Utility - Value of Sales | 0 | 0 | 0 | 0 | 0 | 0 | 0 | 0 | 0 | 0 | 0 | 0 | 0 | 0 | 0 | 0 | 0 | 0 | 0 | 0 | 0 | 0 | 0 | 0 | 0 | 0 | 0
F1_Commercial_Warehouse (WA)_Existing_Food Preparation_Natural Gas_Conveyor Oven_E1 | F1 | Commercial | Warehouse (WA) | Existing | Food Preparation | Natural Gas | Conveyor Oven | E1 | RVT - Cost of Equipment | 1.7046e-06 | 1.7046e-06 | 1.7046e-06 | 1.7046e-06 | 1.7046e-06 | 1.7046e-06 | 1.7046e-06 | 1.7046e-06 | 1.7046e-06 | 1.7046e-06 | 1.7046e-06 | 1.7046e-06 | 1.7046e-06 | 1.7046e-06 | 1.7046e-06 | 1.7046e-06 | 1.7046e-06 | 1.7046e-06 | 1.7046e-06 | 1.7046e-06 | 1.7046e-06 | 1.7046e-06 | 1.7046e-06 | 1.7046e-06 | 1.7046e-06 | 1.7046e-06 | 1.7046e-06
F1_Commercial_Warehouse (WA)_Existing_Food Preparation_Natural Gas_Conveyor Oven_E2 | F1 | Commercial | Warehouse (WA) | Existing | Food Preparation | Natural Gas | Conveyor Oven | E2 | RVT - Cost of Equipment | 3.6114e-06 | 3.6114e-06 | 3.6114e-06 | 3.6114e-06 | 3.6114e-06 | 3.6114e-06 | 3.6114e-06 | 3.6114e-06 | 3.6114e-06 | 3.6114e-06 | 3.6114e-06 | 3.6114e-06 | 3.6114e-06 | 3.6114e-06 | 3.6114e-06 | 3.6114e-06 | 3.6114e-06 | 3.6114e-06 | 3.6114e-06 | 3.6114e-06 | 3.6114e-06 | 3.6114e-06 | 3.6114e-06 | 3.6114e-06 | 3.6114e-06 | 3.6114e-06 | 3.6114e-06
F1_Commercial_Warehouse (WA)_Existing_Food Preparation_Natural Gas_Conveyor Oven_E3 | F1 | Commercial | Warehouse (WA) | Existing | Food Preparation | Natural Gas | Conveyor Oven | E3 | RVT - Cost of Equipment | 0 | 0 | 0 | 0 | 0 | 0 | 0 | 0 | 0 | 0 | 0 | 0 | 0 | 0 | 0 | 0 | 0 | 0 | 0 | 0 | 0 | 0 | 0 | 0 | 0 | 0 | 0
F1_Commercial_Warehouse (WA)_Existing_Food Preparation_Natural Gas_Conveyor Oven_E4 | F1 | Commercial | Warehouse (WA) | Existing | Food Preparation | Natural Gas | Conveyor Oven | E4 | RVT - Cost of Equipment | 0 | 0 | 0 | 0 | 0 | 0 | 0 | 0 | 0 | 0 | 0 | 0 | 0 | 0 | 0 | 0 | 0 | 0 | 0 | 0 | 0 | 0 | 0 | 0 | 0 | 0 | 0
F1_Commercial_Warehouse (WA)_Existing_Food Preparation_Natural Gas_Conveyor Oven_E5 | F1 | Commercial | Warehouse (WA) | Existing | Food Preparation | Natural Gas | Conveyor Oven | E5 | RVT - Cost of Equipment | 0 | 0 | 0 | 0 | 0 | 0 | 0 | 0 | 0 | 0 | 0 | 0 | 0 | 0 | 0 | 0 | 0 | 0 | 0 | 0 | 0 | 0 | 0 | 0 | 0 | 0 | 0
F1_Commercial_Warehouse (WA)_Existing_Food Preparation_Natural Gas_Conveyor Oven_E6 | F1 | Commercial | Warehouse (WA) | Existing | Food Preparation | Natural Gas | Conveyor Oven | E6 | RVT - Cost of Equipment | 0 | 0 | 0 | 0 | 0 | 0 | 0 | 0 | 0 | 0 | 0 | 0 | 0 | 0 | 0 | 0 | 0 | 0 | 0 | 0 | 0 | 0 | 0 | 0 | 0 | 0 | 0
F1_Commercial_Warehouse (WA)_Existing_Food Preparation_Natural Gas_Conveyor Oven_E7 | F1 | Commercial | Warehouse (WA) | Existing | Food Preparation | Natural Gas | Conveyor Oven | E7 | RVT - Cost of Equipment | 0 | 0 | 0 | 0 | 0 | 0 | 0 | 0 | 0 | 0 | 0 | 0 | 0 | 0 | 0 | 0 | 0 | 0 | 0 | 0 | 0 | 0 | 0 | 0 | 0 | 0 | 0
F1_Commercial_Warehouse (WA)_Existing_Food Preparation_Natural Gas_Conveyor Oven_E8 | F1 | Commercial | Warehouse (WA) | Existing | Food Preparation | Natural Gas | Conveyor Oven | E8 | RVT - Cost of Equipment | 0 | 0 | 0 | 0 | 0 | 0 | 0 | 0 | 0 | 0 | 0 | 0 | 0 | 0 | 0 | 0 | 0 | 0 | 0 | 0 | 0 | 0 | 0 | 0 | 0 | 0 | 0
F1_Commercial_Warehouse (WA)_Existing_Food Preparation_Natural Gas_Conveyor Oven_E9 | F1 | Commercial | Warehouse (WA) | Existing | Food Preparation | Natural Gas | Conveyor Oven | E9 | RVT - Cost of Equipment | 0 | 0 | 0 | 0 | 0 | 0 | 0 | 0 | 0 | 0 | 0 | 0 | 0 | 0 | 0 | 0 | 0 | 0 | 0 | 0 | 0 | 0 | 0 | 0 | 0 | 0 | 0
F1_Commercial_Warehouse (WA)_Existing_Food Preparation_Natural Gas_Conveyor Oven_E10 | F1 | Commercial | Warehouse (WA) | Existing | Food Preparation | Natural Gas | Conveyor Oven | E10 | RVT - Cost of Equipment | 0 | 0 | 0 | 0 | 0 | 0 | 0 | 0 | 0 | 0 | 0 | 0 | 0 | 0 | 0 | 0 | 0 | 0 | 0 | 0 | 0 | 0 | 0 | 0 | 0 | 0 | 0
F2_Commercial_Warehouse (WA)_Existing_Food Preparation_Natural Gas_Conveyor Oven_E1 | F2 | Commercial | Warehouse (WA) | Existing | Food Preparation | Natural Gas | Conveyor Oven | E1 | RVT - Cost of Operation | 0.0038022 | 0.0038834 | 0.0039718 | 0.0040676 | 0.0041714 | 0.0042938 | 0.0044135 | 0.0045274 | 0.0046319 | 0.0047346 | 0.0048419 | 0.0049421 | 0.0050487 | 0.0051525 | 0.0052448 | 0.0053305 | 0.0054064 | 0.0054801 | 0.0055576 | 0.0056318 | 0.0057065 | 0.0058073 | 0.0059094 | 0.0060144 | 0.0061212 | 0.00623 | 0.0063407
F2_Commercial_Warehouse (WA)_Existing_Food Preparation_Natural Gas_Conveyor Oven_E2 | F2 | Commercial | Warehouse (WA) | Existing | Food Preparation | Natural Gas | Conveyor Oven | E2 | RVT - Cost of Operation | 0.0030217 | 0.0030863 | 0.0031565 | 0.0032327 | 0.0033152 | 0.0034124 | 0.0035075 | 0.0035981 | 0.0036811 | 0.0037627 | 0.003848 | 0.0039276 | 0.0040124 | 0.0040949 | 0.0041682 | 0.0042363 | 0.0042966 | 0.0043553 | 0.0044169 | 0.0044758 | 0.0045351 | 0.0046153 | 0.0046964 | 0.0047798 | 0.0048648 | 0.0049512 | 0.0050392
F2_Commercial_Warehouse (WA)_Existing_Food Preparation_Natural Gas_Conveyor Oven_E3 | F2 | Commercial | Warehouse (WA) | Existing | Food Preparation | Natural Gas | Conveyor Oven | E3 | RVT - Cost of Operation | 0 | 0 | 0 | 0 | 0 | 0 | 0 | 0 | 0 | 0 | 0 | 0 | 0 | 0 | 0 | 0 | 0 | 0 | 0 | 0 | 0 | 0 | 0 | 0 | 0 | 0 | 0
F2_Commercial_Warehouse (WA)_Existing_Food Preparation_Natural Gas_Conveyor Oven_E4 | F2 | Commercial | Warehouse (WA) | Existing | Food Preparation | Natural Gas | Conveyor Oven | E4 | RVT - Cost of Operation | 0 | 0 | 0 | 0 | 0 | 0 | 0 | 0 | 0 | 0 | 0 | 0 | 0 | 0 | 0 | 0 | 0 | 0 | 0 | 0 | 0 | 0 | 0 | 0 | 0 | 0 | 0
F2_Commercial_Warehouse (WA)_Existing_Food Preparation_Natural Gas_Conveyor Oven_E5 | F2 | Commercial | Warehouse (WA) | Existing | Food Preparation | Natural Gas | Conveyor Oven | E5 | RVT - Cost of Operation | 0 | 0 | 0 | 0 | 0 | 0 | 0 | 0 | 0 | 0 | 0 | 0 | 0 | 0 | 0 | 0 | 0 | 0 | 0 | 0 | 0 | 0 | 0 | 0 | 0 | 0 | 0
F2_Commercial_Warehouse (WA)_Existing_Food Preparation_Natural Gas_Conveyor Oven_E6 | F2 | Commercial | Warehouse (WA) | Existing | Food Preparation | Natural Gas | Conveyor Oven | E6 | RVT - Cost of Operation | 0 | 0 | 0 | 0 | 0 | 0 | 0 | 0 | 0 | 0 | 0 | 0 | 0 | 0 | 0 | 0 | 0 | 0 | 0 | 0 | 0 | 0 | 0 | 0 | 0 | 0 | 0
F2_Commercial_Warehouse (WA)_Existing_Food Preparation_Natural Gas_Conveyor Oven_E7 | F2 | Commercial | Warehouse (WA) | Existing | Food Preparation | Natural Gas | Conveyor Oven | E7 | RVT - Cost of Operation | 0 | 0 | 0 | 0 | 0 | 0 | 0 | 0 | 0 | 0 | 0 | 0 | 0 | 0 | 0 | 0 | 0 | 0 | 0 | 0 | 0 | 0 | 0 | 0 | 0 | 0 | 0
F2_Commercial_Warehouse (WA)_Existing_Food Preparation_Natural Gas_Conveyor Oven_E8 | F2 | Commercial | Warehouse (WA) | Existing | Food Preparation | Natural Gas | Conveyor Oven | E8 | RVT - Cost of Operation | 0 | 0 | 0 | 0 | 0 | 0 | 0 | 0 | 0 | 0 | 0 | 0 | 0 | 0 | 0 | 0 | 0 | 0 | 0 | 0 | 0 | 0 | 0 | 0 | 0 | 0 | 0
F2_Commercial_Warehouse (WA)_Existing_Food Preparation_Natural Gas_Conveyor Oven_E9 | F2 | Commercial | Warehouse (WA) | Existing | Food Preparation | Natural Gas | Conveyor Oven | E9 | RVT - Cost of Operation | 0 | 0 | 0 | 0 | 0 | 0 | 0 | 0 | 0 | 0 | 0 | 0 | 0 | 0 | 0 | 0 | 0 | 0 | 0 | 0 | 0 | 0 | 0 | 0 | 0 | 0 | 0
F2_Commercial_Warehouse (WA)_Existing_Food Preparation_Natural Gas_Conveyor Oven_E10 | F2 | Commercial | Warehouse (WA) | Existing | Food Preparation | Natural Gas | Conveyor Oven | E10 | RVT - Cost of Operation | 0 | 0 | 0 | 0 | 0 | 0 | 0 | 0 | 0 | 0 | 0 | 0 | 0 | 0 | 0 | 0 | 0 | 0 | 0 | 0 | 0 | 0 | 0 | 0 | 0 | 0 | 0
F3_Commercial_Warehouse (WA)_Existing_Food Preparation_Natural Gas_Conveyor Oven_E1 | F3 | Commercial | Warehouse (WA) | Existing | Food Preparation | Natural Gas | Conveyor Oven | E1 | System - kBTUs of Consumption | 0.85494 | 0.85494 | 0.85494 | 0.85494 | 0.85494 | 0.85494 | 0.85494 | 0.85494 | 0.85494 | 0.85494 | 0.85494 | 0.85494 | 0.85494 | 0.85494 | 0.85494 | 0.85494 | 0.85494 | 0.85494 | 0.85494 | 0.85494 | 0.85494 | 0.85494 | 0.85494 | 0.85494 | 0.85494 | 0.85494 | 0.85494
F3_Commercial_Warehouse (WA)_Existing_Food Preparation_Natural Gas_Conveyor Oven_E2 | F3 | Commercial | Warehouse (WA) | Existing | Food Preparation | Natural Gas | Conveyor Oven | E2 | System - kBTUs of Consumption | 0.67945 | 0.67945 | 0.67945 | 0.67945 | 0.67945 | 0.67945 | 0.67945 | 0.67945 | 0.67945 | 0.67945 | 0.67945 | 0.67945 | 0.67945 | 0.67945 | 0.67945 | 0.67945 | 0.67945 | 0.67945 | 0.67945 | 0.67945 | 0.67945 | 0.67945 | 0.67945 | 0.67945 | 0.67945 | 0.67945 | 0.67945
F3_Commercial_Warehouse (WA)_Existing_Food Preparation_Natural Gas_Conveyor Oven_E3 | F3 | Commercial | Warehouse (WA) | Existing | Food Preparation | Natural Gas | Conveyor Oven | E3 | System - kBTUs of Consumption | 0 | 0 | 0 | 0 | 0 | 0 | 0 | 0 | 0 | 0 | 0 | 0 | 0 | 0 | 0 | 0 | 0 | 0 | 0 | 0 | 0 | 0 | 0 | 0 | 0 | 0 | 0
F3_Commercial_Warehouse (WA)_Existing_Food Preparation_Natural Gas_Conveyor Oven_E4 | F3 | Commercial | Warehouse (WA) | Existing | Food Preparation | Natural Gas | Conveyor Oven | E4 | System - kBTUs of Consumption | 0 | 0 | 0 | 0 | 0 | 0 | 0 | 0 | 0 | 0 | 0 | 0 | 0 | 0 | 0 | 0 | 0 | 0 | 0 | 0 | 0 | 0 | 0 | 0 | 0 | 0 | 0
F3_Commercial_Warehouse (WA)_Existing_Food Preparation_Natural Gas_Conveyor Oven_E5 | F3 | Commercial | Warehouse (WA) | Existing | Food Preparation | Natural Gas | Conveyor Oven | E5 | System - kBTUs of Consumption | 0 | 0 | 0 | 0 | 0 | 0 | 0 | 0 | 0 | 0 | 0 | 0 | 0 | 0 | 0 | 0 | 0 | 0 | 0 | 0 | 0 | 0 | 0 | 0 | 0 | 0 | 0
F3_Commercial_Warehouse (WA)_Existing_Food Preparation_Natural Gas_Conveyor Oven_E6 | F3 | Commercial | Warehouse (WA) | Existing | Food Preparation | Natural Gas | Conveyor Oven | E6 | System - kBTUs of Consumption | 0 | 0 | 0 | 0 | 0 | 0 | 0 | 0 | 0 | 0 | 0 | 0 | 0 | 0 | 0 | 0 | 0 | 0 | 0 | 0 | 0 | 0 | 0 | 0 | 0 | 0 | 0
F3_Commercial_Warehouse (WA)_Existing_Food Preparation_Natural Gas_Conveyor Oven_E7 | F3 | Commercial | Warehouse (WA) | Existing | Food Preparation | Natural Gas | Conveyor Oven | E7 | System - kBTUs of Consumption | 0 | 0 | 0 | 0 | 0 | 0 | 0 | 0 | 0 | 0 | 0 | 0 | 0 | 0 | 0 | 0 | 0 | 0 | 0 | 0 | 0 | 0 | 0 | 0 | 0 | 0 | 0
F3_Commercial_Warehouse (WA)_Existing_Food Preparation_Natural Gas_Conveyor Oven_E8 | F3 | Commercial | Warehouse (WA) | Existing | Food Preparation | Natural Gas | Conveyor Oven | E8 | System - kBTUs of Consumption | 0 | 0 | 0 | 0 | 0 | 0 | 0 | 0 | 0 | 0 | 0 | 0 | 0 | 0 | 0 | 0 | 0 | 0 | 0 | 0 | 0 | 0 | 0 | 0 | 0 | 0 | 0
F3_Commercial_Warehouse (WA)_Existing_Food Preparation_Natural Gas_Conveyor Oven_E9 | F3 | Commercial | Warehouse (WA) | Existing | Food Preparation | Natural Gas | Conveyor Oven | E9 | System - kBTUs of Consumption | 0 | 0 | 0 | 0 | 0 | 0 | 0 | 0 | 0 | 0 | 0 | 0 | 0 | 0 | 0 | 0 | 0 | 0 | 0 | 0 | 0 | 0 | 0 | 0 | 0 | 0 | 0
F3_Commercial_Warehouse (WA)_Existing_Food Preparation_Natural Gas_Conveyor Oven_E10 | F3 | Commercial | Warehouse (WA) | Existing | Food Preparation | Natural Gas | Conveyor Oven | E10 | System - kBTUs of Consumption | 0 | 0 | 0 | 0 | 0 | 0 | 0 | 0 | 0 | 0 | 0 | 0 | 0 | 0 | 0 | 0 | 0 | 0 | 0 | 0 | 0 | 0 | 0 | 0 | 0 | 0 | 0
F4_Commercial_Warehouse (WA)_Existing_Food Preparation_Natural Gas_Conveyor Oven_E1 | F4 | Commercial | Warehouse (WA) | Existing | Food Preparation | Natural Gas | Conveyor Oven | E1 | Utility - Cost of Equipment | 1.7046e-06 | 1.7046e-06 | 1.7046e-06 | 1.7046e-06 | 1.7046e-06 | 1.7046e-06 | 1.7046e-06 | 1.7046e-06 | 1.7046e-06 | 1.7046e-06 | 1.7046e-06 | 1.7046e-06 | 1.7046e-06 | 1.7046e-06 | 1.7046e-06 | 1.7046e-06 | 1.7046e-06 | 1.7046e-06 | 1.7046e-06 | 1.7046e-06 | 1.7046e-06 | 1.7046e-06 | 1.7046e-06 | 1.7046e-06 | 1.7046e-06 | 1.7046e-06 | 1.7046e-06
F4_Commercial_Warehouse (WA)_Existing_Food Preparation_Natural Gas_Conveyor Oven_E2 | F4 | Commercial | Warehouse (WA) | Existing | Food Preparation | Natural Gas | Conveyor Oven | E2 | Utility - Cost of Equipment | 3.6114e-06 | 3.6114e-06 | 3.6114e-06 | 3.6114e-06 | 3.6114e-06 | 3.6114e-06 | 3.6114e-06 | 3.6114e-06 | 3.6114e-06 | 3.6114e-06 | 3.6114e-06 | 3.6114e-06 | 3.6114e-06 | 3.6114e-06 | 3.6114e-06 | 3.6114e-06 | 3.6114e-06 | 3.6114e-06 | 3.6114e-06 | 3.6114e-06 | 3.6114e-06 | 3.6114e-06 | 3.6114e-06 | 3.6114e-06 | 3.6114e-06 | 3.6114e-06 | 3.6114e-06
F4_Commercial_Warehouse (WA)_Existing_Food Preparation_Natural Gas_Conveyor Oven_E3 | F4 | Commercial | Warehouse (WA) | Existing | Food Preparation | Natural Gas | Conveyor Oven | E3 | Utility - Cost of Equipment | 0 | 0 | 0 | 0 | 0 | 0 | 0 | 0 | 0 | 0 | 0 | 0 | 0 | 0 | 0 | 0 | 0 | 0 | 0 | 0 | 0 | 0 | 0 | 0 | 0 | 0 | 0
F4_Commercial_Warehouse (WA)_Existing_Food Preparation_Natural Gas_Conveyor Oven_E4 | F4 | Commercial | Warehouse (WA) | Existing | Food Preparation | Natural Gas | Conveyor Oven | E4 | Utility - Cost of Equipment | 0 | 0 | 0 | 0 | 0 | 0 | 0 | 0 | 0 | 0 | 0 | 0 | 0 | 0 | 0 | 0 | 0 | 0 | 0 | 0 | 0 | 0 | 0 | 0 | 0 | 0 | 0
F4_Commercial_Warehouse (WA)_Existing_Food Preparation_Natural Gas_Conveyor Oven_E5 | F4 | Commercial | Warehouse (WA) | Existing | Food Preparation | Natural Gas | Conveyor Oven | E5 | Utility - Cost of Equipment | 0 | 0 | 0 | 0 | 0 | 0 | 0 | 0 | 0 | 0 | 0 | 0 | 0 | 0 | 0 | 0 | 0 | 0 | 0 | 0 | 0 | 0 | 0 | 0 | 0 | 0 | 0
F4_Commercial_Warehouse (WA)_Existing_Food Preparation_Natural Gas_Conveyor Oven_E6 | F4 | Commercial | Warehouse (WA) | Existing | Food Preparation | Natural Gas | Conveyor Oven | E6 | Utility - Cost of Equipment | 0 | 0 | 0 | 0 | 0 | 0 | 0 | 0 | 0 | 0 | 0 | 0 | 0 | 0 | 0 | 0 | 0 | 0 | 0 | 0 | 0 | 0 | 0 | 0 | 0 | 0 | 0
F4_Commercial_Warehouse (WA)_Existing_Food Preparation_Natural Gas_Conveyor Oven_E7 | F4 | Commercial | Warehouse (WA) | Existing | Food Preparation | Natural Gas | Conveyor Oven | E7 | Utility - Cost of Equipment | 0 | 0 | 0 | 0 | 0 | 0 | 0 | 0 | 0 | 0 | 0 | 0 | 0 | 0 | 0 | 0 | 0 | 0 | 0 | 0 | 0 | 0 | 0 | 0 | 0 | 0 | 0
F4_Commercial_Warehouse (WA)_Existing_Food Preparation_Natural Gas_Conveyor Oven_E8 | F4 | Commercial | Warehouse (WA) | Existing | Food Preparation | Natural Gas | Conveyor Oven | E8 | Utility - Cost of Equipment | 0 | 0 | 0 | 0 | 0 | 0 | 0 | 0 | 0 | 0 | 0 | 0 | 0 | 0 | 0 | 0 | 0 | 0 | 0 | 0 | 0 | 0 | 0 | 0 | 0 | 0 | 0
F4_Commercial_Warehouse (WA)_Existing_Food Preparation_Natural Gas_Conveyor Oven_E9 | F4 | Commercial | Warehouse (WA) | Existing | Food Preparation | Natural Gas | Conveyor Oven | E9 | Utility - Cost of Equipment | 0 | 0 | 0 | 0 | 0 | 0 | 0 | 0 | 0 | 0 | 0 | 0 | 0 | 0 | 0 | 0 | 0 | 0 | 0 | 0 | 0 | 0 | 0 | 0 | 0 | 0 | 0
F4_Commercial_Warehouse (WA)_Existing_Food Preparation_Natural Gas_Conveyor Oven_E10 | F4 | Commercial | Warehouse (WA) | Existing | Food Preparation | Natural Gas | Conveyor Oven | E10 | Utility - Cost of Equipment | 0 | 0 | 0 | 0 | 0 | 0 | 0 | 0 | 0 | 0 | 0 | 0 | 0 | 0 | 0 | 0 | 0 | 0 | 0 | 0 | 0 | 0 | 0 | 0 | 0 | 0 | 0
F5_Commercial_Warehouse (WA)_Existing_Food Preparation_Natural Gas_Conveyor Oven_E1 | F5 | Commercial | Warehouse (WA) | Existing | Food Preparation | Natural Gas | Conveyor Oven | E1 | Utility - Cost of Operation | 0.0032799 | 0.0033679 | 0.0034646 | 0.0035706 | 0.0036866 | 0.0038219 | 0.003959 | 0.0040943 | 0.0042249 | 0.0043573 | 0.0044666 | 0.0045703 | 0.0046809 | 0.00479 | 0.0048899 | 0.0049849 | 0.0050724 | 0.0051594 | 0.0052514 | 0.0053419 | 0.0054347 | 0.0055308 | 0.005628 | 0.005728 | 0.0058298 | 0.0059333 | 0.0060387
F5_Commercial_Warehouse (WA)_Existing_Food Preparation_Natural Gas_Conveyor Oven_E2 | F5 | Commercial | Warehouse (WA) | Existing | Food Preparation | Natural Gas | Conveyor Oven | E2 | Utility - Cost of Operation | 0.0026066 | 0.0026766 | 0.0027534 | 0.0028376 | 0.0029299 | 0.0030374 | 0.0031464 | 0.0032539 | 0.0033576 | 0.0034629 | 0.0035498 | 0.0036322 | 0.0037201 | 0.0038068 | 0.0038861 | 0.0039617 | 0.0040312 | 0.0041004 | 0.0041735 | 0.0042454 | 0.0043192 | 0.0043955 | 0.0044728 | 0.0045522 | 0.0046331 | 0.0047154 | 0.0047992
F5_Commercial_Warehouse (WA)_Existing_Food Preparation_Natural Gas_Conveyor Oven_E3 | F5 | Commercial | Warehouse (WA) | Existing | Food Preparation | Natural Gas | Conveyor Oven | E3 | Utility - Cost of Operation | 0 | 0 | 0 | 0 | 0 | 0 | 0 | 0 | 0 | 0 | 0 | 0 | 0 | 0 | 0 | 0 | 0 | 0 | 0 | 0 | 0 | 0 | 0 | 0 | 0 | 0 | 0
F5_Commercial_Warehouse (WA)_Existing_Food Preparation_Natural Gas_Conveyor Oven_E4 | F5 | Commercial | Warehouse (WA) | Existing | Food Preparation | Natural Gas | Conveyor Oven | E4 | Utility - Cost of Operation | 0 | 0 | 0 | 0 | 0 | 0 | 0 | 0 | 0 | 0 | 0 | 0 | 0 | 0 | 0 | 0 | 0 | 0 | 0 | 0 | 0 | 0 | 0 | 0 | 0 | 0 | 0
F5_Commercial_Warehouse (WA)_Existing_Food Preparation_Natural Gas_Conveyor Oven_E5 | F5 | Commercial | Warehouse (WA) | Existing | Food Preparation | Natural Gas | Conveyor Oven | E5 | Utility - Cost of Operation | 0 | 0 | 0 | 0 | 0 | 0 | 0 | 0 | 0 | 0 | 0 | 0 | 0 | 0 | 0 | 0 | 0 | 0 | 0 | 0 | 0 | 0 | 0 | 0 | 0 | 0 | 0
F5_Commercial_Warehouse (WA)_Existing_Food Preparation_Natural Gas_Conveyor Oven_E6 | F5 | Commercial | Warehouse (WA) | Existing | Food Preparation | Natural Gas | Conveyor Oven | E6 | Utility - Cost of Operation | 0 | 0 | 0 | 0 | 0 | 0 | 0 | 0 | 0 | 0 | 0 | 0 | 0 | 0 | 0 | 0 | 0 | 0 | 0 | 0 | 0 | 0 | 0 | 0 | 0 | 0 | 0
F5_Commercial_Warehouse (WA)_Existing_Food Preparation_Natural Gas_Conveyor Oven_E7 | F5 | Commercial | Warehouse (WA) | Existing | Food Preparation | Natural Gas | Conveyor Oven | E7 | Utility - Cost of Operation | 0 | 0 | 0 | 0 | 0 | 0 | 0 | 0 | 0 | 0 | 0 | 0 | 0 | 0 | 0 | 0 | 0 | 0 | 0 | 0 | 0 | 0 | 0 | 0 | 0 | 0 | 0
F5_Commercial_Warehouse (WA)_Existing_Food Preparation_Natural Gas_Conveyor Oven_E8 | F5 | Commercial | Warehouse (WA) | Existing | Food Preparation | Natural Gas | Conveyor Oven | E8 | Utility - Cost of Operation | 0 | 0 | 0 | 0 | 0 | 0 | 0 | 0 | 0 | 0 | 0 | 0 | 0 | 0 | 0 | 0 | 0 | 0 | 0 | 0 | 0 | 0 | 0 | 0 | 0 | 0 | 0
F5_Commercial_Warehouse (WA)_Existing_Food Preparation_Natural Gas_Conveyor Oven_E9 | F5 | Commercial | Warehouse (WA) | Existing | Food Preparation | Natural Gas | Conveyor Oven | E9 | Utility - Cost of Operation | 0 | 0 | 0 | 0 | 0 | 0 | 0 | 0 | 0 | 0 | 0 | 0 | 0 | 0 | 0 | 0 | 0 | 0 | 0 | 0 | 0 | 0 | 0 | 0 | 0 | 0 | 0
F5_Commercial_Warehouse (WA)_Existing_Food Preparation_Natural Gas_Conveyor Oven_E10 | F5 | Commercial | Warehouse (WA) | Existing | Food Preparation | Natural Gas | Conveyor Oven | E10 | Utility - Cost of Operation | 0 | 0 | 0 | 0 | 0 | 0 | 0 | 0 | 0 | 0 | 0 | 0 | 0 | 0 | 0 | 0 | 0 | 0 | 0 | 0 | 0 | 0 | 0 | 0 | 0 | 0 | 0
F6_Commercial_Warehouse (WA)_Existing_Food Preparation_Natural Gas_Conveyor Oven_E1 | F6 | Commercial | Warehouse (WA) | Existing | Food Preparation | Natural Gas | Conveyor Oven | E1 | Utility - Value of Sales | 0.0038022 | 0.0038834 | 0.0039718 | 0.0040676 | 0.0041714 | 0.0042938 | 0.0044135 | 0.0045274 | 0.0046319 | 0.0047346 | 0.0048419 | 0.0049421 | 0.0050487 | 0.0051525 | 0.0052448 | 0.0053305 | 0.0054064 | 0.0054801 | 0.0055576 | 0.0056318 | 0.0057065 | 0.0058073 | 0.0059094 | 0.0060144 | 0.0061212 | 0.00623 | 0.0063407
F6_Commercial_Warehouse (WA)_Existing_Food Preparation_Natural Gas_Conveyor Oven_E2 | F6 | Commercial | Warehouse (WA) | Existing | Food Preparation | Natural Gas | Conveyor Oven | E2 | Utility - Value of Sales | 0.0030217 | 0.0030863 | 0.0031565 | 0.0032327 | 0.0033152 | 0.0034124 | 0.0035075 | 0.0035981 | 0.0036811 | 0.0037627 | 0.003848 | 0.0039276 | 0.0040124 | 0.0040949 | 0.0041682 | 0.0042363 | 0.0042966 | 0.0043553 | 0.0044169 | 0.0044758 | 0.0045351 | 0.0046153 | 0.0046964 | 0.0047798 | 0.0048648 | 0.0049512 | 0.0050392
F6_Commercial_Warehouse (WA)_Existing_Food Preparation_Natural Gas_Conveyor Oven_E3 | F6 | Commercial | Warehouse (WA) | Existing | Food Preparation | Natural Gas | Conveyor Oven | E3 | Utility - Value of Sales | 0 | 0 | 0 | 0 | 0 | 0 | 0 | 0 | 0 | 0 | 0 | 0 | 0 | 0 | 0 | 0 | 0 | 0 | 0 | 0 | 0 | 0 | 0 | 0 | 0 | 0 | 0
F6_Commercial_Warehouse (WA)_Existing_Food Preparation_Natural Gas_Conveyor Oven_E4 | F6 | Commercial | Warehouse (WA) | Existing | Food Preparation | Natural Gas | Conveyor Oven | E4 | Utility - Value of Sales | 0 | 0 | 0 | 0 | 0 | 0 | 0 | 0 | 0 | 0 | 0 | 0 | 0 | 0 | 0 | 0 | 0 | 0 | 0 | 0 | 0 | 0 | 0 | 0 | 0 | 0 | 0
F6_Commercial_Warehouse (WA)_Existing_Food Preparation_Natural Gas_Conveyor Oven_E5 | F6 | Commercial | Warehouse (WA) | Existing | Food Preparation | Natural Gas | Conveyor Oven | E5 | Utility - Value of Sales | 0 | 0 | 0 | 0 | 0 | 0 | 0 | 0 | 0 | 0 | 0 | 0 | 0 | 0 | 0 | 0 | 0 | 0 | 0 | 0 | 0 | 0 | 0 | 0 | 0 | 0 | 0
F6_Commercial_Warehouse (WA)_Existing_Food Preparation_Natural Gas_Conveyor Oven_E6 | F6 | Commercial | Warehouse (WA) | Existing | Food Preparation | Natural Gas | Conveyor Oven | E6 | Utility - Value of Sales | 0 | 0 | 0 | 0 | 0 | 0 | 0 | 0 | 0 | 0 | 0 | 0 | 0 | 0 | 0 | 0 | 0 | 0 | 0 | 0 | 0 | 0 | 0 | 0 | 0 | 0 | 0
F6_Commercial_Warehouse (WA)_Existing_Food Preparation_Natural Gas_Conveyor Oven_E7 | F6 | Commercial | Warehouse (WA) | Existing | Food Preparation | Natural Gas | Conveyor Oven | E7 | Utility - Value of Sales | 0 | 0 | 0 | 0 | 0 | 0 | 0 | 0 | 0 | 0 | 0 | 0 | 0 | 0 | 0 | 0 | 0 | 0 | 0 | 0 | 0 | 0 | 0 | 0 | 0 | 0 | 0
F6_Commercial_Warehouse (WA)_Existing_Food Preparation_Natural Gas_Conveyor Oven_E8 | F6 | Commercial | Warehouse (WA) | Existing | Food Preparation | Natural Gas | Conveyor Oven | E8 | Utility - Value of Sales | 0 | 0 | 0 | 0 | 0 | 0 | 0 | 0 | 0 | 0 | 0 | 0 | 0 | 0 | 0 | 0 | 0 | 0 | 0 | 0 | 0 | 0 | 0 | 0 | 0 | 0 | 0
F6_Commercial_Warehouse (WA)_Existing_Food Preparation_Natural Gas_Conveyor Oven_E9 | F6 | Commercial | Warehouse (WA) | Existing | Food Preparation | Natural Gas | Conveyor Oven | E9 | Utility - Value of Sales | 0 | 0 | 0 | 0 | 0 | 0 | 0 | 0 | 0 | 0 | 0 | 0 | 0 | 0 | 0 | 0 | 0 | 0 | 0 | 0 | 0 | 0 | 0 | 0 | 0 | 0 | 0
F6_Commercial_Warehouse (WA)_Existing_Food Preparation_Natural Gas_Conveyor Oven_E10 | F6 | Commercial | Warehouse (WA) | Existing | Food Preparation | Natural Gas | Conveyor Oven | E10 | Utility - Value of Sales | 0 | 0 | 0 | 0 | 0 | 0 | 0 | 0 | 0 | 0 | 0 | 0 | 0 | 0 | 0 | 0 | 0 | 0 | 0 | 0 | 0 | 0 | 0 | 0 | 0 | 0 | 0
F1_Commercial_Warehouse (WA)_Existing_Food Preparation_Natural Gas_Double Rack Oven_E1 | F1 | Commercial | Warehouse (WA) | Existing | Food Preparation | Natural Gas | Double Rack Oven | E1 | RVT - Cost of Equipment | 3.6127e-06 | 3.6127e-06 | 3.6127e-06 | 3.6127e-06 | 3.6127e-06 | 3.6127e-06 | 3.6127e-06 | 3.6127e-06 | 3.6127e-06 | 3.6127e-06 | 3.6127e-06 | 3.6127e-06 | 3.6127e-06 | 3.6127e-06 | 3.6127e-06 | 3.6127e-06 | 3.6127e-06 | 3.6127e-06 | 3.6127e-06 | 3.6127e-06 | 3.6127e-06 | 3.6127e-06 | 3.6127e-06 | 3.6127e-06 | 3.6127e-06 | 3.6127e-06 | 3.6127e-06
F1_Commercial_Warehouse (WA)_Existing_Food Preparation_Natural Gas_Double Rack Oven_E2 | F1 | Commercial | Warehouse (WA) | Existing | Food Preparation | Natural Gas | Double Rack Oven | E2 | RVT - Cost of Equipment | 1.639e-05 | 1.639e-05 | 1.639e-05 | 1.639e-05 | 1.639e-05 | 1.639e-05 | 1.639e-05 | 1.639e-05 | 1.639e-05 | 1.639e-05 | 1.639e-05 | 1.639e-05 | 1.639e-05 | 1.639e-05 | 1.639e-05 | 1.639e-05 | 1.639e-05 | 1.639e-05 | 1.639e-05 | 1.639e-05 | 1.639e-05 | 1.639e-05 | 1.639e-05 | 1.639e-05 | 1.639e-05 | 1.639e-05 | 1.639e-05
F1_Commercial_Warehouse (WA)_Existing_Food Preparation_Natural Gas_Double Rack Oven_E3 | F1 | Commercial | Warehouse (WA) | Existing | Food Preparation | Natural Gas | Double Rack Oven | E3 | RVT - Cost of Equipment | 0 | 0 | 0 | 0 | 0 | 0 | 0 | 0 | 0 | 0 | 0 | 0 | 0 | 0 | 0 | 0 | 0 | 0 | 0 | 0 | 0 | 0 | 0 | 0 | 0 | 0 | 0
F1_Commercial_Warehouse (WA)_Existing_Food Preparation_Natural Gas_Double Rack Oven_E4 | F1 | Commercial | Warehouse (WA) | Existing | Food Preparation | Natural Gas | Double Rack Oven | E4 | RVT - Cost of Equipment | 0 | 0 | 0 | 0 | 0 | 0 | 0 | 0 | 0 | 0 | 0 | 0 | 0 | 0 | 0 | 0 | 0 | 0 | 0 | 0 | 0 | 0 | 0 | 0 | 0 | 0 | 0
F1_Commercial_Warehouse (WA)_Existing_Food Preparation_Natural Gas_Double Rack Oven_E5 | F1 | Commercial | Warehouse (WA) | Existing | Food Preparation | Natural Gas | Double Rack Oven | E5 | RVT - Cost of Equipment | 0 | 0 | 0 | 0 | 0 | 0 | 0 | 0 | 0 | 0 | 0 | 0 | 0 | 0 | 0 | 0 | 0 | 0 | 0 | 0 | 0 | 0 | 0 | 0 | 0 | 0 | 0
F1_Commercial_Warehouse (WA)_Existing_Food Preparation_Natural Gas_Double Rack Oven_E6 | F1 | Commercial | Warehouse (WA) | Existing | Food Preparation | Natural Gas | Double Rack Oven | E6 | RVT - Cost of Equipment | 0 | 0 | 0 | 0 | 0 | 0 | 0 | 0 | 0 | 0 | 0 | 0 | 0 | 0 | 0 | 0 | 0 | 0 | 0 | 0 | 0 | 0 | 0 | 0 | 0 | 0 | 0
F1_Commercial_Warehouse (WA)_Existing_Food Preparation_Natural Gas_Double Rack Oven_E7 | F1 | Commercial | Warehouse (WA) | Existing | Food Preparation | Natural Gas | Double Rack Oven | E7 | RVT - Cost of Equipment | 0 | 0 | 0 | 0 | 0 | 0 | 0 | 0 | 0 | 0 | 0 | 0 | 0 | 0 | 0 | 0 | 0 | 0 | 0 | 0 | 0 | 0 | 0 | 0 | 0 | 0 | 0
F1_Commercial_Warehouse (WA)_Existing_Food Preparation_Natural Gas_Double Rack Oven_E8 | F1 | Commercial | Warehouse (WA) | Existing | Food Preparation | Natural Gas | Double Rack Oven | E8 | RVT - Cost of Equipment | 0 | 0 | 0 | 0 | 0 | 0 | 0 | 0 | 0 | 0 | 0 | 0 | 0 | 0 | 0 | 0 | 0 | 0 | 0 | 0 | 0 | 0 | 0 | 0 | 0 | 0 | 0
F1_Commercial_Warehouse (WA)_Existing_Food Preparation_Natural Gas_Double Rack Oven_E9 | F1 | Commercial | Warehouse (WA) | Existing | Food Preparation | Natural Gas | Double Rack Oven | E9 | RVT - Cost of Equipment | 0 | 0 | 0 | 0 | 0 | 0 | 0 | 0 | 0 | 0 | 0 | 0 | 0 | 0 | 0 | 0 | 0 | 0 | 0 | 0 | 0 | 0 | 0 | 0 | 0 | 0 | 0
F1_Commercial_Warehouse (WA)_Existing_Food Preparation_Natural Gas_Double Rack Oven_E10 | F1 | Commercial | Warehouse (WA) | Existing | Food Preparation | Natural Gas | Double Rack Oven | E10 | RVT - Cost of Equipment | 0 | 0 | 0 | 0 | 0 | 0 | 0 | 0 | 0 | 0 | 0 | 0 | 0 | 0 | 0 | 0 | 0 | 0 | 0 | 0 | 0 | 0 | 0 | 0 | 0 | 0 | 0
F2_Commercial_Warehouse (WA)_Existing_Food Preparation_Natural Gas_Double Rack Oven_E1 | F2 | Commercial | Warehouse (WA) | Existing | Food Preparation | Natural Gas | Double Rack Oven | E1 | RVT - Cost of Operation | 0.00617 | 0.0062866 | 0.0064234 | 0.0065829 | 0.0067656 | 0.0069936 | 0.0072223 | 0.0074394 | 0.0076359 | 0.0078264 | 0.0080239 | 0.0082033 | 0.0083926 | 0.0085718 | 0.0087259 | 0.008865 | 0.0089826 | 0.009095 | 0.0092145 | 0.0093261 | 0.009438 | 0.0096046 | 0.0097729 | 0.0099465 | 0.010123 | 0.010303 | 0.010486
F2_Commercial_Warehouse (WA)_Existing_Food Preparation_Natural Gas_Double Rack Oven_E2 | F2 | Commercial | Warehouse (WA) | Existing | Food Preparation | Natural Gas | Double Rack Oven | E2 | RVT - Cost of Operation | 0.0038226 | 0.0038948 | 0.0039795 | 0.0040783 | 0.0041915 | 0.0043328 | 0.0044745 | 0.004609 | 0.0047308 | 0.0048488 | 0.0049711 | 0.0050822 | 0.0051996 | 0.0053106 | 0.005406 | 0.0054922 | 0.0055651 | 0.0056347 | 0.0057087 | 0.0057779 | 0.0058472 | 0.0059504 | 0.0060547 | 0.0061622 | 0.0062717 | 0.0063831 | 0.0064965
F2_Commercial_Warehouse (WA)_Existing_Food Preparation_Natural Gas_Double Rack Oven_E3 | F2 | Commercial | Warehouse (WA) | Existing | Food Preparation | Natural Gas | Double Rack Oven | E3 | RVT - Cost of Operation | 0 | 0 | 0 | 0 | 0 | 0 | 0 | 0 | 0 | 0 | 0 | 0 | 0 | 0 | 0 | 0 | 0 | 0 | 0 | 0 | 0 | 0 | 0 | 0 | 0 | 0 | 0
F2_Commercial_Warehouse (WA)_Existing_Food Preparation_Natural Gas_Double Rack Oven_E4 | F2 | Commercial | Warehouse (WA) | Existing | Food Preparation | Natural Gas | Double Rack Oven | E4 | RVT - Cost of Operation | 0 | 0 | 0 | 0 | 0 | 0 | 0 | 0 | 0 | 0 | 0 | 0 | 0 | 0 | 0 | 0 | 0 | 0 | 0 | 0 | 0 | 0 | 0 | 0 | 0 | 0 | 0
F2_Commercial_Warehouse (WA)_Existing_Food Preparation_Natural Gas_Double Rack Oven_E5 | F2 | Commercial | Warehouse (WA) | Existing | Food Preparation | Natural Gas | Double Rack Oven | E5 | RVT - Cost of Operation | 0 | 0 | 0 | 0 | 0 | 0 | 0 | 0 | 0 | 0 | 0 | 0 | 0 | 0 | 0 | 0 | 0 | 0 | 0 | 0 | 0 | 0 | 0 | 0 | 0 | 0 | 0
F2_Commercial_Warehouse (WA)_Existing_Food Preparation_Natural Gas_Double Rack Oven_E6 | F2 | Commercial | Warehouse (WA) | Existing | Food Preparation | Natural Gas | Double Rack Oven | E6 | RVT - Cost of Operation | 0 | 0 | 0 | 0 | 0 | 0 | 0 | 0 | 0 | 0 | 0 | 0 | 0 | 0 | 0 | 0 | 0 | 0 | 0 | 0 | 0 | 0 | 0 | 0 | 0 | 0 | 0
F2_Commercial_Warehouse (WA)_Existing_Food Preparation_Natural Gas_Double Rack Oven_E7 | F2 | Commercial | Warehouse (WA) | Existing | Food Preparation | Natural Gas | Double Rack Oven | E7 | RVT - Cost of Operation | 0 | 0 | 0 | 0 | 0 | 0 | 0 | 0 | 0 | 0 | 0 | 0 | 0 | 0 | 0 | 0 | 0 | 0 | 0 | 0 | 0 | 0 | 0 | 0 | 0 | 0 | 0
F2_Commercial_Warehouse (WA)_Existing_Food Preparation_Natural Gas_Double Rack Oven_E8 | F2 | Commercial | Warehouse (WA) | Existing | Food Preparation | Natural Gas | Double Rack Oven | E8 | RVT - Cost of Operation | 0 | 0 | 0 | 0 | 0 | 0 | 0 | 0 | 0 | 0 | 0 | 0 | 0 | 0 | 0 | 0 | 0 | 0 | 0 | 0 | 0 | 0 | 0 | 0 | 0 | 0 | 0
F2_Commercial_Warehouse (WA)_Existing_Food Preparation_Natural Gas_Double Rack Oven_E9 | F2 | Commercial | Warehouse (WA) | Existing | Food Preparation | Natural Gas | Double Rack Oven | E9 | RVT - Cost of Operation | 0 | 0 | 0 | 0 | 0 | 0 | 0 | 0 | 0 | 0 | 0 | 0 | 0 | 0 | 0 | 0 | 0 | 0 | 0 | 0 | 0 | 0 | 0 | 0 | 0 | 0 | 0
F2_Commercial_Warehouse (WA)_Existing_Food Preparation_Natural Gas_Double Rack Oven_E10 | F2 | Commercial | Warehouse (WA) | Existing | Food Preparation | Natural Gas | Double Rack Oven | E10 | RVT - Cost of Operation | 0 | 0 | 0 | 0 | 0 | 0 | 0 | 0 | 0 | 0 | 0 | 0 | 0 | 0 | 0 | 0 | 0 | 0 | 0 | 0 | 0 | 0 | 0 | 0 | 0 | 0 | 0
F3_Commercial_Warehouse (WA)_Existing_Food Preparation_Natural Gas_Double Rack Oven_E1 | F3 | Commercial | Warehouse (WA) | Existing | Food Preparation | Natural Gas | Double Rack Oven | E1 | System - kBTUs of Consumption | 1.4719 | 1.4719 | 1.4719 | 1.4719 | 1.4719 | 1.4719 | 1.4719 | 1.4719 | 1.4719 | 1.4719 | 1.4719 | 1.4719 | 1.4719 | 1.4719 | 1.4719 | 1.4719 | 1.4719 | 1.4719 | 1.4719 | 1.4719 | 1.4719 | 1.4719 | 1.4719 | 1.4719 | 1.4719 | 1.4719 | 1.4719
F3_Commercial_Warehouse (WA)_Existing_Food Preparation_Natural Gas_Double Rack Oven_E2 | F3 | Commercial | Warehouse (WA) | Existing | Food Preparation | Natural Gas | Double Rack Oven | E2 | System - kBTUs of Consumption | 0.91192 | 0.91192 | 0.91192 | 0.91192 | 0.91192 | 0.91192 | 0.91192 | 0.91192 | 0.91192 | 0.91192 | 0.91192 | 0.91192 | 0.91192 | 0.91192 | 0.91192 | 0.91192 | 0.91192 | 0.91192 | 0.91192 | 0.91192 | 0.91192 | 0.91192 | 0.91192 | 0.91192 | 0.91192 | 0.91192 | 0.91192
F3_Commercial_Warehouse (WA)_Existing_Food Preparation_Natural Gas_Double Rack Oven_E3 | F3 | Commercial | Warehouse (WA) | Existing | Food Preparation | Natural Gas | Double Rack Oven | E3 | System - kBTUs of Consumption | 0 | 0 | 0 | 0 | 0 | 0 | 0 | 0 | 0 | 0 | 0 | 0 | 0 | 0 | 0 | 0 | 0 | 0 | 0 | 0 | 0 | 0 | 0 | 0 | 0 | 0 | 0
F3_Commercial_Warehouse (WA)_Existing_Food Preparation_Natural Gas_Double Rack Oven_E4 | F3 | Commercial | Warehouse (WA) | Existing | Food Preparation | Natural Gas | Double Rack Oven | E4 | System - kBTUs of Consumption | 0 | 0 | 0 | 0 | 0 | 0 | 0 | 0 | 0 | 0 | 0 | 0 | 0 | 0 | 0 | 0 | 0 | 0 | 0 | 0 | 0 | 0 | 0 | 0 | 0 | 0 | 0
F3_Commercial_Warehouse (WA)_Existing_Food Preparation_Natural Gas_Double Rack Oven_E5 | F3 | Commercial | Warehouse (WA) | Existing | Food Preparation | Natural Gas | Double Rack Oven | E5 | System - kBTUs of Consumption | 0 | 0 | 0 | 0 | 0 | 0 | 0 | 0 | 0 | 0 | 0 | 0 | 0 | 0 | 0 | 0 | 0 | 0 | 0 | 0 | 0 | 0 | 0 | 0 | 0 | 0 | 0
F3_Commercial_Warehouse (WA)_Existing_Food Preparation_Natural Gas_Double Rack Oven_E6 | F3 | Commercial | Warehouse (WA) | Existing | Food Preparation | Natural Gas | Double Rack Oven | E6 | System - kBTUs of Consumption | 0 | 0 | 0 | 0 | 0 | 0 | 0 | 0 | 0 | 0 | 0 | 0 | 0 | 0 | 0 | 0 | 0 | 0 | 0 | 0 | 0 | 0 | 0 | 0 | 0 | 0 | 0
F3_Commercial_Warehouse (WA)_Existing_Food Preparation_Natural Gas_Double Rack Oven_E7 | F3 | Commercial | Warehouse (WA) | Existing | Food Preparation | Natural Gas | Double Rack Oven | E7 | System - kBTUs of Consumption | 0 | 0 | 0 | 0 | 0 | 0 | 0 | 0 | 0 | 0 | 0 | 0 | 0 | 0 | 0 | 0 | 0 | 0 | 0 | 0 | 0 | 0 | 0 | 0 | 0 | 0 | 0
F3_Commercial_Warehouse (WA)_Existing_Food Preparation_Natural Gas_Double Rack Oven_E8 | F3 | Commercial | Warehouse (WA) | Existing | Food Preparation | Natural Gas | Double Rack Oven | E8 | System - kBTUs of Consumption | 0 | 0 | 0 | 0 | 0 | 0 | 0 | 0 | 0 | 0 | 0 | 0 | 0 | 0 | 0 | 0 | 0 | 0 | 0 | 0 | 0 | 0 | 0 | 0 | 0 | 0 | 0
F3_Commercial_Warehouse (WA)_Existing_Food Preparation_Natural Gas_Double Rack Oven_E9 | F3 | Commercial | Warehouse (WA) | Existing | Food Preparation | Natural Gas | Double Rack Oven | E9 | System - kBTUs of Consumption | 0 | 0 | 0 | 0 | 0 | 0 | 0 | 0 | 0 | 0 | 0 | 0 | 0 | 0 | 0 | 0 | 0 | 0 | 0 | 0 | 0 | 0 | 0 | 0 | 0 | 0 | 0
F3_Commercial_Warehouse (WA)_Existing_Food Preparation_Natural Gas_Double Rack Oven_E10 | F3 | Commercial | Warehouse (WA) | Existing | Food Preparation | Natural Gas | Double Rack Oven | E10 | System - kBTUs of Consumption | 0 | 0 | 0 | 0 | 0 | 0 | 0 | 0 | 0 | 0 | 0 | 0 | 0 | 0 | 0 | 0 | 0 | 0 | 0 | 0 | 0 | 0 | 0 | 0 | 0 | 0 | 0
F4_Commercial_Warehouse (WA)_Existing_Food Preparation_Natural Gas_Double Rack Oven_E1 | F4 | Commercial | Warehouse (WA) | Existing | Food Preparation | Natural Gas | Double Rack Oven | E1 | Utility - Cost of Equipment | 3.6127e-06 | 3.6127e-06 | 3.6127e-06 | 3.6127e-06 | 3.6127e-06 | 3.6127e-06 | 3.6127e-06 | 3.6127e-06 | 3.6127e-06 | 3.6127e-06 | 3.6127e-06 | 3.6127e-06 | 3.6127e-06 | 3.6127e-06 | 3.6127e-06 | 3.6127e-06 | 3.6127e-06 | 3.6127e-06 | 3.6127e-06 | 3.6127e-06 | 3.6127e-06 | 3.6127e-06 | 3.6127e-06 | 3.6127e-06 | 3.6127e-06 | 3.6127e-06 | 3.6127e-06
F4_Commercial_Warehouse (WA)_Existing_Food Preparation_Natural Gas_Double Rack Oven_E2 | F4 | Commercial | Warehouse (WA) | Existing | Food Preparation | Natural Gas | Double Rack Oven | E2 | Utility - Cost of Equipment | 1.639e-05 | 1.639e-05 | 1.639e-05 | 1.639e-05 | 1.639e-05 | 1.639e-05 | 1.639e-05 | 1.639e-05 | 1.639e-05 | 1.639e-05 | 1.639e-05 | 1.639e-05 | 1.639e-05 | 1.639e-05 | 1.639e-05 | 1.639e-05 | 1.639e-05 | 1.639e-05 | 1.639e-05 | 1.639e-05 | 1.639e-05 | 1.639e-05 | 1.639e-05 | 1.639e-05 | 1.639e-05 | 1.639e-05 | 1.639e-05
F4_Commercial_Warehouse (WA)_Existing_Food Preparation_Natural Gas_Double Rack Oven_E3 | F4 | Commercial | Warehouse (WA) | Existing | Food Preparation | Natural Gas | Double Rack Oven | E3 | Utility - Cost of Equipment | 0 | 0 | 0 | 0 | 0 | 0 | 0 | 0 | 0 | 0 | 0 | 0 | 0 | 0 | 0 | 0 | 0 | 0 | 0 | 0 | 0 | 0 | 0 | 0 | 0 | 0 | 0
F4_Commercial_Warehouse (WA)_Existing_Food Preparation_Natural Gas_Double Rack Oven_E4 | F4 | Commercial | Warehouse (WA) | Existing | Food Preparation | Natural Gas | Double Rack Oven | E4 | Utility - Cost of Equipment | 0 | 0 | 0 | 0 | 0 | 0 | 0 | 0 | 0 | 0 | 0 | 0 | 0 | 0 | 0 | 0 | 0 | 0 | 0 | 0 | 0 | 0 | 0 | 0 | 0 | 0 | 0
F4_Commercial_Warehouse (WA)_Existing_Food Preparation_Natural Gas_Double Rack Oven_E5 | F4 | Commercial | Warehouse (WA) | Existing | Food Preparation | Natural Gas | Double Rack Oven | E5 | Utility - Cost of Equipment | 0 | 0 | 0 | 0 | 0 | 0 | 0 | 0 | 0 | 0 | 0 | 0 | 0 | 0 | 0 | 0 | 0 | 0 | 0 | 0 | 0 | 0 | 0 | 0 | 0 | 0 | 0
F4_Commercial_Warehouse (WA)_Existing_Food Preparation_Natural Gas_Double Rack Oven_E6 | F4 | Commercial | Warehouse (WA) | Existing | Food Preparation | Natural Gas | Double Rack Oven | E6 | Utility - Cost of Equipment | 0 | 0 | 0 | 0 | 0 | 0 | 0 | 0 | 0 | 0 | 0 | 0 | 0 | 0 | 0 | 0 | 0 | 0 | 0 | 0 | 0 | 0 | 0 | 0 | 0 | 0 | 0
F4_Commercial_Warehouse (WA)_Existing_Food Preparation_Natural Gas_Double Rack Oven_E7 | F4 | Commercial | Warehouse (WA) | Existing | Food Preparation | Natural Gas | Double Rack Oven | E7 | Utility - Cost of Equipment | 0 | 0 | 0 | 0 | 0 | 0 | 0 | 0 | 0 | 0 | 0 | 0 | 0 | 0 | 0 | 0 | 0 | 0 | 0 | 0 | 0 | 0 | 0 | 0 | 0 | 0 | 0
F4_Commercial_Warehouse (WA)_Existing_Food Preparation_Natural Gas_Double Rack Oven_E8 | F4 | Commercial | Warehouse (WA) | Existing | Food Preparation | Natural Gas | Double Rack Oven | E8 | Utility - Cost of Equipment | 0 | 0 | 0 | 0 | 0 | 0 | 0 | 0 | 0 | 0 | 0 | 0 | 0 | 0 | 0 | 0 | 0 | 0 | 0 | 0 | 0 | 0 | 0 | 0 | 0 | 0 | 0
F4_Commercial_Warehouse (WA)_Existing_Food Preparation_Natural Gas_Double Rack Oven_E9 | F4 | Commercial | Warehouse (WA) | Existing | Food Preparation | Natural Gas | Double Rack Oven | E9 | Utility - Cost of Equipment | 0 | 0 | 0 | 0 | 0 | 0 | 0 | 0 | 0 | 0 | 0 | 0 | 0 | 0 | 0 | 0 | 0 | 0 | 0 | 0 | 0 | 0 | 0 | 0 | 0 | 0 | 0
F4_Commercial_Warehouse (WA)_Existing_Food Preparation_Natural Gas_Double Rack Oven_E10 | F4 | Commercial | Warehouse (WA) | Existing | Food Preparation | Natural Gas | Double Rack Oven | E10 | Utility - Cost of Equipment | 0 | 0 | 0 | 0 | 0 | 0 | 0 | 0 | 0 | 0 | 0 | 0 | 0 | 0 | 0 | 0 | 0 | 0 | 0 | 0 | 0 | 0 | 0 | 0 | 0 | 0 | 0
F5_Commercial_Warehouse (WA)_Existing_Food Preparation_Natural Gas_Double Rack Oven_E1 | F5 | Commercial | Warehouse (WA) | Existing | Food Preparation | Natural Gas | Double Rack Oven | E1 | Utility - Cost of Operation | 0.0052386 | 0.0053706 | 0.005527 | 0.0057063 | 0.005909 | 0.0061556 | 0.0064095 | 0.0066609 | 0.0069029 | 0.0071483 | 0.0073435 | 0.0075265 | 0.007723 | 0.0079154 | 0.0080874 | 0.0082484 | 0.0083927 | 0.0085353 | 0.0086875 | 0.008836 | 0.0089886 | 0.0091472 | 0.0093075 | 0.0094728 | 0.0096411 | 0.0098124 | 0.0099867
F5_Commercial_Warehouse (WA)_Existing_Food Preparation_Natural Gas_Double Rack Oven_E2 | F5 | Commercial | Warehouse (WA) | Existing | Food Preparation | Natural Gas | Double Rack Oven | E2 | Utility - Cost of Operation | 0.0032455 | 0.0033273 | 0.0034242 | 0.0035353 | 0.0036609 | 0.0038137 | 0.0039709 | 0.0041267 | 0.0042766 | 0.0044286 | 0.0045496 | 0.0046629 | 0.0047847 | 0.0049039 | 0.0050105 | 0.0051102 | 0.0051996 | 0.0052879 | 0.0053823 | 0.0054743 | 0.0055688 | 0.005667 | 0.0057664 | 0.0058688 | 0.0059731 | 0.0060792 | 0.0061872
F5_Commercial_Warehouse (WA)_Existing_Food Preparation_Natural Gas_Double Rack Oven_E3 | F5 | Commercial | Warehouse (WA) | Existing | Food Preparation | Natural Gas | Double Rack Oven | E3 | Utility - Cost of Operation | 0 | 0 | 0 | 0 | 0 | 0 | 0 | 0 | 0 | 0 | 0 | 0 | 0 | 0 | 0 | 0 | 0 | 0 | 0 | 0 | 0 | 0 | 0 | 0 | 0 | 0 | 0
F5_Commercial_Warehouse (WA)_Existing_Food Preparation_Natural Gas_Double Rack Oven_E4 | F5 | Commercial | Warehouse (WA) | Existing | Food Preparation | Natural Gas | Double Rack Oven | E4 | Utility - Cost of Operation | 0 | 0 | 0 | 0 | 0 | 0 | 0 | 0 | 0 | 0 | 0 | 0 | 0 | 0 | 0 | 0 | 0 | 0 | 0 | 0 | 0 | 0 | 0 | 0 | 0 | 0 | 0
F5_Commercial_Warehouse (WA)_Existing_Food Preparation_Natural Gas_Double Rack Oven_E5 | F5 | Commercial | Warehouse (WA) | Existing | Food Preparation | Natural Gas | Double Rack Oven | E5 | Utility - Cost of Operation | 0 | 0 | 0 | 0 | 0 | 0 | 0 | 0 | 0 | 0 | 0 | 0 | 0 | 0 | 0 | 0 | 0 | 0 | 0 | 0 | 0 | 0 | 0 | 0 | 0 | 0 | 0
F5_Commercial_Warehouse (WA)_Existing_Food Preparation_Natural Gas_Double Rack Oven_E6 | F5 | Commercial | Warehouse (WA) | Existing | Food Preparation | Natural Gas | Double Rack Oven | E6 | Utility - Cost of Operation | 0 | 0 | 0 | 0 | 0 | 0 | 0 | 0 | 0 | 0 | 0 | 0 | 0 | 0 | 0 | 0 | 0 | 0 | 0 | 0 | 0 | 0 | 0 | 0 | 0 | 0 | 0
F5_Commercial_Warehouse (WA)_Existing_Food Preparation_Natural Gas_Double Rack Oven_E7 | F5 | Commercial | Warehouse (WA) | Existing | Food Preparation | Natural Gas | Double Rack Oven | E7 | Utility - Cost of Operation | 0 | 0 | 0 | 0 | 0 | 0 | 0 | 0 | 0 | 0 | 0 | 0 | 0 | 0 | 0 | 0 | 0 | 0 | 0 | 0 | 0 | 0 | 0 | 0 | 0 | 0 | 0
F5_Commercial_Warehouse (WA)_Existing_Food Preparation_Natural Gas_Double Rack Oven_E8 | F5 | Commercial | Warehouse (WA) | Existing | Food Preparation | Natural Gas | Double Rack Oven | E8 | Utility - Cost of Operation | 0 | 0 | 0 | 0 | 0 | 0 | 0 | 0 | 0 | 0 | 0 | 0 | 0 | 0 | 0 | 0 | 0 | 0 | 0 | 0 | 0 | 0 | 0 | 0 | 0 | 0 | 0
F5_Commercial_Warehouse (WA)_Existing_Food Preparation_Natural Gas_Double Rack Oven_E9 | F5 | Commercial | Warehouse (WA) | Existing | Food Preparation | Natural Gas | Double Rack Oven | E9 | Utility - Cost of Operation | 0 | 0 | 0 | 0 | 0 | 0 | 0 | 0 | 0 | 0 | 0 | 0 | 0 | 0 | 0 | 0 | 0 | 0 | 0 | 0 | 0 | 0 | 0 | 0 | 0 | 0 | 0
F5_Commercial_Warehouse (WA)_Existing_Food Preparation_Natural Gas_Double Rack Oven_E10 | F5 | Commercial | Warehouse (WA) | Existing | Food Preparation | Natural Gas | Double Rack Oven | E10 | Utility - Cost of Operation | 0 | 0 | 0 | 0 | 0 | 0 | 0 | 0 | 0 | 0 | 0 | 0 | 0 | 0 | 0 | 0 | 0 | 0 | 0 | 0 | 0 | 0 | 0 | 0 | 0 | 0 | 0
F6_Commercial_Warehouse (WA)_Existing_Food Preparation_Natural Gas_Double Rack Oven_E1 | F6 | Commercial | Warehouse (WA) | Existing | Food Preparation | Natural Gas | Double Rack Oven | E1 | Utility - Value of Sales | 0.00617 | 0.0062866 | 0.0064234 | 0.0065829 | 0.0067656 | 0.0069936 | 0.0072223 | 0.0074394 | 0.0076359 | 0.0078264 | 0.0080239 | 0.0082033 | 0.0083926 | 0.0085718 | 0.0087259 | 0.008865 | 0.0089826 | 0.009095 | 0.0092145 | 0.0093261 | 0.009438 | 0.0096046 | 0.0097729 | 0.0099465 | 0.010123 | 0.010303 | 0.010486
F6_Commercial_Warehouse (WA)_Existing_Food Preparation_Natural Gas_Double Rack Oven_E2 | F6 | Commercial | Warehouse (WA) | Existing | Food Preparation | Natural Gas | Double Rack Oven | E2 | Utility - Value of Sales | 0.0038226 | 0.0038948 | 0.0039795 | 0.0040783 | 0.0041915 | 0.0043328 | 0.0044745 | 0.004609 | 0.0047308 | 0.0048488 | 0.0049711 | 0.0050822 | 0.0051996 | 0.0053106 | 0.005406 | 0.0054922 | 0.0055651 | 0.0056347 | 0.0057087 | 0.0057779 | 0.0058472 | 0.0059504 | 0.0060547 | 0.0061622 | 0.0062717 | 0.0063831 | 0.0064965
F6_Commercial_Warehouse (WA)_Existing_Food Preparation_Natural Gas_Double Rack Oven_E3 | F6 | Commercial | Warehouse (WA) | Existing | Food Preparation | Natural Gas | Double Rack Oven | E3 | Utility - Value of Sales | 0 | 0 | 0 | 0 | 0 | 0 | 0 | 0 | 0 | 0 | 0 | 0 | 0 | 0 | 0 | 0 | 0 | 0 | 0 | 0 | 0 | 0 | 0 | 0 | 0 | 0 | 0
F6_Commercial_Warehouse (WA)_Existing_Food Preparation_Natural Gas_Double Rack Oven_E4 | F6 | Commercial | Warehouse (WA) | Existing | Food Preparation | Natural Gas | Double Rack Oven | E4 | Utility - Value of Sales | 0 | 0 | 0 | 0 | 0 | 0 | 0 | 0 | 0 | 0 | 0 | 0 | 0 | 0 | 0 | 0 | 0 | 0 | 0 | 0 | 0 | 0 | 0 | 0 | 0 | 0 | 0
F6_Commercial_Warehouse (WA)_Existing_Food Preparation_Natural Gas_Double Rack Oven_E5 | F6 | Commercial | Warehouse (WA) | Existing | Food Preparation | Natural Gas | Double Rack Oven | E5 | Utility - Value of Sales | 0 | 0 | 0 | 0 | 0 | 0 | 0 | 0 | 0 | 0 | 0 | 0 | 0 | 0 | 0 | 0 | 0 | 0 | 0 | 0 | 0 | 0 | 0 | 0 | 0 | 0 | 0
F6_Commercial_Warehouse (WA)_Existing_Food Preparation_Natural Gas_Double Rack Oven_E6 | F6 | Commercial | Warehouse (WA) | Existing | Food Preparation | Natural Gas | Double Rack Oven | E6 | Utility - Value of Sales | 0 | 0 | 0 | 0 | 0 | 0 | 0 | 0 | 0 | 0 | 0 | 0 | 0 | 0 | 0 | 0 | 0 | 0 | 0 | 0 | 0 | 0 | 0 | 0 | 0 | 0 | 0
F6_Commercial_Warehouse (WA)_Existing_Food Preparation_Natural Gas_Double Rack Oven_E7 | F6 | Commercial | Warehouse (WA) | Existing | Food Preparation | Natural Gas | Double Rack Oven | E7 | Utility - Value of Sales | 0 | 0 | 0 | 0 | 0 | 0 | 0 | 0 | 0 | 0 | 0 | 0 | 0 | 0 | 0 | 0 | 0 | 0 | 0 | 0 | 0 | 0 | 0 | 0 | 0 | 0 | 0
F6_Commercial_Warehouse (WA)_Existing_Food Preparation_Natural Gas_Double Rack Oven_E8 | F6 | Commercial | Warehouse (WA) | Existing | Food Preparation | Natural Gas | Double Rack Oven | E8 | Utility - Value of Sales | 0 | 0 | 0 | 0 | 0 | 0 | 0 | 0 | 0 | 0 | 0 | 0 | 0 | 0 | 0 | 0 | 0 | 0 | 0 | 0 | 0 | 0 | 0 | 0 | 0 | 0 | 0
F6_Commercial_Warehouse (WA)_Existing_Food Preparation_Natural Gas_Double Rack Oven_E9 | F6 | Commercial | Warehouse (WA) | Existing | Food Preparation | Natural Gas | Double Rack Oven | E9 | Utility - Value of Sales | 0 | 0 | 0 | 0 | 0 | 0 | 0 | 0 | 0 | 0 | 0 | 0 | 0 | 0 | 0 | 0 | 0 | 0 | 0 | 0 | 0 | 0 | 0 | 0 | 0 | 0 | 0
F6_Commercial_Warehouse (WA)_Existing_Food Preparation_Natural Gas_Double Rack Oven_E10 | F6 | Commercial | Warehouse (WA) | Existing | Food Preparation | Natural Gas | Double Rack Oven | E10 | Utility - Value of Sales | 0 | 0 | 0 | 0 | 0 | 0 | 0 | 0 | 0 | 0 | 0 | 0 | 0 | 0 | 0 | 0 | 0 | 0 | 0 | 0 | 0 | 0 | 0 | 0 | 0 | 0 | 0
F1_Commercial_Warehouse (WA)_Existing_Food Preparation_Natural Gas_Fryer_E1 | F1 | Commercial | Warehouse (WA) | Existing | Food Preparation | Natural Gas | Fryer | E1 | RVT - Cost of Equipment | 2.2016e-05 | 2.2016e-05 | 2.2016e-05 | 2.2016e-05 | 2.2016e-05 | 2.2016e-05 | 2.2016e-05 | 2.2016e-05 | 2.2016e-05 | 2.2016e-05 | 2.2016e-05 | 2.2016e-05 | 2.2016e-05 | 2.2016e-05 | 2.2016e-05 | 2.2016e-05 | 2.2016e-05 | 2.2016e-05 | 2.2016e-05 | 2.2016e-05 | 2.2016e-05 | 2.2016e-05 | 2.2016e-05 | 2.2016e-05 | 2.2016e-05 | 2.2016e-05 | 2.2016e-05
F1_Commercial_Warehouse (WA)_Existing_Food Preparation_Natural Gas_Fryer_E2 | F1 | Commercial | Warehouse (WA) | Existing | Food Preparation | Natural Gas | Fryer | E2 | RVT - Cost of Equipment | 3.2583e-05 | 3.2583e-05 | 3.2583e-05 | 3.2583e-05 | 3.2583e-05 | 3.2583e-05 | 3.2583e-05 | 3.2583e-05 | 3.2583e-05 | 3.2583e-05 | 3.2583e-05 | 3.2583e-05 | 3.2583e-05 | 3.2583e-05 | 3.2583e-05 | 3.2583e-05 | 3.2583e-05 | 3.2583e-05 | 3.2583e-05 | 3.2583e-05 | 3.2583e-05 | 3.2583e-05 | 3.2583e-05 | 3.2583e-05 | 3.2583e-05 | 3.2583e-05 | 3.2583e-05
F1_Commercial_Warehouse (WA)_Existing_Food Preparation_Natural Gas_Fryer_E3 | F1 | Commercial | Warehouse (WA) | Existing | Food Preparation | Natural Gas | Fryer | E3 | RVT - Cost of Equipment | 0 | 0 | 0 | 0 | 0 | 0 | 0 | 0 | 0 | 0 | 0 | 0 | 0 | 0 | 0 | 0 | 0 | 0 | 0 | 0 | 0 | 0 | 0 | 0 | 0 | 0 | 0
F1_Commercial_Warehouse (WA)_Existing_Food Preparation_Natural Gas_Fryer_E4 | F1 | Commercial | Warehouse (WA) | Existing | Food Preparation | Natural Gas | Fryer | E4 | RVT - Cost of Equipment | 0 | 0 | 0 | 0 | 0 | 0 | 0 | 0 | 0 | 0 | 0 | 0 | 0 | 0 | 0 | 0 | 0 | 0 | 0 | 0 | 0 | 0 | 0 | 0 | 0 | 0 | 0
F1_Commercial_Warehouse (WA)_Existing_Food Preparation_Natural Gas_Fryer_E5 | F1 | Commercial | Warehouse (WA) | Existing | Food Preparation | Natural Gas | Fryer | E5 | RVT - Cost of Equipment | 0 | 0 | 0 | 0 | 0 | 0 | 0 | 0 | 0 | 0 | 0 | 0 | 0 | 0 | 0 | 0 | 0 | 0 | 0 | 0 | 0 | 0 | 0 | 0 | 0 | 0 | 0
F1_Commercial_Warehouse (WA)_Existing_Food Preparation_Natural Gas_Fryer_E6 | F1 | Commercial | Warehouse (WA) | Existing | Food Preparation | Natural Gas | Fryer | E6 | RVT - Cost of Equipment | 0 | 0 | 0 | 0 | 0 | 0 | 0 | 0 | 0 | 0 | 0 | 0 | 0 | 0 | 0 | 0 | 0 | 0 | 0 | 0 | 0 | 0 | 0 | 0 | 0 | 0 | 0
F1_Commercial_Warehouse (WA)_Existing_Food Preparation_Natural Gas_Fryer_E7 | F1 | Commercial | Warehouse (WA) | Existing | Food Preparation | Natural Gas | Fryer | E7 | RVT - Cost of Equipment | 0 | 0 | 0 | 0 | 0 | 0 | 0 | 0 | 0 | 0 | 0 | 0 | 0 | 0 | 0 | 0 | 0 | 0 | 0 | 0 | 0 | 0 | 0 | 0 | 0 | 0 | 0
F1_Commercial_Warehouse (WA)_Existing_Food Preparation_Natural Gas_Fryer_E8 | F1 | Commercial | Warehouse (WA) | Existing | Food Preparation | Natural Gas | Fryer | E8 | RVT - Cost of Equipment | 0 | 0 | 0 | 0 | 0 | 0 | 0 | 0 | 0 | 0 | 0 | 0 | 0 | 0 | 0 | 0 | 0 | 0 | 0 | 0 | 0 | 0 | 0 | 0 | 0 | 0 | 0
F1_Commercial_Warehouse (WA)_Existing_Food Preparation_Natural Gas_Fryer_E9 | F1 | Commercial | Warehouse (WA) | Existing | Food Preparation | Natural Gas | Fryer | E9 | RVT - Cost of Equipment | 0 | 0 | 0 | 0 | 0 | 0 | 0 | 0 | 0 | 0 | 0 | 0 | 0 | 0 | 0 | 0 | 0 | 0 | 0 | 0 | 0 | 0 | 0 | 0 | 0 | 0 | 0
F1_Commercial_Warehouse (WA)_Existing_Food Preparation_Natural Gas_Fryer_E10 | F1 | Commercial | Warehouse (WA) | Existing | Food Preparation | Natural Gas | Fryer | E10 | RVT - Cost of Equipment | 0 | 0 | 0 | 0 | 0 | 0 | 0 | 0 | 0 | 0 | 0 | 0 | 0 | 0 | 0 | 0 | 0 | 0 | 0 | 0 | 0 | 0 | 0 | 0 | 0 | 0 | 0
F2_Commercial_Warehouse (WA)_Existing_Food Preparation_Natural Gas_Fryer_E1 | F2 | Commercial | Warehouse (WA) | Existing | Food Preparation | Natural Gas | Fryer | E1 | RVT - Cost of Operation | 0.0031987 | 0.003263 | 0.0033354 | 0.0034167 | 0.0035073 | 0.0036168 | 0.0037255 | 0.0038282 | 0.0039214 | 0.0040122 | 0.0041062 | 0.0041923 | 0.0042844 | 0.0043736 | 0.004452 | 0.0045241 | 0.004587 | 0.0046478 | 0.0047119 | 0.0047728 | 0.0048341 | 0.0049195 | 0.0050058 | 0.0050948 | 0.0051853 | 0.0052774 | 0.0053712
F2_Commercial_Warehouse (WA)_Existing_Food Preparation_Natural Gas_Fryer_E2 | F2 | Commercial | Warehouse (WA) | Existing | Food Preparation | Natural Gas | Fryer | E2 | RVT - Cost of Operation | 0.0022062 | 0.0022505 | 0.0023004 | 0.0023565 | 0.002419 | 0.0024945 | 0.0025695 | 0.0026404 | 0.0027046 | 0.0027672 | 0.002832 | 0.0028915 | 0.0029549 | 0.0030165 | 0.0030705 | 0.0031203 | 0.0031637 | 0.0032056 | 0.0032498 | 0.0032918 | 0.0033341 | 0.003393 | 0.0034525 | 0.0035139 | 0.0035763 | 0.0036398 | 0.0037045
F2_Commercial_Warehouse (WA)_Existing_Food Preparation_Natural Gas_Fryer_E3 | F2 | Commercial | Warehouse (WA) | Existing | Food Preparation | Natural Gas | Fryer | E3 | RVT - Cost of Operation | 0 | 0 | 0 | 0 | 0 | 0 | 0 | 0 | 0 | 0 | 0 | 0 | 0 | 0 | 0 | 0 | 0 | 0 | 0 | 0 | 0 | 0 | 0 | 0 | 0 | 0 | 0
F2_Commercial_Warehouse (WA)_Existing_Food Preparation_Natural Gas_Fryer_E4 | F2 | Commercial | Warehouse (WA) | Existing | Food Preparation | Natural Gas | Fryer | E4 | RVT - Cost of Operation | 0 | 0 | 0 | 0 | 0 | 0 | 0 | 0 | 0 | 0 | 0 | 0 | 0 | 0 | 0 | 0 | 0 | 0 | 0 | 0 | 0 | 0 | 0 | 0 | 0 | 0 | 0
F2_Commercial_Warehouse (WA)_Existing_Food Preparation_Natural Gas_Fryer_E5 | F2 | Commercial | Warehouse (WA) | Existing | Food Preparation | Natural Gas | Fryer | E5 | RVT - Cost of Operation | 0 | 0 | 0 | 0 | 0 | 0 | 0 | 0 | 0 | 0 | 0 | 0 | 0 | 0 | 0 | 0 | 0 | 0 | 0 | 0 | 0 | 0 | 0 | 0 | 0 | 0 | 0
F2_Commercial_Warehouse (WA)_Existing_Food Preparation_Natural Gas_Fryer_E6 | F2 | Commercial | Warehouse (WA) | Existing | Food Preparation | Natural Gas | Fryer | E6 | RVT - Cost of Operation | 0 | 0 | 0 | 0 | 0 | 0 | 0 | 0 | 0 | 0 | 0 | 0 | 0 | 0 | 0 | 0 | 0 | 0 | 0 | 0 | 0 | 0 | 0 | 0 | 0 | 0 | 0
F2_Commercial_Warehouse (WA)_Existing_Food Preparation_Natural Gas_Fryer_E7 | F2 | Commercial | Warehouse (WA) | Existing | Food Preparation | Natural Gas | Fryer | E7 | RVT - Cost of Operation | 0 | 0 | 0 | 0 | 0 | 0 | 0 | 0 | 0 | 0 | 0 | 0 | 0 | 0 | 0 | 0 | 0 | 0 | 0 | 0 | 0 | 0 | 0 | 0 | 0 | 0 | 0
F2_Commercial_Warehouse (WA)_Existing_Food Preparation_Natural Gas_Fryer_E8 | F2 | Commercial | Warehouse (WA) | Existing | Food Preparation | Natural Gas | Fryer | E8 | RVT - Cost of Operation | 0 | 0 | 0 | 0 | 0 | 0 | 0 | 0 | 0 | 0 | 0 | 0 | 0 | 0 | 0 | 0 | 0 | 0 | 0 | 0 | 0 | 0 | 0 | 0 | 0 | 0 | 0
F2_Commercial_Warehouse (WA)_Existing_Food Preparation_Natural Gas_Fryer_E9 | F2 | Commercial | Warehouse (WA) | Existing | Food Preparation | Natural Gas | Fryer | E9 | RVT - Cost of Operation | 0 | 0 | 0 | 0 | 0 | 0 | 0 | 0 | 0 | 0 | 0 | 0 | 0 | 0 | 0 | 0 | 0 | 0 | 0 | 0 | 0 | 0 | 0 | 0 | 0 | 0 | 0
F2_Commercial_Warehouse (WA)_Existing_Food Preparation_Natural Gas_Fryer_E10 | F2 | Commercial | Warehouse (WA) | Existing | Food Preparation | Natural Gas | Fryer | E10 | RVT - Cost of Operation | 0 | 0 | 0 | 0 | 0 | 0 | 0 | 0 | 0 | 0 | 0 | 0 | 0 | 0 | 0 | 0 | 0 | 0 | 0 | 0 | 0 | 0 | 0 | 0 | 0 | 0 | 0
F3_Commercial_Warehouse (WA)_Existing_Food Preparation_Natural Gas_Fryer_E1 | F3 | Commercial | Warehouse (WA) | Existing | Food Preparation | Natural Gas | Fryer | E1 | System - kBTUs of Consumption | 0.74007 | 0.74007 | 0.74007 | 0.74007 | 0.74007 | 0.74007 | 0.74007 | 0.74007 | 0.74007 | 0.74007 | 0.74007 | 0.74007 | 0.74007 | 0.74007 | 0.74007 | 0.74007 | 0.74007 | 0.74007 | 0.74007 | 0.74007 | 0.74007 | 0.74007 | 0.74007 | 0.74007 | 0.74007 | 0.74007 | 0.74007
F3_Commercial_Warehouse (WA)_Existing_Food Preparation_Natural Gas_Fryer_E2 | F3 | Commercial | Warehouse (WA) | Existing | Food Preparation | Natural Gas | Fryer | E2 | System - kBTUs of Consumption | 0.51043 | 0.51043 | 0.51043 | 0.51043 | 0.51043 | 0.51043 | 0.51043 | 0.51043 | 0.51043 | 0.51043 | 0.51043 | 0.51043 | 0.51043 | 0.51043 | 0.51043 | 0.51043 | 0.51043 | 0.51043 | 0.51043 | 0.51043 | 0.51043 | 0.51043 | 0.51043 | 0.51043 | 0.51043 | 0.51043 | 0.51043
F3_Commercial_Warehouse (WA)_Existing_Food Preparation_Natural Gas_Fryer_E3 | F3 | Commercial | Warehouse (WA) | Existing | Food Preparation | Natural Gas | Fryer | E3 | System - kBTUs of Consumption | 0 | 0 | 0 | 0 | 0 | 0 | 0 | 0 | 0 | 0 | 0 | 0 | 0 | 0 | 0 | 0 | 0 | 0 | 0 | 0 | 0 | 0 | 0 | 0 | 0 | 0 | 0
F3_Commercial_Warehouse (WA)_Existing_Food Preparation_Natural Gas_Fryer_E4 | F3 | Commercial | Warehouse (WA) | Existing | Food Preparation | Natural Gas | Fryer | E4 | System - kBTUs of Consumption | 0 | 0 | 0 | 0 | 0 | 0 | 0 | 0 | 0 | 0 | 0 | 0 | 0 | 0 | 0 | 0 | 0 | 0 | 0 | 0 | 0 | 0 | 0 | 0 | 0 | 0 | 0
F3_Commercial_Warehouse (WA)_Existing_Food Preparation_Natural Gas_Fryer_E5 | F3 | Commercial | Warehouse (WA) | Existing | Food Preparation | Natural Gas | Fryer | E5 | System - kBTUs of Consumption | 0 | 0 | 0 | 0 | 0 | 0 | 0 | 0 | 0 | 0 | 0 | 0 | 0 | 0 | 0 | 0 | 0 | 0 | 0 | 0 | 0 | 0 | 0 | 0 | 0 | 0 | 0
F3_Commercial_Warehouse (WA)_Existing_Food Preparation_Natural Gas_Fryer_E6 | F3 | Commercial | Warehouse (WA) | Existing | Food Preparation | Natural Gas | Fryer | E6 | System - kBTUs of Consumption | 0 | 0 | 0 | 0 | 0 | 0 | 0 | 0 | 0 | 0 | 0 | 0 | 0 | 0 | 0 | 0 | 0 | 0 | 0 | 0 | 0 | 0 | 0 | 0 | 0 | 0 | 0
F3_Commercial_Warehouse (WA)_Existing_Food Preparation_Natural Gas_Fryer_E7 | F3 | Commercial | Warehouse (WA) | Existing | Food Preparation | Natural Gas | Fryer | E7 | System - kBTUs of Consumption | 0 | 0 | 0 | 0 | 0 | 0 | 0 | 0 | 0 | 0 | 0 | 0 | 0 | 0 | 0 | 0 | 0 | 0 | 0 | 0 | 0 | 0 | 0 | 0 | 0 | 0 | 0
F3_Commercial_Warehouse (WA)_Existing_Food Preparation_Natural Gas_Fryer_E8 | F3 | Commercial | Warehouse (WA) | Existing | Food Preparation | Natural Gas | Fryer | E8 | System - kBTUs of Consumption | 0 | 0 | 0 | 0 | 0 | 0 | 0 | 0 | 0 | 0 | 0 | 0 | 0 | 0 | 0 | 0 | 0 | 0 | 0 | 0 | 0 | 0 | 0 | 0 | 0 | 0 | 0
F3_Commercial_Warehouse (WA)_Existing_Food Preparation_Natural Gas_Fryer_E9 | F3 | Commercial | Warehouse (WA) | Existing | Food Preparation | Natural Gas | Fryer | E9 | System - kBTUs of Consumption | 0 | 0 | 0 | 0 | 0 | 0 | 0 | 0 | 0 | 0 | 0 | 0 | 0 | 0 | 0 | 0 | 0 | 0 | 0 | 0 | 0 | 0 | 0 | 0 | 0 | 0 | 0
F3_Commercial_Warehouse (WA)_Existing_Food Preparation_Natural Gas_Fryer_E10 | F3 | Commercial | Warehouse (WA) | Existing | Food Preparation | Natural Gas | Fryer | E10 | System - kBTUs of Consumption | 0 | 0 | 0 | 0 | 0 | 0 | 0 | 0 | 0 | 0 | 0 | 0 | 0 | 0 | 0 | 0 | 0 | 0 | 0 | 0 | 0 | 0 | 0 | 0 | 0 | 0 | 0
F4_Commercial_Warehouse (WA)_Existing_Food Preparation_Natural Gas_Fryer_E1 | F4 | Commercial | Warehouse (WA) | Existing | Food Preparation | Natural Gas | Fryer | E1 | Utility - Cost of Equipment | 2.2016e-05 | 2.2016e-05 | 2.2016e-05 | 2.2016e-05 | 2.2016e-05 | 2.2016e-05 | 2.2016e-05 | 2.2016e-05 | 2.2016e-05 | 2.2016e-05 | 2.2016e-05 | 2.2016e-05 | 2.2016e-05 | 2.2016e-05 | 2.2016e-05 | 2.2016e-05 | 2.2016e-05 | 2.2016e-05 | 2.2016e-05 | 2.2016e-05 | 2.2016e-05 | 2.2016e-05 | 2.2016e-05 | 2.2016e-05 | 2.2016e-05 | 2.2016e-05 | 2.2016e-05
F4_Commercial_Warehouse (WA)_Existing_Food Preparation_Natural Gas_Fryer_E2 | F4 | Commercial | Warehouse (WA) | Existing | Food Preparation | Natural Gas | Fryer | E2 | Utility - Cost of Equipment | 3.2583e-05 | 3.2583e-05 | 3.2583e-05 | 3.2583e-05 | 3.2583e-05 | 3.2583e-05 | 3.2583e-05 | 3.2583e-05 | 3.2583e-05 | 3.2583e-05 | 3.2583e-05 | 3.2583e-05 | 3.2583e-05 | 3.2583e-05 | 3.2583e-05 | 3.2583e-05 | 3.2583e-05 | 3.2583e-05 | 3.2583e-05 | 3.2583e-05 | 3.2583e-05 | 3.2583e-05 | 3.2583e-05 | 3.2583e-05 | 3.2583e-05 | 3.2583e-05 | 3.2583e-05
F4_Commercial_Warehouse (WA)_Existing_Food Preparation_Natural Gas_Fryer_E3 | F4 | Commercial | Warehouse (WA) | Existing | Food Preparation | Natural Gas | Fryer | E3 | Utility - Cost of Equipment | 0 | 0 | 0 | 0 | 0 | 0 | 0 | 0 | 0 | 0 | 0 | 0 | 0 | 0 | 0 | 0 | 0 | 0 | 0 | 0 | 0 | 0 | 0 | 0 | 0 | 0 | 0
F4_Commercial_Warehouse (WA)_Existing_Food Preparation_Natural Gas_Fryer_E4 | F4 | Commercial | Warehouse (WA) | Existing | Food Preparation | Natural Gas | Fryer | E4 | Utility - Cost of Equipment | 0 | 0 | 0 | 0 | 0 | 0 | 0 | 0 | 0 | 0 | 0 | 0 | 0 | 0 | 0 | 0 | 0 | 0 | 0 | 0 | 0 | 0 | 0 | 0 | 0 | 0 | 0
F4_Commercial_Warehouse (WA)_Existing_Food Preparation_Natural Gas_Fryer_E5 | F4 | Commercial | Warehouse (WA) | Existing | Food Preparation | Natural Gas | Fryer | E5 | Utility - Cost of Equipment | 0 | 0 | 0 | 0 | 0 | 0 | 0 | 0 | 0 | 0 | 0 | 0 | 0 | 0 | 0 | 0 | 0 | 0 | 0 | 0 | 0 | 0 | 0 | 0 | 0 | 0 | 0
F4_Commercial_Warehouse (WA)_Existing_Food Preparation_Natural Gas_Fryer_E6 | F4 | Commercial | Warehouse (WA) | Existing | Food Preparation | Natural Gas | Fryer | E6 | Utility - Cost of Equipment | 0 | 0 | 0 | 0 | 0 | 0 | 0 | 0 | 0 | 0 | 0 | 0 | 0 | 0 | 0 | 0 | 0 | 0 | 0 | 0 | 0 | 0 | 0 | 0 | 0 | 0 | 0
F4_Commercial_Warehouse (WA)_Existing_Food Preparation_Natural Gas_Fryer_E7 | F4 | Commercial | Warehouse (WA) | Existing | Food Preparation | Natural Gas | Fryer | E7 | Utility - Cost of Equipment | 0 | 0 | 0 | 0 | 0 | 0 | 0 | 0 | 0 | 0 | 0 | 0 | 0 | 0 | 0 | 0 | 0 | 0 | 0 | 0 | 0 | 0 | 0 | 0 | 0 | 0 | 0
F4_Commercial_Warehouse (WA)_Existing_Food Preparation_Natural Gas_Fryer_E8 | F4 | Commercial | Warehouse (WA) | Existing | Food Preparation | Natural Gas | Fryer | E8 | Utility - Cost of Equipment | 0 | 0 | 0 | 0 | 0 | 0 | 0 | 0 | 0 | 0 | 0 | 0 | 0 | 0 | 0 | 0 | 0 | 0 | 0 | 0 | 0 | 0 | 0 | 0 | 0 | 0 | 0
F4_Commercial_Warehouse (WA)_Existing_Food Preparation_Natural Gas_Fryer_E9 | F4 | Commercial | Warehouse (WA) | Existing | Food Preparation | Natural Gas | Fryer | E9 | Utility - Cost of Equipment | 0 | 0 | 0 | 0 | 0 | 0 | 0 | 0 | 0 | 0 | 0 | 0 | 0 | 0 | 0 | 0 | 0 | 0 | 0 | 0 | 0 | 0 | 0 | 0 | 0 | 0 | 0
F4_Commercial_Warehouse (WA)_Existing_Food Preparation_Natural Gas_Fryer_E10 | F4 | Commercial | Warehouse (WA) | Existing | Food Preparation | Natural Gas | Fryer | E10 | Utility - Cost of Equipment | 0 | 0 | 0 | 0 | 0 | 0 | 0 | 0 | 0 | 0 | 0 | 0 | 0 | 0 | 0 | 0 | 0 | 0 | 0 | 0 | 0 | 0 | 0 | 0 | 0 | 0 | 0
F5_Commercial_Warehouse (WA)_Existing_Food Preparation_Natural Gas_Fryer_E1 | F5 | Commercial | Warehouse (WA) | Existing | Food Preparation | Natural Gas | Fryer | E1 | Utility - Cost of Operation | 0.0027439 | 0.002816 | 0.0028969 | 0.0029875 | 0.0030884 | 0.0032078 | 0.0033293 | 0.0034491 | 0.0035643 | 0.0036811 | 0.0037763 | 0.003866 | 0.0039621 | 0.0040565 | 0.0041423 | 0.0042235 | 0.0042975 | 0.004371 | 0.0044489 | 0.0045254 | 0.0046039 | 0.0046852 | 0.0047675 | 0.0048522 | 0.0049384 | 0.0050261 | 0.0051154
F5_Commercial_Warehouse (WA)_Existing_Food Preparation_Natural Gas_Fryer_E2 | F5 | Commercial | Warehouse (WA) | Existing | Food Preparation | Natural Gas | Fryer | E2 | Utility - Cost of Operation | 0.0018925 | 0.0019422 | 0.001998 | 0.0020605 | 0.0021301 | 0.0022124 | 0.0022963 | 0.0023788 | 0.0024583 | 0.0025389 | 0.0026045 | 0.0026664 | 0.0027327 | 0.0027978 | 0.002857 | 0.0029129 | 0.002964 | 0.0030147 | 0.0030684 | 0.0031212 | 0.0031753 | 0.0032314 | 0.0032881 | 0.0033466 | 0.003406 | 0.0034665 | 0.0035281
F5_Commercial_Warehouse (WA)_Existing_Food Preparation_Natural Gas_Fryer_E3 | F5 | Commercial | Warehouse (WA) | Existing | Food Preparation | Natural Gas | Fryer | E3 | Utility - Cost of Operation | 0 | 0 | 0 | 0 | 0 | 0 | 0 | 0 | 0 | 0 | 0 | 0 | 0 | 0 | 0 | 0 | 0 | 0 | 0 | 0 | 0 | 0 | 0 | 0 | 0 | 0 | 0
F5_Commercial_Warehouse (WA)_Existing_Food Preparation_Natural Gas_Fryer_E4 | F5 | Commercial | Warehouse (WA) | Existing | Food Preparation | Natural Gas | Fryer | E4 | Utility - Cost of Operation | 0 | 0 | 0 | 0 | 0 | 0 | 0 | 0 | 0 | 0 | 0 | 0 | 0 | 0 | 0 | 0 | 0 | 0 | 0 | 0 | 0 | 0 | 0 | 0 | 0 | 0 | 0
F5_Commercial_Warehouse (WA)_Existing_Food Preparation_Natural Gas_Fryer_E5 | F5 | Commercial | Warehouse (WA) | Existing | Food Preparation | Natural Gas | Fryer | E5 | Utility - Cost of Operation | 0 | 0 | 0 | 0 | 0 | 0 | 0 | 0 | 0 | 0 | 0 | 0 | 0 | 0 | 0 | 0 | 0 | 0 | 0 | 0 | 0 | 0 | 0 | 0 | 0 | 0 | 0
F5_Commercial_Warehouse (WA)_Existing_Food Preparation_Natural Gas_Fryer_E6 | F5 | Commercial | Warehouse (WA) | Existing | Food Preparation | Natural Gas | Fryer | E6 | Utility - Cost of Operation | 0 | 0 | 0 | 0 | 0 | 0 | 0 | 0 | 0 | 0 | 0 | 0 | 0 | 0 | 0 | 0 | 0 | 0 | 0 | 0 | 0 | 0 | 0 | 0 | 0 | 0 | 0
F5_Commercial_Warehouse (WA)_Existing_Food Preparation_Natural Gas_Fryer_E7 | F5 | Commercial | Warehouse (WA) | Existing | Food Preparation | Natural Gas | Fryer | E7 | Utility - Cost of Operation | 0 | 0 | 0 | 0 | 0 | 0 | 0 | 0 | 0 | 0 | 0 | 0 | 0 | 0 | 0 | 0 | 0 | 0 | 0 | 0 | 0 | 0 | 0 | 0 | 0 | 0 | 0
F5_Commercial_Warehouse (WA)_Existing_Food Preparation_Natural Gas_Fryer_E8 | F5 | Commercial | Warehouse (WA) | Existing | Food Preparation | Natural Gas | Fryer | E8 | Utility - Cost of Operation | 0 | 0 | 0 | 0 | 0 | 0 | 0 | 0 | 0 | 0 | 0 | 0 | 0 | 0 | 0 | 0 | 0 | 0 | 0 | 0 | 0 | 0 | 0 | 0 | 0 | 0 | 0
F5_Commercial_Warehouse (WA)_Existing_Food Preparation_Natural Gas_Fryer_E9 | F5 | Commercial | Warehouse (WA) | Existing | Food Preparation | Natural Gas | Fryer | E9 | Utility - Cost of Operation | 0 | 0 | 0 | 0 | 0 | 0 | 0 | 0 | 0 | 0 | 0 | 0 | 0 | 0 | 0 | 0 | 0 | 0 | 0 | 0 | 0 | 0 | 0 | 0 | 0 | 0 | 0
F5_Commercial_Warehouse (WA)_Existing_Food Preparation_Natural Gas_Fryer_E10 | F5 | Commercial | Warehouse (WA) | Existing | Food Preparation | Natural Gas | Fryer | E10 | Utility - Cost of Operation | 0 | 0 | 0 | 0 | 0 | 0 | 0 | 0 | 0 | 0 | 0 | 0 | 0 | 0 | 0 | 0 | 0 | 0 | 0 | 0 | 0 | 0 | 0 | 0 | 0 | 0 | 0
F6_Commercial_Warehouse (WA)_Existing_Food Preparation_Natural Gas_Fryer_E1 | F6 | Commercial | Warehouse (WA) | Existing | Food Preparation | Natural Gas | Fryer | E1 | Utility - Value of Sales | 0.0031987 | 0.003263 | 0.0033354 | 0.0034167 | 0.0035073 | 0.0036168 | 0.0037255 | 0.0038282 | 0.0039214 | 0.0040122 | 0.0041062 | 0.0041923 | 0.0042844 | 0.0043736 | 0.004452 | 0.0045241 | 0.004587 | 0.0046478 | 0.0047119 | 0.0047728 | 0.0048341 | 0.0049195 | 0.0050058 | 0.0050948 | 0.0051853 | 0.0052774 | 0.0053712
F6_Commercial_Warehouse (WA)_Existing_Food Preparation_Natural Gas_Fryer_E2 | F6 | Commercial | Warehouse (WA) | Existing | Food Preparation | Natural Gas | Fryer | E2 | Utility - Value of Sales | 0.0022062 | 0.0022505 | 0.0023004 | 0.0023565 | 0.002419 | 0.0024945 | 0.0025695 | 0.0026404 | 0.0027046 | 0.0027672 | 0.002832 | 0.0028915 | 0.0029549 | 0.0030165 | 0.0030705 | 0.0031203 | 0.0031637 | 0.0032056 | 0.0032498 | 0.0032918 | 0.0033341 | 0.003393 | 0.0034525 | 0.0035139 | 0.0035763 | 0.0036398 | 0.0037045
F6_Commercial_Warehouse (WA)_Existing_Food Preparation_Natural Gas_Fryer_E3 | F6 | Commercial | Warehouse (WA) | Existing | Food Preparation | Natural Gas | Fryer | E3 | Utility - Value of Sales | 0 | 0 | 0 | 0 | 0 | 0 | 0 | 0 | 0 | 0 | 0 | 0 | 0 | 0 | 0 | 0 | 0 | 0 | 0 | 0 | 0 | 0 | 0 | 0 | 0 | 0 | 0
F6_Commercial_Warehouse (WA)_Existing_Food Preparation_Natural Gas_Fryer_E4 | F6 | Commercial | Warehouse (WA) | Existing | Food Preparation | Natural Gas | Fryer | E4 | Utility - Value of Sales | 0 | 0 | 0 | 0 | 0 | 0 | 0 | 0 | 0 | 0 | 0 | 0 | 0 | 0 | 0 | 0 | 0 | 0 | 0 | 0 | 0 | 0 | 0 | 0 | 0 | 0 | 0
F6_Commercial_Warehouse (WA)_Existing_Food Preparation_Natural Gas_Fryer_E5 | F6 | Commercial | Warehouse (WA) | Existing | Food Preparation | Natural Gas | Fryer | E5 | Utility - Value of Sales | 0 | 0 | 0 | 0 | 0 | 0 | 0 | 0 | 0 | 0 | 0 | 0 | 0 | 0 | 0 | 0 | 0 | 0 | 0 | 0 | 0 | 0 | 0 | 0 | 0 | 0 | 0
F6_Commercial_Warehouse (WA)_Existing_Food Preparation_Natural Gas_Fryer_E6 | F6 | Commercial | Warehouse (WA) | Existing | Food Preparation | Natural Gas | Fryer | E6 | Utility - Value of Sales | 0 | 0 | 0 | 0 | 0 | 0 | 0 | 0 | 0 | 0 | 0 | 0 | 0 | 0 | 0 | 0 | 0 | 0 | 0 | 0 | 0 | 0 | 0 | 0 | 0 | 0 | 0
F6_Commercial_Warehouse (WA)_Existing_Food Preparation_Natural Gas_Fryer_E7 | F6 | Commercial | Warehouse (WA) | Existing | Food Preparation | Natural Gas | Fryer | E7 | Utility - Value of Sales | 0 | 0 | 0 | 0 | 0 | 0 | 0 | 0 | 0 | 0 | 0 | 0 | 0 | 0 | 0 | 0 | 0 | 0 | 0 | 0 | 0 | 0 | 0 | 0 | 0 | 0 | 0
F6_Commercial_Warehouse (WA)_Existing_Food Preparation_Natural Gas_Fryer_E8 | F6 | Commercial | Warehouse (WA) | Existing | Food Preparation | Natural Gas | Fryer | E8 | Utility - Value of Sales | 0 | 0 | 0 | 0 | 0 | 0 | 0 | 0 | 0 | 0 | 0 | 0 | 0 | 0 | 0 | 0 | 0 | 0 | 0 | 0 | 0 | 0 | 0 | 0 | 0 | 0 | 0
F6_Commercial_Warehouse (WA)_Existing_Food Preparation_Natural Gas_Fryer_E9 | F6 | Commercial | Warehouse (WA) | Existing | Food Preparation | Natural Gas | Fryer | E9 | Utility - Value of Sales | 0 | 0 | 0 | 0 | 0 | 0 | 0 | 0 | 0 | 0 | 0 | 0 | 0 | 0 | 0 | 0 | 0 | 0 | 0 | 0 | 0 | 0 | 0 | 0 | 0 | 0 | 0
F6_Commercial_Warehouse (WA)_Existing_Food Preparation_Natural Gas_Fryer_E10 | F6 | Commercial | Warehouse (WA) | Existing | Food Preparation | Natural Gas | Fryer | E10 | Utility - Value of Sales | 0 | 0 | 0 | 0 | 0 | 0 | 0 | 0 | 0 | 0 | 0 | 0 | 0 | 0 | 0 | 0 | 0 | 0 | 0 | 0 | 0 | 0 | 0 | 0 | 0 | 0 | 0
F1_Commercial_Warehouse (WA)_Existing_Food Preparation_Natural Gas_Broiler_E1 | F1 | Commercial | Warehouse (WA) | Existing | Food Preparation | Natural Gas | Broiler | E1 | RVT - Cost of Equipment | 0.0015993 | 0.0015993 | 0.0015993 | 0.0015993 | 0.0015993 | 0.0015993 | 0.0015993 | 0.0015993 | 0.0015993 | 0.0015993 | 0.0015993 | 0.0015993 | 0.0015993 | 0.0015993 | 0.0015993 | 0.0015993 | 0.0015993 | 0.0015993 | 0.0015993 | 0.0015993 | 0.0015993 | 0.0015993 | 0.0015993 | 0.0015993 | 0.0015993 | 0.0015993 | 0.0015993
F1_Commercial_Warehouse (WA)_Existing_Food Preparation_Natural Gas_Broiler_E2 | F1 | Commercial | Warehouse (WA) | Existing | Food Preparation | Natural Gas | Broiler | E2 | RVT - Cost of Equipment | 0.002239 | 0.002239 | 0.002239 | 0.002239 | 0.002239 | 0.002239 | 0.002239 | 0.002239 | 0.002239 | 0.002239 | 0.002239 | 0.002239 | 0.002239 | 0.002239 | 0.002239 | 0.002239 | 0.002239 | 0.002239 | 0.002239 | 0.002239 | 0.002239 | 0.002239 | 0.002239 | 0.002239 | 0.002239 | 0.002239 | 0.002239
F1_Commercial_Warehouse (WA)_Existing_Food Preparation_Natural Gas_Broiler_E3 | F1 | Commercial | Warehouse (WA) | Existing | Food Preparation | Natural Gas | Broiler | E3 | RVT - Cost of Equipment | 0 | 0 | 0 | 0 | 0 | 0 | 0 | 0 | 0 | 0 | 0 | 0 | 0 | 0 | 0 | 0 | 0 | 0 | 0 | 0 | 0 | 0 | 0 | 0 | 0 | 0 | 0
F1_Commercial_Warehouse (WA)_Existing_Food Preparation_Natural Gas_Broiler_E4 | F1 | Commercial | Warehouse (WA) | Existing | Food Preparation | Natural Gas | Broiler | E4 | RVT - Cost of Equipment | 0 | 0 | 0 | 0 | 0 | 0 | 0 | 0 | 0 | 0 | 0 | 0 | 0 | 0 | 0 | 0 | 0 | 0 | 0 | 0 | 0 | 0 | 0 | 0 | 0 | 0 | 0
F1_Commercial_Warehouse (WA)_Existing_Food Preparation_Natural Gas_Broiler_E5 | F1 | Commercial | Warehouse (WA) | Existing | Food Preparation | Natural Gas | Broiler | E5 | RVT - Cost of Equipment | 0 | 0 | 0 | 0 | 0 | 0 | 0 | 0 | 0 | 0 | 0 | 0 | 0 | 0 | 0 | 0 | 0 | 0 | 0 | 0 | 0 | 0 | 0 | 0 | 0 | 0 | 0
F1_Commercial_Warehouse (WA)_Existing_Food Preparation_Natural Gas_Broiler_E6 | F1 | Commercial | Warehouse (WA) | Existing | Food Preparation | Natural Gas | Broiler | E6 | RVT - Cost of Equipment | 0 | 0 | 0 | 0 | 0 | 0 | 0 | 0 | 0 | 0 | 0 | 0 | 0 | 0 | 0 | 0 | 0 | 0 | 0 | 0 | 0 | 0 | 0 | 0 | 0 | 0 | 0
F1_Commercial_Warehouse (WA)_Existing_Food Preparation_Natural Gas_Broiler_E7 | F1 | Commercial | Warehouse (WA) | Existing | Food Preparation | Natural Gas | Broiler | E7 | RVT - Cost of Equipment | 0 | 0 | 0 | 0 | 0 | 0 | 0 | 0 | 0 | 0 | 0 | 0 | 0 | 0 | 0 | 0 | 0 | 0 | 0 | 0 | 0 | 0 | 0 | 0 | 0 | 0 | 0
F1_Commercial_Warehouse (WA)_Existing_Food Preparation_Natural Gas_Broiler_E8 | F1 | Commercial | Warehouse (WA) | Existing | Food Preparation | Natural Gas | Broiler | E8 | RVT - Cost of Equipment | 0 | 0 | 0 | 0 | 0 | 0 | 0 | 0 | 0 | 0 | 0 | 0 | 0 | 0 | 0 | 0 | 0 | 0 | 0 | 0 | 0 | 0 | 0 | 0 | 0 | 0 | 0
F1_Commercial_Warehouse (WA)_Existing_Food Preparation_Natural Gas_Broiler_E9 | F1 | Commercial | Warehouse (WA) | Existing | Food Preparation | Natural Gas | Broiler | E9 | RVT - Cost of Equipment | 0 | 0 | 0 | 0 | 0 | 0 | 0 | 0 | 0 | 0 | 0 | 0 | 0 | 0 | 0 | 0 | 0 | 0 | 0 | 0 | 0 | 0 | 0 | 0 | 0 | 0 | 0
F1_Commercial_Warehouse (WA)_Existing_Food Preparation_Natural Gas_Broiler_E10 | F1 | Commercial | Warehouse (WA) | Existing | Food Preparation | Natural Gas | Broiler | E10 | RVT - Cost of Equipment | 0 | 0 | 0 | 0 | 0 | 0 | 0 | 0 | 0 | 0 | 0 | 0 | 0 | 0 | 0 | 0 | 0 | 0 | 0 | 0 | 0 | 0 | 0 | 0 | 0 | 0 | 0
F2_Commercial_Warehouse (WA)_Existing_Food Preparation_Natural Gas_Broiler_E1 | F2 | Commercial | Warehouse (WA) | Existing | Food Preparation | Natural Gas | Broiler | E1 | RVT - Cost of Operation | 0.0031689 | 0.0032288 | 0.003299 | 0.0033809 | 0.0034748 | 0.0035919 | 0.0037093 | 0.0038208 | 0.0039218 | 0.0040196 | 0.004121 | 0.0042132 | 0.0043104 | 0.0044025 | 0.0044816 | 0.004553 | 0.0046135 | 0.0046712 | 0.0047325 | 0.0047898 | 0.0048473 | 0.0049329 | 0.0050193 | 0.0051085 | 0.0051992 | 0.0052916 | 0.0053856
F2_Commercial_Warehouse (WA)_Existing_Food Preparation_Natural Gas_Broiler_E2 | F2 | Commercial | Warehouse (WA) | Existing | Food Preparation | Natural Gas | Broiler | E2 | RVT - Cost of Operation | 0.0027028 | 0.0027539 | 0.0028138 | 0.0028837 | 0.0029637 | 0.0030636 | 0.0031638 | 0.0032589 | 0.003345 | 0.0034284 | 0.0035149 | 0.0035935 | 0.0036765 | 0.003755 | 0.0038225 | 0.0038834 | 0.0039349 | 0.0039841 | 0.0040365 | 0.0040854 | 0.0041344 | 0.0042074 | 0.0042811 | 0.0043571 | 0.0044346 | 0.0045133 | 0.0045935
F2_Commercial_Warehouse (WA)_Existing_Food Preparation_Natural Gas_Broiler_E3 | F2 | Commercial | Warehouse (WA) | Existing | Food Preparation | Natural Gas | Broiler | E3 | RVT - Cost of Operation | 0 | 0 | 0 | 0 | 0 | 0 | 0 | 0 | 0 | 0 | 0 | 0 | 0 | 0 | 0 | 0 | 0 | 0 | 0 | 0 | 0 | 0 | 0 | 0 | 0 | 0 | 0
F2_Commercial_Warehouse (WA)_Existing_Food Preparation_Natural Gas_Broiler_E4 | F2 | Commercial | Warehouse (WA) | Existing | Food Preparation | Natural Gas | Broiler | E4 | RVT - Cost of Operation | 0 | 0 | 0 | 0 | 0 | 0 | 0 | 0 | 0 | 0 | 0 | 0 | 0 | 0 | 0 | 0 | 0 | 0 | 0 | 0 | 0 | 0 | 0 | 0 | 0 | 0 | 0
F2_Commercial_Warehouse (WA)_Existing_Food Preparation_Natural Gas_Broiler_E5 | F2 | Commercial | Warehouse (WA) | Existing | Food Preparation | Natural Gas | Broiler | E5 | RVT - Cost of Operation | 0 | 0 | 0 | 0 | 0 | 0 | 0 | 0 | 0 | 0 | 0 | 0 | 0 | 0 | 0 | 0 | 0 | 0 | 0 | 0 | 0 | 0 | 0 | 0 | 0 | 0 | 0
F2_Commercial_Warehouse (WA)_Existing_Food Preparation_Natural Gas_Broiler_E6 | F2 | Commercial | Warehouse (WA) | Existing | Food Preparation | Natural Gas | Broiler | E6 | RVT - Cost of Operation | 0 | 0 | 0 | 0 | 0 | 0 | 0 | 0 | 0 | 0 | 0 | 0 | 0 | 0 | 0 | 0 | 0 | 0 | 0 | 0 | 0 | 0 | 0 | 0 | 0 | 0 | 0
F2_Commercial_Warehouse (WA)_Existing_Food Preparation_Natural Gas_Broiler_E7 | F2 | Commercial | Warehouse (WA) | Existing | Food Preparation | Natural Gas | Broiler | E7 | RVT - Cost of Operation | 0 | 0 | 0 | 0 | 0 | 0 | 0 | 0 | 0 | 0 | 0 | 0 | 0 | 0 | 0 | 0 | 0 | 0 | 0 | 0 | 0 | 0 | 0 | 0 | 0 | 0 | 0
F2_Commercial_Warehouse (WA)_Existing_Food Preparation_Natural Gas_Broiler_E8 | F2 | Commercial | Warehouse (WA) | Existing | Food Preparation | Natural Gas | Broiler | E8 | RVT - Cost of Operation | 0 | 0 | 0 | 0 | 0 | 0 | 0 | 0 | 0 | 0 | 0 | 0 | 0 | 0 | 0 | 0 | 0 | 0 | 0 | 0 | 0 | 0 | 0 | 0 | 0 | 0 | 0
F2_Commercial_Warehouse (WA)_Existing_Food Preparation_Natural Gas_Broiler_E9 | F2 | Commercial | Warehouse (WA) | Existing | Food Preparation | Natural Gas | Broiler | E9 | RVT - Cost of Operation | 0 | 0 | 0 | 0 | 0 | 0 | 0 | 0 | 0 | 0 | 0 | 0 | 0 | 0 | 0 | 0 | 0 | 0 | 0 | 0 | 0 | 0 | 0 | 0 | 0 | 0 | 0
F2_Commercial_Warehouse (WA)_Existing_Food Preparation_Natural Gas_Broiler_E10 | F2 | Commercial | Warehouse (WA) | Existing | Food Preparation | Natural Gas | Broiler | E10 | RVT - Cost of Operation | 0 | 0 | 0 | 0 | 0 | 0 | 0 | 0 | 0 | 0 | 0 | 0 | 0 | 0 | 0 | 0 | 0 | 0 | 0 | 0 | 0 | 0 | 0 | 0 | 0 | 0 | 0
F3_Commercial_Warehouse (WA)_Existing_Food Preparation_Natural Gas_Broiler_E1 | F3 | Commercial | Warehouse (WA) | Existing | Food Preparation | Natural Gas | Broiler | E1 | System - kBTUs of Consumption | 0.75598 | 0.75598 | 0.75598 | 0.75598 | 0.75598 | 0.75598 | 0.75598 | 0.75598 | 0.75598 | 0.75598 | 0.75598 | 0.75598 | 0.75598 | 0.75598 | 0.75598 | 0.75598 | 0.75598 | 0.75598 | 0.75598 | 0.75598 | 0.75598 | 0.75598 | 0.75598 | 0.75598 | 0.75598 | 0.75598 | 0.75598
F3_Commercial_Warehouse (WA)_Existing_Food Preparation_Natural Gas_Broiler_E2 | F3 | Commercial | Warehouse (WA) | Existing | Food Preparation | Natural Gas | Broiler | E2 | System - kBTUs of Consumption | 0.64479 | 0.64479 | 0.64479 | 0.64479 | 0.64479 | 0.64479 | 0.64479 | 0.64479 | 0.64479 | 0.64479 | 0.64479 | 0.64479 | 0.64479 | 0.64479 | 0.64479 | 0.64479 | 0.64479 | 0.64479 | 0.64479 | 0.64479 | 0.64479 | 0.64479 | 0.64479 | 0.64479 | 0.64479 | 0.64479 | 0.64479
F3_Commercial_Warehouse (WA)_Existing_Food Preparation_Natural Gas_Broiler_E3 | F3 | Commercial | Warehouse (WA) | Existing | Food Preparation | Natural Gas | Broiler | E3 | System - kBTUs of Consumption | 0 | 0 | 0 | 0 | 0 | 0 | 0 | 0 | 0 | 0 | 0 | 0 | 0 | 0 | 0 | 0 | 0 | 0 | 0 | 0 | 0 | 0 | 0 | 0 | 0 | 0 | 0
F3_Commercial_Warehouse (WA)_Existing_Food Preparation_Natural Gas_Broiler_E4 | F3 | Commercial | Warehouse (WA) | Existing | Food Preparation | Natural Gas | Broiler | E4 | System - kBTUs of Consumption | 0 | 0 | 0 | 0 | 0 | 0 | 0 | 0 | 0 | 0 | 0 | 0 | 0 | 0 | 0 | 0 | 0 | 0 | 0 | 0 | 0 | 0 | 0 | 0 | 0 | 0 | 0
F3_Commercial_Warehouse (WA)_Existing_Food Preparation_Natural Gas_Broiler_E5 | F3 | Commercial | Warehouse (WA) | Existing | Food Preparation | Natural Gas | Broiler | E5 | System - kBTUs of Consumption | 0 | 0 | 0 | 0 | 0 | 0 | 0 | 0 | 0 | 0 | 0 | 0 | 0 | 0 | 0 | 0 | 0 | 0 | 0 | 0 | 0 | 0 | 0 | 0 | 0 | 0 | 0
F3_Commercial_Warehouse (WA)_Existing_Food Preparation_Natural Gas_Broiler_E6 | F3 | Commercial | Warehouse (WA) | Existing | Food Preparation | Natural Gas | Broiler | E6 | System - kBTUs of Consumption | 0 | 0 | 0 | 0 | 0 | 0 | 0 | 0 | 0 | 0 | 0 | 0 | 0 | 0 | 0 | 0 | 0 | 0 | 0 | 0 | 0 | 0 | 0 | 0 | 0 | 0 | 0
F3_Commercial_Warehouse (WA)_Existing_Food Preparation_Natural Gas_Broiler_E7 | F3 | Commercial | Warehouse (WA) | Existing | Food Preparation | Natural Gas | Broiler | E7 | System - kBTUs of Consumption | 0 | 0 | 0 | 0 | 0 | 0 | 0 | 0 | 0 | 0 | 0 | 0 | 0 | 0 | 0 | 0 | 0 | 0 | 0 | 0 | 0 | 0 | 0 | 0 | 0 | 0 | 0
F3_Commercial_Warehouse (WA)_Existing_Food Preparation_Natural Gas_Broiler_E8 | F3 | Commercial | Warehouse (WA) | Existing | Food Preparation | Natural Gas | Broiler | E8 | System - kBTUs of Consumption | 0 | 0 | 0 | 0 | 0 | 0 | 0 | 0 | 0 | 0 | 0 | 0 | 0 | 0 | 0 | 0 | 0 | 0 | 0 | 0 | 0 | 0 | 0 | 0 | 0 | 0 | 0
F3_Commercial_Warehouse (WA)_Existing_Food Preparation_Natural Gas_Broiler_E9 | F3 | Commercial | Warehouse (WA) | Existing | Food Preparation | Natural Gas | Broiler | E9 | System - kBTUs of Consumption | 0 | 0 | 0 | 0 | 0 | 0 | 0 | 0 | 0 | 0 | 0 | 0 | 0 | 0 | 0 | 0 | 0 | 0 | 0 | 0 | 0 | 0 | 0 | 0 | 0 | 0 | 0
F3_Commercial_Warehouse (WA)_Existing_Food Preparation_Natural Gas_Broiler_E10 | F3 | Commercial | Warehouse (WA) | Existing | Food Preparation | Natural Gas | Broiler | E10 | System - kBTUs of Consumption | 0 | 0 | 0 | 0 | 0 | 0 | 0 | 0 | 0 | 0 | 0 | 0 | 0 | 0 | 0 | 0 | 0 | 0 | 0 | 0 | 0 | 0 | 0 | 0 | 0 | 0 | 0
F4_Commercial_Warehouse (WA)_Existing_Food Preparation_Natural Gas_Broiler_E1 | F4 | Commercial | Warehouse (WA) | Existing | Food Preparation | Natural Gas | Broiler | E1 | Utility - Cost of Equipment | 0.0015993 | 0.0015993 | 0.0015993 | 0.0015993 | 0.0015993 | 0.0015993 | 0.0015993 | 0.0015993 | 0.0015993 | 0.0015993 | 0.0015993 | 0.0015993 | 0.0015993 | 0.0015993 | 0.0015993 | 0.0015993 | 0.0015993 | 0.0015993 | 0.0015993 | 0.0015993 | 0.0015993 | 0.0015993 | 0.0015993 | 0.0015993 | 0.0015993 | 0.0015993 | 0.0015993
F4_Commercial_Warehouse (WA)_Existing_Food Preparation_Natural Gas_Broiler_E2 | F4 | Commercial | Warehouse (WA) | Existing | Food Preparation | Natural Gas | Broiler | E2 | Utility - Cost of Equipment | 0.002239 | 0.002239 | 0.002239 | 0.002239 | 0.002239 | 0.002239 | 0.002239 | 0.002239 | 0.002239 | 0.002239 | 0.002239 | 0.002239 | 0.002239 | 0.002239 | 0.002239 | 0.002239 | 0.002239 | 0.002239 | 0.002239 | 0.002239 | 0.002239 | 0.002239 | 0.002239 | 0.002239 | 0.002239 | 0.002239 | 0.002239
F4_Commercial_Warehouse (WA)_Existing_Food Preparation_Natural Gas_Broiler_E3 | F4 | Commercial | Warehouse (WA) | Existing | Food Preparation | Natural Gas | Broiler | E3 | Utility - Cost of Equipment | 0 | 0 | 0 | 0 | 0 | 0 | 0 | 0 | 0 | 0 | 0 | 0 | 0 | 0 | 0 | 0 | 0 | 0 | 0 | 0 | 0 | 0 | 0 | 0 | 0 | 0 | 0
F4_Commercial_Warehouse (WA)_Existing_Food Preparation_Natural Gas_Broiler_E4 | F4 | Commercial | Warehouse (WA) | Existing | Food Preparation | Natural Gas | Broiler | E4 | Utility - Cost of Equipment | 0 | 0 | 0 | 0 | 0 | 0 | 0 | 0 | 0 | 0 | 0 | 0 | 0 | 0 | 0 | 0 | 0 | 0 | 0 | 0 | 0 | 0 | 0 | 0 | 0 | 0 | 0
F4_Commercial_Warehouse (WA)_Existing_Food Preparation_Natural Gas_Broiler_E5 | F4 | Commercial | Warehouse (WA) | Existing | Food Preparation | Natural Gas | Broiler | E5 | Utility - Cost of Equipment | 0 | 0 | 0 | 0 | 0 | 0 | 0 | 0 | 0 | 0 | 0 | 0 | 0 | 0 | 0 | 0 | 0 | 0 | 0 | 0 | 0 | 0 | 0 | 0 | 0 | 0 | 0
F4_Commercial_Warehouse (WA)_Existing_Food Preparation_Natural Gas_Broiler_E6 | F4 | Commercial | Warehouse (WA) | Existing | Food Preparation | Natural Gas | Broiler | E6 | Utility - Cost of Equipment | 0 | 0 | 0 | 0 | 0 | 0 | 0 | 0 | 0 | 0 | 0 | 0 | 0 | 0 | 0 | 0 | 0 | 0 | 0 | 0 | 0 | 0 | 0 | 0 | 0 | 0 | 0
F4_Commercial_Warehouse (WA)_Existing_Food Preparation_Natural Gas_Broiler_E7 | F4 | Commercial | Warehouse (WA) | Existing | Food Preparation | Natural Gas | Broiler | E7 | Utility - Cost of Equipment | 0 | 0 | 0 | 0 | 0 | 0 | 0 | 0 | 0 | 0 | 0 | 0 | 0 | 0 | 0 | 0 | 0 | 0 | 0 | 0 | 0 | 0 | 0 | 0 | 0 | 0 | 0
F4_Commercial_Warehouse (WA)_Existing_Food Preparation_Natural Gas_Broiler_E8 | F4 | Commercial | Warehouse (WA) | Existing | Food Preparation | Natural Gas | Broiler | E8 | Utility - Cost of Equipment | 0 | 0 | 0 | 0 | 0 | 0 | 0 | 0 | 0 | 0 | 0 | 0 | 0 | 0 | 0 | 0 | 0 | 0 | 0 | 0 | 0 | 0 | 0 | 0 | 0 | 0 | 0
F4_Commercial_Warehouse (WA)_Existing_Food Preparation_Natural Gas_Broiler_E9 | F4 | Commercial | Warehouse (WA) | Existing | Food Preparation | Natural Gas | Broiler | E9 | Utility - Cost of Equipment | 0 | 0 | 0 | 0 | 0 | 0 | 0 | 0 | 0 | 0 | 0 | 0 | 0 | 0 | 0 | 0 | 0 | 0 | 0 | 0 | 0 | 0 | 0 | 0 | 0 | 0 | 0
F4_Commercial_Warehouse (WA)_Existing_Food Preparation_Natural Gas_Broiler_E10 | F4 | Commercial | Warehouse (WA) | Existing | Food Preparation | Natural Gas | Broiler | E10 | Utility - Cost of Equipment | 0 | 0 | 0 | 0 | 0 | 0 | 0 | 0 | 0 | 0 | 0 | 0 | 0 | 0 | 0 | 0 | 0 | 0 | 0 | 0 | 0 | 0 | 0 | 0 | 0 | 0 | 0
F5_Commercial_Warehouse (WA)_Existing_Food Preparation_Natural Gas_Broiler_E1 | F5 | Commercial | Warehouse (WA) | Existing | Food Preparation | Natural Gas | Broiler | E1 | Utility - Cost of Operation | 0.0026905 | 0.0027583 | 0.0028387 | 0.0029307 | 0.0030348 | 0.0031615 | 0.0032919 | 0.003421 | 0.0035453 | 0.0036713 | 0.0037716 | 0.0038656 | 0.0039665 | 0.0040653 | 0.0041537 | 0.0042363 | 0.0043105 | 0.0043837 | 0.0044619 | 0.0045381 | 0.0046165 | 0.004698 | 0.0047803 | 0.0048652 | 0.0049517 | 0.0050396 | 0.0051292
F5_Commercial_Warehouse (WA)_Existing_Food Preparation_Natural Gas_Broiler_E2 | F5 | Commercial | Warehouse (WA) | Existing | Food Preparation | Natural Gas | Broiler | E2 | Utility - Cost of Operation | 0.0022948 | 0.0023526 | 0.0024212 | 0.0024997 | 0.0025885 | 0.0026965 | 0.0028077 | 0.0029179 | 0.0030239 | 0.0031314 | 0.0032169 | 0.003297 | 0.0033831 | 0.0034674 | 0.0035428 | 0.0036133 | 0.0036765 | 0.0037389 | 0.0038056 | 0.0038707 | 0.0039375 | 0.004007 | 0.0040772 | 0.0041497 | 0.0042234 | 0.0042984 | 0.0043748
F5_Commercial_Warehouse (WA)_Existing_Food Preparation_Natural Gas_Broiler_E3 | F5 | Commercial | Warehouse (WA) | Existing | Food Preparation | Natural Gas | Broiler | E3 | Utility - Cost of Operation | 0 | 0 | 0 | 0 | 0 | 0 | 0 | 0 | 0 | 0 | 0 | 0 | 0 | 0 | 0 | 0 | 0 | 0 | 0 | 0 | 0 | 0 | 0 | 0 | 0 | 0 | 0
F5_Commercial_Warehouse (WA)_Existing_Food Preparation_Natural Gas_Broiler_E4 | F5 | Commercial | Warehouse (WA) | Existing | Food Preparation | Natural Gas | Broiler | E4 | Utility - Cost of Operation | 0 | 0 | 0 | 0 | 0 | 0 | 0 | 0 | 0 | 0 | 0 | 0 | 0 | 0 | 0 | 0 | 0 | 0 | 0 | 0 | 0 | 0 | 0 | 0 | 0 | 0 | 0
F5_Commercial_Warehouse (WA)_Existing_Food Preparation_Natural Gas_Broiler_E5 | F5 | Commercial | Warehouse (WA) | Existing | Food Preparation | Natural Gas | Broiler | E5 | Utility - Cost of Operation | 0 | 0 | 0 | 0 | 0 | 0 | 0 | 0 | 0 | 0 | 0 | 0 | 0 | 0 | 0 | 0 | 0 | 0 | 0 | 0 | 0 | 0 | 0 | 0 | 0 | 0 | 0
F5_Commercial_Warehouse (WA)_Existing_Food Preparation_Natural Gas_Broiler_E6 | F5 | Commercial | Warehouse (WA) | Existing | Food Preparation | Natural Gas | Broiler | E6 | Utility - Cost of Operation | 0 | 0 | 0 | 0 | 0 | 0 | 0 | 0 | 0 | 0 | 0 | 0 | 0 | 0 | 0 | 0 | 0 | 0 | 0 | 0 | 0 | 0 | 0 | 0 | 0 | 0 | 0
F5_Commercial_Warehouse (WA)_Existing_Food Preparation_Natural Gas_Broiler_E7 | F5 | Commercial | Warehouse (WA) | Existing | Food Preparation | Natural Gas | Broiler | E7 | Utility - Cost of Operation | 0 | 0 | 0 | 0 | 0 | 0 | 0 | 0 | 0 | 0 | 0 | 0 | 0 | 0 | 0 | 0 | 0 | 0 | 0 | 0 | 0 | 0 | 0 | 0 | 0 | 0 | 0
F5_Commercial_Warehouse (WA)_Existing_Food Preparation_Natural Gas_Broiler_E8 | F5 | Commercial | Warehouse (WA) | Existing | Food Preparation | Natural Gas | Broiler | E8 | Utility - Cost of Operation | 0 | 0 | 0 | 0 | 0 | 0 | 0 | 0 | 0 | 0 | 0 | 0 | 0 | 0 | 0 | 0 | 0 | 0 | 0 | 0 | 0 | 0 | 0 | 0 | 0 | 0 | 0
F5_Commercial_Warehouse (WA)_Existing_Food Preparation_Natural Gas_Broiler_E9 | F5 | Commercial | Warehouse (WA) | Existing | Food Preparation | Natural Gas | Broiler | E9 | Utility - Cost of Operation | 0 | 0 | 0 | 0 | 0 | 0 | 0 | 0 | 0 | 0 | 0 | 0 | 0 | 0 | 0 | 0 | 0 | 0 | 0 | 0 | 0 | 0 | 0 | 0 | 0 | 0 | 0
F5_Commercial_Warehouse (WA)_Existing_Food Preparation_Natural Gas_Broiler_E10 | F5 | Commercial | Warehouse (WA) | Existing | Food Preparation | Natural Gas | Broiler | E10 | Utility - Cost of Operation | 0 | 0 | 0 | 0 | 0 | 0 | 0 | 0 | 0 | 0 | 0 | 0 | 0 | 0 | 0 | 0 | 0 | 0 | 0 | 0 | 0 | 0 | 0 | 0 | 0 | 0 | 0
F6_Commercial_Warehouse (WA)_Existing_Food Preparation_Natural Gas_Broiler_E1 | F6 | Commercial | Warehouse (WA) | Existing | Food Preparation | Natural Gas | Broiler | E1 | Utility - Value of Sales | 0.0031689 | 0.0032288 | 0.003299 | 0.0033809 | 0.0034748 | 0.0035919 | 0.0037093 | 0.0038208 | 0.0039218 | 0.0040196 | 0.004121 | 0.0042132 | 0.0043104 | 0.0044025 | 0.0044816 | 0.004553 | 0.0046135 | 0.0046712 | 0.0047325 | 0.0047898 | 0.0048473 | 0.0049329 | 0.0050193 | 0.0051085 | 0.0051992 | 0.0052916 | 0.0053856
F6_Commercial_Warehouse (WA)_Existing_Food Preparation_Natural Gas_Broiler_E2 | F6 | Commercial | Warehouse (WA) | Existing | Food Preparation | Natural Gas | Broiler | E2 | Utility - Value of Sales | 0.0027028 | 0.0027539 | 0.0028138 | 0.0028837 | 0.0029637 | 0.0030636 | 0.0031638 | 0.0032589 | 0.003345 | 0.0034284 | 0.0035149 | 0.0035935 | 0.0036765 | 0.003755 | 0.0038225 | 0.0038834 | 0.0039349 | 0.0039841 | 0.0040365 | 0.0040854 | 0.0041344 | 0.0042074 | 0.0042811 | 0.0043571 | 0.0044346 | 0.0045133 | 0.0045935
F6_Commercial_Warehouse (WA)_Existing_Food Preparation_Natural Gas_Broiler_E3 | F6 | Commercial | Warehouse (WA) | Existing | Food Preparation | Natural Gas | Broiler | E3 | Utility - Value of Sales | 0 | 0 | 0 | 0 | 0 | 0 | 0 | 0 | 0 | 0 | 0 | 0 | 0 | 0 | 0 | 0 | 0 | 0 | 0 | 0 | 0 | 0 | 0 | 0 | 0 | 0 | 0
F6_Commercial_Warehouse (WA)_Existing_Food Preparation_Natural Gas_Broiler_E4 | F6 | Commercial | Warehouse (WA) | Existing | Food Preparation | Natural Gas | Broiler | E4 | Utility - Value of Sales | 0 | 0 | 0 | 0 | 0 | 0 | 0 | 0 | 0 | 0 | 0 | 0 | 0 | 0 | 0 | 0 | 0 | 0 | 0 | 0 | 0 | 0 | 0 | 0 | 0 | 0 | 0
F6_Commercial_Warehouse (WA)_Existing_Food Preparation_Natural Gas_Broiler_E5 | F6 | Commercial | Warehouse (WA) | Existing | Food Preparation | Natural Gas | Broiler | E5 | Utility - Value of Sales | 0 | 0 | 0 | 0 | 0 | 0 | 0 | 0 | 0 | 0 | 0 | 0 | 0 | 0 | 0 | 0 | 0 | 0 | 0 | 0 | 0 | 0 | 0 | 0 | 0 | 0 | 0
F6_Commercial_Warehouse (WA)_Existing_Food Preparation_Natural Gas_Broiler_E6 | F6 | Commercial | Warehouse (WA) | Existing | Food Preparation | Natural Gas | Broiler | E6 | Utility - Value of Sales | 0 | 0 | 0 | 0 | 0 | 0 | 0 | 0 | 0 | 0 | 0 | 0 | 0 | 0 | 0 | 0 | 0 | 0 | 0 | 0 | 0 | 0 | 0 | 0 | 0 | 0 | 0
F6_Commercial_Warehouse (WA)_Existing_Food Preparation_Natural Gas_Broiler_E7 | F6 | Commercial | Warehouse (WA) | Existing | Food Preparation | Natural Gas | Broiler | E7 | Utility - Value of Sales | 0 | 0 | 0 | 0 | 0 | 0 | 0 | 0 | 0 | 0 | 0 | 0 | 0 | 0 | 0 | 0 | 0 | 0 | 0 | 0 | 0 | 0 | 0 | 0 | 0 | 0 | 0
F6_Commercial_Warehouse (WA)_Existing_Food Preparation_Natural Gas_Broiler_E8 | F6 | Commercial | Warehouse (WA) | Existing | Food Preparation | Natural Gas | Broiler | E8 | Utility - Value of Sales | 0 | 0 | 0 | 0 | 0 | 0 | 0 | 0 | 0 | 0 | 0 | 0 | 0 | 0 | 0 | 0 | 0 | 0 | 0 | 0 | 0 | 0 | 0 | 0 | 0 | 0 | 0
F6_Commercial_Warehouse (WA)_Existing_Food Preparation_Natural Gas_Broiler_E9 | F6 | Commercial | Warehouse (WA) | Existing | Food Preparation | Natural Gas | Broiler | E9 | Utility - Value of Sales | 0 | 0 | 0 | 0 | 0 | 0 | 0 | 0 | 0 | 0 | 0 | 0 | 0 | 0 | 0 | 0 | 0 | 0 | 0 | 0 | 0 | 0 | 0 | 0 | 0 | 0 | 0
F6_Commercial_Warehouse (WA)_Existing_Food Preparation_Natural Gas_Broiler_E10 | F6 | Commercial | Warehouse (WA) | Existing | Food Preparation | Natural Gas | Broiler | E10 | Utility - Value of Sales | 0 | 0 | 0 | 0 | 0 | 0 | 0 | 0 | 0 | 0 | 0 | 0 | 0 | 0 | 0 | 0 | 0 | 0 | 0 | 0 | 0 | 0 | 0 | 0 | 0 | 0 | 0
F1_Commercial_Warehouse (WA)_Existing_Food Preparation_Natural Gas_Griddle_E1 | F1 | Commercial | Warehouse (WA) | Existing | Food Preparation | Natural Gas | Griddle | E1 | RVT - Cost of Equipment | 4.6938e-05 | 4.6938e-05 | 4.6938e-05 | 4.6938e-05 | 4.6938e-05 | 4.6938e-05 | 4.6938e-05 | 4.6938e-05 | 4.6938e-05 | 4.6938e-05 | 4.6938e-05 | 4.6938e-05 | 4.6938e-05 | 4.6938e-05 | 4.6938e-05 | 4.6938e-05 | 4.6938e-05 | 4.6938e-05 | 4.6938e-05 | 4.6938e-05 | 4.6938e-05 | 4.6938e-05 | 4.6938e-05 | 4.6938e-05 | 4.6938e-05 | 4.6938e-05 | 4.6938e-05
F1_Commercial_Warehouse (WA)_Existing_Food Preparation_Natural Gas_Griddle_E2 | F1 | Commercial | Warehouse (WA) | Existing | Food Preparation | Natural Gas | Griddle | E2 | RVT - Cost of Equipment | 5.0219e-05 | 5.0219e-05 | 5.0219e-05 | 5.0219e-05 | 5.0219e-05 | 5.0219e-05 | 5.0219e-05 | 5.0219e-05 | 5.0219e-05 | 5.0219e-05 | 5.0219e-05 | 5.0219e-05 | 5.0219e-05 | 5.0219e-05 | 5.0219e-05 | 5.0219e-05 | 5.0219e-05 | 5.0219e-05 | 5.0219e-05 | 5.0219e-05 | 5.0219e-05 | 5.0219e-05 | 5.0219e-05 | 5.0219e-05 | 5.0219e-05 | 5.0219e-05 | 5.0219e-05
F1_Commercial_Warehouse (WA)_Existing_Food Preparation_Natural Gas_Griddle_E3 | F1 | Commercial | Warehouse (WA) | Existing | Food Preparation | Natural Gas | Griddle | E3 | RVT - Cost of Equipment | 0 | 0 | 0 | 0 | 0 | 0 | 0 | 0 | 0 | 0 | 0 | 0 | 0 | 0 | 0 | 0 | 0 | 0 | 0 | 0 | 0 | 0 | 0 | 0 | 0 | 0 | 0
F1_Commercial_Warehouse (WA)_Existing_Food Preparation_Natural Gas_Griddle_E4 | F1 | Commercial | Warehouse (WA) | Existing | Food Preparation | Natural Gas | Griddle | E4 | RVT - Cost of Equipment | 0 | 0 | 0 | 0 | 0 | 0 | 0 | 0 | 0 | 0 | 0 | 0 | 0 | 0 | 0 | 0 | 0 | 0 | 0 | 0 | 0 | 0 | 0 | 0 | 0 | 0 | 0
F1_Commercial_Warehouse (WA)_Existing_Food Preparation_Natural Gas_Griddle_E5 | F1 | Commercial | Warehouse (WA) | Existing | Food Preparation | Natural Gas | Griddle | E5 | RVT - Cost of Equipment | 0 | 0 | 0 | 0 | 0 | 0 | 0 | 0 | 0 | 0 | 0 | 0 | 0 | 0 | 0 | 0 | 0 | 0 | 0 | 0 | 0 | 0 | 0 | 0 | 0 | 0 | 0
F1_Commercial_Warehouse (WA)_Existing_Food Preparation_Natural Gas_Griddle_E6 | F1 | Commercial | Warehouse (WA) | Existing | Food Preparation | Natural Gas | Griddle | E6 | RVT - Cost of Equipment | 0 | 0 | 0 | 0 | 0 | 0 | 0 | 0 | 0 | 0 | 0 | 0 | 0 | 0 | 0 | 0 | 0 | 0 | 0 | 0 | 0 | 0 | 0 | 0 | 0 | 0 | 0
F1_Commercial_Warehouse (WA)_Existing_Food Preparation_Natural Gas_Griddle_E7 | F1 | Commercial | Warehouse (WA) | Existing | Food Preparation | Natural Gas | Griddle | E7 | RVT - Cost of Equipment | 0 | 0 | 0 | 0 | 0 | 0 | 0 | 0 | 0 | 0 | 0 | 0 | 0 | 0 | 0 | 0 | 0 | 0 | 0 | 0 | 0 | 0 | 0 | 0 | 0 | 0 | 0
F1_Commercial_Warehouse (WA)_Existing_Food Preparation_Natural Gas_Griddle_E8 | F1 | Commercial | Warehouse (WA) | Existing | Food Preparation | Natural Gas | Griddle | E8 | RVT - Cost of Equipment | 0 | 0 | 0 | 0 | 0 | 0 | 0 | 0 | 0 | 0 | 0 | 0 | 0 | 0 | 0 | 0 | 0 | 0 | 0 | 0 | 0 | 0 | 0 | 0 | 0 | 0 | 0
F1_Commercial_Warehouse (WA)_Existing_Food Preparation_Natural Gas_Griddle_E9 | F1 | Commercial | Warehouse (WA) | Existing | Food Preparation | Natural Gas | Griddle | E9 | RVT - Cost of Equipment | 0 | 0 | 0 | 0 | 0 | 0 | 0 | 0 | 0 | 0 | 0 | 0 | 0 | 0 | 0 | 0 | 0 | 0 | 0 | 0 | 0 | 0 | 0 | 0 | 0 | 0 | 0
F1_Commercial_Warehouse (WA)_Existing_Food Preparation_Natural Gas_Griddle_E10 | F1 | Commercial | Warehouse (WA) | Existing | Food Preparation | Natural Gas | Griddle | E10 | RVT - Cost of Equipment | 0 | 0 | 0 | 0 | 0 | 0 | 0 | 0 | 0 | 0 | 0 | 0 | 0 | 0 | 0 | 0 | 0 | 0 | 0 | 0 | 0 | 0 | 0 | 0 | 0 | 0 | 0
F2_Commercial_Warehouse (WA)_Existing_Food Preparation_Natural Gas_Griddle_E1 | F2 | Commercial | Warehouse (WA) | Existing | Food Preparation | Natural Gas | Griddle | E1 | RVT - Cost of Operation | 0.0022023 | 0.0022439 | 0.0022927 | 0.0023496 | 0.0024148 | 0.0024962 | 0.0025779 | 0.0026554 | 0.0027255 | 0.0027935 | 0.002864 | 0.002928 | 0.0029956 | 0.0030596 | 0.0031146 | 0.0031642 | 0.0032062 | 0.0032463 | 0.0032889 | 0.0033288 | 0.0033687 | 0.0034282 | 0.0034882 | 0.0035502 | 0.0036133 | 0.0036775 | 0.0037428
F2_Commercial_Warehouse (WA)_Existing_Food Preparation_Natural Gas_Griddle_E2 | F2 | Commercial | Warehouse (WA) | Existing | Food Preparation | Natural Gas | Griddle | E2 | RVT - Cost of Operation | 0.001933 | 0.0019695 | 0.0020123 | 0.0020623 | 0.0021195 | 0.002191 | 0.0022626 | 0.0023306 | 0.0023922 | 0.0024519 | 0.0025137 | 0.0025699 | 0.0026293 | 0.0026854 | 0.0027337 | 0.0027772 | 0.0028141 | 0.0028493 | 0.0028867 | 0.0029217 | 0.0029568 | 0.0030089 | 0.0030617 | 0.0031161 | 0.0031714 | 0.0032278 | 0.0032851
F2_Commercial_Warehouse (WA)_Existing_Food Preparation_Natural Gas_Griddle_E3 | F2 | Commercial | Warehouse (WA) | Existing | Food Preparation | Natural Gas | Griddle | E3 | RVT - Cost of Operation | 0 | 0 | 0 | 0 | 0 | 0 | 0 | 0 | 0 | 0 | 0 | 0 | 0 | 0 | 0 | 0 | 0 | 0 | 0 | 0 | 0 | 0 | 0 | 0 | 0 | 0 | 0
F2_Commercial_Warehouse (WA)_Existing_Food Preparation_Natural Gas_Griddle_E4 | F2 | Commercial | Warehouse (WA) | Existing | Food Preparation | Natural Gas | Griddle | E4 | RVT - Cost of Operation | 0 | 0 | 0 | 0 | 0 | 0 | 0 | 0 | 0 | 0 | 0 | 0 | 0 | 0 | 0 | 0 | 0 | 0 | 0 | 0 | 0 | 0 | 0 | 0 | 0 | 0 | 0
F2_Commercial_Warehouse (WA)_Existing_Food Preparation_Natural Gas_Griddle_E5 | F2 | Commercial | Warehouse (WA) | Existing | Food Preparation | Natural Gas | Griddle | E5 | RVT - Cost of Operation | 0 | 0 | 0 | 0 | 0 | 0 | 0 | 0 | 0 | 0 | 0 | 0 | 0 | 0 | 0 | 0 | 0 | 0 | 0 | 0 | 0 | 0 | 0 | 0 | 0 | 0 | 0
F2_Commercial_Warehouse (WA)_Existing_Food Preparation_Natural Gas_Griddle_E6 | F2 | Commercial | Warehouse (WA) | Existing | Food Preparation | Natural Gas | Griddle | E6 | RVT - Cost of Operation | 0 | 0 | 0 | 0 | 0 | 0 | 0 | 0 | 0 | 0 | 0 | 0 | 0 | 0 | 0 | 0 | 0 | 0 | 0 | 0 | 0 | 0 | 0 | 0 | 0 | 0 | 0
F2_Commercial_Warehouse (WA)_Existing_Food Preparation_Natural Gas_Griddle_E7 | F2 | Commercial | Warehouse (WA) | Existing | Food Preparation | Natural Gas | Griddle | E7 | RVT - Cost of Operation | 0 | 0 | 0 | 0 | 0 | 0 | 0 | 0 | 0 | 0 | 0 | 0 | 0 | 0 | 0 | 0 | 0 | 0 | 0 | 0 | 0 | 0 | 0 | 0 | 0 | 0 | 0
F2_Commercial_Warehouse (WA)_Existing_Food Preparation_Natural Gas_Griddle_E8 | F2 | Commercial | Warehouse (WA) | Existing | Food Preparation | Natural Gas | Griddle | E8 | RVT - Cost of Operation | 0 | 0 | 0 | 0 | 0 | 0 | 0 | 0 | 0 | 0 | 0 | 0 | 0 | 0 | 0 | 0 | 0 | 0 | 0 | 0 | 0 | 0 | 0 | 0 | 0 | 0 | 0
F2_Commercial_Warehouse (WA)_Existing_Food Preparation_Natural Gas_Griddle_E9 | F2 | Commercial | Warehouse (WA) | Existing | Food Preparation | Natural Gas | Griddle | E9 | RVT - Cost of Operation | 0 | 0 | 0 | 0 | 0 | 0 | 0 | 0 | 0 | 0 | 0 | 0 | 0 | 0 | 0 | 0 | 0 | 0 | 0 | 0 | 0 | 0 | 0 | 0 | 0 | 0 | 0
F2_Commercial_Warehouse (WA)_Existing_Food Preparation_Natural Gas_Griddle_E10 | F2 | Commercial | Warehouse (WA) | Existing | Food Preparation | Natural Gas | Griddle | E10 | RVT - Cost of Operation | 0 | 0 | 0 | 0 | 0 | 0 | 0 | 0 | 0 | 0 | 0 | 0 | 0 | 0 | 0 | 0 | 0 | 0 | 0 | 0 | 0 | 0 | 0 | 0 | 0 | 0 | 0
F3_Commercial_Warehouse (WA)_Existing_Food Preparation_Natural Gas_Griddle_E1 | F3 | Commercial | Warehouse (WA) | Existing | Food Preparation | Natural Gas | Griddle | E1 | System - kBTUs of Consumption | 0.52538 | 0.52538 | 0.52538 | 0.52538 | 0.52538 | 0.52538 | 0.52538 | 0.52538 | 0.52538 | 0.52538 | 0.52538 | 0.52538 | 0.52538 | 0.52538 | 0.52538 | 0.52538 | 0.52538 | 0.52538 | 0.52538 | 0.52538 | 0.52538 | 0.52538 | 0.52538 | 0.52538 | 0.52538 | 0.52538 | 0.52538
F3_Commercial_Warehouse (WA)_Existing_Food Preparation_Natural Gas_Griddle_E2 | F3 | Commercial | Warehouse (WA) | Existing | Food Preparation | Natural Gas | Griddle | E2 | System - kBTUs of Consumption | 0.46113 | 0.46113 | 0.46113 | 0.46113 | 0.46113 | 0.46113 | 0.46113 | 0.46113 | 0.46113 | 0.46113 | 0.46113 | 0.46113 | 0.46113 | 0.46113 | 0.46113 | 0.46113 | 0.46113 | 0.46113 | 0.46113 | 0.46113 | 0.46113 | 0.46113 | 0.46113 | 0.46113 | 0.46113 | 0.46113 | 0.46113
F3_Commercial_Warehouse (WA)_Existing_Food Preparation_Natural Gas_Griddle_E3 | F3 | Commercial | Warehouse (WA) | Existing | Food Preparation | Natural Gas | Griddle | E3 | System - kBTUs of Consumption | 0 | 0 | 0 | 0 | 0 | 0 | 0 | 0 | 0 | 0 | 0 | 0 | 0 | 0 | 0 | 0 | 0 | 0 | 0 | 0 | 0 | 0 | 0 | 0 | 0 | 0 | 0
F3_Commercial_Warehouse (WA)_Existing_Food Preparation_Natural Gas_Griddle_E4 | F3 | Commercial | Warehouse (WA) | Existing | Food Preparation | Natural Gas | Griddle | E4 | System - kBTUs of Consumption | 0 | 0 | 0 | 0 | 0 | 0 | 0 | 0 | 0 | 0 | 0 | 0 | 0 | 0 | 0 | 0 | 0 | 0 | 0 | 0 | 0 | 0 | 0 | 0 | 0 | 0 | 0
F3_Commercial_Warehouse (WA)_Existing_Food Preparation_Natural Gas_Griddle_E5 | F3 | Commercial | Warehouse (WA) | Existing | Food Preparation | Natural Gas | Griddle | E5 | System - kBTUs of Consumption | 0 | 0 | 0 | 0 | 0 | 0 | 0 | 0 | 0 | 0 | 0 | 0 | 0 | 0 | 0 | 0 | 0 | 0 | 0 | 0 | 0 | 0 | 0 | 0 | 0 | 0 | 0
F3_Commercial_Warehouse (WA)_Existing_Food Preparation_Natural Gas_Griddle_E6 | F3 | Commercial | Warehouse (WA) | Existing | Food Preparation | Natural Gas | Griddle | E6 | System - kBTUs of Consumption | 0 | 0 | 0 | 0 | 0 | 0 | 0 | 0 | 0 | 0 | 0 | 0 | 0 | 0 | 0 | 0 | 0 | 0 | 0 | 0 | 0 | 0 | 0 | 0 | 0 | 0 | 0
F3_Commercial_Warehouse (WA)_Existing_Food Preparation_Natural Gas_Griddle_E7 | F3 | Commercial | Warehouse (WA) | Existing | Food Preparation | Natural Gas | Griddle | E7 | System - kBTUs of Consumption | 0 | 0 | 0 | 0 | 0 | 0 | 0 | 0 | 0 | 0 | 0 | 0 | 0 | 0 | 0 | 0 | 0 | 0 | 0 | 0 | 0 | 0 | 0 | 0 | 0 | 0 | 0
F3_Commercial_Warehouse (WA)_Existing_Food Preparation_Natural Gas_Griddle_E8 | F3 | Commercial | Warehouse (WA) | Existing | Food Preparation | Natural Gas | Griddle | E8 | System - kBTUs of Consumption | 0 | 0 | 0 | 0 | 0 | 0 | 0 | 0 | 0 | 0 | 0 | 0 | 0 | 0 | 0 | 0 | 0 | 0 | 0 | 0 | 0 | 0 | 0 | 0 | 0 | 0 | 0
F3_Commercial_Warehouse (WA)_Existing_Food Preparation_Natural Gas_Griddle_E9 | F3 | Commercial | Warehouse (WA) | Existing | Food Preparation | Natural Gas | Griddle | E9 | System - kBTUs of Consumption | 0 | 0 | 0 | 0 | 0 | 0 | 0 | 0 | 0 | 0 | 0 | 0 | 0 | 0 | 0 | 0 | 0 | 0 | 0 | 0 | 0 | 0 | 0 | 0 | 0 | 0 | 0
F3_Commercial_Warehouse (WA)_Existing_Food Preparation_Natural Gas_Griddle_E10 | F3 | Commercial | Warehouse (WA) | Existing | Food Preparation | Natural Gas | Griddle | E10 | System - kBTUs of Consumption | 0 | 0 | 0 | 0 | 0 | 0 | 0 | 0 | 0 | 0 | 0 | 0 | 0 | 0 | 0 | 0 | 0 | 0 | 0 | 0 | 0 | 0 | 0 | 0 | 0 | 0 | 0
F4_Commercial_Warehouse (WA)_Existing_Food Preparation_Natural Gas_Griddle_E1 | F4 | Commercial | Warehouse (WA) | Existing | Food Preparation | Natural Gas | Griddle | E1 | Utility - Cost of Equipment | 4.6938e-05 | 4.6938e-05 | 4.6938e-05 | 4.6938e-05 | 4.6938e-05 | 4.6938e-05 | 4.6938e-05 | 4.6938e-05 | 4.6938e-05 | 4.6938e-05 | 4.6938e-05 | 4.6938e-05 | 4.6938e-05 | 4.6938e-05 | 4.6938e-05 | 4.6938e-05 | 4.6938e-05 | 4.6938e-05 | 4.6938e-05 | 4.6938e-05 | 4.6938e-05 | 4.6938e-05 | 4.6938e-05 | 4.6938e-05 | 4.6938e-05 | 4.6938e-05 | 4.6938e-05
F4_Commercial_Warehouse (WA)_Existing_Food Preparation_Natural Gas_Griddle_E2 | F4 | Commercial | Warehouse (WA) | Existing | Food Preparation | Natural Gas | Griddle | E2 | Utility - Cost of Equipment | 5.0219e-05 | 5.0219e-05 | 5.0219e-05 | 5.0219e-05 | 5.0219e-05 | 5.0219e-05 | 5.0219e-05 | 5.0219e-05 | 5.0219e-05 | 5.0219e-05 | 5.0219e-05 | 5.0219e-05 | 5.0219e-05 | 5.0219e-05 | 5.0219e-05 | 5.0219e-05 | 5.0219e-05 | 5.0219e-05 | 5.0219e-05 | 5.0219e-05 | 5.0219e-05 | 5.0219e-05 | 5.0219e-05 | 5.0219e-05 | 5.0219e-05 | 5.0219e-05 | 5.0219e-05
F4_Commercial_Warehouse (WA)_Existing_Food Preparation_Natural Gas_Griddle_E3 | F4 | Commercial | Warehouse (WA) | Existing | Food Preparation | Natural Gas | Griddle | E3 | Utility - Cost of Equipment | 0 | 0 | 0 | 0 | 0 | 0 | 0 | 0 | 0 | 0 | 0 | 0 | 0 | 0 | 0 | 0 | 0 | 0 | 0 | 0 | 0 | 0 | 0 | 0 | 0 | 0 | 0
F4_Commercial_Warehouse (WA)_Existing_Food Preparation_Natural Gas_Griddle_E4 | F4 | Commercial | Warehouse (WA) | Existing | Food Preparation | Natural Gas | Griddle | E4 | Utility - Cost of Equipment | 0 | 0 | 0 | 0 | 0 | 0 | 0 | 0 | 0 | 0 | 0 | 0 | 0 | 0 | 0 | 0 | 0 | 0 | 0 | 0 | 0 | 0 | 0 | 0 | 0 | 0 | 0
F4_Commercial_Warehouse (WA)_Existing_Food Preparation_Natural Gas_Griddle_E5 | F4 | Commercial | Warehouse (WA) | Existing | Food Preparation | Natural Gas | Griddle | E5 | Utility - Cost of Equipment | 0 | 0 | 0 | 0 | 0 | 0 | 0 | 0 | 0 | 0 | 0 | 0 | 0 | 0 | 0 | 0 | 0 | 0 | 0 | 0 | 0 | 0 | 0 | 0 | 0 | 0 | 0
F4_Commercial_Warehouse (WA)_Existing_Food Preparation_Natural Gas_Griddle_E6 | F4 | Commercial | Warehouse (WA) | Existing | Food Preparation | Natural Gas | Griddle | E6 | Utility - Cost of Equipment | 0 | 0 | 0 | 0 | 0 | 0 | 0 | 0 | 0 | 0 | 0 | 0 | 0 | 0 | 0 | 0 | 0 | 0 | 0 | 0 | 0 | 0 | 0 | 0 | 0 | 0 | 0
F4_Commercial_Warehouse (WA)_Existing_Food Preparation_Natural Gas_Griddle_E7 | F4 | Commercial | Warehouse (WA) | Existing | Food Preparation | Natural Gas | Griddle | E7 | Utility - Cost of Equipment | 0 | 0 | 0 | 0 | 0 | 0 | 0 | 0 | 0 | 0 | 0 | 0 | 0 | 0 | 0 | 0 | 0 | 0 | 0 | 0 | 0 | 0 | 0 | 0 | 0 | 0 | 0
F4_Commercial_Warehouse (WA)_Existing_Food Preparation_Natural Gas_Griddle_E8 | F4 | Commercial | Warehouse (WA) | Existing | Food Preparation | Natural Gas | Griddle | E8 | Utility - Cost of Equipment | 0 | 0 | 0 | 0 | 0 | 0 | 0 | 0 | 0 | 0 | 0 | 0 | 0 | 0 | 0 | 0 | 0 | 0 | 0 | 0 | 0 | 0 | 0 | 0 | 0 | 0 | 0
F4_Commercial_Warehouse (WA)_Existing_Food Preparation_Natural Gas_Griddle_E9 | F4 | Commercial | Warehouse (WA) | Existing | Food Preparation | Natural Gas | Griddle | E9 | Utility - Cost of Equipment | 0 | 0 | 0 | 0 | 0 | 0 | 0 | 0 | 0 | 0 | 0 | 0 | 0 | 0 | 0 | 0 | 0 | 0 | 0 | 0 | 0 | 0 | 0 | 0 | 0 | 0 | 0
F4_Commercial_Warehouse (WA)_Existing_Food Preparation_Natural Gas_Griddle_E10 | F4 | Commercial | Warehouse (WA) | Existing | Food Preparation | Natural Gas | Griddle | E10 | Utility - Cost of Equipment | 0 | 0 | 0 | 0 | 0 | 0 | 0 | 0 | 0 | 0 | 0 | 0 | 0 | 0 | 0 | 0 | 0 | 0 | 0 | 0 | 0 | 0 | 0 | 0 | 0 | 0 | 0
F5_Commercial_Warehouse (WA)_Existing_Food Preparation_Natural Gas_Griddle_E1 | F5 | Commercial | Warehouse (WA) | Existing | Food Preparation | Natural Gas | Griddle | E1 | Utility - Cost of Operation | 0.0018698 | 0.0019169 | 0.0019728 | 0.0020368 | 0.0021091 | 0.0021971 | 0.0022877 | 0.0023775 | 0.0024639 | 0.0025515 | 0.0026211 | 0.0026864 | 0.0027566 | 0.0028253 | 0.0028867 | 0.0029441 | 0.0029956 | 0.0030465 | 0.0031009 | 0.0031539 | 0.0032083 | 0.0032649 | 0.0033221 | 0.0033812 | 0.0034412 | 0.0035024 | 0.0035646
F5_Commercial_Warehouse (WA)_Existing_Food Preparation_Natural Gas_Griddle_E2 | F5 | Commercial | Warehouse (WA) | Existing | Food Preparation | Natural Gas | Griddle | E2 | Utility - Cost of Operation | 0.0016412 | 0.0016825 | 0.0017315 | 0.0017877 | 0.0018512 | 0.0019284 | 0.002008 | 0.0020867 | 0.0021626 | 0.0022394 | 0.0023006 | 0.0023579 | 0.0024195 | 0.0024797 | 0.0025336 | 0.0025841 | 0.0026293 | 0.0026739 | 0.0027216 | 0.0027682 | 0.002816 | 0.0028657 | 0.0029159 | 0.0029677 | 0.0030204 | 0.0030741 | 0.0031287
F5_Commercial_Warehouse (WA)_Existing_Food Preparation_Natural Gas_Griddle_E3 | F5 | Commercial | Warehouse (WA) | Existing | Food Preparation | Natural Gas | Griddle | E3 | Utility - Cost of Operation | 0 | 0 | 0 | 0 | 0 | 0 | 0 | 0 | 0 | 0 | 0 | 0 | 0 | 0 | 0 | 0 | 0 | 0 | 0 | 0 | 0 | 0 | 0 | 0 | 0 | 0 | 0
F5_Commercial_Warehouse (WA)_Existing_Food Preparation_Natural Gas_Griddle_E4 | F5 | Commercial | Warehouse (WA) | Existing | Food Preparation | Natural Gas | Griddle | E4 | Utility - Cost of Operation | 0 | 0 | 0 | 0 | 0 | 0 | 0 | 0 | 0 | 0 | 0 | 0 | 0 | 0 | 0 | 0 | 0 | 0 | 0 | 0 | 0 | 0 | 0 | 0 | 0 | 0 | 0
F5_Commercial_Warehouse (WA)_Existing_Food Preparation_Natural Gas_Griddle_E5 | F5 | Commercial | Warehouse (WA) | Existing | Food Preparation | Natural Gas | Griddle | E5 | Utility - Cost of Operation | 0 | 0 | 0 | 0 | 0 | 0 | 0 | 0 | 0 | 0 | 0 | 0 | 0 | 0 | 0 | 0 | 0 | 0 | 0 | 0 | 0 | 0 | 0 | 0 | 0 | 0 | 0
F5_Commercial_Warehouse (WA)_Existing_Food Preparation_Natural Gas_Griddle_E6 | F5 | Commercial | Warehouse (WA) | Existing | Food Preparation | Natural Gas | Griddle | E6 | Utility - Cost of Operation | 0 | 0 | 0 | 0 | 0 | 0 | 0 | 0 | 0 | 0 | 0 | 0 | 0 | 0 | 0 | 0 | 0 | 0 | 0 | 0 | 0 | 0 | 0 | 0 | 0 | 0 | 0
F5_Commercial_Warehouse (WA)_Existing_Food Preparation_Natural Gas_Griddle_E7 | F5 | Commercial | Warehouse (WA) | Existing | Food Preparation | Natural Gas | Griddle | E7 | Utility - Cost of Operation | 0 | 0 | 0 | 0 | 0 | 0 | 0 | 0 | 0 | 0 | 0 | 0 | 0 | 0 | 0 | 0 | 0 | 0 | 0 | 0 | 0 | 0 | 0 | 0 | 0 | 0 | 0
F5_Commercial_Warehouse (WA)_Existing_Food Preparation_Natural Gas_Griddle_E8 | F5 | Commercial | Warehouse (WA) | Existing | Food Preparation | Natural Gas | Griddle | E8 | Utility - Cost of Operation | 0 | 0 | 0 | 0 | 0 | 0 | 0 | 0 | 0 | 0 | 0 | 0 | 0 | 0 | 0 | 0 | 0 | 0 | 0 | 0 | 0 | 0 | 0 | 0 | 0 | 0 | 0
F5_Commercial_Warehouse (WA)_Existing_Food Preparation_Natural Gas_Griddle_E9 | F5 | Commercial | Warehouse (WA) | Existing | Food Preparation | Natural Gas | Griddle | E9 | Utility - Cost of Operation | 0 | 0 | 0 | 0 | 0 | 0 | 0 | 0 | 0 | 0 | 0 | 0 | 0 | 0 | 0 | 0 | 0 | 0 | 0 | 0 | 0 | 0 | 0 | 0 | 0 | 0 | 0
F5_Commercial_Warehouse (WA)_Existing_Food Preparation_Natural Gas_Griddle_E10 | F5 | Commercial | Warehouse (WA) | Existing | Food Preparation | Natural Gas | Griddle | E10 | Utility - Cost of Operation | 0 | 0 | 0 | 0 | 0 | 0 | 0 | 0 | 0 | 0 | 0 | 0 | 0 | 0 | 0 | 0 | 0 | 0 | 0 | 0 | 0 | 0 | 0 | 0 | 0 | 0 | 0
F6_Commercial_Warehouse (WA)_Existing_Food Preparation_Natural Gas_Griddle_E1 | F6 | Commercial | Warehouse (WA) | Existing | Food Preparation | Natural Gas | Griddle | E1 | Utility - Value of Sales | 0.0022023 | 0.0022439 | 0.0022927 | 0.0023496 | 0.0024148 | 0.0024962 | 0.0025779 | 0.0026554 | 0.0027255 | 0.0027935 | 0.002864 | 0.002928 | 0.0029956 | 0.0030596 | 0.0031146 | 0.0031642 | 0.0032062 | 0.0032463 | 0.0032889 | 0.0033288 | 0.0033687 | 0.0034282 | 0.0034882 | 0.0035502 | 0.0036133 | 0.0036775 | 0.0037428
F6_Commercial_Warehouse (WA)_Existing_Food Preparation_Natural Gas_Griddle_E2 | F6 | Commercial | Warehouse (WA) | Existing | Food Preparation | Natural Gas | Griddle | E2 | Utility - Value of Sales | 0.001933 | 0.0019695 | 0.0020123 | 0.0020623 | 0.0021195 | 0.002191 | 0.0022626 | 0.0023306 | 0.0023922 | 0.0024519 | 0.0025137 | 0.0025699 | 0.0026293 | 0.0026854 | 0.0027337 | 0.0027772 | 0.0028141 | 0.0028493 | 0.0028867 | 0.0029217 | 0.0029568 | 0.0030089 | 0.0030617 | 0.0031161 | 0.0031714 | 0.0032278 | 0.0032851
F6_Commercial_Warehouse (WA)_Existing_Food Preparation_Natural Gas_Griddle_E3 | F6 | Commercial | Warehouse (WA) | Existing | Food Preparation | Natural Gas | Griddle | E3 | Utility - Value of Sales | 0 | 0 | 0 | 0 | 0 | 0 | 0 | 0 | 0 | 0 | 0 | 0 | 0 | 0 | 0 | 0 | 0 | 0 | 0 | 0 | 0 | 0 | 0 | 0 | 0 | 0 | 0
F6_Commercial_Warehouse (WA)_Existing_Food Preparation_Natural Gas_Griddle_E4 | F6 | Commercial | Warehouse (WA) | Existing | Food Preparation | Natural Gas | Griddle | E4 | Utility - Value of Sales | 0 | 0 | 0 | 0 | 0 | 0 | 0 | 0 | 0 | 0 | 0 | 0 | 0 | 0 | 0 | 0 | 0 | 0 | 0 | 0 | 0 | 0 | 0 | 0 | 0 | 0 | 0
F6_Commercial_Warehouse (WA)_Existing_Food Preparation_Natural Gas_Griddle_E5 | F6 | Commercial | Warehouse (WA) | Existing | Food Preparation | Natural Gas | Griddle | E5 | Utility - Value of Sales | 0 | 0 | 0 | 0 | 0 | 0 | 0 | 0 | 0 | 0 | 0 | 0 | 0 | 0 | 0 | 0 | 0 | 0 | 0 | 0 | 0 | 0 | 0 | 0 | 0 | 0 | 0
F6_Commercial_Warehouse (WA)_Existing_Food Preparation_Natural Gas_Griddle_E6 | F6 | Commercial | Warehouse (WA) | Existing | Food Preparation | Natural Gas | Griddle | E6 | Utility - Value of Sales | 0 | 0 | 0 | 0 | 0 | 0 | 0 | 0 | 0 | 0 | 0 | 0 | 0 | 0 | 0 | 0 | 0 | 0 | 0 | 0 | 0 | 0 | 0 | 0 | 0 | 0 | 0
F6_Commercial_Warehouse (WA)_Existing_Food Preparation_Natural Gas_Griddle_E7 | F6 | Commercial | Warehouse (WA) | Existing | Food Preparation | Natural Gas | Griddle | E7 | Utility - Value of Sales | 0 | 0 | 0 | 0 | 0 | 0 | 0 | 0 | 0 | 0 | 0 | 0 | 0 | 0 | 0 | 0 | 0 | 0 | 0 | 0 | 0 | 0 | 0 | 0 | 0 | 0 | 0
F6_Commercial_Warehouse (WA)_Existing_Food Preparation_Natural Gas_Griddle_E8 | F6 | Commercial | Warehouse (WA) | Existing | Food Preparation | Natural Gas | Griddle | E8 | Utility - Value of Sales | 0 | 0 | 0 | 0 | 0 | 0 | 0 | 0 | 0 | 0 | 0 | 0 | 0 | 0 | 0 | 0 | 0 | 0 | 0 | 0 | 0 | 0 | 0 | 0 | 0 | 0 | 0
F6_Commercial_Warehouse (WA)_Existing_Food Preparation_Natural Gas_Griddle_E9 | F6 | Commercial | Warehouse (WA) | Existing | Food Preparation | Natural Gas | Griddle | E9 | Utility - Value of Sales | 0 | 0 | 0 | 0 | 0 | 0 | 0 | 0 | 0 | 0 | 0 | 0 | 0 | 0 | 0 | 0 | 0 | 0 | 0 | 0 | 0 | 0 | 0 | 0 | 0 | 0 | 0
F6_Commercial_Warehouse (WA)_Existing_Food Preparation_Natural Gas_Griddle_E10 | F6 | Commercial | Warehouse (WA) | Existing | Food Preparation | Natural Gas | Griddle | E10 | Utility - Value of Sales | 0 | 0 | 0 | 0 | 0 | 0 | 0 | 0 | 0 | 0 | 0 | 0 | 0 | 0 | 0 | 0 | 0 | 0 | 0 | 0 | 0 | 0 | 0 | 0 | 0 | 0 | 0
F1_Commercial_Warehouse (WA)_Existing_Food Preparation_Natural Gas_Range_E1 | F1 | Commercial | Warehouse (WA) | Existing | Food Preparation | Natural Gas | Range | E1 | RVT - Cost of Equipment | 5.4698e-05 | 5.4698e-05 | 5.4698e-05 | 5.4698e-05 | 5.4698e-05 | 5.4698e-05 | 5.4698e-05 | 5.4698e-05 | 5.4698e-05 | 5.4698e-05 | 5.4698e-05 | 5.4698e-05 | 5.4698e-05 | 5.4698e-05 | 5.4698e-05 | 5.4698e-05 | 5.4698e-05 | 5.4698e-05 | 5.4698e-05 | 5.4698e-05 | 5.4698e-05 | 5.4698e-05 | 5.4698e-05 | 5.4698e-05 | 5.4698e-05 | 5.4698e-05 | 5.4698e-05
F1_Commercial_Warehouse (WA)_Existing_Food Preparation_Natural Gas_Range_E2 | F1 | Commercial | Warehouse (WA) | Existing | Food Preparation | Natural Gas | Range | E2 | RVT - Cost of Equipment | 5.956e-05 | 5.956e-05 | 5.956e-05 | 5.956e-05 | 5.956e-05 | 5.956e-05 | 5.956e-05 | 5.956e-05 | 5.956e-05 | 5.956e-05 | 5.956e-05 | 5.956e-05 | 5.956e-05 | 5.956e-05 | 5.956e-05 | 5.956e-05 | 5.956e-05 | 5.956e-05 | 5.956e-05 | 5.956e-05 | 5.956e-05 | 5.956e-05 | 5.956e-05 | 5.956e-05 | 5.956e-05 | 5.956e-05 | 5.956e-05
F1_Commercial_Warehouse (WA)_Existing_Food Preparation_Natural Gas_Range_E3 | F1 | Commercial | Warehouse (WA) | Existing | Food Preparation | Natural Gas | Range | E3 | RVT - Cost of Equipment | 0 | 0 | 0 | 0 | 0 | 0 | 0 | 0 | 0 | 0 | 0 | 0 | 0 | 0 | 0 | 0 | 0 | 0 | 0 | 0 | 0 | 0 | 0 | 0 | 0 | 0 | 0
F1_Commercial_Warehouse (WA)_Existing_Food Preparation_Natural Gas_Range_E4 | F1 | Commercial | Warehouse (WA) | Existing | Food Preparation | Natural Gas | Range | E4 | RVT - Cost of Equipment | 0 | 0 | 0 | 0 | 0 | 0 | 0 | 0 | 0 | 0 | 0 | 0 | 0 | 0 | 0 | 0 | 0 | 0 | 0 | 0 | 0 | 0 | 0 | 0 | 0 | 0 | 0
F1_Commercial_Warehouse (WA)_Existing_Food Preparation_Natural Gas_Range_E5 | F1 | Commercial | Warehouse (WA) | Existing | Food Preparation | Natural Gas | Range | E5 | RVT - Cost of Equipment | 0 | 0 | 0 | 0 | 0 | 0 | 0 | 0 | 0 | 0 | 0 | 0 | 0 | 0 | 0 | 0 | 0 | 0 | 0 | 0 | 0 | 0 | 0 | 0 | 0 | 0 | 0
F1_Commercial_Warehouse (WA)_Existing_Food Preparation_Natural Gas_Range_E6 | F1 | Commercial | Warehouse (WA) | Existing | Food Preparation | Natural Gas | Range | E6 | RVT - Cost of Equipment | 0 | 0 | 0 | 0 | 0 | 0 | 0 | 0 | 0 | 0 | 0 | 0 | 0 | 0 | 0 | 0 | 0 | 0 | 0 | 0 | 0 | 0 | 0 | 0 | 0 | 0 | 0
F1_Commercial_Warehouse (WA)_Existing_Food Preparation_Natural Gas_Range_E7 | F1 | Commercial | Warehouse (WA) | Existing | Food Preparation | Natural Gas | Range | E7 | RVT - Cost of Equipment | 0 | 0 | 0 | 0 | 0 | 0 | 0 | 0 | 0 | 0 | 0 | 0 | 0 | 0 | 0 | 0 | 0 | 0 | 0 | 0 | 0 | 0 | 0 | 0 | 0 | 0 | 0
F1_Commercial_Warehouse (WA)_Existing_Food Preparation_Natural Gas_Range_E8 | F1 | Commercial | Warehouse (WA) | Existing | Food Preparation | Natural Gas | Range | E8 | RVT - Cost of Equipment | 0 | 0 | 0 | 0 | 0 | 0 | 0 | 0 | 0 | 0 | 0 | 0 | 0 | 0 | 0 | 0 | 0 | 0 | 0 | 0 | 0 | 0 | 0 | 0 | 0 | 0 | 0
F1_Commercial_Warehouse (WA)_Existing_Food Preparation_Natural Gas_Range_E9 | F1 | Commercial | Warehouse (WA) | Existing | Food Preparation | Natural Gas | Range | E9 | RVT - Cost of Equipment | 0 | 0 | 0 | 0 | 0 | 0 | 0 | 0 | 0 | 0 | 0 | 0 | 0 | 0 | 0 | 0 | 0 | 0 | 0 | 0 | 0 | 0 | 0 | 0 | 0 | 0 | 0
F1_Commercial_Warehouse (WA)_Existing_Food Preparation_Natural Gas_Range_E10 | F1 | Commercial | Warehouse (WA) | Existing | Food Preparation | Natural Gas | Range | E10 | RVT - Cost of Equipment | 0 | 0 | 0 | 0 | 0 | 0 | 0 | 0 | 0 | 0 | 0 | 0 | 0 | 0 | 0 | 0 | 0 | 0 | 0 | 0 | 0 | 0 | 0 | 0 | 0 | 0 | 0
F2_Commercial_Warehouse (WA)_Existing_Food Preparation_Natural Gas_Range_E1 | F2 | Commercial | Warehouse (WA) | Existing | Food Preparation | Natural Gas | Range | E1 | RVT - Cost of Operation | 0.0029296 | 0.0029784 | 0.0030378 | 0.00311 | 0.0031959 | 0.0033095 | 0.003426 | 0.0035387 | 0.0036425 | 0.0037421 | 0.0038444 | 0.0039359 | 0.0040312 | 0.0041194 | 0.0041936 | 0.0042594 | 0.0043133 | 0.0043642 | 0.0044187 | 0.0044687 | 0.0045188 | 0.0045985 | 0.0046789 | 0.004762 | 0.0048466 | 0.0049327 | 0.0050204
F2_Commercial_Warehouse (WA)_Existing_Food Preparation_Natural Gas_Range_E2 | F2 | Commercial | Warehouse (WA) | Existing | Food Preparation | Natural Gas | Range | E2 | RVT - Cost of Operation | 0.0014648 | 0.0014892 | 0.0015189 | 0.001555 | 0.001598 | 0.0016548 | 0.001713 | 0.0017694 | 0.0018212 | 0.0018711 | 0.0019222 | 0.0019679 | 0.0020156 | 0.0020597 | 0.0020968 | 0.0021297 | 0.0021567 | 0.0021821 | 0.0022094 | 0.0022344 | 0.0022594 | 0.0022992 | 0.0023395 | 0.002381 | 0.0024233 | 0.0024664 | 0.0025102
F2_Commercial_Warehouse (WA)_Existing_Food Preparation_Natural Gas_Range_E3 | F2 | Commercial | Warehouse (WA) | Existing | Food Preparation | Natural Gas | Range | E3 | RVT - Cost of Operation | 0 | 0 | 0 | 0 | 0 | 0 | 0 | 0 | 0 | 0 | 0 | 0 | 0 | 0 | 0 | 0 | 0 | 0 | 0 | 0 | 0 | 0 | 0 | 0 | 0 | 0 | 0
F2_Commercial_Warehouse (WA)_Existing_Food Preparation_Natural Gas_Range_E4 | F2 | Commercial | Warehouse (WA) | Existing | Food Preparation | Natural Gas | Range | E4 | RVT - Cost of Operation | 0 | 0 | 0 | 0 | 0 | 0 | 0 | 0 | 0 | 0 | 0 | 0 | 0 | 0 | 0 | 0 | 0 | 0 | 0 | 0 | 0 | 0 | 0 | 0 | 0 | 0 | 0
F2_Commercial_Warehouse (WA)_Existing_Food Preparation_Natural Gas_Range_E5 | F2 | Commercial | Warehouse (WA) | Existing | Food Preparation | Natural Gas | Range | E5 | RVT - Cost of Operation | 0 | 0 | 0 | 0 | 0 | 0 | 0 | 0 | 0 | 0 | 0 | 0 | 0 | 0 | 0 | 0 | 0 | 0 | 0 | 0 | 0 | 0 | 0 | 0 | 0 | 0 | 0
F2_Commercial_Warehouse (WA)_Existing_Food Preparation_Natural Gas_Range_E6 | F2 | Commercial | Warehouse (WA) | Existing | Food Preparation | Natural Gas | Range | E6 | RVT - Cost of Operation | 0 | 0 | 0 | 0 | 0 | 0 | 0 | 0 | 0 | 0 | 0 | 0 | 0 | 0 | 0 | 0 | 0 | 0 | 0 | 0 | 0 | 0 | 0 | 0 | 0 | 0 | 0
F2_Commercial_Warehouse (WA)_Existing_Food Preparation_Natural Gas_Range_E7 | F2 | Commercial | Warehouse (WA) | Existing | Food Preparation | Natural Gas | Range | E7 | RVT - Cost of Operation | 0 | 0 | 0 | 0 | 0 | 0 | 0 | 0 | 0 | 0 | 0 | 0 | 0 | 0 | 0 | 0 | 0 | 0 | 0 | 0 | 0 | 0 | 0 | 0 | 0 | 0 | 0
F2_Commercial_Warehouse (WA)_Existing_Food Preparation_Natural Gas_Range_E8 | F2 | Commercial | Warehouse (WA) | Existing | Food Preparation | Natural Gas | Range | E8 | RVT - Cost of Operation | 0 | 0 | 0 | 0 | 0 | 0 | 0 | 0 | 0 | 0 | 0 | 0 | 0 | 0 | 0 | 0 | 0 | 0 | 0 | 0 | 0 | 0 | 0 | 0 | 0 | 0 | 0
F2_Commercial_Warehouse (WA)_Existing_Food Preparation_Natural Gas_Range_E9 | F2 | Commercial | Warehouse (WA) | Existing | Food Preparation | Natural Gas | Range | E9 | RVT - Cost of Operation | 0 | 0 | 0 | 0 | 0 | 0 | 0 | 0 | 0 | 0 | 0 | 0 | 0 | 0 | 0 | 0 | 0 | 0 | 0 | 0 | 0 | 0 | 0 | 0 | 0 | 0 | 0
F2_Commercial_Warehouse (WA)_Existing_Food Preparation_Natural Gas_Range_E10 | F2 | Commercial | Warehouse (WA) | Existing | Food Preparation | Natural Gas | Range | E10 | RVT - Cost of Operation | 0 | 0 | 0 | 0 | 0 | 0 | 0 | 0 | 0 | 0 | 0 | 0 | 0 | 0 | 0 | 0 | 0 | 0 | 0 | 0 | 0 | 0 | 0 | 0 | 0 | 0 | 0
F3_Commercial_Warehouse (WA)_Existing_Food Preparation_Natural Gas_Range_E1 | F3 | Commercial | Warehouse (WA) | Existing | Food Preparation | Natural Gas | Range | E1 | System - kBTUs of Consumption | 0.71011 | 0.71011 | 0.71011 | 0.71011 | 0.71011 | 0.71011 | 0.71011 | 0.71011 | 0.71011 | 0.71011 | 0.71011 | 0.71011 | 0.71011 | 0.71011 | 0.71011 | 0.71011 | 0.71011 | 0.71011 | 0.71011 | 0.71011 | 0.71011 | 0.71011 | 0.71011 | 0.71011 | 0.71011 | 0.71011 | 0.71011
F3_Commercial_Warehouse (WA)_Existing_Food Preparation_Natural Gas_Range_E2 | F3 | Commercial | Warehouse (WA) | Existing | Food Preparation | Natural Gas | Range | E2 | System - kBTUs of Consumption | 0.35505 | 0.35505 | 0.35505 | 0.35505 | 0.35505 | 0.35505 | 0.35505 | 0.35505 | 0.35505 | 0.35505 | 0.35505 | 0.35505 | 0.35505 | 0.35505 | 0.35505 | 0.35505 | 0.35505 | 0.35505 | 0.35505 | 0.35505 | 0.35505 | 0.35505 | 0.35505 | 0.35505 | 0.35505 | 0.35505 | 0.35505
F3_Commercial_Warehouse (WA)_Existing_Food Preparation_Natural Gas_Range_E3 | F3 | Commercial | Warehouse (WA) | Existing | Food Preparation | Natural Gas | Range | E3 | System - kBTUs of Consumption | 0 | 0 | 0 | 0 | 0 | 0 | 0 | 0 | 0 | 0 | 0 | 0 | 0 | 0 | 0 | 0 | 0 | 0 | 0 | 0 | 0 | 0 | 0 | 0 | 0 | 0 | 0
F3_Commercial_Warehouse (WA)_Existing_Food Preparation_Natural Gas_Range_E4 | F3 | Commercial | Warehouse (WA) | Existing | Food Preparation | Natural Gas | Range | E4 | System - kBTUs of Consumption | 0 | 0 | 0 | 0 | 0 | 0 | 0 | 0 | 0 | 0 | 0 | 0 | 0 | 0 | 0 | 0 | 0 | 0 | 0 | 0 | 0 | 0 | 0 | 0 | 0 | 0 | 0
F3_Commercial_Warehouse (WA)_Existing_Food Preparation_Natural Gas_Range_E5 | F3 | Commercial | Warehouse (WA) | Existing | Food Preparation | Natural Gas | Range | E5 | System - kBTUs of Consumption | 0 | 0 | 0 | 0 | 0 | 0 | 0 | 0 | 0 | 0 | 0 | 0 | 0 | 0 | 0 | 0 | 0 | 0 | 0 | 0 | 0 | 0 | 0 | 0 | 0 | 0 | 0
F3_Commercial_Warehouse (WA)_Existing_Food Preparation_Natural Gas_Range_E6 | F3 | Commercial | Warehouse (WA) | Existing | Food Preparation | Natural Gas | Range | E6 | System - kBTUs of Consumption | 0 | 0 | 0 | 0 | 0 | 0 | 0 | 0 | 0 | 0 | 0 | 0 | 0 | 0 | 0 | 0 | 0 | 0 | 0 | 0 | 0 | 0 | 0 | 0 | 0 | 0 | 0
F3_Commercial_Warehouse (WA)_Existing_Food Preparation_Natural Gas_Range_E7 | F3 | Commercial | Warehouse (WA) | Existing | Food Preparation | Natural Gas | Range | E7 | System - kBTUs of Consumption | 0 | 0 | 0 | 0 | 0 | 0 | 0 | 0 | 0 | 0 | 0 | 0 | 0 | 0 | 0 | 0 | 0 | 0 | 0 | 0 | 0 | 0 | 0 | 0 | 0 | 0 | 0
F3_Commercial_Warehouse (WA)_Existing_Food Preparation_Natural Gas_Range_E8 | F3 | Commercial | Warehouse (WA) | Existing | Food Preparation | Natural Gas | Range | E8 | System - kBTUs of Consumption | 0 | 0 | 0 | 0 | 0 | 0 | 0 | 0 | 0 | 0 | 0 | 0 | 0 | 0 | 0 | 0 | 0 | 0 | 0 | 0 | 0 | 0 | 0 | 0 | 0 | 0 | 0
F3_Commercial_Warehouse (WA)_Existing_Food Preparation_Natural Gas_Range_E9 | F3 | Commercial | Warehouse (WA) | Existing | Food Preparation | Natural Gas | Range | E9 | System - kBTUs of Consumption | 0 | 0 | 0 | 0 | 0 | 0 | 0 | 0 | 0 | 0 | 0 | 0 | 0 | 0 | 0 | 0 | 0 | 0 | 0 | 0 | 0 | 0 | 0 | 0 | 0 | 0 | 0
F3_Commercial_Warehouse (WA)_Existing_Food Preparation_Natural Gas_Range_E10 | F3 | Commercial | Warehouse (WA) | Existing | Food Preparation | Natural Gas | Range | E10 | System - kBTUs of Consumption | 0 | 0 | 0 | 0 | 0 | 0 | 0 | 0 | 0 | 0 | 0 | 0 | 0 | 0 | 0 | 0 | 0 | 0 | 0 | 0 | 0 | 0 | 0 | 0 | 0 | 0 | 0
F4_Commercial_Warehouse (WA)_Existing_Food Preparation_Natural Gas_Range_E1 | F4 | Commercial | Warehouse (WA) | Existing | Food Preparation | Natural Gas | Range | E1 | Utility - Cost of Equipment | 5.4698e-05 | 5.4698e-05 | 5.4698e-05 | 5.4698e-05 | 5.4698e-05 | 5.4698e-05 | 5.4698e-05 | 5.4698e-05 | 5.4698e-05 | 5.4698e-05 | 5.4698e-05 | 5.4698e-05 | 5.4698e-05 | 5.4698e-05 | 5.4698e-05 | 5.4698e-05 | 5.4698e-05 | 5.4698e-05 | 5.4698e-05 | 5.4698e-05 | 5.4698e-05 | 5.4698e-05 | 5.4698e-05 | 5.4698e-05 | 5.4698e-05 | 5.4698e-05 | 5.4698e-05
F4_Commercial_Warehouse (WA)_Existing_Food Preparation_Natural Gas_Range_E2 | F4 | Commercial | Warehouse (WA) | Existing | Food Preparation | Natural Gas | Range | E2 | Utility - Cost of Equipment | 5.956e-05 | 5.956e-05 | 5.956e-05 | 5.956e-05 | 5.956e-05 | 5.956e-05 | 5.956e-05 | 5.956e-05 | 5.956e-05 | 5.956e-05 | 5.956e-05 | 5.956e-05 | 5.956e-05 | 5.956e-05 | 5.956e-05 | 5.956e-05 | 5.956e-05 | 5.956e-05 | 5.956e-05 | 5.956e-05 | 5.956e-05 | 5.956e-05 | 5.956e-05 | 5.956e-05 | 5.956e-05 | 5.956e-05 | 5.956e-05
F4_Commercial_Warehouse (WA)_Existing_Food Preparation_Natural Gas_Range_E3 | F4 | Commercial | Warehouse (WA) | Existing | Food Preparation | Natural Gas | Range | E3 | Utility - Cost of Equipment | 0 | 0 | 0 | 0 | 0 | 0 | 0 | 0 | 0 | 0 | 0 | 0 | 0 | 0 | 0 | 0 | 0 | 0 | 0 | 0 | 0 | 0 | 0 | 0 | 0 | 0 | 0
F4_Commercial_Warehouse (WA)_Existing_Food Preparation_Natural Gas_Range_E4 | F4 | Commercial | Warehouse (WA) | Existing | Food Preparation | Natural Gas | Range | E4 | Utility - Cost of Equipment | 0 | 0 | 0 | 0 | 0 | 0 | 0 | 0 | 0 | 0 | 0 | 0 | 0 | 0 | 0 | 0 | 0 | 0 | 0 | 0 | 0 | 0 | 0 | 0 | 0 | 0 | 0
F4_Commercial_Warehouse (WA)_Existing_Food Preparation_Natural Gas_Range_E5 | F4 | Commercial | Warehouse (WA) | Existing | Food Preparation | Natural Gas | Range | E5 | Utility - Cost of Equipment | 0 | 0 | 0 | 0 | 0 | 0 | 0 | 0 | 0 | 0 | 0 | 0 | 0 | 0 | 0 | 0 | 0 | 0 | 0 | 0 | 0 | 0 | 0 | 0 | 0 | 0 | 0
F4_Commercial_Warehouse (WA)_Existing_Food Preparation_Natural Gas_Range_E6 | F4 | Commercial | Warehouse (WA) | Existing | Food Preparation | Natural Gas | Range | E6 | Utility - Cost of Equipment | 0 | 0 | 0 | 0 | 0 | 0 | 0 | 0 | 0 | 0 | 0 | 0 | 0 | 0 | 0 | 0 | 0 | 0 | 0 | 0 | 0 | 0 | 0 | 0 | 0 | 0 | 0
F4_Commercial_Warehouse (WA)_Existing_Food Preparation_Natural Gas_Range_E7 | F4 | Commercial | Warehouse (WA) | Existing | Food Preparation | Natural Gas | Range | E7 | Utility - Cost of Equipment | 0 | 0 | 0 | 0 | 0 | 0 | 0 | 0 | 0 | 0 | 0 | 0 | 0 | 0 | 0 | 0 | 0 | 0 | 0 | 0 | 0 | 0 | 0 | 0 | 0 | 0 | 0
F4_Commercial_Warehouse (WA)_Existing_Food Preparation_Natural Gas_Range_E8 | F4 | Commercial | Warehouse (WA) | Existing | Food Preparation | Natural Gas | Range | E8 | Utility - Cost of Equipment | 0 | 0 | 0 | 0 | 0 | 0 | 0 | 0 | 0 | 0 | 0 | 0 | 0 | 0 | 0 | 0 | 0 | 0 | 0 | 0 | 0 | 0 | 0 | 0 | 0 | 0 | 0
F4_Commercial_Warehouse (WA)_Existing_Food Preparation_Natural Gas_Range_E9 | F4 | Commercial | Warehouse (WA) | Existing | Food Preparation | Natural Gas | Range | E9 | Utility - Cost of Equipment | 0 | 0 | 0 | 0 | 0 | 0 | 0 | 0 | 0 | 0 | 0 | 0 | 0 | 0 | 0 | 0 | 0 | 0 | 0 | 0 | 0 | 0 | 0 | 0 | 0 | 0 | 0
F4_Commercial_Warehouse (WA)_Existing_Food Preparation_Natural Gas_Range_E10 | F4 | Commercial | Warehouse (WA) | Existing | Food Preparation | Natural Gas | Range | E10 | Utility - Cost of Equipment | 0 | 0 | 0 | 0 | 0 | 0 | 0 | 0 | 0 | 0 | 0 | 0 | 0 | 0 | 0 | 0 | 0 | 0 | 0 | 0 | 0 | 0 | 0 | 0 | 0 | 0 | 0
F5_Commercial_Warehouse (WA)_Existing_Food Preparation_Natural Gas_Range_E1 | F5 | Commercial | Warehouse (WA) | Existing | Food Preparation | Natural Gas | Range | E1 | Utility - Cost of Operation | 0.0024627 | 0.0025196 | 0.0025911 | 0.0026754 | 0.0027736 | 0.0028973 | 0.0030262 | 0.0031547 | 0.0032786 | 0.0034042 | 0.0035023 | 0.0035935 | 0.0036919 | 0.0037877 | 0.0038722 | 0.0039504 | 0.0040194 | 0.0040872 | 0.0041601 | 0.0042309 | 0.0043036 | 0.0043795 | 0.0044561 | 0.0045353 | 0.0046158 | 0.0046978 | 0.0047813
F5_Commercial_Warehouse (WA)_Existing_Food Preparation_Natural Gas_Range_E2 | F5 | Commercial | Warehouse (WA) | Existing | Food Preparation | Natural Gas | Range | E2 | Utility - Cost of Operation | 0.0012314 | 0.0012598 | 0.0012955 | 0.0013377 | 0.0013868 | 0.0014486 | 0.0015131 | 0.0015773 | 0.0016393 | 0.0017021 | 0.0017512 | 0.0017968 | 0.0018459 | 0.0018938 | 0.0019361 | 0.0019752 | 0.0020097 | 0.0020436 | 0.0020801 | 0.0021154 | 0.0021518 | 0.0021897 | 0.002228 | 0.0022676 | 0.0023079 | 0.0023489 | 0.0023907
F5_Commercial_Warehouse (WA)_Existing_Food Preparation_Natural Gas_Range_E3 | F5 | Commercial | Warehouse (WA) | Existing | Food Preparation | Natural Gas | Range | E3 | Utility - Cost of Operation | 0 | 0 | 0 | 0 | 0 | 0 | 0 | 0 | 0 | 0 | 0 | 0 | 0 | 0 | 0 | 0 | 0 | 0 | 0 | 0 | 0 | 0 | 0 | 0 | 0 | 0 | 0
F5_Commercial_Warehouse (WA)_Existing_Food Preparation_Natural Gas_Range_E4 | F5 | Commercial | Warehouse (WA) | Existing | Food Preparation | Natural Gas | Range | E4 | Utility - Cost of Operation | 0 | 0 | 0 | 0 | 0 | 0 | 0 | 0 | 0 | 0 | 0 | 0 | 0 | 0 | 0 | 0 | 0 | 0 | 0 | 0 | 0 | 0 | 0 | 0 | 0 | 0 | 0
F5_Commercial_Warehouse (WA)_Existing_Food Preparation_Natural Gas_Range_E5 | F5 | Commercial | Warehouse (WA) | Existing | Food Preparation | Natural Gas | Range | E5 | Utility - Cost of Operation | 0 | 0 | 0 | 0 | 0 | 0 | 0 | 0 | 0 | 0 | 0 | 0 | 0 | 0 | 0 | 0 | 0 | 0 | 0 | 0 | 0 | 0 | 0 | 0 | 0 | 0 | 0
F5_Commercial_Warehouse (WA)_Existing_Food Preparation_Natural Gas_Range_E6 | F5 | Commercial | Warehouse (WA) | Existing | Food Preparation | Natural Gas | Range | E6 | Utility - Cost of Operation | 0 | 0 | 0 | 0 | 0 | 0 | 0 | 0 | 0 | 0 | 0 | 0 | 0 | 0 | 0 | 0 | 0 | 0 | 0 | 0 | 0 | 0 | 0 | 0 | 0 | 0 | 0
F5_Commercial_Warehouse (WA)_Existing_Food Preparation_Natural Gas_Range_E7 | F5 | Commercial | Warehouse (WA) | Existing | Food Preparation | Natural Gas | Range | E7 | Utility - Cost of Operation | 0 | 0 | 0 | 0 | 0 | 0 | 0 | 0 | 0 | 0 | 0 | 0 | 0 | 0 | 0 | 0 | 0 | 0 | 0 | 0 | 0 | 0 | 0 | 0 | 0 | 0 | 0
F5_Commercial_Warehouse (WA)_Existing_Food Preparation_Natural Gas_Range_E8 | F5 | Commercial | Warehouse (WA) | Existing | Food Preparation | Natural Gas | Range | E8 | Utility - Cost of Operation | 0 | 0 | 0 | 0 | 0 | 0 | 0 | 0 | 0 | 0 | 0 | 0 | 0 | 0 | 0 | 0 | 0 | 0 | 0 | 0 | 0 | 0 | 0 | 0 | 0 | 0 | 0
F5_Commercial_Warehouse (WA)_Existing_Food Preparation_Natural Gas_Range_E9 | F5 | Commercial | Warehouse (WA) | Existing | Food Preparation | Natural Gas | Range | E9 | Utility - Cost of Operation | 0 | 0 | 0 | 0 | 0 | 0 | 0 | 0 | 0 | 0 | 0 | 0 | 0 | 0 | 0 | 0 | 0 | 0 | 0 | 0 | 0 | 0 | 0 | 0 | 0 | 0 | 0
F5_Commercial_Warehouse (WA)_Existing_Food Preparation_Natural Gas_Range_E10 | F5 | Commercial | Warehouse (WA) | Existing | Food Preparation | Natural Gas | Range | E10 | Utility - Cost of Operation | 0 | 0 | 0 | 0 | 0 | 0 | 0 | 0 | 0 | 0 | 0 | 0 | 0 | 0 | 0 | 0 | 0 | 0 | 0 | 0 | 0 | 0 | 0 | 0 | 0 | 0 | 0
F6_Commercial_Warehouse (WA)_Existing_Food Preparation_Natural Gas_Range_E1 | F6 | Commercial | Warehouse (WA) | Existing | Food Preparation | Natural Gas | Range | E1 | Utility - Value of Sales | 0.0029296 | 0.0029784 | 0.0030378 | 0.00311 | 0.0031959 | 0.0033095 | 0.003426 | 0.0035387 | 0.0036425 | 0.0037421 | 0.0038444 | 0.0039359 | 0.0040312 | 0.0041194 | 0.0041936 | 0.0042594 | 0.0043133 | 0.0043642 | 0.0044187 | 0.0044687 | 0.0045188 | 0.0045985 | 0.0046789 | 0.004762 | 0.0048466 | 0.0049327 | 0.0050204
F6_Commercial_Warehouse (WA)_Existing_Food Preparation_Natural Gas_Range_E2 | F6 | Commercial | Warehouse (WA) | Existing | Food Preparation | Natural Gas | Range | E2 | Utility - Value of Sales | 0.0014648 | 0.0014892 | 0.0015189 | 0.001555 | 0.001598 | 0.0016548 | 0.001713 | 0.0017694 | 0.0018212 | 0.0018711 | 0.0019222 | 0.0019679 | 0.0020156 | 0.0020597 | 0.0020968 | 0.0021297 | 0.0021567 | 0.0021821 | 0.0022094 | 0.0022344 | 0.0022594 | 0.0022992 | 0.0023395 | 0.002381 | 0.0024233 | 0.0024664 | 0.0025102
F6_Commercial_Warehouse (WA)_Existing_Food Preparation_Natural Gas_Range_E3 | F6 | Commercial | Warehouse (WA) | Existing | Food Preparation | Natural Gas | Range | E3 | Utility - Value of Sales | 0 | 0 | 0 | 0 | 0 | 0 | 0 | 0 | 0 | 0 | 0 | 0 | 0 | 0 | 0 | 0 | 0 | 0 | 0 | 0 | 0 | 0 | 0 | 0 | 0 | 0 | 0
F6_Commercial_Warehouse (WA)_Existing_Food Preparation_Natural Gas_Range_E4 | F6 | Commercial | Warehouse (WA) | Existing | Food Preparation | Natural Gas | Range | E4 | Utility - Value of Sales | 0 | 0 | 0 | 0 | 0 | 0 | 0 | 0 | 0 | 0 | 0 | 0 | 0 | 0 | 0 | 0 | 0 | 0 | 0 | 0 | 0 | 0 | 0 | 0 | 0 | 0 | 0
F6_Commercial_Warehouse (WA)_Existing_Food Preparation_Natural Gas_Range_E5 | F6 | Commercial | Warehouse (WA) | Existing | Food Preparation | Natural Gas | Range | E5 | Utility - Value of Sales | 0 | 0 | 0 | 0 | 0 | 0 | 0 | 0 | 0 | 0 | 0 | 0 | 0 | 0 | 0 | 0 | 0 | 0 | 0 | 0 | 0 | 0 | 0 | 0 | 0 | 0 | 0
F6_Commercial_Warehouse (WA)_Existing_Food Preparation_Natural Gas_Range_E6 | F6 | Commercial | Warehouse (WA) | Existing | Food Preparation | Natural Gas | Range | E6 | Utility - Value of Sales | 0 | 0 | 0 | 0 | 0 | 0 | 0 | 0 | 0 | 0 | 0 | 0 | 0 | 0 | 0 | 0 | 0 | 0 | 0 | 0 | 0 | 0 | 0 | 0 | 0 | 0 | 0
F6_Commercial_Warehouse (WA)_Existing_Food Preparation_Natural Gas_Range_E7 | F6 | Commercial | Warehouse (WA) | Existing | Food Preparation | Natural Gas | Range | E7 | Utility - Value of Sales | 0 | 0 | 0 | 0 | 0 | 0 | 0 | 0 | 0 | 0 | 0 | 0 | 0 | 0 | 0 | 0 | 0 | 0 | 0 | 0 | 0 | 0 | 0 | 0 | 0 | 0 | 0
F6_Commercial_Warehouse (WA)_Existing_Food Preparation_Natural Gas_Range_E8 | F6 | Commercial | Warehouse (WA) | Existing | Food Preparation | Natural Gas | Range | E8 | Utility - Value of Sales | 0 | 0 | 0 | 0 | 0 | 0 | 0 | 0 | 0 | 0 | 0 | 0 | 0 | 0 | 0 | 0 | 0 | 0 | 0 | 0 | 0 | 0 | 0 | 0 | 0 | 0 | 0
F6_Commercial_Warehouse (WA)_Existing_Food Preparation_Natural Gas_Range_E9 | F6 | Commercial | Warehouse (WA) | Existing | Food Preparation | Natural Gas | Range | E9 | Utility - Value of Sales | 0 | 0 | 0 | 0 | 0 | 0 | 0 | 0 | 0 | 0 | 0 | 0 | 0 | 0 | 0 | 0 | 0 | 0 | 0 | 0 | 0 | 0 | 0 | 0 | 0 | 0 | 0
F6_Commercial_Warehouse (WA)_Existing_Food Preparation_Natural Gas_Range_E10 | F6 | Commercial | Warehouse (WA) | Existing | Food Preparation | Natural Gas | Range | E10 | Utility - Value of Sales | 0 | 0 | 0 | 0 | 0 | 0 | 0 | 0 | 0 | 0 | 0 | 0 | 0 | 0 | 0 | 0 | 0 | 0 | 0 | 0 | 0 | 0 | 0 | 0 | 0 | 0 | 0
F1_Commercial_Warehouse (WA)_Existing_Food Preparation_Natural Gas_Steamer_E1 | F1 | Commercial | Warehouse (WA) | Existing | Food Preparation | Natural Gas | Steamer | E1 | RVT - Cost of Equipment | 0.013868 | 0.013868 | 0.013868 | 0.013868 | 0.013868 | 0.013868 | 0.013868 | 0.013868 | 0.013868 | 0.013868 | 0.013868 | 0.013868 | 0.013868 | 0.013868 | 0.013868 | 0.013868 | 0.013868 | 0.013868 | 0.013868 | 0.013868 | 0.013868 | 0.013868 | 0.013868 | 0.013868 | 0.013868 | 0.013868 | 0.013868
F1_Commercial_Warehouse (WA)_Existing_Food Preparation_Natural Gas_Steamer_E2 | F1 | Commercial | Warehouse (WA) | Existing | Food Preparation | Natural Gas | Steamer | E2 | RVT - Cost of Equipment | 0.014901 | 0.014901 | 0.014901 | 0.014901 | 0.014901 | 0.014901 | 0.014901 | 0.014901 | 0.014901 | 0.014901 | 0.014901 | 0.014901 | 0.014901 | 0.014901 | 0.014901 | 0.014901 | 0.014901 | 0.014901 | 0.014901 | 0.014901 | 0.014901 | 0.014901 | 0.014901 | 0.014901 | 0.014901 | 0.014901 | 0.014901
F1_Commercial_Warehouse (WA)_Existing_Food Preparation_Natural Gas_Steamer_E3 | F1 | Commercial | Warehouse (WA) | Existing | Food Preparation | Natural Gas | Steamer | E3 | RVT - Cost of Equipment | 0 | 0 | 0 | 0 | 0 | 0 | 0 | 0 | 0 | 0 | 0 | 0 | 0 | 0 | 0 | 0 | 0 | 0 | 0 | 0 | 0 | 0 | 0 | 0 | 0 | 0 | 0
F1_Commercial_Warehouse (WA)_Existing_Food Preparation_Natural Gas_Steamer_E4 | F1 | Commercial | Warehouse (WA) | Existing | Food Preparation | Natural Gas | Steamer | E4 | RVT - Cost of Equipment | 0 | 0 | 0 | 0 | 0 | 0 | 0 | 0 | 0 | 0 | 0 | 0 | 0 | 0 | 0 | 0 | 0 | 0 | 0 | 0 | 0 | 0 | 0 | 0 | 0 | 0 | 0
F1_Commercial_Warehouse (WA)_Existing_Food Preparation_Natural Gas_Steamer_E5 | F1 | Commercial | Warehouse (WA) | Existing | Food Preparation | Natural Gas | Steamer | E5 | RVT - Cost of Equipment | 0 | 0 | 0 | 0 | 0 | 0 | 0 | 0 | 0 | 0 | 0 | 0 | 0 | 0 | 0 | 0 | 0 | 0 | 0 | 0 | 0 | 0 | 0 | 0 | 0 | 0 | 0
F1_Commercial_Warehouse (WA)_Existing_Food Preparation_Natural Gas_Steamer_E6 | F1 | Commercial | Warehouse (WA) | Existing | Food Preparation | Natural Gas | Steamer | E6 | RVT - Cost of Equipment | 0 | 0 | 0 | 0 | 0 | 0 | 0 | 0 | 0 | 0 | 0 | 0 | 0 | 0 | 0 | 0 | 0 | 0 | 0 | 0 | 0 | 0 | 0 | 0 | 0 | 0 | 0
F1_Commercial_Warehouse (WA)_Existing_Food Preparation_Natural Gas_Steamer_E7 | F1 | Commercial | Warehouse (WA) | Existing | Food Preparation | Natural Gas | Steamer | E7 | RVT - Cost of Equipment | 0 | 0 | 0 | 0 | 0 | 0 | 0 | 0 | 0 | 0 | 0 | 0 | 0 | 0 | 0 | 0 | 0 | 0 | 0 | 0 | 0 | 0 | 0 | 0 | 0 | 0 | 0
F1_Commercial_Warehouse (WA)_Existing_Food Preparation_Natural Gas_Steamer_E8 | F1 | Commercial | Warehouse (WA) | Existing | Food Preparation | Natural Gas | Steamer | E8 | RVT - Cost of Equipment | 0 | 0 | 0 | 0 | 0 | 0 | 0 | 0 | 0 | 0 | 0 | 0 | 0 | 0 | 0 | 0 | 0 | 0 | 0 | 0 | 0 | 0 | 0 | 0 | 0 | 0 | 0
F1_Commercial_Warehouse (WA)_Existing_Food Preparation_Natural Gas_Steamer_E9 | F1 | Commercial | Warehouse (WA) | Existing | Food Preparation | Natural Gas | Steamer | E9 | RVT - Cost of Equipment | 0 | 0 | 0 | 0 | 0 | 0 | 0 | 0 | 0 | 0 | 0 | 0 | 0 | 0 | 0 | 0 | 0 | 0 | 0 | 0 | 0 | 0 | 0 | 0 | 0 | 0 | 0
F1_Commercial_Warehouse (WA)_Existing_Food Preparation_Natural Gas_Steamer_E10 | F1 | Commercial | Warehouse (WA) | Existing | Food Preparation | Natural Gas | Steamer | E10 | RVT - Cost of Equipment | 0 | 0 | 0 | 0 | 0 | 0 | 0 | 0 | 0 | 0 | 0 | 0 | 0 | 0 | 0 | 0 | 0 | 0 | 0 | 0 | 0 | 0 | 0 | 0 | 0 | 0 | 0
F2_Commercial_Warehouse (WA)_Existing_Food Preparation_Natural Gas_Steamer_E1 | F2 | Commercial | Warehouse (WA) | Existing | Food Preparation | Natural Gas | Steamer | E1 | RVT - Cost of Operation | 0.0040802 | 0.0041573 | 0.0042478 | 0.0043533 | 0.0044741 | 0.0046249 | 0.0047761 | 0.0049197 | 0.0050497 | 0.0051756 | 0.0053062 | 0.0054248 | 0.0055501 | 0.0056686 | 0.0057705 | 0.0058624 | 0.0059402 | 0.0060145 | 0.0060936 | 0.0061673 | 0.0062414 | 0.0063515 | 0.0064628 | 0.0065776 | 0.0066945 | 0.0068134 | 0.0069345
F2_Commercial_Warehouse (WA)_Existing_Food Preparation_Natural Gas_Steamer_E2 | F2 | Commercial | Warehouse (WA) | Existing | Food Preparation | Natural Gas | Steamer | E2 | RVT - Cost of Operation | 0.00076984 | 0.00078438 | 0.00080145 | 0.00082135 | 0.00084414 | 0.00087259 | 0.00090113 | 0.00092822 | 0.00095274 | 0.00097651 | 0.0010011 | 0.0010235 | 0.0010472 | 0.0010695 | 0.0010887 | 0.0011061 | 0.0011208 | 0.0011348 | 0.0011497 | 0.0011636 | 0.0011776 | 0.0011984 | 0.0012194 | 0.001241 | 0.0012631 | 0.0012855 | 0.0013084
F2_Commercial_Warehouse (WA)_Existing_Food Preparation_Natural Gas_Steamer_E3 | F2 | Commercial | Warehouse (WA) | Existing | Food Preparation | Natural Gas | Steamer | E3 | RVT - Cost of Operation | 0 | 0 | 0 | 0 | 0 | 0 | 0 | 0 | 0 | 0 | 0 | 0 | 0 | 0 | 0 | 0 | 0 | 0 | 0 | 0 | 0 | 0 | 0 | 0 | 0 | 0 | 0
F2_Commercial_Warehouse (WA)_Existing_Food Preparation_Natural Gas_Steamer_E4 | F2 | Commercial | Warehouse (WA) | Existing | Food Preparation | Natural Gas | Steamer | E4 | RVT - Cost of Operation | 0 | 0 | 0 | 0 | 0 | 0 | 0 | 0 | 0 | 0 | 0 | 0 | 0 | 0 | 0 | 0 | 0 | 0 | 0 | 0 | 0 | 0 | 0 | 0 | 0 | 0 | 0
F2_Commercial_Warehouse (WA)_Existing_Food Preparation_Natural Gas_Steamer_E5 | F2 | Commercial | Warehouse (WA) | Existing | Food Preparation | Natural Gas | Steamer | E5 | RVT - Cost of Operation | 0 | 0 | 0 | 0 | 0 | 0 | 0 | 0 | 0 | 0 | 0 | 0 | 0 | 0 | 0 | 0 | 0 | 0 | 0 | 0 | 0 | 0 | 0 | 0 | 0 | 0 | 0
F2_Commercial_Warehouse (WA)_Existing_Food Preparation_Natural Gas_Steamer_E6 | F2 | Commercial | Warehouse (WA) | Existing | Food Preparation | Natural Gas | Steamer | E6 | RVT - Cost of Operation | 0 | 0 | 0 | 0 | 0 | 0 | 0 | 0 | 0 | 0 | 0 | 0 | 0 | 0 | 0 | 0 | 0 | 0 | 0 | 0 | 0 | 0 | 0 | 0 | 0 | 0 | 0
F2_Commercial_Warehouse (WA)_Existing_Food Preparation_Natural Gas_Steamer_E7 | F2 | Commercial | Warehouse (WA) | Existing | Food Preparation | Natural Gas | Steamer | E7 | RVT - Cost of Operation | 0 | 0 | 0 | 0 | 0 | 0 | 0 | 0 | 0 | 0 | 0 | 0 | 0 | 0 | 0 | 0 | 0 | 0 | 0 | 0 | 0 | 0 | 0 | 0 | 0 | 0 | 0
F2_Commercial_Warehouse (WA)_Existing_Food Preparation_Natural Gas_Steamer_E8 | F2 | Commercial | Warehouse (WA) | Existing | Food Preparation | Natural Gas | Steamer | E8 | RVT - Cost of Operation | 0 | 0 | 0 | 0 | 0 | 0 | 0 | 0 | 0 | 0 | 0 | 0 | 0 | 0 | 0 | 0 | 0 | 0 | 0 | 0 | 0 | 0 | 0 | 0 | 0 | 0 | 0
F2_Commercial_Warehouse (WA)_Existing_Food Preparation_Natural Gas_Steamer_E9 | F2 | Commercial | Warehouse (WA) | Existing | Food Preparation | Natural Gas | Steamer | E9 | RVT - Cost of Operation | 0 | 0 | 0 | 0 | 0 | 0 | 0 | 0 | 0 | 0 | 0 | 0 | 0 | 0 | 0 | 0 | 0 | 0 | 0 | 0 | 0 | 0 | 0 | 0 | 0 | 0 | 0
F2_Commercial_Warehouse (WA)_Existing_Food Preparation_Natural Gas_Steamer_E10 | F2 | Commercial | Warehouse (WA) | Existing | Food Preparation | Natural Gas | Steamer | E10 | RVT - Cost of Operation | 0 | 0 | 0 | 0 | 0 | 0 | 0 | 0 | 0 | 0 | 0 | 0 | 0 | 0 | 0 | 0 | 0 | 0 | 0 | 0 | 0 | 0 | 0 | 0 | 0 | 0 | 0
F3_Commercial_Warehouse (WA)_Existing_Food Preparation_Natural Gas_Steamer_E1 | F3 | Commercial | Warehouse (WA) | Existing | Food Preparation | Natural Gas | Steamer | E1 | System - kBTUs of Consumption | 0.97339 | 0.97339 | 0.97339 | 0.97339 | 0.97339 | 0.97339 | 0.97339 | 0.97339 | 0.97339 | 0.97339 | 0.97339 | 0.97339 | 0.97339 | 0.97339 | 0.97339 | 0.97339 | 0.97339 | 0.97339 | 0.97339 | 0.97339 | 0.97339 | 0.97339 | 0.97339 | 0.97339 | 0.97339 | 0.97339 | 0.97339
F3_Commercial_Warehouse (WA)_Existing_Food Preparation_Natural Gas_Steamer_E2 | F3 | Commercial | Warehouse (WA) | Existing | Food Preparation | Natural Gas | Steamer | E2 | System - kBTUs of Consumption | 0.18365 | 0.18365 | 0.18365 | 0.18365 | 0.18365 | 0.18365 | 0.18365 | 0.18365 | 0.18365 | 0.18365 | 0.18365 | 0.18365 | 0.18365 | 0.18365 | 0.18365 | 0.18365 | 0.18365 | 0.18365 | 0.18365 | 0.18365 | 0.18365 | 0.18365 | 0.18365 | 0.18365 | 0.18365 | 0.18365 | 0.18365
F3_Commercial_Warehouse (WA)_Existing_Food Preparation_Natural Gas_Steamer_E3 | F3 | Commercial | Warehouse (WA) | Existing | Food Preparation | Natural Gas | Steamer | E3 | System - kBTUs of Consumption | 0 | 0 | 0 | 0 | 0 | 0 | 0 | 0 | 0 | 0 | 0 | 0 | 0 | 0 | 0 | 0 | 0 | 0 | 0 | 0 | 0 | 0 | 0 | 0 | 0 | 0 | 0
F3_Commercial_Warehouse (WA)_Existing_Food Preparation_Natural Gas_Steamer_E4 | F3 | Commercial | Warehouse (WA) | Existing | Food Preparation | Natural Gas | Steamer | E4 | System - kBTUs of Consumption | 0 | 0 | 0 | 0 | 0 | 0 | 0 | 0 | 0 | 0 | 0 | 0 | 0 | 0 | 0 | 0 | 0 | 0 | 0 | 0 | 0 | 0 | 0 | 0 | 0 | 0 | 0
F3_Commercial_Warehouse (WA)_Existing_Food Preparation_Natural Gas_Steamer_E5 | F3 | Commercial | Warehouse (WA) | Existing | Food Preparation | Natural Gas | Steamer | E5 | System - kBTUs of Consumption | 0 | 0 | 0 | 0 | 0 | 0 | 0 | 0 | 0 | 0 | 0 | 0 | 0 | 0 | 0 | 0 | 0 | 0 | 0 | 0 | 0 | 0 | 0 | 0 | 0 | 0 | 0
F3_Commercial_Warehouse (WA)_Existing_Food Preparation_Natural Gas_Steamer_E6 | F3 | Commercial | Warehouse (WA) | Existing | Food Preparation | Natural Gas | Steamer | E6 | System - kBTUs of Consumption | 0 | 0 | 0 | 0 | 0 | 0 | 0 | 0 | 0 | 0 | 0 | 0 | 0 | 0 | 0 | 0 | 0 | 0 | 0 | 0 | 0 | 0 | 0 | 0 | 0 | 0 | 0
F3_Commercial_Warehouse (WA)_Existing_Food Preparation_Natural Gas_Steamer_E7 | F3 | Commercial | Warehouse (WA) | Existing | Food Preparation | Natural Gas | Steamer | E7 | System - kBTUs of Consumption | 0 | 0 | 0 | 0 | 0 | 0 | 0 | 0 | 0 | 0 | 0 | 0 | 0 | 0 | 0 | 0 | 0 | 0 | 0 | 0 | 0 | 0 | 0 | 0 | 0 | 0 | 0
F3_Commercial_Warehouse (WA)_Existing_Food Preparation_Natural Gas_Steamer_E8 | F3 | Commercial | Warehouse (WA) | Existing | Food Preparation | Natural Gas | Steamer | E8 | System - kBTUs of Consumption | 0 | 0 | 0 | 0 | 0 | 0 | 0 | 0 | 0 | 0 | 0 | 0 | 0 | 0 | 0 | 0 | 0 | 0 | 0 | 0 | 0 | 0 | 0 | 0 | 0 | 0 | 0
F3_Commercial_Warehouse (WA)_Existing_Food Preparation_Natural Gas_Steamer_E9 | F3 | Commercial | Warehouse (WA) | Existing | Food Preparation | Natural Gas | Steamer | E9 | System - kBTUs of Consumption | 0 | 0 | 0 | 0 | 0 | 0 | 0 | 0 | 0 | 0 | 0 | 0 | 0 | 0 | 0 | 0 | 0 | 0 | 0 | 0 | 0 | 0 | 0 | 0 | 0 | 0 | 0
F3_Commercial_Warehouse (WA)_Existing_Food Preparation_Natural Gas_Steamer_E10 | F3 | Commercial | Warehouse (WA) | Existing | Food Preparation | Natural Gas | Steamer | E10 | System - kBTUs of Consumption | 0 | 0 | 0 | 0 | 0 | 0 | 0 | 0 | 0 | 0 | 0 | 0 | 0 | 0 | 0 | 0 | 0 | 0 | 0 | 0 | 0 | 0 | 0 | 0 | 0 | 0 | 0
F4_Commercial_Warehouse (WA)_Existing_Food Preparation_Natural Gas_Steamer_E1 | F4 | Commercial | Warehouse (WA) | Existing | Food Preparation | Natural Gas | Steamer | E1 | Utility - Cost of Equipment | 0.013868 | 0.013868 | 0.013868 | 0.013868 | 0.013868 | 0.013868 | 0.013868 | 0.013868 | 0.013868 | 0.013868 | 0.013868 | 0.013868 | 0.013868 | 0.013868 | 0.013868 | 0.013868 | 0.013868 | 0.013868 | 0.013868 | 0.013868 | 0.013868 | 0.013868 | 0.013868 | 0.013868 | 0.013868 | 0.013868 | 0.013868
F4_Commercial_Warehouse (WA)_Existing_Food Preparation_Natural Gas_Steamer_E2 | F4 | Commercial | Warehouse (WA) | Existing | Food Preparation | Natural Gas | Steamer | E2 | Utility - Cost of Equipment | 0.014901 | 0.014901 | 0.014901 | 0.014901 | 0.014901 | 0.014901 | 0.014901 | 0.014901 | 0.014901 | 0.014901 | 0.014901 | 0.014901 | 0.014901 | 0.014901 | 0.014901 | 0.014901 | 0.014901 | 0.014901 | 0.014901 | 0.014901 | 0.014901 | 0.014901 | 0.014901 | 0.014901 | 0.014901 | 0.014901 | 0.014901
F4_Commercial_Warehouse (WA)_Existing_Food Preparation_Natural Gas_Steamer_E3 | F4 | Commercial | Warehouse (WA) | Existing | Food Preparation | Natural Gas | Steamer | E3 | Utility - Cost of Equipment | 0 | 0 | 0 | 0 | 0 | 0 | 0 | 0 | 0 | 0 | 0 | 0 | 0 | 0 | 0 | 0 | 0 | 0 | 0 | 0 | 0 | 0 | 0 | 0 | 0 | 0 | 0
F4_Commercial_Warehouse (WA)_Existing_Food Preparation_Natural Gas_Steamer_E4 | F4 | Commercial | Warehouse (WA) | Existing | Food Preparation | Natural Gas | Steamer | E4 | Utility - Cost of Equipment | 0 | 0 | 0 | 0 | 0 | 0 | 0 | 0 | 0 | 0 | 0 | 0 | 0 | 0 | 0 | 0 | 0 | 0 | 0 | 0 | 0 | 0 | 0 | 0 | 0 | 0 | 0
F4_Commercial_Warehouse (WA)_Existing_Food Preparation_Natural Gas_Steamer_E5 | F4 | Commercial | Warehouse (WA) | Existing | Food Preparation | Natural Gas | Steamer | E5 | Utility - Cost of Equipment | 0 | 0 | 0 | 0 | 0 | 0 | 0 | 0 | 0 | 0 | 0 | 0 | 0 | 0 | 0 | 0 | 0 | 0 | 0 | 0 | 0 | 0 | 0 | 0 | 0 | 0 | 0
F4_Commercial_Warehouse (WA)_Existing_Food Preparation_Natural Gas_Steamer_E6 | F4 | Commercial | Warehouse (WA) | Existing | Food Preparation | Natural Gas | Steamer | E6 | Utility - Cost of Equipment | 0 | 0 | 0 | 0 | 0 | 0 | 0 | 0 | 0 | 0 | 0 | 0 | 0 | 0 | 0 | 0 | 0 | 0 | 0 | 0 | 0 | 0 | 0 | 0 | 0 | 0 | 0
F4_Commercial_Warehouse (WA)_Existing_Food Preparation_Natural Gas_Steamer_E7 | F4 | Commercial | Warehouse (WA) | Existing | Food Preparation | Natural Gas | Steamer | E7 | Utility - Cost of Equipment | 0 | 0 | 0 | 0 | 0 | 0 | 0 | 0 | 0 | 0 | 0 | 0 | 0 | 0 | 0 | 0 | 0 | 0 | 0 | 0 | 0 | 0 | 0 | 0 | 0 | 0 | 0
F4_Commercial_Warehouse (WA)_Existing_Food Preparation_Natural Gas_Steamer_E8 | F4 | Commercial | Warehouse (WA) | Existing | Food Preparation | Natural Gas | Steamer | E8 | Utility - Cost of Equipment | 0 | 0 | 0 | 0 | 0 | 0 | 0 | 0 | 0 | 0 | 0 | 0 | 0 | 0 | 0 | 0 | 0 | 0 | 0 | 0 | 0 | 0 | 0 | 0 | 0 | 0 | 0
F4_Commercial_Warehouse (WA)_Existing_Food Preparation_Natural Gas_Steamer_E9 | F4 | Commercial | Warehouse (WA) | Existing | Food Preparation | Natural Gas | Steamer | E9 | Utility - Cost of Equipment | 0 | 0 | 0 | 0 | 0 | 0 | 0 | 0 | 0 | 0 | 0 | 0 | 0 | 0 | 0 | 0 | 0 | 0 | 0 | 0 | 0 | 0 | 0 | 0 | 0 | 0 | 0
F4_Commercial_Warehouse (WA)_Existing_Food Preparation_Natural Gas_Steamer_E10 | F4 | Commercial | Warehouse (WA) | Existing | Food Preparation | Natural Gas | Steamer | E10 | Utility - Cost of Equipment | 0 | 0 | 0 | 0 | 0 | 0 | 0 | 0 | 0 | 0 | 0 | 0 | 0 | 0 | 0 | 0 | 0 | 0 | 0 | 0 | 0 | 0 | 0 | 0 | 0 | 0 | 0
F5_Commercial_Warehouse (WA)_Existing_Food Preparation_Natural Gas_Steamer_E1 | F5 | Commercial | Warehouse (WA) | Existing | Food Preparation | Natural Gas | Steamer | E1 | Utility - Cost of Operation | 0.0034643 | 0.0035516 | 0.003655 | 0.0037736 | 0.0039076 | 0.0040707 | 0.0042386 | 0.0044049 | 0.0045649 | 0.0047272 | 0.0048563 | 0.0049773 | 0.0051072 | 0.0052345 | 0.0053482 | 0.0054547 | 0.0055501 | 0.0056444 | 0.0057451 | 0.0058433 | 0.0059442 | 0.0060491 | 0.0061551 | 0.0062644 | 0.0063757 | 0.006489 | 0.0066043
F5_Commercial_Warehouse (WA)_Existing_Food Preparation_Natural Gas_Steamer_E2 | F5 | Commercial | Warehouse (WA) | Existing | Food Preparation | Natural Gas | Steamer | E2 | Utility - Cost of Operation | 0.00065362 | 0.0006701 | 0.00068961 | 0.00071198 | 0.00073727 | 0.00076804 | 0.00079971 | 0.00083108 | 0.00086128 | 0.0008919 | 0.00091626 | 0.00093908 | 0.0009636 | 0.00098761 | 0.0010091 | 0.0010292 | 0.0010472 | 0.001065 | 0.0010839 | 0.0011025 | 0.0011215 | 0.0011413 | 0.0011613 | 0.0011819 | 0.0012029 | 0.0012243 | 0.0012461
F5_Commercial_Warehouse (WA)_Existing_Food Preparation_Natural Gas_Steamer_E3 | F5 | Commercial | Warehouse (WA) | Existing | Food Preparation | Natural Gas | Steamer | E3 | Utility - Cost of Operation | 0 | 0 | 0 | 0 | 0 | 0 | 0 | 0 | 0 | 0 | 0 | 0 | 0 | 0 | 0 | 0 | 0 | 0 | 0 | 0 | 0 | 0 | 0 | 0 | 0 | 0 | 0
F5_Commercial_Warehouse (WA)_Existing_Food Preparation_Natural Gas_Steamer_E4 | F5 | Commercial | Warehouse (WA) | Existing | Food Preparation | Natural Gas | Steamer | E4 | Utility - Cost of Operation | 0 | 0 | 0 | 0 | 0 | 0 | 0 | 0 | 0 | 0 | 0 | 0 | 0 | 0 | 0 | 0 | 0 | 0 | 0 | 0 | 0 | 0 | 0 | 0 | 0 | 0 | 0
F5_Commercial_Warehouse (WA)_Existing_Food Preparation_Natural Gas_Steamer_E5 | F5 | Commercial | Warehouse (WA) | Existing | Food Preparation | Natural Gas | Steamer | E5 | Utility - Cost of Operation | 0 | 0 | 0 | 0 | 0 | 0 | 0 | 0 | 0 | 0 | 0 | 0 | 0 | 0 | 0 | 0 | 0 | 0 | 0 | 0 | 0 | 0 | 0 | 0 | 0 | 0 | 0
F5_Commercial_Warehouse (WA)_Existing_Food Preparation_Natural Gas_Steamer_E6 | F5 | Commercial | Warehouse (WA) | Existing | Food Preparation | Natural Gas | Steamer | E6 | Utility - Cost of Operation | 0 | 0 | 0 | 0 | 0 | 0 | 0 | 0 | 0 | 0 | 0 | 0 | 0 | 0 | 0 | 0 | 0 | 0 | 0 | 0 | 0 | 0 | 0 | 0 | 0 | 0 | 0
F5_Commercial_Warehouse (WA)_Existing_Food Preparation_Natural Gas_Steamer_E7 | F5 | Commercial | Warehouse (WA) | Existing | Food Preparation | Natural Gas | Steamer | E7 | Utility - Cost of Operation | 0 | 0 | 0 | 0 | 0 | 0 | 0 | 0 | 0 | 0 | 0 | 0 | 0 | 0 | 0 | 0 | 0 | 0 | 0 | 0 | 0 | 0 | 0 | 0 | 0 | 0 | 0
F5_Commercial_Warehouse (WA)_Existing_Food Preparation_Natural Gas_Steamer_E8 | F5 | Commercial | Warehouse (WA) | Existing | Food Preparation | Natural Gas | Steamer | E8 | Utility - Cost of Operation | 0 | 0 | 0 | 0 | 0 | 0 | 0 | 0 | 0 | 0 | 0 | 0 | 0 | 0 | 0 | 0 | 0 | 0 | 0 | 0 | 0 | 0 | 0 | 0 | 0 | 0 | 0
F5_Commercial_Warehouse (WA)_Existing_Food Preparation_Natural Gas_Steamer_E9 | F5 | Commercial | Warehouse (WA) | Existing | Food Preparation | Natural Gas | Steamer | E9 | Utility - Cost of Operation | 0 | 0 | 0 | 0 | 0 | 0 | 0 | 0 | 0 | 0 | 0 | 0 | 0 | 0 | 0 | 0 | 0 | 0 | 0 | 0 | 0 | 0 | 0 | 0 | 0 | 0 | 0
F5_Commercial_Warehouse (WA)_Existing_Food Preparation_Natural Gas_Steamer_E10 | F5 | Commercial | Warehouse (WA) | Existing | Food Preparation | Natural Gas | Steamer | E10 | Utility - Cost of Operation | 0 | 0 | 0 | 0 | 0 | 0 | 0 | 0 | 0 | 0 | 0 | 0 | 0 | 0 | 0 | 0 | 0 | 0 | 0 | 0 | 0 | 0 | 0 | 0 | 0 | 0 | 0
F6_Commercial_Warehouse (WA)_Existing_Food Preparation_Natural Gas_Steamer_E1 | F6 | Commercial | Warehouse (WA) | Existing | Food Preparation | Natural Gas | Steamer | E1 | Utility - Value of Sales | 0.0040802 | 0.0041573 | 0.0042478 | 0.0043533 | 0.0044741 | 0.0046249 | 0.0047761 | 0.0049197 | 0.0050497 | 0.0051756 | 0.0053062 | 0.0054248 | 0.0055501 | 0.0056686 | 0.0057705 | 0.0058624 | 0.0059402 | 0.0060145 | 0.0060936 | 0.0061673 | 0.0062414 | 0.0063515 | 0.0064628 | 0.0065776 | 0.0066945 | 0.0068134 | 0.0069345
F6_Commercial_Warehouse (WA)_Existing_Food Preparation_Natural Gas_Steamer_E2 | F6 | Commercial | Warehouse (WA) | Existing | Food Preparation | Natural Gas | Steamer | E2 | Utility - Value of Sales | 0.00076984 | 0.00078438 | 0.00080145 | 0.00082135 | 0.00084414 | 0.00087259 | 0.00090113 | 0.00092822 | 0.00095274 | 0.00097651 | 0.0010011 | 0.0010235 | 0.0010472 | 0.0010695 | 0.0010887 | 0.0011061 | 0.0011208 | 0.0011348 | 0.0011497 | 0.0011636 | 0.0011776 | 0.0011984 | 0.0012194 | 0.001241 | 0.0012631 | 0.0012855 | 0.0013084
F6_Commercial_Warehouse (WA)_Existing_Food Preparation_Natural Gas_Steamer_E3 | F6 | Commercial | Warehouse (WA) | Existing | Food Preparation | Natural Gas | Steamer | E3 | Utility - Value of Sales | 0 | 0 | 0 | 0 | 0 | 0 | 0 | 0 | 0 | 0 | 0 | 0 | 0 | 0 | 0 | 0 | 0 | 0 | 0 | 0 | 0 | 0 | 0 | 0 | 0 | 0 | 0
F6_Commercial_Warehouse (WA)_Existing_Food Preparation_Natural Gas_Steamer_E4 | F6 | Commercial | Warehouse (WA) | Existing | Food Preparation | Natural Gas | Steamer | E4 | Utility - Value of Sales | 0 | 0 | 0 | 0 | 0 | 0 | 0 | 0 | 0 | 0 | 0 | 0 | 0 | 0 | 0 | 0 | 0 | 0 | 0 | 0 | 0 | 0 | 0 | 0 | 0 | 0 | 0
F6_Commercial_Warehouse (WA)_Existing_Food Preparation_Natural Gas_Steamer_E5 | F6 | Commercial | Warehouse (WA) | Existing | Food Preparation | Natural Gas | Steamer | E5 | Utility - Value of Sales | 0 | 0 | 0 | 0 | 0 | 0 | 0 | 0 | 0 | 0 | 0 | 0 | 0 | 0 | 0 | 0 | 0 | 0 | 0 | 0 | 0 | 0 | 0 | 0 | 0 | 0 | 0
F6_Commercial_Warehouse (WA)_Existing_Food Preparation_Natural Gas_Steamer_E6 | F6 | Commercial | Warehouse (WA) | Existing | Food Preparation | Natural Gas | Steamer | E6 | Utility - Value of Sales | 0 | 0 | 0 | 0 | 0 | 0 | 0 | 0 | 0 | 0 | 0 | 0 | 0 | 0 | 0 | 0 | 0 | 0 | 0 | 0 | 0 | 0 | 0 | 0 | 0 | 0 | 0
F6_Commercial_Warehouse (WA)_Existing_Food Preparation_Natural Gas_Steamer_E7 | F6 | Commercial | Warehouse (WA) | Existing | Food Preparation | Natural Gas | Steamer | E7 | Utility - Value of Sales | 0 | 0 | 0 | 0 | 0 | 0 | 0 | 0 | 0 | 0 | 0 | 0 | 0 | 0 | 0 | 0 | 0 | 0 | 0 | 0 | 0 | 0 | 0 | 0 | 0 | 0 | 0
F6_Commercial_Warehouse (WA)_Existing_Food Preparation_Natural Gas_Steamer_E8 | F6 | Commercial | Warehouse (WA) | Existing | Food Preparation | Natural Gas | Steamer | E8 | Utility - Value of Sales | 0 | 0 | 0 | 0 | 0 | 0 | 0 | 0 | 0 | 0 | 0 | 0 | 0 | 0 | 0 | 0 | 0 | 0 | 0 | 0 | 0 | 0 | 0 | 0 | 0 | 0 | 0
F6_Commercial_Warehouse (WA)_Existing_Food Preparation_Natural Gas_Steamer_E9 | F6 | Commercial | Warehouse (WA) | Existing | Food Preparation | Natural Gas | Steamer | E9 | Utility - Value of Sales | 0 | 0 | 0 | 0 | 0 | 0 | 0 | 0 | 0 | 0 | 0 | 0 | 0 | 0 | 0 | 0 | 0 | 0 | 0 | 0 | 0 | 0 | 0 | 0 | 0 | 0 | 0
F6_Commercial_Warehouse (WA)_Existing_Food Preparation_Natural Gas_Steamer_E10 | F6 | Commercial | Warehouse (WA) | Existing | Food Preparation | Natural Gas | Steamer | E10 | Utility - Value of Sales | 0 | 0 | 0 | 0 | 0 | 0 | 0 | 0 | 0 | 0 | 0 | 0 | 0 | 0 | 0 | 0 | 0 | 0 | 0 | 0 | 0 | 0 | 0 | 0 | 0 | 0 | 0
F1_Commercial_Warehouse (WA)_Existing_Food Preparation_Natural Gas_Food Prep Other_E1 | F1 | Commercial | Warehouse (WA) | Existing | Food Preparation | Natural Gas | Food Prep Other | E1 | RVT - Cost of Equipment | 0.00023315 | 0.00023315 | 0.00023315 | 0.00023315 | 0.00023315 | 0.00023315 | 0.00023315 | 0.00023315 | 0.00023315 | 0.00023315 | 0.00023315 | 0.00023315 | 0.00023315 | 0.00023315 | 0.00023315 | 0.00023315 | 0.00023315 | 0.00023315 | 0.00023315 | 0.00023315 | 0.00023315 | 0.00023315 | 0.00023315 | 0.00023315 | 0.00023315 | 0.00023315 | 0.00023315
F1_Commercial_Warehouse (WA)_Existing_Food Preparation_Natural Gas_Food Prep Other_E2 | F1 | Commercial | Warehouse (WA) | Existing | Food Preparation | Natural Gas | Food Prep Other | E2 | RVT - Cost of Equipment | 0.00023338 | 0.00023338 | 0.00023338 | 0.00023338 | 0.00023338 | 0.00023338 | 0.00023338 | 0.00023338 | 0.00023338 | 0.00023338 | 0.00023338 | 0.00023338 | 0.00023338 | 0.00023338 | 0.00023338 | 0.00023338 | 0.00023338 | 0.00023338 | 0.00023338 | 0.00023338 | 0.00023338 | 0.00023338 | 0.00023338 | 0.00023338 | 0.00023338 | 0.00023338 | 0.00023338
F1_Commercial_Warehouse (WA)_Existing_Food Preparation_Natural Gas_Food Prep Other_E3 | F1 | Commercial | Warehouse (WA) | Existing | Food Preparation | Natural Gas | Food Prep Other | E3 | RVT - Cost of Equipment | 0 | 0 | 0 | 0 | 0 | 0 | 0 | 0 | 0 | 0 | 0 | 0 | 0 | 0 | 0 | 0 | 0 | 0 | 0 | 0 | 0 | 0 | 0 | 0 | 0 | 0 | 0
F1_Commercial_Warehouse (WA)_Existing_Food Preparation_Natural Gas_Food Prep Other_E4 | F1 | Commercial | Warehouse (WA) | Existing | Food Preparation | Natural Gas | Food Prep Other | E4 | RVT - Cost of Equipment | 0 | 0 | 0 | 0 | 0 | 0 | 0 | 0 | 0 | 0 | 0 | 0 | 0 | 0 | 0 | 0 | 0 | 0 | 0 | 0 | 0 | 0 | 0 | 0 | 0 | 0 | 0
F1_Commercial_Warehouse (WA)_Existing_Food Preparation_Natural Gas_Food Prep Other_E5 | F1 | Commercial | Warehouse (WA) | Existing | Food Preparation | Natural Gas | Food Prep Other | E5 | RVT - Cost of Equipment | 0 | 0 | 0 | 0 | 0 | 0 | 0 | 0 | 0 | 0 | 0 | 0 | 0 | 0 | 0 | 0 | 0 | 0 | 0 | 0 | 0 | 0 | 0 | 0 | 0 | 0 | 0
F1_Commercial_Warehouse (WA)_Existing_Food Preparation_Natural Gas_Food Prep Other_E6 | F1 | Commercial | Warehouse (WA) | Existing | Food Preparation | Natural Gas | Food Prep Other | E6 | RVT - Cost of Equipment | 0 | 0 | 0 | 0 | 0 | 0 | 0 | 0 | 0 | 0 | 0 | 0 | 0 | 0 | 0 | 0 | 0 | 0 | 0 | 0 | 0 | 0 | 0 | 0 | 0 | 0 | 0
F1_Commercial_Warehouse (WA)_Existing_Food Preparation_Natural Gas_Food Prep Other_E7 | F1 | Commercial | Warehouse (WA) | Existing | Food Preparation | Natural Gas | Food Prep Other | E7 | RVT - Cost of Equipment | 0 | 0 | 0 | 0 | 0 | 0 | 0 | 0 | 0 | 0 | 0 | 0 | 0 | 0 | 0 | 0 | 0 | 0 | 0 | 0 | 0 | 0 | 0 | 0 | 0 | 0 | 0
F1_Commercial_Warehouse (WA)_Existing_Food Preparation_Natural Gas_Food Prep Other_E8 | F1 | Commercial | Warehouse (WA) | Existing | Food Preparation | Natural Gas | Food Prep Other | E8 | RVT - Cost of Equipment | 0 | 0 | 0 | 0 | 0 | 0 | 0 | 0 | 0 | 0 | 0 | 0 | 0 | 0 | 0 | 0 | 0 | 0 | 0 | 0 | 0 | 0 | 0 | 0 | 0 | 0 | 0
F1_Commercial_Warehouse (WA)_Existing_Food Preparation_Natural Gas_Food Prep Other_E9 | F1 | Commercial | Warehouse (WA) | Existing | Food Preparation | Natural Gas | Food Prep Other | E9 | RVT - Cost of Equipment | 0 | 0 | 0 | 0 | 0 | 0 | 0 | 0 | 0 | 0 | 0 | 0 | 0 | 0 | 0 | 0 | 0 | 0 | 0 | 0 | 0 | 0 | 0 | 0 | 0 | 0 | 0
F1_Commercial_Warehouse (WA)_Existing_Food Preparation_Natural Gas_Food Prep Other_E10 | F1 | Commercial | Warehouse (WA) | Existing | Food Preparation | Natural Gas | Food Prep Other | E10 | RVT - Cost of Equipment | 0 | 0 | 0 | 0 | 0 | 0 | 0 | 0 | 0 | 0 | 0 | 0 | 0 | 0 | 0 | 0 | 0 | 0 | 0 | 0 | 0 | 0 | 0 | 0 | 0 | 0 | 0
F2_Commercial_Warehouse (WA)_Existing_Food Preparation_Natural Gas_Food Prep Other_E1 | F2 | Commercial | Warehouse (WA) | Existing | Food Preparation | Natural Gas | Food Prep Other | E1 | RVT - Cost of Operation | 0.00086195 | 0.0008763 | 0.00089378 | 0.00091503 | 0.00094031 | 0.00097373 | 0.001008 | 0.0010412 | 0.0010717 | 0.001101 | 0.0011311 | 0.001158 | 0.0011861 | 0.001212 | 0.0012338 | 0.0012532 | 0.0012691 | 0.001284 | 0.0013001 | 0.0013148 | 0.0013295 | 0.001353 | 0.0013766 | 0.0014011 | 0.001426 | 0.0014513 | 0.0014771
F2_Commercial_Warehouse (WA)_Existing_Food Preparation_Natural Gas_Food Prep Other_E2 | F2 | Commercial | Warehouse (WA) | Existing | Food Preparation | Natural Gas | Food Prep Other | E2 | RVT - Cost of Operation | 0.00086194 | 0.00087629 | 0.00089377 | 0.00091502 | 0.00094031 | 0.00097372 | 0.001008 | 0.0010412 | 0.0010717 | 0.001101 | 0.0011311 | 0.001158 | 0.0011861 | 0.001212 | 0.0012338 | 0.0012532 | 0.0012691 | 0.001284 | 0.0013001 | 0.0013148 | 0.0013295 | 0.001353 | 0.0013766 | 0.0014011 | 0.001426 | 0.0014513 | 0.0014771
F2_Commercial_Warehouse (WA)_Existing_Food Preparation_Natural Gas_Food Prep Other_E3 | F2 | Commercial | Warehouse (WA) | Existing | Food Preparation | Natural Gas | Food Prep Other | E3 | RVT - Cost of Operation | 0 | 0 | 0 | 0 | 0 | 0 | 0 | 0 | 0 | 0 | 0 | 0 | 0 | 0 | 0 | 0 | 0 | 0 | 0 | 0 | 0 | 0 | 0 | 0 | 0 | 0 | 0
F2_Commercial_Warehouse (WA)_Existing_Food Preparation_Natural Gas_Food Prep Other_E4 | F2 | Commercial | Warehouse (WA) | Existing | Food Preparation | Natural Gas | Food Prep Other | E4 | RVT - Cost of Operation | 0 | 0 | 0 | 0 | 0 | 0 | 0 | 0 | 0 | 0 | 0 | 0 | 0 | 0 | 0 | 0 | 0 | 0 | 0 | 0 | 0 | 0 | 0 | 0 | 0 | 0 | 0
F2_Commercial_Warehouse (WA)_Existing_Food Preparation_Natural Gas_Food Prep Other_E5 | F2 | Commercial | Warehouse (WA) | Existing | Food Preparation | Natural Gas | Food Prep Other | E5 | RVT - Cost of Operation | 0 | 0 | 0 | 0 | 0 | 0 | 0 | 0 | 0 | 0 | 0 | 0 | 0 | 0 | 0 | 0 | 0 | 0 | 0 | 0 | 0 | 0 | 0 | 0 | 0 | 0 | 0
F2_Commercial_Warehouse (WA)_Existing_Food Preparation_Natural Gas_Food Prep Other_E6 | F2 | Commercial | Warehouse (WA) | Existing | Food Preparation | Natural Gas | Food Prep Other | E6 | RVT - Cost of Operation | 0 | 0 | 0 | 0 | 0 | 0 | 0 | 0 | 0 | 0 | 0 | 0 | 0 | 0 | 0 | 0 | 0 | 0 | 0 | 0 | 0 | 0 | 0 | 0 | 0 | 0 | 0
F2_Commercial_Warehouse (WA)_Existing_Food Preparation_Natural Gas_Food Prep Other_E7 | F2 | Commercial | Warehouse (WA) | Existing | Food Preparation | Natural Gas | Food Prep Other | E7 | RVT - Cost of Operation | 0 | 0 | 0 | 0 | 0 | 0 | 0 | 0 | 0 | 0 | 0 | 0 | 0 | 0 | 0 | 0 | 0 | 0 | 0 | 0 | 0 | 0 | 0 | 0 | 0 | 0 | 0
F2_Commercial_Warehouse (WA)_Existing_Food Preparation_Natural Gas_Food Prep Other_E8 | F2 | Commercial | Warehouse (WA) | Existing | Food Preparation | Natural Gas | Food Prep Other | E8 | RVT - Cost of Operation | 0 | 0 | 0 | 0 | 0 | 0 | 0 | 0 | 0 | 0 | 0 | 0 | 0 | 0 | 0 | 0 | 0 | 0 | 0 | 0 | 0 | 0 | 0 | 0 | 0 | 0 | 0
F2_Commercial_Warehouse (WA)_Existing_Food Preparation_Natural Gas_Food Prep Other_E9 | F2 | Commercial | Warehouse (WA) | Existing | Food Preparation | Natural Gas | Food Prep Other | E9 | RVT - Cost of Operation | 0 | 0 | 0 | 0 | 0 | 0 | 0 | 0 | 0 | 0 | 0 | 0 | 0 | 0 | 0 | 0 | 0 | 0 | 0 | 0 | 0 | 0 | 0 | 0 | 0 | 0 | 0
F2_Commercial_Warehouse (WA)_Existing_Food Preparation_Natural Gas_Food Prep Other_E10 | F2 | Commercial | Warehouse (WA) | Existing | Food Preparation | Natural Gas | Food Prep Other | E10 | RVT - Cost of Operation | 0 | 0 | 0 | 0 | 0 | 0 | 0 | 0 | 0 | 0 | 0 | 0 | 0 | 0 | 0 | 0 | 0 | 0 | 0 | 0 | 0 | 0 | 0 | 0 | 0 | 0 | 0
F3_Commercial_Warehouse (WA)_Existing_Food Preparation_Natural Gas_Food Prep Other_E1 | F3 | Commercial | Warehouse (WA) | Existing | Food Preparation | Natural Gas | Food Prep Other | E1 | System - kBTUs of Consumption | 0.20893 | 0.20893 | 0.20893 | 0.20893 | 0.20893 | 0.20893 | 0.20893 | 0.20893 | 0.20893 | 0.20893 | 0.20893 | 0.20893 | 0.20893 | 0.20893 | 0.20893 | 0.20893 | 0.20893 | 0.20893 | 0.20893 | 0.20893 | 0.20893 | 0.20893 | 0.20893 | 0.20893 | 0.20893 | 0.20893 | 0.20893
F3_Commercial_Warehouse (WA)_Existing_Food Preparation_Natural Gas_Food Prep Other_E2 | F3 | Commercial | Warehouse (WA) | Existing | Food Preparation | Natural Gas | Food Prep Other | E2 | System - kBTUs of Consumption | 0.20893 | 0.20893 | 0.20893 | 0.20893 | 0.20893 | 0.20893 | 0.20893 | 0.20893 | 0.20893 | 0.20893 | 0.20893 | 0.20893 | 0.20893 | 0.20893 | 0.20893 | 0.20893 | 0.20893 | 0.20893 | 0.20893 | 0.20893 | 0.20893 | 0.20893 | 0.20893 | 0.20893 | 0.20893 | 0.20893 | 0.20893
F3_Commercial_Warehouse (WA)_Existing_Food Preparation_Natural Gas_Food Prep Other_E3 | F3 | Commercial | Warehouse (WA) | Existing | Food Preparation | Natural Gas | Food Prep Other | E3 | System - kBTUs of Consumption | 0 | 0 | 0 | 0 | 0 | 0 | 0 | 0 | 0 | 0 | 0 | 0 | 0 | 0 | 0 | 0 | 0 | 0 | 0 | 0 | 0 | 0 | 0 | 0 | 0 | 0 | 0
F3_Commercial_Warehouse (WA)_Existing_Food Preparation_Natural Gas_Food Prep Other_E4 | F3 | Commercial | Warehouse (WA) | Existing | Food Preparation | Natural Gas | Food Prep Other | E4 | System - kBTUs of Consumption | 0 | 0 | 0 | 0 | 0 | 0 | 0 | 0 | 0 | 0 | 0 | 0 | 0 | 0 | 0 | 0 | 0 | 0 | 0 | 0 | 0 | 0 | 0 | 0 | 0 | 0 | 0
F3_Commercial_Warehouse (WA)_Existing_Food Preparation_Natural Gas_Food Prep Other_E5 | F3 | Commercial | Warehouse (WA) | Existing | Food Preparation | Natural Gas | Food Prep Other | E5 | System - kBTUs of Consumption | 0 | 0 | 0 | 0 | 0 | 0 | 0 | 0 | 0 | 0 | 0 | 0 | 0 | 0 | 0 | 0 | 0 | 0 | 0 | 0 | 0 | 0 | 0 | 0 | 0 | 0 | 0
F3_Commercial_Warehouse (WA)_Existing_Food Preparation_Natural Gas_Food Prep Other_E6 | F3 | Commercial | Warehouse (WA) | Existing | Food Preparation | Natural Gas | Food Prep Other | E6 | System - kBTUs of Consumption | 0 | 0 | 0 | 0 | 0 | 0 | 0 | 0 | 0 | 0 | 0 | 0 | 0 | 0 | 0 | 0 | 0 | 0 | 0 | 0 | 0 | 0 | 0 | 0 | 0 | 0 | 0
F3_Commercial_Warehouse (WA)_Existing_Food Preparation_Natural Gas_Food Prep Other_E7 | F3 | Commercial | Warehouse (WA) | Existing | Food Preparation | Natural Gas | Food Prep Other | E7 | System - kBTUs of Consumption | 0 | 0 | 0 | 0 | 0 | 0 | 0 | 0 | 0 | 0 | 0 | 0 | 0 | 0 | 0 | 0 | 0 | 0 | 0 | 0 | 0 | 0 | 0 | 0 | 0 | 0 | 0
F3_Commercial_Warehouse (WA)_Existing_Food Preparation_Natural Gas_Food Prep Other_E8 | F3 | Commercial | Warehouse (WA) | Existing | Food Preparation | Natural Gas | Food Prep Other | E8 | System - kBTUs of Consumption | 0 | 0 | 0 | 0 | 0 | 0 | 0 | 0 | 0 | 0 | 0 | 0 | 0 | 0 | 0 | 0 | 0 | 0 | 0 | 0 | 0 | 0 | 0 | 0 | 0 | 0 | 0
F3_Commercial_Warehouse (WA)_Existing_Food Preparation_Natural Gas_Food Prep Other_E9 | F3 | Commercial | Warehouse (WA) | Existing | Food Preparation | Natural Gas | Food Prep Other | E9 | System - kBTUs of Consumption | 0 | 0 | 0 | 0 | 0 | 0 | 0 | 0 | 0 | 0 | 0 | 0 | 0 | 0 | 0 | 0 | 0 | 0 | 0 | 0 | 0 | 0 | 0 | 0 | 0 | 0 | 0
F3_Commercial_Warehouse (WA)_Existing_Food Preparation_Natural Gas_Food Prep Other_E10 | F3 | Commercial | Warehouse (WA) | Existing | Food Preparation | Natural Gas | Food Prep Other | E10 | System - kBTUs of Consumption | 0 | 0 | 0 | 0 | 0 | 0 | 0 | 0 | 0 | 0 | 0 | 0 | 0 | 0 | 0 | 0 | 0 | 0 | 0 | 0 | 0 | 0 | 0 | 0 | 0 | 0 | 0
F4_Commercial_Warehouse (WA)_Existing_Food Preparation_Natural Gas_Food Prep Other_E1 | F4 | Commercial | Warehouse (WA) | Existing | Food Preparation | Natural Gas | Food Prep Other | E1 | Utility - Cost of Equipment | 0.00023315 | 0.00023315 | 0.00023315 | 0.00023315 | 0.00023315 | 0.00023315 | 0.00023315 | 0.00023315 | 0.00023315 | 0.00023315 | 0.00023315 | 0.00023315 | 0.00023315 | 0.00023315 | 0.00023315 | 0.00023315 | 0.00023315 | 0.00023315 | 0.00023315 | 0.00023315 | 0.00023315 | 0.00023315 | 0.00023315 | 0.00023315 | 0.00023315 | 0.00023315 | 0.00023315
F4_Commercial_Warehouse (WA)_Existing_Food Preparation_Natural Gas_Food Prep Other_E2 | F4 | Commercial | Warehouse (WA) | Existing | Food Preparation | Natural Gas | Food Prep Other | E2 | Utility - Cost of Equipment | 0.00023338 | 0.00023338 | 0.00023338 | 0.00023338 | 0.00023338 | 0.00023338 | 0.00023338 | 0.00023338 | 0.00023338 | 0.00023338 | 0.00023338 | 0.00023338 | 0.00023338 | 0.00023338 | 0.00023338 | 0.00023338 | 0.00023338 | 0.00023338 | 0.00023338 | 0.00023338 | 0.00023338 | 0.00023338 | 0.00023338 | 0.00023338 | 0.00023338 | 0.00023338 | 0.00023338
F4_Commercial_Warehouse (WA)_Existing_Food Preparation_Natural Gas_Food Prep Other_E3 | F4 | Commercial | Warehouse (WA) | Existing | Food Preparation | Natural Gas | Food Prep Other | E3 | Utility - Cost of Equipment | 0 | 0 | 0 | 0 | 0 | 0 | 0 | 0 | 0 | 0 | 0 | 0 | 0 | 0 | 0 | 0 | 0 | 0 | 0 | 0 | 0 | 0 | 0 | 0 | 0 | 0 | 0
F4_Commercial_Warehouse (WA)_Existing_Food Preparation_Natural Gas_Food Prep Other_E4 | F4 | Commercial | Warehouse (WA) | Existing | Food Preparation | Natural Gas | Food Prep Other | E4 | Utility - Cost of Equipment | 0 | 0 | 0 | 0 | 0 | 0 | 0 | 0 | 0 | 0 | 0 | 0 | 0 | 0 | 0 | 0 | 0 | 0 | 0 | 0 | 0 | 0 | 0 | 0 | 0 | 0 | 0
F4_Commercial_Warehouse (WA)_Existing_Food Preparation_Natural Gas_Food Prep Other_E5 | F4 | Commercial | Warehouse (WA) | Existing | Food Preparation | Natural Gas | Food Prep Other | E5 | Utility - Cost of Equipment | 0 | 0 | 0 | 0 | 0 | 0 | 0 | 0 | 0 | 0 | 0 | 0 | 0 | 0 | 0 | 0 | 0 | 0 | 0 | 0 | 0 | 0 | 0 | 0 | 0 | 0 | 0
F4_Commercial_Warehouse (WA)_Existing_Food Preparation_Natural Gas_Food Prep Other_E6 | F4 | Commercial | Warehouse (WA) | Existing | Food Preparation | Natural Gas | Food Prep Other | E6 | Utility - Cost of Equipment | 0 | 0 | 0 | 0 | 0 | 0 | 0 | 0 | 0 | 0 | 0 | 0 | 0 | 0 | 0 | 0 | 0 | 0 | 0 | 0 | 0 | 0 | 0 | 0 | 0 | 0 | 0
F4_Commercial_Warehouse (WA)_Existing_Food Preparation_Natural Gas_Food Prep Other_E7 | F4 | Commercial | Warehouse (WA) | Existing | Food Preparation | Natural Gas | Food Prep Other | E7 | Utility - Cost of Equipment | 0 | 0 | 0 | 0 | 0 | 0 | 0 | 0 | 0 | 0 | 0 | 0 | 0 | 0 | 0 | 0 | 0 | 0 | 0 | 0 | 0 | 0 | 0 | 0 | 0 | 0 | 0
F4_Commercial_Warehouse (WA)_Existing_Food Preparation_Natural Gas_Food Prep Other_E8 | F4 | Commercial | Warehouse (WA) | Existing | Food Preparation | Natural Gas | Food Prep Other | E8 | Utility - Cost of Equipment | 0 | 0 | 0 | 0 | 0 | 0 | 0 | 0 | 0 | 0 | 0 | 0 | 0 | 0 | 0 | 0 | 0 | 0 | 0 | 0 | 0 | 0 | 0 | 0 | 0 | 0 | 0
F4_Commercial_Warehouse (WA)_Existing_Food Preparation_Natural Gas_Food Prep Other_E9 | F4 | Commercial | Warehouse (WA) | Existing | Food Preparation | Natural Gas | Food Prep Other | E9 | Utility - Cost of Equipment | 0 | 0 | 0 | 0 | 0 | 0 | 0 | 0 | 0 | 0 | 0 | 0 | 0 | 0 | 0 | 0 | 0 | 0 | 0 | 0 | 0 | 0 | 0 | 0 | 0 | 0 | 0
F4_Commercial_Warehouse (WA)_Existing_Food Preparation_Natural Gas_Food Prep Other_E10 | F4 | Commercial | Warehouse (WA) | Existing | Food Preparation | Natural Gas | Food Prep Other | E10 | Utility - Cost of Equipment | 0 | 0 | 0 | 0 | 0 | 0 | 0 | 0 | 0 | 0 | 0 | 0 | 0 | 0 | 0 | 0 | 0 | 0 | 0 | 0 | 0 | 0 | 0 | 0 | 0 | 0 | 0
F5_Commercial_Warehouse (WA)_Existing_Food Preparation_Natural Gas_Food Prep Other_E1 | F5 | Commercial | Warehouse (WA) | Existing | Food Preparation | Natural Gas | Food Prep Other | E1 | Utility - Cost of Operation | 0.00072458 | 0.00074131 | 0.00076235 | 0.00078717 | 0.00081604 | 0.00085244 | 0.00089036 | 0.00092817 | 0.00096463 | 0.0010016 | 0.0010305 | 0.0010573 | 0.0010862 | 0.0011144 | 0.0011393 | 0.0011623 | 0.0011826 | 0.0012025 | 0.001224 | 0.0012448 | 0.0012662 | 0.0012885 | 0.0013111 | 0.0013344 | 0.0013581 | 0.0013822 | 0.0014068
F5_Commercial_Warehouse (WA)_Existing_Food Preparation_Natural Gas_Food Prep Other_E2 | F5 | Commercial | Warehouse (WA) | Existing | Food Preparation | Natural Gas | Food Prep Other | E2 | Utility - Cost of Operation | 0.00072458 | 0.0007413 | 0.00076235 | 0.00078717 | 0.00081603 | 0.00085244 | 0.00089035 | 0.00092816 | 0.00096463 | 0.0010016 | 0.0010304 | 0.0010573 | 0.0010862 | 0.0011144 | 0.0011393 | 0.0011623 | 0.0011826 | 0.0012025 | 0.001224 | 0.0012448 | 0.0012662 | 0.0012885 | 0.0013111 | 0.0013344 | 0.0013581 | 0.0013822 | 0.0014068
F5_Commercial_Warehouse (WA)_Existing_Food Preparation_Natural Gas_Food Prep Other_E3 | F5 | Commercial | Warehouse (WA) | Existing | Food Preparation | Natural Gas | Food Prep Other | E3 | Utility - Cost of Operation | 0 | 0 | 0 | 0 | 0 | 0 | 0 | 0 | 0 | 0 | 0 | 0 | 0 | 0 | 0 | 0 | 0 | 0 | 0 | 0 | 0 | 0 | 0 | 0 | 0 | 0 | 0
F5_Commercial_Warehouse (WA)_Existing_Food Preparation_Natural Gas_Food Prep Other_E4 | F5 | Commercial | Warehouse (WA) | Existing | Food Preparation | Natural Gas | Food Prep Other | E4 | Utility - Cost of Operation | 0 | 0 | 0 | 0 | 0 | 0 | 0 | 0 | 0 | 0 | 0 | 0 | 0 | 0 | 0 | 0 | 0 | 0 | 0 | 0 | 0 | 0 | 0 | 0 | 0 | 0 | 0
F5_Commercial_Warehouse (WA)_Existing_Food Preparation_Natural Gas_Food Prep Other_E5 | F5 | Commercial | Warehouse (WA) | Existing | Food Preparation | Natural Gas | Food Prep Other | E5 | Utility - Cost of Operation | 0 | 0 | 0 | 0 | 0 | 0 | 0 | 0 | 0 | 0 | 0 | 0 | 0 | 0 | 0 | 0 | 0 | 0 | 0 | 0 | 0 | 0 | 0 | 0 | 0 | 0 | 0
F5_Commercial_Warehouse (WA)_Existing_Food Preparation_Natural Gas_Food Prep Other_E6 | F5 | Commercial | Warehouse (WA) | Existing | Food Preparation | Natural Gas | Food Prep Other | E6 | Utility - Cost of Operation | 0 | 0 | 0 | 0 | 0 | 0 | 0 | 0 | 0 | 0 | 0 | 0 | 0 | 0 | 0 | 0 | 0 | 0 | 0 | 0 | 0 | 0 | 0 | 0 | 0 | 0 | 0
F5_Commercial_Warehouse (WA)_Existing_Food Preparation_Natural Gas_Food Prep Other_E7 | F5 | Commercial | Warehouse (WA) | Existing | Food Preparation | Natural Gas | Food Prep Other | E7 | Utility - Cost of Operation | 0 | 0 | 0 | 0 | 0 | 0 | 0 | 0 | 0 | 0 | 0 | 0 | 0 | 0 | 0 | 0 | 0 | 0 | 0 | 0 | 0 | 0 | 0 | 0 | 0 | 0 | 0
F5_Commercial_Warehouse (WA)_Existing_Food Preparation_Natural Gas_Food Prep Other_E8 | F5 | Commercial | Warehouse (WA) | Existing | Food Preparation | Natural Gas | Food Prep Other | E8 | Utility - Cost of Operation | 0 | 0 | 0 | 0 | 0 | 0 | 0 | 0 | 0 | 0 | 0 | 0 | 0 | 0 | 0 | 0 | 0 | 0 | 0 | 0 | 0 | 0 | 0 | 0 | 0 | 0 | 0
F5_Commercial_Warehouse (WA)_Existing_Food Preparation_Natural Gas_Food Prep Other_E9 | F5 | Commercial | Warehouse (WA) | Existing | Food Preparation | Natural Gas | Food Prep Other | E9 | Utility - Cost of Operation | 0 | 0 | 0 | 0 | 0 | 0 | 0 | 0 | 0 | 0 | 0 | 0 | 0 | 0 | 0 | 0 | 0 | 0 | 0 | 0 | 0 | 0 | 0 | 0 | 0 | 0 | 0
F5_Commercial_Warehouse (WA)_Existing_Food Preparation_Natural Gas_Food Prep Other_E10 | F5 | Commercial | Warehouse (WA) | Existing | Food Preparation | Natural Gas | Food Prep Other | E10 | Utility - Cost of Operation | 0 | 0 | 0 | 0 | 0 | 0 | 0 | 0 | 0 | 0 | 0 | 0 | 0 | 0 | 0 | 0 | 0 | 0 | 0 | 0 | 0 | 0 | 0 | 0 | 0 | 0 | 0
F6_Commercial_Warehouse (WA)_Existing_Food Preparation_Natural Gas_Food Prep Other_E1 | F6 | Commercial | Warehouse (WA) | Existing | Food Preparation | Natural Gas | Food Prep Other | E1 | Utility - Value of Sales | 0.00086195 | 0.0008763 | 0.00089378 | 0.00091503 | 0.00094031 | 0.00097373 | 0.001008 | 0.0010412 | 0.0010717 | 0.001101 | 0.0011311 | 0.001158 | 0.0011861 | 0.001212 | 0.0012338 | 0.0012532 | 0.0012691 | 0.001284 | 0.0013001 | 0.0013148 | 0.0013295 | 0.001353 | 0.0013766 | 0.0014011 | 0.001426 | 0.0014513 | 0.0014771
F6_Commercial_Warehouse (WA)_Existing_Food Preparation_Natural Gas_Food Prep Other_E2 | F6 | Commercial | Warehouse (WA) | Existing | Food Preparation | Natural Gas | Food Prep Other | E2 | Utility - Value of Sales | 0.00086194 | 0.00087629 | 0.00089377 | 0.00091502 | 0.00094031 | 0.00097372 | 0.001008 | 0.0010412 | 0.0010717 | 0.001101 | 0.0011311 | 0.001158 | 0.0011861 | 0.001212 | 0.0012338 | 0.0012532 | 0.0012691 | 0.001284 | 0.0013001 | 0.0013148 | 0.0013295 | 0.001353 | 0.0013766 | 0.0014011 | 0.001426 | 0.0014513 | 0.0014771
F6_Commercial_Warehouse (WA)_Existing_Food Preparation_Natural Gas_Food Prep Other_E3 | F6 | Commercial | Warehouse (WA) | Existing | Food Preparation | Natural Gas | Food Prep Other | E3 | Utility - Value of Sales | 0 | 0 | 0 | 0 | 0 | 0 | 0 | 0 | 0 | 0 | 0 | 0 | 0 | 0 | 0 | 0 | 0 | 0 | 0 | 0 | 0 | 0 | 0 | 0 | 0 | 0 | 0
F6_Commercial_Warehouse (WA)_Existing_Food Preparation_Natural Gas_Food Prep Other_E4 | F6 | Commercial | Warehouse (WA) | Existing | Food Preparation | Natural Gas | Food Prep Other | E4 | Utility - Value of Sales | 0 | 0 | 0 | 0 | 0 | 0 | 0 | 0 | 0 | 0 | 0 | 0 | 0 | 0 | 0 | 0 | 0 | 0 | 0 | 0 | 0 | 0 | 0 | 0 | 0 | 0 | 0
F6_Commercial_Warehouse (WA)_Existing_Food Preparation_Natural Gas_Food Prep Other_E5 | F6 | Commercial | Warehouse (WA) | Existing | Food Preparation | Natural Gas | Food Prep Other | E5 | Utility - Value of Sales | 0 | 0 | 0 | 0 | 0 | 0 | 0 | 0 | 0 | 0 | 0 | 0 | 0 | 0 | 0 | 0 | 0 | 0 | 0 | 0 | 0 | 0 | 0 | 0 | 0 | 0 | 0
F6_Commercial_Warehouse (WA)_Existing_Food Preparation_Natural Gas_Food Prep Other_E6 | F6 | Commercial | Warehouse (WA) | Existing | Food Preparation | Natural Gas | Food Prep Other | E6 | Utility - Value of Sales | 0 | 0 | 0 | 0 | 0 | 0 | 0 | 0 | 0 | 0 | 0 | 0 | 0 | 0 | 0 | 0 | 0 | 0 | 0 | 0 | 0 | 0 | 0 | 0 | 0 | 0 | 0
F6_Commercial_Warehouse (WA)_Existing_Food Preparation_Natural Gas_Food Prep Other_E7 | F6 | Commercial | Warehouse (WA) | Existing | Food Preparation | Natural Gas | Food Prep Other | E7 | Utility - Value of Sales | 0 | 0 | 0 | 0 | 0 | 0 | 0 | 0 | 0 | 0 | 0 | 0 | 0 | 0 | 0 | 0 | 0 | 0 | 0 | 0 | 0 | 0 | 0 | 0 | 0 | 0 | 0
F6_Commercial_Warehouse (WA)_Existing_Food Preparation_Natural Gas_Food Prep Other_E8 | F6 | Commercial | Warehouse (WA) | Existing | Food Preparation | Natural Gas | Food Prep Other | E8 | Utility - Value of Sales | 0 | 0 | 0 | 0 | 0 | 0 | 0 | 0 | 0 | 0 | 0 | 0 | 0 | 0 | 0 | 0 | 0 | 0 | 0 | 0 | 0 | 0 | 0 | 0 | 0 | 0 | 0
F6_Commercial_Warehouse (WA)_Existing_Food Preparation_Natural Gas_Food Prep Other_E9 | F6 | Commercial | Warehouse (WA) | Existing | Food Preparation | Natural Gas | Food Prep Other | E9 | Utility - Value of Sales | 0 | 0 | 0 | 0 | 0 | 0 | 0 | 0 | 0 | 0 | 0 | 0 | 0 | 0 | 0 | 0 | 0 | 0 | 0 | 0 | 0 | 0 | 0 | 0 | 0 | 0 | 0
F6_Commercial_Warehouse (WA)_Existing_Food Preparation_Natural Gas_Food Prep Other_E10 | F6 | Commercial | Warehouse (WA) | Existing | Food Preparation | Natural Gas | Food Prep Other | E10 | Utility - Value of Sales | 0 | 0 | 0 | 0 | 0 | 0 | 0 | 0 | 0 | 0 | 0 | 0 | 0 | 0 | 0 | 0 | 0 | 0 | 0 | 0 | 0 | 0 | 0 | 0 | 0 | 0 | 0
F1_Commercial_Warehouse (WA)_Existing_Miscellaneous_Natural Gas_Pool Heater_E1 | F1 | Commercial | Warehouse (WA) | Existing | Miscellaneous | Natural Gas | Pool Heater | E1 | RVT - Cost of Equipment | 0.0026828 | 0.0026828 | 0.0026828 | 0.0026828 | 0.0026828 | 0.0026828 | 0.0026828 | 0.0026828 | 0.0026828 | 0.0026828 | 0.0026828 | 0.0026828 | 0.0026828 | 0.0026828 | 0.0026828 | 0.0026828 | 0.0026828 | 0.0026828 | 0.0026828 | 0.0026828 | 0.0026828 | 0.0026828 | 0.0026828 | 0.0026828 | 0.0026828 | 0.0026828 | 0.0026828
F1_Commercial_Warehouse (WA)_Existing_Miscellaneous_Natural Gas_Pool Heater_E2 | F1 | Commercial | Warehouse (WA) | Existing | Miscellaneous | Natural Gas | Pool Heater | E2 | RVT - Cost of Equipment | 0.0043927 | 0.0043927 | 0.0043927 | 0.0043927 | 0.0043927 | 0.0043927 | 0.0043927 | 0.0043927 | 0.0043927 | 0.0043927 | 0.0043927 | 0.0043927 | 0.0043927 | 0.0043927 | 0.0043927 | 0.0043927 | 0.0043927 | 0.0043927 | 0.0043927 | 0.0043927 | 0.0043927 | 0.0043927 | 0.0043927 | 0.0043927 | 0.0043927 | 0.0043927 | 0.0043927
F1_Commercial_Warehouse (WA)_Existing_Miscellaneous_Natural Gas_Pool Heater_E3 | F1 | Commercial | Warehouse (WA) | Existing | Miscellaneous | Natural Gas | Pool Heater | E3 | RVT - Cost of Equipment | 0 | 0 | 0 | 0 | 0 | 0 | 0 | 0 | 0 | 0 | 0 | 0 | 0 | 0 | 0 | 0 | 0 | 0 | 0 | 0 | 0 | 0 | 0 | 0 | 0 | 0 | 0
F1_Commercial_Warehouse (WA)_Existing_Miscellaneous_Natural Gas_Pool Heater_E4 | F1 | Commercial | Warehouse (WA) | Existing | Miscellaneous | Natural Gas | Pool Heater | E4 | RVT - Cost of Equipment | 0 | 0 | 0 | 0 | 0 | 0 | 0 | 0 | 0 | 0 | 0 | 0 | 0 | 0 | 0 | 0 | 0 | 0 | 0 | 0 | 0 | 0 | 0 | 0 | 0 | 0 | 0
F1_Commercial_Warehouse (WA)_Existing_Miscellaneous_Natural Gas_Pool Heater_E5 | F1 | Commercial | Warehouse (WA) | Existing | Miscellaneous | Natural Gas | Pool Heater | E5 | RVT - Cost of Equipment | 0 | 0 | 0 | 0 | 0 | 0 | 0 | 0 | 0 | 0 | 0 | 0 | 0 | 0 | 0 | 0 | 0 | 0 | 0 | 0 | 0 | 0 | 0 | 0 | 0 | 0 | 0
F1_Commercial_Warehouse (WA)_Existing_Miscellaneous_Natural Gas_Pool Heater_E6 | F1 | Commercial | Warehouse (WA) | Existing | Miscellaneous | Natural Gas | Pool Heater | E6 | RVT - Cost of Equipment | 0 | 0 | 0 | 0 | 0 | 0 | 0 | 0 | 0 | 0 | 0 | 0 | 0 | 0 | 0 | 0 | 0 | 0 | 0 | 0 | 0 | 0 | 0 | 0 | 0 | 0 | 0
F1_Commercial_Warehouse (WA)_Existing_Miscellaneous_Natural Gas_Pool Heater_E7 | F1 | Commercial | Warehouse (WA) | Existing | Miscellaneous | Natural Gas | Pool Heater | E7 | RVT - Cost of Equipment | 0 | 0 | 0 | 0 | 0 | 0 | 0 | 0 | 0 | 0 | 0 | 0 | 0 | 0 | 0 | 0 | 0 | 0 | 0 | 0 | 0 | 0 | 0 | 0 | 0 | 0 | 0
F1_Commercial_Warehouse (WA)_Existing_Miscellaneous_Natural Gas_Pool Heater_E8 | F1 | Commercial | Warehouse (WA) | Existing | Miscellaneous | Natural Gas | Pool Heater | E8 | RVT - Cost of Equipment | 0 | 0 | 0 | 0 | 0 | 0 | 0 | 0 | 0 | 0 | 0 | 0 | 0 | 0 | 0 | 0 | 0 | 0 | 0 | 0 | 0 | 0 | 0 | 0 | 0 | 0 | 0
F1_Commercial_Warehouse (WA)_Existing_Miscellaneous_Natural Gas_Pool Heater_E9 | F1 | Commercial | Warehouse (WA) | Existing | Miscellaneous | Natural Gas | Pool Heater | E9 | RVT - Cost of Equipment | 0 | 0 | 0 | 0 | 0 | 0 | 0 | 0 | 0 | 0 | 0 | 0 | 0 | 0 | 0 | 0 | 0 | 0 | 0 | 0 | 0 | 0 | 0 | 0 | 0 | 0 | 0
F1_Commercial_Warehouse (WA)_Existing_Miscellaneous_Natural Gas_Pool Heater_E10 | F1 | Commercial | Warehouse (WA) | Existing | Miscellaneous | Natural Gas | Pool Heater | E10 | RVT - Cost of Equipment | 0 | 0 | 0 | 0 | 0 | 0 | 0 | 0 | 0 | 0 | 0 | 0 | 0 | 0 | 0 | 0 | 0 | 0 | 0 | 0 | 0 | 0 | 0 | 0 | 0 | 0 | 0
F2_Commercial_Warehouse (WA)_Existing_Miscellaneous_Natural Gas_Pool Heater_E1 | F2 | Commercial | Warehouse (WA) | Existing | Miscellaneous | Natural Gas | Pool Heater | E1 | RVT - Cost of Operation | 0.0040313 | 0.0040618 | 0.0041171 | 0.0042004 | 0.0043098 | 0.0044691 | 0.0046299 | 0.0047841 | 0.0049232 | 0.0050695 | 0.0052372 | 0.0053946 | 0.0055725 | 0.0057371 | 0.0058657 | 0.0059701 | 0.0060403 | 0.0060938 | 0.006154 | 0.0062033 | 0.0062516 | 0.0063614 | 0.0064717 | 0.0065867 | 0.0067037 | 0.0068228 | 0.006944
F2_Commercial_Warehouse (WA)_Existing_Miscellaneous_Natural Gas_Pool Heater_E2 | F2 | Commercial | Warehouse (WA) | Existing | Miscellaneous | Natural Gas | Pool Heater | E2 | RVT - Cost of Operation | 0.0034266 | 0.0034526 | 0.0034995 | 0.0035703 | 0.0036633 | 0.0037987 | 0.0039354 | 0.0040665 | 0.0041847 | 0.0043091 | 0.0044516 | 0.0045854 | 0.0047366 | 0.0048765 | 0.0049858 | 0.0050746 | 0.0051343 | 0.0051797 | 0.0052309 | 0.0052728 | 0.0053139 | 0.0054072 | 0.005501 | 0.0055987 | 0.0056982 | 0.0057994 | 0.0059024
F2_Commercial_Warehouse (WA)_Existing_Miscellaneous_Natural Gas_Pool Heater_E3 | F2 | Commercial | Warehouse (WA) | Existing | Miscellaneous | Natural Gas | Pool Heater | E3 | RVT - Cost of Operation | 0 | 0 | 0 | 0 | 0 | 0 | 0 | 0 | 0 | 0 | 0 | 0 | 0 | 0 | 0 | 0 | 0 | 0 | 0 | 0 | 0 | 0 | 0 | 0 | 0 | 0 | 0
F2_Commercial_Warehouse (WA)_Existing_Miscellaneous_Natural Gas_Pool Heater_E4 | F2 | Commercial | Warehouse (WA) | Existing | Miscellaneous | Natural Gas | Pool Heater | E4 | RVT - Cost of Operation | 0 | 0 | 0 | 0 | 0 | 0 | 0 | 0 | 0 | 0 | 0 | 0 | 0 | 0 | 0 | 0 | 0 | 0 | 0 | 0 | 0 | 0 | 0 | 0 | 0 | 0 | 0
F2_Commercial_Warehouse (WA)_Existing_Miscellaneous_Natural Gas_Pool Heater_E5 | F2 | Commercial | Warehouse (WA) | Existing | Miscellaneous | Natural Gas | Pool Heater | E5 | RVT - Cost of Operation | 0 | 0 | 0 | 0 | 0 | 0 | 0 | 0 | 0 | 0 | 0 | 0 | 0 | 0 | 0 | 0 | 0 | 0 | 0 | 0 | 0 | 0 | 0 | 0 | 0 | 0 | 0
F2_Commercial_Warehouse (WA)_Existing_Miscellaneous_Natural Gas_Pool Heater_E6 | F2 | Commercial | Warehouse (WA) | Existing | Miscellaneous | Natural Gas | Pool Heater | E6 | RVT - Cost of Operation | 0 | 0 | 0 | 0 | 0 | 0 | 0 | 0 | 0 | 0 | 0 | 0 | 0 | 0 | 0 | 0 | 0 | 0 | 0 | 0 | 0 | 0 | 0 | 0 | 0 | 0 | 0
F2_Commercial_Warehouse (WA)_Existing_Miscellaneous_Natural Gas_Pool Heater_E7 | F2 | Commercial | Warehouse (WA) | Existing | Miscellaneous | Natural Gas | Pool Heater | E7 | RVT - Cost of Operation | 0 | 0 | 0 | 0 | 0 | 0 | 0 | 0 | 0 | 0 | 0 | 0 | 0 | 0 | 0 | 0 | 0 | 0 | 0 | 0 | 0 | 0 | 0 | 0 | 0 | 0 | 0
F2_Commercial_Warehouse (WA)_Existing_Miscellaneous_Natural Gas_Pool Heater_E8 | F2 | Commercial | Warehouse (WA) | Existing | Miscellaneous | Natural Gas | Pool Heater | E8 | RVT - Cost of Operation | 0 | 0 | 0 | 0 | 0 | 0 | 0 | 0 | 0 | 0 | 0 | 0 | 0 | 0 | 0 | 0 | 0 | 0 | 0 | 0 | 0 | 0 | 0 | 0 | 0 | 0 | 0
F2_Commercial_Warehouse (WA)_Existing_Miscellaneous_Natural Gas_Pool Heater_E9 | F2 | Commercial | Warehouse (WA) | Existing | Miscellaneous | Natural Gas | Pool Heater | E9 | RVT - Cost of Operation | 0 | 0 | 0 | 0 | 0 | 0 | 0 | 0 | 0 | 0 | 0 | 0 | 0 | 0 | 0 | 0 | 0 | 0 | 0 | 0 | 0 | 0 | 0 | 0 | 0 | 0 | 0
F2_Commercial_Warehouse (WA)_Existing_Miscellaneous_Natural Gas_Pool Heater_E10 | F2 | Commercial | Warehouse (WA) | Existing | Miscellaneous | Natural Gas | Pool Heater | E10 | RVT - Cost of Operation | 0 | 0 | 0 | 0 | 0 | 0 | 0 | 0 | 0 | 0 | 0 | 0 | 0 | 0 | 0 | 0 | 0 | 0 | 0 | 0 | 0 | 0 | 0 | 0 | 0 | 0 | 0
F3_Commercial_Warehouse (WA)_Existing_Miscellaneous_Natural Gas_Pool Heater_E1 | F3 | Commercial | Warehouse (WA) | Existing | Miscellaneous | Natural Gas | Pool Heater | E1 | System - kBTUs of Consumption | 1.0152 | 1.0152 | 1.0152 | 1.0152 | 1.0152 | 1.0152 | 1.0152 | 1.0152 | 1.0152 | 1.0152 | 1.0152 | 1.0152 | 1.0152 | 1.0152 | 1.0152 | 1.0152 | 1.0152 | 1.0152 | 1.0152 | 1.0152 | 1.0152 | 1.0152 | 1.0152 | 1.0152 | 1.0152 | 1.0152 | 1.0152
F3_Commercial_Warehouse (WA)_Existing_Miscellaneous_Natural Gas_Pool Heater_E2 | F3 | Commercial | Warehouse (WA) | Existing | Miscellaneous | Natural Gas | Pool Heater | E2 | System - kBTUs of Consumption | 0.86294 | 0.86294 | 0.86294 | 0.86294 | 0.86294 | 0.86294 | 0.86294 | 0.86294 | 0.86294 | 0.86294 | 0.86294 | 0.86294 | 0.86294 | 0.86294 | 0.86294 | 0.86294 | 0.86294 | 0.86294 | 0.86294 | 0.86294 | 0.86294 | 0.86294 | 0.86294 | 0.86294 | 0.86294 | 0.86294 | 0.86294
F3_Commercial_Warehouse (WA)_Existing_Miscellaneous_Natural Gas_Pool Heater_E3 | F3 | Commercial | Warehouse (WA) | Existing | Miscellaneous | Natural Gas | Pool Heater | E3 | System - kBTUs of Consumption | 0 | 0 | 0 | 0 | 0 | 0 | 0 | 0 | 0 | 0 | 0 | 0 | 0 | 0 | 0 | 0 | 0 | 0 | 0 | 0 | 0 | 0 | 0 | 0 | 0 | 0 | 0
F3_Commercial_Warehouse (WA)_Existing_Miscellaneous_Natural Gas_Pool Heater_E4 | F3 | Commercial | Warehouse (WA) | Existing | Miscellaneous | Natural Gas | Pool Heater | E4 | System - kBTUs of Consumption | 0 | 0 | 0 | 0 | 0 | 0 | 0 | 0 | 0 | 0 | 0 | 0 | 0 | 0 | 0 | 0 | 0 | 0 | 0 | 0 | 0 | 0 | 0 | 0 | 0 | 0 | 0
F3_Commercial_Warehouse (WA)_Existing_Miscellaneous_Natural Gas_Pool Heater_E5 | F3 | Commercial | Warehouse (WA) | Existing | Miscellaneous | Natural Gas | Pool Heater | E5 | System - kBTUs of Consumption | 0 | 0 | 0 | 0 | 0 | 0 | 0 | 0 | 0 | 0 | 0 | 0 | 0 | 0 | 0 | 0 | 0 | 0 | 0 | 0 | 0 | 0 | 0 | 0 | 0 | 0 | 0
F3_Commercial_Warehouse (WA)_Existing_Miscellaneous_Natural Gas_Pool Heater_E6 | F3 | Commercial | Warehouse (WA) | Existing | Miscellaneous | Natural Gas | Pool Heater | E6 | System - kBTUs of Consumption | 0 | 0 | 0 | 0 | 0 | 0 | 0 | 0 | 0 | 0 | 0 | 0 | 0 | 0 | 0 | 0 | 0 | 0 | 0 | 0 | 0 | 0 | 0 | 0 | 0 | 0 | 0
F3_Commercial_Warehouse (WA)_Existing_Miscellaneous_Natural Gas_Pool Heater_E7 | F3 | Commercial | Warehouse (WA) | Existing | Miscellaneous | Natural Gas | Pool Heater | E7 | System - kBTUs of Consumption | 0 | 0 | 0 | 0 | 0 | 0 | 0 | 0 | 0 | 0 | 0 | 0 | 0 | 0 | 0 | 0 | 0 | 0 | 0 | 0 | 0 | 0 | 0 | 0 | 0 | 0 | 0
F3_Commercial_Warehouse (WA)_Existing_Miscellaneous_Natural Gas_Pool Heater_E8 | F3 | Commercial | Warehouse (WA) | Existing | Miscellaneous | Natural Gas | Pool Heater | E8 | System - kBTUs of Consumption | 0 | 0 | 0 | 0 | 0 | 0 | 0 | 0 | 0 | 0 | 0 | 0 | 0 | 0 | 0 | 0 | 0 | 0 | 0 | 0 | 0 | 0 | 0 | 0 | 0 | 0 | 0
F3_Commercial_Warehouse (WA)_Existing_Miscellaneous_Natural Gas_Pool Heater_E9 | F3 | Commercial | Warehouse (WA) | Existing | Miscellaneous | Natural Gas | Pool Heater | E9 | System - kBTUs of Consumption | 0 | 0 | 0 | 0 | 0 | 0 | 0 | 0 | 0 | 0 | 0 | 0 | 0 | 0 | 0 | 0 | 0 | 0 | 0 | 0 | 0 | 0 | 0 | 0 | 0 | 0 | 0
F3_Commercial_Warehouse (WA)_Existing_Miscellaneous_Natural Gas_Pool Heater_E10 | F3 | Commercial | Warehouse (WA) | Existing | Miscellaneous | Natural Gas | Pool Heater | E10 | System - kBTUs of Consumption | 0 | 0 | 0 | 0 | 0 | 0 | 0 | 0 | 0 | 0 | 0 | 0 | 0 | 0 | 0 | 0 | 0 | 0 | 0 | 0 | 0 | 0 | 0 | 0 | 0 | 0 | 0
F4_Commercial_Warehouse (WA)_Existing_Miscellaneous_Natural Gas_Pool Heater_E1 | F4 | Commercial | Warehouse (WA) | Existing | Miscellaneous | Natural Gas | Pool Heater | E1 | Utility - Cost of Equipment | 0.0026828 | 0.0026828 | 0.0026828 | 0.0026828 | 0.0026828 | 0.0026828 | 0.0026828 | 0.0026828 | 0.0026828 | 0.0026828 | 0.0026828 | 0.0026828 | 0.0026828 | 0.0026828 | 0.0026828 | 0.0026828 | 0.0026828 | 0.0026828 | 0.0026828 | 0.0026828 | 0.0026828 | 0.0026828 | 0.0026828 | 0.0026828 | 0.0026828 | 0.0026828 | 0.0026828
F4_Commercial_Warehouse (WA)_Existing_Miscellaneous_Natural Gas_Pool Heater_E2 | F4 | Commercial | Warehouse (WA) | Existing | Miscellaneous | Natural Gas | Pool Heater | E2 | Utility - Cost of Equipment | 0.0043927 | 0.0043927 | 0.0043927 | 0.0043927 | 0.0043927 | 0.0043927 | 0.0043927 | 0.0043927 | 0.0043927 | 0.0043927 | 0.0043927 | 0.0043927 | 0.0043927 | 0.0043927 | 0.0043927 | 0.0043927 | 0.0043927 | 0.0043927 | 0.0043927 | 0.0043927 | 0.0043927 | 0.0043927 | 0.0043927 | 0.0043927 | 0.0043927 | 0.0043927 | 0.0043927
F4_Commercial_Warehouse (WA)_Existing_Miscellaneous_Natural Gas_Pool Heater_E3 | F4 | Commercial | Warehouse (WA) | Existing | Miscellaneous | Natural Gas | Pool Heater | E3 | Utility - Cost of Equipment | 0 | 0 | 0 | 0 | 0 | 0 | 0 | 0 | 0 | 0 | 0 | 0 | 0 | 0 | 0 | 0 | 0 | 0 | 0 | 0 | 0 | 0 | 0 | 0 | 0 | 0 | 0
F4_Commercial_Warehouse (WA)_Existing_Miscellaneous_Natural Gas_Pool Heater_E4 | F4 | Commercial | Warehouse (WA) | Existing | Miscellaneous | Natural Gas | Pool Heater | E4 | Utility - Cost of Equipment | 0 | 0 | 0 | 0 | 0 | 0 | 0 | 0 | 0 | 0 | 0 | 0 | 0 | 0 | 0 | 0 | 0 | 0 | 0 | 0 | 0 | 0 | 0 | 0 | 0 | 0 | 0
F4_Commercial_Warehouse (WA)_Existing_Miscellaneous_Natural Gas_Pool Heater_E5 | F4 | Commercial | Warehouse (WA) | Existing | Miscellaneous | Natural Gas | Pool Heater | E5 | Utility - Cost of Equipment | 0 | 0 | 0 | 0 | 0 | 0 | 0 | 0 | 0 | 0 | 0 | 0 | 0 | 0 | 0 | 0 | 0 | 0 | 0 | 0 | 0 | 0 | 0 | 0 | 0 | 0 | 0
F4_Commercial_Warehouse (WA)_Existing_Miscellaneous_Natural Gas_Pool Heater_E6 | F4 | Commercial | Warehouse (WA) | Existing | Miscellaneous | Natural Gas | Pool Heater | E6 | Utility - Cost of Equipment | 0 | 0 | 0 | 0 | 0 | 0 | 0 | 0 | 0 | 0 | 0 | 0 | 0 | 0 | 0 | 0 | 0 | 0 | 0 | 0 | 0 | 0 | 0 | 0 | 0 | 0 | 0
F4_Commercial_Warehouse (WA)_Existing_Miscellaneous_Natural Gas_Pool Heater_E7 | F4 | Commercial | Warehouse (WA) | Existing | Miscellaneous | Natural Gas | Pool Heater | E7 | Utility - Cost of Equipment | 0 | 0 | 0 | 0 | 0 | 0 | 0 | 0 | 0 | 0 | 0 | 0 | 0 | 0 | 0 | 0 | 0 | 0 | 0 | 0 | 0 | 0 | 0 | 0 | 0 | 0 | 0
F4_Commercial_Warehouse (WA)_Existing_Miscellaneous_Natural Gas_Pool Heater_E8 | F4 | Commercial | Warehouse (WA) | Existing | Miscellaneous | Natural Gas | Pool Heater | E8 | Utility - Cost of Equipment | 0 | 0 | 0 | 0 | 0 | 0 | 0 | 0 | 0 | 0 | 0 | 0 | 0 | 0 | 0 | 0 | 0 | 0 | 0 | 0 | 0 | 0 | 0 | 0 | 0 | 0 | 0
F4_Commercial_Warehouse (WA)_Existing_Miscellaneous_Natural Gas_Pool Heater_E9 | F4 | Commercial | Warehouse (WA) | Existing | Miscellaneous | Natural Gas | Pool Heater | E9 | Utility - Cost of Equipment | 0 | 0 | 0 | 0 | 0 | 0 | 0 | 0 | 0 | 0 | 0 | 0 | 0 | 0 | 0 | 0 | 0 | 0 | 0 | 0 | 0 | 0 | 0 | 0 | 0 | 0 | 0
F4_Commercial_Warehouse (WA)_Existing_Miscellaneous_Natural Gas_Pool Heater_E10 | F4 | Commercial | Warehouse (WA) | Existing | Miscellaneous | Natural Gas | Pool Heater | E10 | Utility - Cost of Equipment | 0 | 0 | 0 | 0 | 0 | 0 | 0 | 0 | 0 | 0 | 0 | 0 | 0 | 0 | 0 | 0 | 0 | 0 | 0 | 0 | 0 | 0 | 0 | 0 | 0 | 0 | 0
F5_Commercial_Warehouse (WA)_Existing_Miscellaneous_Natural Gas_Pool Heater_E1 | F5 | Commercial | Warehouse (WA) | Existing | Miscellaneous | Natural Gas | Pool Heater | E1 | Utility - Cost of Operation | 0.0033594 | 0.0033849 | 0.0034397 | 0.0035283 | 0.0036504 | 0.0038279 | 0.0040225 | 0.0042176 | 0.0044066 | 0.0046086 | 0.0047611 | 0.0049042 | 0.0050659 | 0.005222 | 0.0053527 | 0.00547 | 0.0055659 | 0.0056578 | 0.0057594 | 0.005855 | 0.0059539 | 0.0060585 | 0.0061636 | 0.0062731 | 0.0063845 | 0.0064979 | 0.0066134
F5_Commercial_Warehouse (WA)_Existing_Miscellaneous_Natural Gas_Pool Heater_E2 | F5 | Commercial | Warehouse (WA) | Existing | Miscellaneous | Natural Gas | Pool Heater | E2 | Utility - Cost of Operation | 0.0028555 | 0.0028771 | 0.0029237 | 0.002999 | 0.0031029 | 0.0032537 | 0.0034191 | 0.003585 | 0.0037456 | 0.0039173 | 0.0040469 | 0.0041685 | 0.004306 | 0.0044387 | 0.0045498 | 0.0046495 | 0.004731 | 0.0048091 | 0.0048955 | 0.0049767 | 0.0050608 | 0.0051497 | 0.005239 | 0.0053321 | 0.0054268 | 0.0055232 | 0.0056214
F5_Commercial_Warehouse (WA)_Existing_Miscellaneous_Natural Gas_Pool Heater_E3 | F5 | Commercial | Warehouse (WA) | Existing | Miscellaneous | Natural Gas | Pool Heater | E3 | Utility - Cost of Operation | 0 | 0 | 0 | 0 | 0 | 0 | 0 | 0 | 0 | 0 | 0 | 0 | 0 | 0 | 0 | 0 | 0 | 0 | 0 | 0 | 0 | 0 | 0 | 0 | 0 | 0 | 0
F5_Commercial_Warehouse (WA)_Existing_Miscellaneous_Natural Gas_Pool Heater_E4 | F5 | Commercial | Warehouse (WA) | Existing | Miscellaneous | Natural Gas | Pool Heater | E4 | Utility - Cost of Operation | 0 | 0 | 0 | 0 | 0 | 0 | 0 | 0 | 0 | 0 | 0 | 0 | 0 | 0 | 0 | 0 | 0 | 0 | 0 | 0 | 0 | 0 | 0 | 0 | 0 | 0 | 0
F5_Commercial_Warehouse (WA)_Existing_Miscellaneous_Natural Gas_Pool Heater_E5 | F5 | Commercial | Warehouse (WA) | Existing | Miscellaneous | Natural Gas | Pool Heater | E5 | Utility - Cost of Operation | 0 | 0 | 0 | 0 | 0 | 0 | 0 | 0 | 0 | 0 | 0 | 0 | 0 | 0 | 0 | 0 | 0 | 0 | 0 | 0 | 0 | 0 | 0 | 0 | 0 | 0 | 0
F5_Commercial_Warehouse (WA)_Existing_Miscellaneous_Natural Gas_Pool Heater_E6 | F5 | Commercial | Warehouse (WA) | Existing | Miscellaneous | Natural Gas | Pool Heater | E6 | Utility - Cost of Operation | 0 | 0 | 0 | 0 | 0 | 0 | 0 | 0 | 0 | 0 | 0 | 0 | 0 | 0 | 0 | 0 | 0 | 0 | 0 | 0 | 0 | 0 | 0 | 0 | 0 | 0 | 0
F5_Commercial_Warehouse (WA)_Existing_Miscellaneous_Natural Gas_Pool Heater_E7 | F5 | Commercial | Warehouse (WA) | Existing | Miscellaneous | Natural Gas | Pool Heater | E7 | Utility - Cost of Operation | 0 | 0 | 0 | 0 | 0 | 0 | 0 | 0 | 0 | 0 | 0 | 0 | 0 | 0 | 0 | 0 | 0 | 0 | 0 | 0 | 0 | 0 | 0 | 0 | 0 | 0 | 0
F5_Commercial_Warehouse (WA)_Existing_Miscellaneous_Natural Gas_Pool Heater_E8 | F5 | Commercial | Warehouse (WA) | Existing | Miscellaneous | Natural Gas | Pool Heater | E8 | Utility - Cost of Operation | 0 | 0 | 0 | 0 | 0 | 0 | 0 | 0 | 0 | 0 | 0 | 0 | 0 | 0 | 0 | 0 | 0 | 0 | 0 | 0 | 0 | 0 | 0 | 0 | 0 | 0 | 0
F5_Commercial_Warehouse (WA)_Existing_Miscellaneous_Natural Gas_Pool Heater_E9 | F5 | Commercial | Warehouse (WA) | Existing | Miscellaneous | Natural Gas | Pool Heater | E9 | Utility - Cost of Operation | 0 | 0 | 0 | 0 | 0 | 0 | 0 | 0 | 0 | 0 | 0 | 0 | 0 | 0 | 0 | 0 | 0 | 0 | 0 | 0 | 0 | 0 | 0 | 0 | 0 | 0 | 0
F5_Commercial_Warehouse (WA)_Existing_Miscellaneous_Natural Gas_Pool Heater_E10 | F5 | Commercial | Warehouse (WA) | Existing | Miscellaneous | Natural Gas | Pool Heater | E10 | Utility - Cost of Operation | 0 | 0 | 0 | 0 | 0 | 0 | 0 | 0 | 0 | 0 | 0 | 0 | 0 | 0 | 0 | 0 | 0 | 0 | 0 | 0 | 0 | 0 | 0 | 0 | 0 | 0 | 0
F6_Commercial_Warehouse (WA)_Existing_Miscellaneous_Natural Gas_Pool Heater_E1 | F6 | Commercial | Warehouse (WA) | Existing | Miscellaneous | Natural Gas | Pool Heater | E1 | Utility - Value of Sales | 0.0040313 | 0.0040618 | 0.0041171 | 0.0042004 | 0.0043098 | 0.0044691 | 0.0046299 | 0.0047841 | 0.0049232 | 0.0050695 | 0.0052372 | 0.0053946 | 0.0055725 | 0.0057371 | 0.0058657 | 0.0059701 | 0.0060403 | 0.0060938 | 0.006154 | 0.0062033 | 0.0062516 | 0.0063614 | 0.0064717 | 0.0065867 | 0.0067037 | 0.0068228 | 0.006944
F6_Commercial_Warehouse (WA)_Existing_Miscellaneous_Natural Gas_Pool Heater_E2 | F6 | Commercial | Warehouse (WA) | Existing | Miscellaneous | Natural Gas | Pool Heater | E2 | Utility - Value of Sales | 0.0034266 | 0.0034526 | 0.0034995 | 0.0035703 | 0.0036633 | 0.0037987 | 0.0039354 | 0.0040665 | 0.0041847 | 0.0043091 | 0.0044516 | 0.0045854 | 0.0047366 | 0.0048765 | 0.0049858 | 0.0050746 | 0.0051343 | 0.0051797 | 0.0052309 | 0.0052728 | 0.0053139 | 0.0054072 | 0.005501 | 0.0055987 | 0.0056982 | 0.0057994 | 0.0059024
F6_Commercial_Warehouse (WA)_Existing_Miscellaneous_Natural Gas_Pool Heater_E3 | F6 | Commercial | Warehouse (WA) | Existing | Miscellaneous | Natural Gas | Pool Heater | E3 | Utility - Value of Sales | 0 | 0 | 0 | 0 | 0 | 0 | 0 | 0 | 0 | 0 | 0 | 0 | 0 | 0 | 0 | 0 | 0 | 0 | 0 | 0 | 0 | 0 | 0 | 0 | 0 | 0 | 0
F6_Commercial_Warehouse (WA)_Existing_Miscellaneous_Natural Gas_Pool Heater_E4 | F6 | Commercial | Warehouse (WA) | Existing | Miscellaneous | Natural Gas | Pool Heater | E4 | Utility - Value of Sales | 0 | 0 | 0 | 0 | 0 | 0 | 0 | 0 | 0 | 0 | 0 | 0 | 0 | 0 | 0 | 0 | 0 | 0 | 0 | 0 | 0 | 0 | 0 | 0 | 0 | 0 | 0
F6_Commercial_Warehouse (WA)_Existing_Miscellaneous_Natural Gas_Pool Heater_E5 | F6 | Commercial | Warehouse (WA) | Existing | Miscellaneous | Natural Gas | Pool Heater | E5 | Utility - Value of Sales | 0 | 0 | 0 | 0 | 0 | 0 | 0 | 0 | 0 | 0 | 0 | 0 | 0 | 0 | 0 | 0 | 0 | 0 | 0 | 0 | 0 | 0 | 0 | 0 | 0 | 0 | 0
F6_Commercial_Warehouse (WA)_Existing_Miscellaneous_Natural Gas_Pool Heater_E6 | F6 | Commercial | Warehouse (WA) | Existing | Miscellaneous | Natural Gas | Pool Heater | E6 | Utility - Value of Sales | 0 | 0 | 0 | 0 | 0 | 0 | 0 | 0 | 0 | 0 | 0 | 0 | 0 | 0 | 0 | 0 | 0 | 0 | 0 | 0 | 0 | 0 | 0 | 0 | 0 | 0 | 0
F6_Commercial_Warehouse (WA)_Existing_Miscellaneous_Natural Gas_Pool Heater_E7 | F6 | Commercial | Warehouse (WA) | Existing | Miscellaneous | Natural Gas | Pool Heater | E7 | Utility - Value of Sales | 0 | 0 | 0 | 0 | 0 | 0 | 0 | 0 | 0 | 0 | 0 | 0 | 0 | 0 | 0 | 0 | 0 | 0 | 0 | 0 | 0 | 0 | 0 | 0 | 0 | 0 | 0
F6_Commercial_Warehouse (WA)_Existing_Miscellaneous_Natural Gas_Pool Heater_E8 | F6 | Commercial | Warehouse (WA) | Existing | Miscellaneous | Natural Gas | Pool Heater | E8 | Utility - Value of Sales | 0 | 0 | 0 | 0 | 0 | 0 | 0 | 0 | 0 | 0 | 0 | 0 | 0 | 0 | 0 | 0 | 0 | 0 | 0 | 0 | 0 | 0 | 0 | 0 | 0 | 0 | 0
F6_Commercial_Warehouse (WA)_Existing_Miscellaneous_Natural Gas_Pool Heater_E9 | F6 | Commercial | Warehouse (WA) | Existing | Miscellaneous | Natural Gas | Pool Heater | E9 | Utility - Value of Sales | 0 | 0 | 0 | 0 | 0 | 0 | 0 | 0 | 0 | 0 | 0 | 0 | 0 | 0 | 0 | 0 | 0 | 0 | 0 | 0 | 0 | 0 | 0 | 0 | 0 | 0 | 0
F6_Commercial_Warehouse (WA)_Existing_Miscellaneous_Natural Gas_Pool Heater_E10 | F6 | Commercial | Warehouse (WA) | Existing | Miscellaneous | Natural Gas | Pool Heater | E10 | Utility - Value of Sales | 0 | 0 | 0 | 0 | 0 | 0 | 0 | 0 | 0 | 0 | 0 | 0 | 0 | 0 | 0 | 0 | 0 | 0 | 0 | 0 | 0 | 0 | 0 | 0 | 0 | 0 | 0
F1_Commercial_Warehouse (WA)_Existing_Miscellaneous_Natural Gas_Miscellaneous_E1 | F1 | Commercial | Warehouse (WA) | Existing | Miscellaneous | Natural Gas | Miscellaneous | E1 | RVT - Cost of Equipment | 0.0017585 | 0.0017585 | 0.0017585 | 0.0017585 | 0.0017585 | 0.0017585 | 0.0017585 | 0.0017585 | 0.0017585 | 0.0017585 | 0.0017585 | 0.0017585 | 0.0017585 | 0.0017585 | 0.0017585 | 0.0017585 | 0.0017585 | 0.0017585 | 0.0017585 | 0.0017585 | 0.0017585 | 0.0017585 | 0.0017585 | 0.0017585 | 0.0017585 | 0.0017585 | 0.0017585
F1_Commercial_Warehouse (WA)_Existing_Miscellaneous_Natural Gas_Miscellaneous_E2 | F1 | Commercial | Warehouse (WA) | Existing | Miscellaneous | Natural Gas | Miscellaneous | E2 | RVT - Cost of Equipment | 0 | 0 | 0 | 0 | 0 | 0 | 0 | 0 | 0 | 0 | 0 | 0 | 0 | 0 | 0 | 0 | 0 | 0 | 0 | 0 | 0 | 0 | 0 | 0 | 0 | 0 | 0
F1_Commercial_Warehouse (WA)_Existing_Miscellaneous_Natural Gas_Miscellaneous_E3 | F1 | Commercial | Warehouse (WA) | Existing | Miscellaneous | Natural Gas | Miscellaneous | E3 | RVT - Cost of Equipment | 0 | 0 | 0 | 0 | 0 | 0 | 0 | 0 | 0 | 0 | 0 | 0 | 0 | 0 | 0 | 0 | 0 | 0 | 0 | 0 | 0 | 0 | 0 | 0 | 0 | 0 | 0
F1_Commercial_Warehouse (WA)_Existing_Miscellaneous_Natural Gas_Miscellaneous_E4 | F1 | Commercial | Warehouse (WA) | Existing | Miscellaneous | Natural Gas | Miscellaneous | E4 | RVT - Cost of Equipment | 0 | 0 | 0 | 0 | 0 | 0 | 0 | 0 | 0 | 0 | 0 | 0 | 0 | 0 | 0 | 0 | 0 | 0 | 0 | 0 | 0 | 0 | 0 | 0 | 0 | 0 | 0
F1_Commercial_Warehouse (WA)_Existing_Miscellaneous_Natural Gas_Miscellaneous_E5 | F1 | Commercial | Warehouse (WA) | Existing | Miscellaneous | Natural Gas | Miscellaneous | E5 | RVT - Cost of Equipment | 0 | 0 | 0 | 0 | 0 | 0 | 0 | 0 | 0 | 0 | 0 | 0 | 0 | 0 | 0 | 0 | 0 | 0 | 0 | 0 | 0 | 0 | 0 | 0 | 0 | 0 | 0
F1_Commercial_Warehouse (WA)_Existing_Miscellaneous_Natural Gas_Miscellaneous_E6 | F1 | Commercial | Warehouse (WA) | Existing | Miscellaneous | Natural Gas | Miscellaneous | E6 | RVT - Cost of Equipment | 0 | 0 | 0 | 0 | 0 | 0 | 0 | 0 | 0 | 0 | 0 | 0 | 0 | 0 | 0 | 0 | 0 | 0 | 0 | 0 | 0 | 0 | 0 | 0 | 0 | 0 | 0
F1_Commercial_Warehouse (WA)_Existing_Miscellaneous_Natural Gas_Miscellaneous_E7 | F1 | Commercial | Warehouse (WA) | Existing | Miscellaneous | Natural Gas | Miscellaneous | E7 | RVT - Cost of Equipment | 0 | 0 | 0 | 0 | 0 | 0 | 0 | 0 | 0 | 0 | 0 | 0 | 0 | 0 | 0 | 0 | 0 | 0 | 0 | 0 | 0 | 0 | 0 | 0 | 0 | 0 | 0
F1_Commercial_Warehouse (WA)_Existing_Miscellaneous_Natural Gas_Miscellaneous_E8 | F1 | Commercial | Warehouse (WA) | Existing | Miscellaneous | Natural Gas | Miscellaneous | E8 | RVT - Cost of Equipment | 0 | 0 | 0 | 0 | 0 | 0 | 0 | 0 | 0 | 0 | 0 | 0 | 0 | 0 | 0 | 0 | 0 | 0 | 0 | 0 | 0 | 0 | 0 | 0 | 0 | 0 | 0
F1_Commercial_Warehouse (WA)_Existing_Miscellaneous_Natural Gas_Miscellaneous_E9 | F1 | Commercial | Warehouse (WA) | Existing | Miscellaneous | Natural Gas | Miscellaneous | E9 | RVT - Cost of Equipment | 0 | 0 | 0 | 0 | 0 | 0 | 0 | 0 | 0 | 0 | 0 | 0 | 0 | 0 | 0 | 0 | 0 | 0 | 0 | 0 | 0 | 0 | 0 | 0 | 0 | 0 | 0
F1_Commercial_Warehouse (WA)_Existing_Miscellaneous_Natural Gas_Miscellaneous_E10 | F1 | Commercial | Warehouse (WA) | Existing | Miscellaneous | Natural Gas | Miscellaneous | E10 | RVT - Cost of Equipment | 0 | 0 | 0 | 0 | 0 | 0 | 0 | 0 | 0 | 0 | 0 | 0 | 0 | 0 | 0 | 0 | 0 | 0 | 0 | 0 | 0 | 0 | 0 | 0 | 0 | 0 | 0
F2_Commercial_Warehouse (WA)_Existing_Miscellaneous_Natural Gas_Miscellaneous_E1 | F2 | Commercial | Warehouse (WA) | Existing | Miscellaneous | Natural Gas | Miscellaneous | E1 | RVT - Cost of Operation | 0.0027814 | 0.0027991 | 0.0028289 | 0.0028751 | 0.0029432 | 0.0030555 | 0.0031709 | 0.0032788 | 0.003373 | 0.0034708 | 0.0035829 | 0.0036883 | 0.0038138 | 0.0039339 | 0.0040296 | 0.0041071 | 0.0041592 | 0.0042012 | 0.004243 | 0.0042699 | 0.0042957 | 0.004371 | 0.0044465 | 0.0045255 | 0.0046059 | 0.0046877 | 0.004771
F2_Commercial_Warehouse (WA)_Existing_Miscellaneous_Natural Gas_Miscellaneous_E2 | F2 | Commercial | Warehouse (WA) | Existing | Miscellaneous | Natural Gas | Miscellaneous | E2 | RVT - Cost of Operation | 0 | 0 | 0 | 0 | 0 | 0 | 0 | 0 | 0 | 0 | 0 | 0 | 0 | 0 | 0 | 0 | 0 | 0 | 0 | 0 | 0 | 0 | 0 | 0 | 0 | 0 | 0
F2_Commercial_Warehouse (WA)_Existing_Miscellaneous_Natural Gas_Miscellaneous_E3 | F2 | Commercial | Warehouse (WA) | Existing | Miscellaneous | Natural Gas | Miscellaneous | E3 | RVT - Cost of Operation | 0 | 0 | 0 | 0 | 0 | 0 | 0 | 0 | 0 | 0 | 0 | 0 | 0 | 0 | 0 | 0 | 0 | 0 | 0 | 0 | 0 | 0 | 0 | 0 | 0 | 0 | 0
F2_Commercial_Warehouse (WA)_Existing_Miscellaneous_Natural Gas_Miscellaneous_E4 | F2 | Commercial | Warehouse (WA) | Existing | Miscellaneous | Natural Gas | Miscellaneous | E4 | RVT - Cost of Operation | 0 | 0 | 0 | 0 | 0 | 0 | 0 | 0 | 0 | 0 | 0 | 0 | 0 | 0 | 0 | 0 | 0 | 0 | 0 | 0 | 0 | 0 | 0 | 0 | 0 | 0 | 0
F2_Commercial_Warehouse (WA)_Existing_Miscellaneous_Natural Gas_Miscellaneous_E5 | F2 | Commercial | Warehouse (WA) | Existing | Miscellaneous | Natural Gas | Miscellaneous | E5 | RVT - Cost of Operation | 0 | 0 | 0 | 0 | 0 | 0 | 0 | 0 | 0 | 0 | 0 | 0 | 0 | 0 | 0 | 0 | 0 | 0 | 0 | 0 | 0 | 0 | 0 | 0 | 0 | 0 | 0
F2_Commercial_Warehouse (WA)_Existing_Miscellaneous_Natural Gas_Miscellaneous_E6 | F2 | Commercial | Warehouse (WA) | Existing | Miscellaneous | Natural Gas | Miscellaneous | E6 | RVT - Cost of Operation | 0 | 0 | 0 | 0 | 0 | 0 | 0 | 0 | 0 | 0 | 0 | 0 | 0 | 0 | 0 | 0 | 0 | 0 | 0 | 0 | 0 | 0 | 0 | 0 | 0 | 0 | 0
F2_Commercial_Warehouse (WA)_Existing_Miscellaneous_Natural Gas_Miscellaneous_E7 | F2 | Commercial | Warehouse (WA) | Existing | Miscellaneous | Natural Gas | Miscellaneous | E7 | RVT - Cost of Operation | 0 | 0 | 0 | 0 | 0 | 0 | 0 | 0 | 0 | 0 | 0 | 0 | 0 | 0 | 0 | 0 | 0 | 0 | 0 | 0 | 0 | 0 | 0 | 0 | 0 | 0 | 0
F2_Commercial_Warehouse (WA)_Existing_Miscellaneous_Natural Gas_Miscellaneous_E8 | F2 | Commercial | Warehouse (WA) | Existing | Miscellaneous | Natural Gas | Miscellaneous | E8 | RVT - Cost of Operation | 0 | 0 | 0 | 0 | 0 | 0 | 0 | 0 | 0 | 0 | 0 | 0 | 0 | 0 | 0 | 0 | 0 | 0 | 0 | 0 | 0 | 0 | 0 | 0 | 0 | 0 | 0
F2_Commercial_Warehouse (WA)_Existing_Miscellaneous_Natural Gas_Miscellaneous_E9 | F2 | Commercial | Warehouse (WA) | Existing | Miscellaneous | Natural Gas | Miscellaneous | E9 | RVT - Cost of Operation | 0 | 0 | 0 | 0 | 0 | 0 | 0 | 0 | 0 | 0 | 0 | 0 | 0 | 0 | 0 | 0 | 0 | 0 | 0 | 0 | 0 | 0 | 0 | 0 | 0 | 0 | 0
F2_Commercial_Warehouse (WA)_Existing_Miscellaneous_Natural Gas_Miscellaneous_E10 | F2 | Commercial | Warehouse (WA) | Existing | Miscellaneous | Natural Gas | Miscellaneous | E10 | RVT - Cost of Operation | 0 | 0 | 0 | 0 | 0 | 0 | 0 | 0 | 0 | 0 | 0 | 0 | 0 | 0 | 0 | 0 | 0 | 0 | 0 | 0 | 0 | 0 | 0 | 0 | 0 | 0 | 0
F3_Commercial_Warehouse (WA)_Existing_Miscellaneous_Natural Gas_Miscellaneous_E1 | F3 | Commercial | Warehouse (WA) | Existing | Miscellaneous | Natural Gas | Miscellaneous | E1 | System - kBTUs of Consumption | 0.71043 | 0.71043 | 0.71043 | 0.71043 | 0.71043 | 0.71043 | 0.71043 | 0.71043 | 0.71043 | 0.71043 | 0.71043 | 0.71043 | 0.71043 | 0.71043 | 0.71043 | 0.71043 | 0.71043 | 0.71043 | 0.71043 | 0.71043 | 0.71043 | 0.71043 | 0.71043 | 0.71043 | 0.71043 | 0.71043 | 0.71043
F3_Commercial_Warehouse (WA)_Existing_Miscellaneous_Natural Gas_Miscellaneous_E2 | F3 | Commercial | Warehouse (WA) | Existing | Miscellaneous | Natural Gas | Miscellaneous | E2 | System - kBTUs of Consumption | 0 | 0 | 0 | 0 | 0 | 0 | 0 | 0 | 0 | 0 | 0 | 0 | 0 | 0 | 0 | 0 | 0 | 0 | 0 | 0 | 0 | 0 | 0 | 0 | 0 | 0 | 0
F3_Commercial_Warehouse (WA)_Existing_Miscellaneous_Natural Gas_Miscellaneous_E3 | F3 | Commercial | Warehouse (WA) | Existing | Miscellaneous | Natural Gas | Miscellaneous | E3 | System - kBTUs of Consumption | 0 | 0 | 0 | 0 | 0 | 0 | 0 | 0 | 0 | 0 | 0 | 0 | 0 | 0 | 0 | 0 | 0 | 0 | 0 | 0 | 0 | 0 | 0 | 0 | 0 | 0 | 0
F3_Commercial_Warehouse (WA)_Existing_Miscellaneous_Natural Gas_Miscellaneous_E4 | F3 | Commercial | Warehouse (WA) | Existing | Miscellaneous | Natural Gas | Miscellaneous | E4 | System - kBTUs of Consumption | 0 | 0 | 0 | 0 | 0 | 0 | 0 | 0 | 0 | 0 | 0 | 0 | 0 | 0 | 0 | 0 | 0 | 0 | 0 | 0 | 0 | 0 | 0 | 0 | 0 | 0 | 0
F3_Commercial_Warehouse (WA)_Existing_Miscellaneous_Natural Gas_Miscellaneous_E5 | F3 | Commercial | Warehouse (WA) | Existing | Miscellaneous | Natural Gas | Miscellaneous | E5 | System - kBTUs of Consumption | 0 | 0 | 0 | 0 | 0 | 0 | 0 | 0 | 0 | 0 | 0 | 0 | 0 | 0 | 0 | 0 | 0 | 0 | 0 | 0 | 0 | 0 | 0 | 0 | 0 | 0 | 0
F3_Commercial_Warehouse (WA)_Existing_Miscellaneous_Natural Gas_Miscellaneous_E6 | F3 | Commercial | Warehouse (WA) | Existing | Miscellaneous | Natural Gas | Miscellaneous | E6 | System - kBTUs of Consumption | 0 | 0 | 0 | 0 | 0 | 0 | 0 | 0 | 0 | 0 | 0 | 0 | 0 | 0 | 0 | 0 | 0 | 0 | 0 | 0 | 0 | 0 | 0 | 0 | 0 | 0 | 0
F3_Commercial_Warehouse (WA)_Existing_Miscellaneous_Natural Gas_Miscellaneous_E7 | F3 | Commercial | Warehouse (WA) | Existing | Miscellaneous | Natural Gas | Miscellaneous | E7 | System - kBTUs of Consumption | 0 | 0 | 0 | 0 | 0 | 0 | 0 | 0 | 0 | 0 | 0 | 0 | 0 | 0 | 0 | 0 | 0 | 0 | 0 | 0 | 0 | 0 | 0 | 0 | 0 | 0 | 0
F3_Commercial_Warehouse (WA)_Existing_Miscellaneous_Natural Gas_Miscellaneous_E8 | F3 | Commercial | Warehouse (WA) | Existing | Miscellaneous | Natural Gas | Miscellaneous | E8 | System - kBTUs of Consumption | 0 | 0 | 0 | 0 | 0 | 0 | 0 | 0 | 0 | 0 | 0 | 0 | 0 | 0 | 0 | 0 | 0 | 0 | 0 | 0 | 0 | 0 | 0 | 0 | 0 | 0 | 0
F3_Commercial_Warehouse (WA)_Existing_Miscellaneous_Natural Gas_Miscellaneous_E9 | F3 | Commercial | Warehouse (WA) | Existing | Miscellaneous | Natural Gas | Miscellaneous | E9 | System - kBTUs of Consumption | 0 | 0 | 0 | 0 | 0 | 0 | 0 | 0 | 0 | 0 | 0 | 0 | 0 | 0 | 0 | 0 | 0 | 0 | 0 | 0 | 0 | 0 | 0 | 0 | 0 | 0 | 0
F3_Commercial_Warehouse (WA)_Existing_Miscellaneous_Natural Gas_Miscellaneous_E10 | F3 | Commercial | Warehouse (WA) | Existing | Miscellaneous | Natural Gas | Miscellaneous | E10 | System - kBTUs of Consumption | 0 | 0 | 0 | 0 | 0 | 0 | 0 | 0 | 0 | 0 | 0 | 0 | 0 | 0 | 0 | 0 | 0 | 0 | 0 | 0 | 0 | 0 | 0 | 0 | 0 | 0 | 0
F4_Commercial_Warehouse (WA)_Existing_Miscellaneous_Natural Gas_Miscellaneous_E1 | F4 | Commercial | Warehouse (WA) | Existing | Miscellaneous | Natural Gas | Miscellaneous | E1 | Utility - Cost of Equipment | 0.0017585 | 0.0017585 | 0.0017585 | 0.0017585 | 0.0017585 | 0.0017585 | 0.0017585 | 0.0017585 | 0.0017585 | 0.0017585 | 0.0017585 | 0.0017585 | 0.0017585 | 0.0017585 | 0.0017585 | 0.0017585 | 0.0017585 | 0.0017585 | 0.0017585 | 0.0017585 | 0.0017585 | 0.0017585 | 0.0017585 | 0.0017585 | 0.0017585 | 0.0017585 | 0.0017585
F4_Commercial_Warehouse (WA)_Existing_Miscellaneous_Natural Gas_Miscellaneous_E2 | F4 | Commercial | Warehouse (WA) | Existing | Miscellaneous | Natural Gas | Miscellaneous | E2 | Utility - Cost of Equipment | 0 | 0 | 0 | 0 | 0 | 0 | 0 | 0 | 0 | 0 | 0 | 0 | 0 | 0 | 0 | 0 | 0 | 0 | 0 | 0 | 0 | 0 | 0 | 0 | 0 | 0 | 0
F4_Commercial_Warehouse (WA)_Existing_Miscellaneous_Natural Gas_Miscellaneous_E3 | F4 | Commercial | Warehouse (WA) | Existing | Miscellaneous | Natural Gas | Miscellaneous | E3 | Utility - Cost of Equipment | 0 | 0 | 0 | 0 | 0 | 0 | 0 | 0 | 0 | 0 | 0 | 0 | 0 | 0 | 0 | 0 | 0 | 0 | 0 | 0 | 0 | 0 | 0 | 0 | 0 | 0 | 0
F4_Commercial_Warehouse (WA)_Existing_Miscellaneous_Natural Gas_Miscellaneous_E4 | F4 | Commercial | Warehouse (WA) | Existing | Miscellaneous | Natural Gas | Miscellaneous | E4 | Utility - Cost of Equipment | 0 | 0 | 0 | 0 | 0 | 0 | 0 | 0 | 0 | 0 | 0 | 0 | 0 | 0 | 0 | 0 | 0 | 0 | 0 | 0 | 0 | 0 | 0 | 0 | 0 | 0 | 0
F4_Commercial_Warehouse (WA)_Existing_Miscellaneous_Natural Gas_Miscellaneous_E5 | F4 | Commercial | Warehouse (WA) | Existing | Miscellaneous | Natural Gas | Miscellaneous | E5 | Utility - Cost of Equipment | 0 | 0 | 0 | 0 | 0 | 0 | 0 | 0 | 0 | 0 | 0 | 0 | 0 | 0 | 0 | 0 | 0 | 0 | 0 | 0 | 0 | 0 | 0 | 0 | 0 | 0 | 0
F4_Commercial_Warehouse (WA)_Existing_Miscellaneous_Natural Gas_Miscellaneous_E6 | F4 | Commercial | Warehouse (WA) | Existing | Miscellaneous | Natural Gas | Miscellaneous | E6 | Utility - Cost of Equipment | 0 | 0 | 0 | 0 | 0 | 0 | 0 | 0 | 0 | 0 | 0 | 0 | 0 | 0 | 0 | 0 | 0 | 0 | 0 | 0 | 0 | 0 | 0 | 0 | 0 | 0 | 0
F4_Commercial_Warehouse (WA)_Existing_Miscellaneous_Natural Gas_Miscellaneous_E7 | F4 | Commercial | Warehouse (WA) | Existing | Miscellaneous | Natural Gas | Miscellaneous | E7 | Utility - Cost of Equipment | 0 | 0 | 0 | 0 | 0 | 0 | 0 | 0 | 0 | 0 | 0 | 0 | 0 | 0 | 0 | 0 | 0 | 0 | 0 | 0 | 0 | 0 | 0 | 0 | 0 | 0 | 0
F4_Commercial_Warehouse (WA)_Existing_Miscellaneous_Natural Gas_Miscellaneous_E8 | F4 | Commercial | Warehouse (WA) | Existing | Miscellaneous | Natural Gas | Miscellaneous | E8 | Utility - Cost of Equipment | 0 | 0 | 0 | 0 | 0 | 0 | 0 | 0 | 0 | 0 | 0 | 0 | 0 | 0 | 0 | 0 | 0 | 0 | 0 | 0 | 0 | 0 | 0 | 0 | 0 | 0 | 0
F4_Commercial_Warehouse (WA)_Existing_Miscellaneous_Natural Gas_Miscellaneous_E9 | F4 | Commercial | Warehouse (WA) | Existing | Miscellaneous | Natural Gas | Miscellaneous | E9 | Utility - Cost of Equipment | 0 | 0 | 0 | 0 | 0 | 0 | 0 | 0 | 0 | 0 | 0 | 0 | 0 | 0 | 0 | 0 | 0 | 0 | 0 | 0 | 0 | 0 | 0 | 0 | 0 | 0 | 0
F4_Commercial_Warehouse (WA)_Existing_Miscellaneous_Natural Gas_Miscellaneous_E10 | F4 | Commercial | Warehouse (WA) | Existing | Miscellaneous | Natural Gas | Miscellaneous | E10 | Utility - Cost of Equipment | 0 | 0 | 0 | 0 | 0 | 0 | 0 | 0 | 0 | 0 | 0 | 0 | 0 | 0 | 0 | 0 | 0 | 0 | 0 | 0 | 0 | 0 | 0 | 0 | 0 | 0 | 0
F5_Commercial_Warehouse (WA)_Existing_Miscellaneous_Natural Gas_Miscellaneous_E1 | F5 | Commercial | Warehouse (WA) | Existing | Miscellaneous | Natural Gas | Miscellaneous | E1 | Utility - Cost of Operation | 0.0023178 | 0.0023326 | 0.0023625 | 0.0024121 | 0.0024869 | 0.0026065 | 0.0027379 | 0.0028736 | 0.0030102 | 0.0031553 | 0.0032572 | 0.003353 | 0.0034671 | 0.00358 | 0.003675 | 0.0037585 | 0.0038246 | 0.0038878 | 0.0039583 | 0.0040236 | 0.0040912 | 0.0041628 | 0.0042347 | 0.00431 | 0.0043865 | 0.0044645 | 0.0045438
F5_Commercial_Warehouse (WA)_Existing_Miscellaneous_Natural Gas_Miscellaneous_E2 | F5 | Commercial | Warehouse (WA) | Existing | Miscellaneous | Natural Gas | Miscellaneous | E2 | Utility - Cost of Operation | 0 | 0 | 0 | 0 | 0 | 0 | 0 | 0 | 0 | 0 | 0 | 0 | 0 | 0 | 0 | 0 | 0 | 0 | 0 | 0 | 0 | 0 | 0 | 0 | 0 | 0 | 0
F5_Commercial_Warehouse (WA)_Existing_Miscellaneous_Natural Gas_Miscellaneous_E3 | F5 | Commercial | Warehouse (WA) | Existing | Miscellaneous | Natural Gas | Miscellaneous | E3 | Utility - Cost of Operation | 0 | 0 | 0 | 0 | 0 | 0 | 0 | 0 | 0 | 0 | 0 | 0 | 0 | 0 | 0 | 0 | 0 | 0 | 0 | 0 | 0 | 0 | 0 | 0 | 0 | 0 | 0
F5_Commercial_Warehouse (WA)_Existing_Miscellaneous_Natural Gas_Miscellaneous_E4 | F5 | Commercial | Warehouse (WA) | Existing | Miscellaneous | Natural Gas | Miscellaneous | E4 | Utility - Cost of Operation | 0 | 0 | 0 | 0 | 0 | 0 | 0 | 0 | 0 | 0 | 0 | 0 | 0 | 0 | 0 | 0 | 0 | 0 | 0 | 0 | 0 | 0 | 0 | 0 | 0 | 0 | 0
F5_Commercial_Warehouse (WA)_Existing_Miscellaneous_Natural Gas_Miscellaneous_E5 | F5 | Commercial | Warehouse (WA) | Existing | Miscellaneous | Natural Gas | Miscellaneous | E5 | Utility - Cost of Operation | 0 | 0 | 0 | 0 | 0 | 0 | 0 | 0 | 0 | 0 | 0 | 0 | 0 | 0 | 0 | 0 | 0 | 0 | 0 | 0 | 0 | 0 | 0 | 0 | 0 | 0 | 0
F5_Commercial_Warehouse (WA)_Existing_Miscellaneous_Natural Gas_Miscellaneous_E6 | F5 | Commercial | Warehouse (WA) | Existing | Miscellaneous | Natural Gas | Miscellaneous | E6 | Utility - Cost of Operation | 0 | 0 | 0 | 0 | 0 | 0 | 0 | 0 | 0 | 0 | 0 | 0 | 0 | 0 | 0 | 0 | 0 | 0 | 0 | 0 | 0 | 0 | 0 | 0 | 0 | 0 | 0
F5_Commercial_Warehouse (WA)_Existing_Miscellaneous_Natural Gas_Miscellaneous_E7 | F5 | Commercial | Warehouse (WA) | Existing | Miscellaneous | Natural Gas | Miscellaneous | E7 | Utility - Cost of Operation | 0 | 0 | 0 | 0 | 0 | 0 | 0 | 0 | 0 | 0 | 0 | 0 | 0 | 0 | 0 | 0 | 0 | 0 | 0 | 0 | 0 | 0 | 0 | 0 | 0 | 0 | 0
F5_Commercial_Warehouse (WA)_Existing_Miscellaneous_Natural Gas_Miscellaneous_E8 | F5 | Commercial | Warehouse (WA) | Existing | Miscellaneous | Natural Gas | Miscellaneous | E8 | Utility - Cost of Operation | 0 | 0 | 0 | 0 | 0 | 0 | 0 | 0 | 0 | 0 | 0 | 0 | 0 | 0 | 0 | 0 | 0 | 0 | 0 | 0 | 0 | 0 | 0 | 0 | 0 | 0 | 0
F5_Commercial_Warehouse (WA)_Existing_Miscellaneous_Natural Gas_Miscellaneous_E9 | F5 | Commercial | Warehouse (WA) | Existing | Miscellaneous | Natural Gas | Miscellaneous | E9 | Utility - Cost of Operation | 0 | 0 | 0 | 0 | 0 | 0 | 0 | 0 | 0 | 0 | 0 | 0 | 0 | 0 | 0 | 0 | 0 | 0 | 0 | 0 | 0 | 0 | 0 | 0 | 0 | 0 | 0
F5_Commercial_Warehouse (WA)_Existing_Miscellaneous_Natural Gas_Miscellaneous_E10 | F5 | Commercial | Warehouse (WA) | Existing | Miscellaneous | Natural Gas | Miscellaneous | E10 | Utility - Cost of Operation | 0 | 0 | 0 | 0 | 0 | 0 | 0 | 0 | 0 | 0 | 0 | 0 | 0 | 0 | 0 | 0 | 0 | 0 | 0 | 0 | 0 | 0 | 0 | 0 | 0 | 0 | 0
F6_Commercial_Warehouse (WA)_Existing_Miscellaneous_Natural Gas_Miscellaneous_E1 | F6 | Commercial | Warehouse (WA) | Existing | Miscellaneous | Natural Gas | Miscellaneous | E1 | Utility - Value of Sales | 0.0027814 | 0.0027991 | 0.0028289 | 0.0028751 | 0.0029432 | 0.0030555 | 0.0031709 | 0.0032788 | 0.003373 | 0.0034708 | 0.0035829 | 0.0036883 | 0.0038138 | 0.0039339 | 0.0040296 | 0.0041071 | 0.0041592 | 0.0042012 | 0.004243 | 0.0042699 | 0.0042957 | 0.004371 | 0.0044465 | 0.0045255 | 0.0046059 | 0.0046877 | 0.004771
F6_Commercial_Warehouse (WA)_Existing_Miscellaneous_Natural Gas_Miscellaneous_E2 | F6 | Commercial | Warehouse (WA) | Existing | Miscellaneous | Natural Gas | Miscellaneous | E2 | Utility - Value of Sales | 0 | 0 | 0 | 0 | 0 | 0 | 0 | 0 | 0 | 0 | 0 | 0 | 0 | 0 | 0 | 0 | 0 | 0 | 0 | 0 | 0 | 0 | 0 | 0 | 0 | 0 | 0
F6_Commercial_Warehouse (WA)_Existing_Miscellaneous_Natural Gas_Miscellaneous_E3 | F6 | Commercial | Warehouse (WA) | Existing | Miscellaneous | Natural Gas | Miscellaneous | E3 | Utility - Value of Sales | 0 | 0 | 0 | 0 | 0 | 0 | 0 | 0 | 0 | 0 | 0 | 0 | 0 | 0 | 0 | 0 | 0 | 0 | 0 | 0 | 0 | 0 | 0 | 0 | 0 | 0 | 0
F6_Commercial_Warehouse (WA)_Existing_Miscellaneous_Natural Gas_Miscellaneous_E4 | F6 | Commercial | Warehouse (WA) | Existing | Miscellaneous | Natural Gas | Miscellaneous | E4 | Utility - Value of Sales | 0 | 0 | 0 | 0 | 0 | 0 | 0 | 0 | 0 | 0 | 0 | 0 | 0 | 0 | 0 | 0 | 0 | 0 | 0 | 0 | 0 | 0 | 0 | 0 | 0 | 0 | 0
F6_Commercial_Warehouse (WA)_Existing_Miscellaneous_Natural Gas_Miscellaneous_E5 | F6 | Commercial | Warehouse (WA) | Existing | Miscellaneous | Natural Gas | Miscellaneous | E5 | Utility - Value of Sales | 0 | 0 | 0 | 0 | 0 | 0 | 0 | 0 | 0 | 0 | 0 | 0 | 0 | 0 | 0 | 0 | 0 | 0 | 0 | 0 | 0 | 0 | 0 | 0 | 0 | 0 | 0
F6_Commercial_Warehouse (WA)_Existing_Miscellaneous_Natural Gas_Miscellaneous_E6 | F6 | Commercial | Warehouse (WA) | Existing | Miscellaneous | Natural Gas | Miscellaneous | E6 | Utility - Value of Sales | 0 | 0 | 0 | 0 | 0 | 0 | 0 | 0 | 0 | 0 | 0 | 0 | 0 | 0 | 0 | 0 | 0 | 0 | 0 | 0 | 0 | 0 | 0 | 0 | 0 | 0 | 0
F6_Commercial_Warehouse (WA)_Existing_Miscellaneous_Natural Gas_Miscellaneous_E7 | F6 | Commercial | Warehouse (WA) | Existing | Miscellaneous | Natural Gas | Miscellaneous | E7 | Utility - Value of Sales | 0 | 0 | 0 | 0 | 0 | 0 | 0 | 0 | 0 | 0 | 0 | 0 | 0 | 0 | 0 | 0 | 0 | 0 | 0 | 0 | 0 | 0 | 0 | 0 | 0 | 0 | 0
F6_Commercial_Warehouse (WA)_Existing_Miscellaneous_Natural Gas_Miscellaneous_E8 | F6 | Commercial | Warehouse (WA) | Existing | Miscellaneous | Natural Gas | Miscellaneous | E8 | Utility - Value of Sales | 0 | 0 | 0 | 0 | 0 | 0 | 0 | 0 | 0 | 0 | 0 | 0 | 0 | 0 | 0 | 0 | 0 | 0 | 0 | 0 | 0 | 0 | 0 | 0 | 0 | 0 | 0
F6_Commercial_Warehouse (WA)_Existing_Miscellaneous_Natural Gas_Miscellaneous_E9 | F6 | Commercial | Warehouse (WA) | Existing | Miscellaneous | Natural Gas | Miscellaneous | E9 | Utility - Value of Sales | 0 | 0 | 0 | 0 | 0 | 0 | 0 | 0 | 0 | 0 | 0 | 0 | 0 | 0 | 0 | 0 | 0 | 0 | 0 | 0 | 0 | 0 | 0 | 0 | 0 | 0 | 0
F6_Commercial_Warehouse (WA)_Existing_Miscellaneous_Natural Gas_Miscellaneous_E10 | F6 | Commercial | Warehouse (WA) | Existing | Miscellaneous | Natural Gas | Miscellaneous | E10 | Utility - Value of Sales | 0 | 0 | 0 | 0 | 0 | 0 | 0 | 0 | 0 | 0 | 0 | 0 | 0 | 0 | 0 | 0 | 0 | 0 | 0 | 0 | 0 | 0 | 0 | 0 | 0 | 0 | 0
F1_Commercial_Warehouse (WA)_New_Space Heating_Natural Gas_Furnace_E1 | F1 | Commercial | Warehouse (WA) | New | Space Heating | Natural Gas | Furnace | E1 | RVT - Cost of Equipment | 0.045068 | 0.045068 | 0.045068 | 0.045068 | 0.045068 | 0.045068 | 0.045068 | 0.045068 | 0.045068 | 0.045068 | 0.045068 | 0.045068 | 0.045068 | 0.045068 | 0.045068 | 0.045068 | 0.045068 | 0.045068 | 0.045068 | 0.045068 | 0.045068 | 0.045068 | 0.045068 | 0.045068 | 0.045068 | 0.045068 | 0.045068
F1_Commercial_Warehouse (WA)_New_Space Heating_Natural Gas_Furnace_E2 | F1 | Commercial | Warehouse (WA) | New | Space Heating | Natural Gas | Furnace | E2 | RVT - Cost of Equipment | 0.091093 | 0.091093 | 0.091093 | 0.091093 | 0.091093 | 0.091093 | 0.091093 | 0.091093 | 0.091093 | 0.091093 | 0.091093 | 0.091093 | 0.091093 | 0.091093 | 0.091093 | 0.091093 | 0.091093 | 0.091093 | 0.091093 | 0.091093 | 0.091093 | 0.091093 | 0.091093 | 0.091093 | 0.091093 | 0.091093 | 0.091093
F1_Commercial_Warehouse (WA)_New_Space Heating_Natural Gas_Furnace_E3 | F1 | Commercial | Warehouse (WA) | New | Space Heating | Natural Gas | Furnace | E3 | RVT - Cost of Equipment | 0.055375 | 0.055375 | 0.055375 | 0.055375 | 0.055375 | 0.055375 | 0.055375 | 0.055375 | 0.055375 | 0.055375 | 0.055375 | 0.055375 | 0.055375 | 0.055375 | 0.055375 | 0.055375 | 0.055375 | 0.055375 | 0.055375 | 0.055375 | 0.055375 | 0.055375 | 0.055375 | 0.055375 | 0.055375 | 0.055375 | 0.055375
F1_Commercial_Warehouse (WA)_New_Space Heating_Natural Gas_Furnace_E4 | F1 | Commercial | Warehouse (WA) | New | Space Heating | Natural Gas | Furnace | E4 | RVT - Cost of Equipment | 0 | 0 | 0 | 0 | 0 | 0 | 0 | 0 | 0 | 0 | 0 | 0 | 0 | 0 | 0 | 0 | 0 | 0 | 0 | 0 | 0 | 0 | 0 | 0 | 0 | 0 | 0
F1_Commercial_Warehouse (WA)_New_Space Heating_Natural Gas_Furnace_E5 | F1 | Commercial | Warehouse (WA) | New | Space Heating | Natural Gas | Furnace | E5 | RVT - Cost of Equipment | 0 | 0 | 0 | 0 | 0 | 0 | 0 | 0 | 0 | 0 | 0 | 0 | 0 | 0 | 0 | 0 | 0 | 0 | 0 | 0 | 0 | 0 | 0 | 0 | 0 | 0 | 0
F1_Commercial_Warehouse (WA)_New_Space Heating_Natural Gas_Furnace_E6 | F1 | Commercial | Warehouse (WA) | New | Space Heating | Natural Gas | Furnace | E6 | RVT - Cost of Equipment | 0 | 0 | 0 | 0 | 0 | 0 | 0 | 0 | 0 | 0 | 0 | 0 | 0 | 0 | 0 | 0 | 0 | 0 | 0 | 0 | 0 | 0 | 0 | 0 | 0 | 0 | 0
F1_Commercial_Warehouse (WA)_New_Space Heating_Natural Gas_Furnace_E7 | F1 | Commercial | Warehouse (WA) | New | Space Heating | Natural Gas | Furnace | E7 | RVT - Cost of Equipment | 0 | 0 | 0 | 0 | 0 | 0 | 0 | 0 | 0 | 0 | 0 | 0 | 0 | 0 | 0 | 0 | 0 | 0 | 0 | 0 | 0 | 0 | 0 | 0 | 0 | 0 | 0
F1_Commercial_Warehouse (WA)_New_Space Heating_Natural Gas_Furnace_E8 | F1 | Commercial | Warehouse (WA) | New | Space Heating | Natural Gas | Furnace | E8 | RVT - Cost of Equipment | 0 | 0 | 0 | 0 | 0 | 0 | 0 | 0 | 0 | 0 | 0 | 0 | 0 | 0 | 0 | 0 | 0 | 0 | 0 | 0 | 0 | 0 | 0 | 0 | 0 | 0 | 0
F1_Commercial_Warehouse (WA)_New_Space Heating_Natural Gas_Furnace_E9 | F1 | Commercial | Warehouse (WA) | New | Space Heating | Natural Gas | Furnace | E9 | RVT - Cost of Equipment | 0 | 0 | 0 | 0 | 0 | 0 | 0 | 0 | 0 | 0 | 0 | 0 | 0 | 0 | 0 | 0 | 0 | 0 | 0 | 0 | 0 | 0 | 0 | 0 | 0 | 0 | 0
F1_Commercial_Warehouse (WA)_New_Space Heating_Natural Gas_Furnace_E10 | F1 | Commercial | Warehouse (WA) | New | Space Heating | Natural Gas | Furnace | E10 | RVT - Cost of Equipment | 0 | 0 | 0 | 0 | 0 | 0 | 0 | 0 | 0 | 0 | 0 | 0 | 0 | 0 | 0 | 0 | 0 | 0 | 0 | 0 | 0 | 0 | 0 | 0 | 0 | 0 | 0
F2_Commercial_Warehouse (WA)_New_Space Heating_Natural Gas_Furnace_E1 | F2 | Commercial | Warehouse (WA) | New | Space Heating | Natural Gas | Furnace | E1 | RVT - Cost of Operation | 0.26063 | 0.26279 | 0.2664 | 0.27056 | 0.27534 | 0.28311 | 0.29082 | 0.29889 | 0.30596 | 0.31283 | 0.32061 | 0.32741 | 0.33498 | 0.34278 | 0.34972 | 0.35638 | 0.36225 | 0.36825 | 0.37446 | 0.38074 | 0.38704 | 0.39547 | 0.40548 | 0.41409 | 0.42288 | 0.43185 | 0.44102
F2_Commercial_Warehouse (WA)_New_Space Heating_Natural Gas_Furnace_E2 | F2 | Commercial | Warehouse (WA) | New | Space Heating | Natural Gas | Furnace | E2 | RVT - Cost of Operation | 0.23166 | 0.23358 | 0.23678 | 0.24049 | 0.24473 | 0.25164 | 0.25849 | 0.26566 | 0.27195 | 0.27806 | 0.28498 | 0.29102 | 0.29775 | 0.30468 | 0.31085 | 0.31677 | 0.32199 | 0.32731 | 0.33283 | 0.33842 | 0.34401 | 0.35152 | 0.36041 | 0.36806 | 0.37587 | 0.38385 | 0.392
F2_Commercial_Warehouse (WA)_New_Space Heating_Natural Gas_Furnace_E3 | F2 | Commercial | Warehouse (WA) | New | Space Heating | Natural Gas | Furnace | E3 | RVT - Cost of Operation | 0.21717 | 0.21898 | 0.22198 | 0.22545 | 0.22943 | 0.23591 | 0.24233 | 0.24905 | 0.25495 | 0.26067 | 0.26716 | 0.27282 | 0.27913 | 0.28563 | 0.29141 | 0.29696 | 0.30185 | 0.30685 | 0.31202 | 0.31726 | 0.3225 | 0.32954 | 0.33788 | 0.34505 | 0.35237 | 0.35985 | 0.36749
F2_Commercial_Warehouse (WA)_New_Space Heating_Natural Gas_Furnace_E4 | F2 | Commercial | Warehouse (WA) | New | Space Heating | Natural Gas | Furnace | E4 | RVT - Cost of Operation | 0 | 0 | 0 | 0 | 0 | 0 | 0 | 0 | 0 | 0 | 0 | 0 | 0 | 0 | 0 | 0 | 0 | 0 | 0 | 0 | 0 | 0 | 0 | 0 | 0 | 0 | 0
F2_Commercial_Warehouse (WA)_New_Space Heating_Natural Gas_Furnace_E5 | F2 | Commercial | Warehouse (WA) | New | Space Heating | Natural Gas | Furnace | E5 | RVT - Cost of Operation | 0 | 0 | 0 | 0 | 0 | 0 | 0 | 0 | 0 | 0 | 0 | 0 | 0 | 0 | 0 | 0 | 0 | 0 | 0 | 0 | 0 | 0 | 0 | 0 | 0 | 0 | 0
F2_Commercial_Warehouse (WA)_New_Space Heating_Natural Gas_Furnace_E6 | F2 | Commercial | Warehouse (WA) | New | Space Heating | Natural Gas | Furnace | E6 | RVT - Cost of Operation | 0 | 0 | 0 | 0 | 0 | 0 | 0 | 0 | 0 | 0 | 0 | 0 | 0 | 0 | 0 | 0 | 0 | 0 | 0 | 0 | 0 | 0 | 0 | 0 | 0 | 0 | 0
F2_Commercial_Warehouse (WA)_New_Space Heating_Natural Gas_Furnace_E7 | F2 | Commercial | Warehouse (WA) | New | Space Heating | Natural Gas | Furnace | E7 | RVT - Cost of Operation | 0 | 0 | 0 | 0 | 0 | 0 | 0 | 0 | 0 | 0 | 0 | 0 | 0 | 0 | 0 | 0 | 0 | 0 | 0 | 0 | 0 | 0 | 0 | 0 | 0 | 0 | 0
F2_Commercial_Warehouse (WA)_New_Space Heating_Natural Gas_Furnace_E8 | F2 | Commercial | Warehouse (WA) | New | Space Heating | Natural Gas | Furnace | E8 | RVT - Cost of Operation | 0 | 0 | 0 | 0 | 0 | 0 | 0 | 0 | 0 | 0 | 0 | 0 | 0 | 0 | 0 | 0 | 0 | 0 | 0 | 0 | 0 | 0 | 0 | 0 | 0 | 0 | 0
F2_Commercial_Warehouse (WA)_New_Space Heating_Natural Gas_Furnace_E9 | F2 | Commercial | Warehouse (WA) | New | Space Heating | Natural Gas | Furnace | E9 | RVT - Cost of Operation | 0 | 0 | 0 | 0 | 0 | 0 | 0 | 0 | 0 | 0 | 0 | 0 | 0 | 0 | 0 | 0 | 0 | 0 | 0 | 0 | 0 | 0 | 0 | 0 | 0 | 0 | 0
F2_Commercial_Warehouse (WA)_New_Space Heating_Natural Gas_Furnace_E10 | F2 | Commercial | Warehouse (WA) | New | Space Heating | Natural Gas | Furnace | E10 | RVT - Cost of Operation | 0 | 0 | 0 | 0 | 0 | 0 | 0 | 0 | 0 | 0 | 0 | 0 | 0 | 0 | 0 | 0 | 0 | 0 | 0 | 0 | 0 | 0 | 0 | 0 | 0 | 0 | 0
F3_Commercial_Warehouse (WA)_New_Space Heating_Natural Gas_Furnace_E1 | F3 | Commercial | Warehouse (WA) | New | Space Heating | Natural Gas | Furnace | E1 | System - kBTUs of Consumption | 57.3545 | 57.2105 | 57.2105 | 57.2105 | 57.2105 | 57.2105 | 57.2105 | 57.2105 | 57.2105 | 57.2105 | 57.2105 | 57.2105 | 57.2105 | 57.2105 | 57.2105 | 57.2105 | 57.2105 | 57.2105 | 57.2105 | 57.2105 | 57.2105 | 57.2105 | 57.2105 | 57.2105 | 57.2105 | 57.2105 | 57.2105
F3_Commercial_Warehouse (WA)_New_Space Heating_Natural Gas_Furnace_E2 | F3 | Commercial | Warehouse (WA) | New | Space Heating | Natural Gas | Furnace | E2 | System - kBTUs of Consumption | 50.9793 | 50.8513 | 50.8513 | 50.8513 | 50.8513 | 50.8513 | 50.8513 | 50.8513 | 50.8513 | 50.8513 | 50.8513 | 50.8513 | 50.8513 | 50.8513 | 50.8513 | 50.8513 | 50.8513 | 50.8513 | 50.8513 | 50.8513 | 50.8513 | 50.8513 | 50.8513 | 50.8513 | 50.8513 | 50.8513 | 50.8513
F3_Commercial_Warehouse (WA)_New_Space Heating_Natural Gas_Furnace_E3 | F3 | Commercial | Warehouse (WA) | New | Space Heating | Natural Gas | Furnace | E3 | System - kBTUs of Consumption | 47.7917 | 47.6717 | 47.6717 | 47.6717 | 47.6717 | 47.6717 | 47.6717 | 47.6717 | 47.6717 | 47.6717 | 47.6717 | 47.6717 | 47.6717 | 47.6717 | 47.6717 | 47.6717 | 47.6717 | 47.6717 | 47.6717 | 47.6717 | 47.6717 | 47.6717 | 47.6717 | 47.6717 | 47.6717 | 47.6717 | 47.6717
F3_Commercial_Warehouse (WA)_New_Space Heating_Natural Gas_Furnace_E4 | F3 | Commercial | Warehouse (WA) | New | Space Heating | Natural Gas | Furnace | E4 | System - kBTUs of Consumption | 0 | 0 | 0 | 0 | 0 | 0 | 0 | 0 | 0 | 0 | 0 | 0 | 0 | 0 | 0 | 0 | 0 | 0 | 0 | 0 | 0 | 0 | 0 | 0 | 0 | 0 | 0
F3_Commercial_Warehouse (WA)_New_Space Heating_Natural Gas_Furnace_E5 | F3 | Commercial | Warehouse (WA) | New | Space Heating | Natural Gas | Furnace | E5 | System - kBTUs of Consumption | 0 | 0 | 0 | 0 | 0 | 0 | 0 | 0 | 0 | 0 | 0 | 0 | 0 | 0 | 0 | 0 | 0 | 0 | 0 | 0 | 0 | 0 | 0 | 0 | 0 | 0 | 0
F3_Commercial_Warehouse (WA)_New_Space Heating_Natural Gas_Furnace_E6 | F3 | Commercial | Warehouse (WA) | New | Space Heating | Natural Gas | Furnace | E6 | System - kBTUs of Consumption | 0 | 0 | 0 | 0 | 0 | 0 | 0 | 0 | 0 | 0 | 0 | 0 | 0 | 0 | 0 | 0 | 0 | 0 | 0 | 0 | 0 | 0 | 0 | 0 | 0 | 0 | 0
F3_Commercial_Warehouse (WA)_New_Space Heating_Natural Gas_Furnace_E7 | F3 | Commercial | Warehouse (WA) | New | Space Heating | Natural Gas | Furnace | E7 | System - kBTUs of Consumption | 0 | 0 | 0 | 0 | 0 | 0 | 0 | 0 | 0 | 0 | 0 | 0 | 0 | 0 | 0 | 0 | 0 | 0 | 0 | 0 | 0 | 0 | 0 | 0 | 0 | 0 | 0
F3_Commercial_Warehouse (WA)_New_Space Heating_Natural Gas_Furnace_E8 | F3 | Commercial | Warehouse (WA) | New | Space Heating | Natural Gas | Furnace | E8 | System - kBTUs of Consumption | 0 | 0 | 0 | 0 | 0 | 0 | 0 | 0 | 0 | 0 | 0 | 0 | 0 | 0 | 0 | 0 | 0 | 0 | 0 | 0 | 0 | 0 | 0 | 0 | 0 | 0 | 0
F3_Commercial_Warehouse (WA)_New_Space Heating_Natural Gas_Furnace_E9 | F3 | Commercial | Warehouse (WA) | New | Space Heating | Natural Gas | Furnace | E9 | System - kBTUs of Consumption | 0 | 0 | 0 | 0 | 0 | 0 | 0 | 0 | 0 | 0 | 0 | 0 | 0 | 0 | 0 | 0 | 0 | 0 | 0 | 0 | 0 | 0 | 0 | 0 | 0 | 0 | 0
F3_Commercial_Warehouse (WA)_New_Space Heating_Natural Gas_Furnace_E10 | F3 | Commercial | Warehouse (WA) | New | Space Heating | Natural Gas | Furnace | E10 | System - kBTUs of Consumption | 0 | 0 | 0 | 0 | 0 | 0 | 0 | 0 | 0 | 0 | 0 | 0 | 0 | 0 | 0 | 0 | 0 | 0 | 0 | 0 | 0 | 0 | 0 | 0 | 0 | 0 | 0
F4_Commercial_Warehouse (WA)_New_Space Heating_Natural Gas_Furnace_E1 | F4 | Commercial | Warehouse (WA) | New | Space Heating | Natural Gas | Furnace | E1 | Utility - Cost of Equipment | 0.045068 | 0.045068 | 0.045068 | 0.045068 | 0.045068 | 0.045068 | 0.045068 | 0.045068 | 0.045068 | 0.045068 | 0.045068 | 0.045068 | 0.045068 | 0.045068 | 0.045068 | 0.045068 | 0.045068 | 0.045068 | 0.045068 | 0.045068 | 0.045068 | 0.045068 | 0.045068 | 0.045068 | 0.045068 | 0.045068 | 0.045068
F4_Commercial_Warehouse (WA)_New_Space Heating_Natural Gas_Furnace_E2 | F4 | Commercial | Warehouse (WA) | New | Space Heating | Natural Gas | Furnace | E2 | Utility - Cost of Equipment | 0.091093 | 0.091093 | 0.091093 | 0.091093 | 0.091093 | 0.091093 | 0.091093 | 0.091093 | 0.091093 | 0.091093 | 0.091093 | 0.091093 | 0.091093 | 0.091093 | 0.091093 | 0.091093 | 0.091093 | 0.091093 | 0.091093 | 0.091093 | 0.091093 | 0.091093 | 0.091093 | 0.091093 | 0.091093 | 0.091093 | 0.091093
F4_Commercial_Warehouse (WA)_New_Space Heating_Natural Gas_Furnace_E3 | F4 | Commercial | Warehouse (WA) | New | Space Heating | Natural Gas | Furnace | E3 | Utility - Cost of Equipment | 0.055375 | 0.055375 | 0.055375 | 0.055375 | 0.055375 | 0.055375 | 0.055375 | 0.055375 | 0.055375 | 0.055375 | 0.055375 | 0.055375 | 0.055375 | 0.055375 | 0.055375 | 0.055375 | 0.055375 | 0.055375 | 0.055375 | 0.055375 | 0.055375 | 0.055375 | 0.055375 | 0.055375 | 0.055375 | 0.055375 | 0.055375
F4_Commercial_Warehouse (WA)_New_Space Heating_Natural Gas_Furnace_E4 | F4 | Commercial | Warehouse (WA) | New | Space Heating | Natural Gas | Furnace | E4 | Utility - Cost of Equipment | 0 | 0 | 0 | 0 | 0 | 0 | 0 | 0 | 0 | 0 | 0 | 0 | 0 | 0 | 0 | 0 | 0 | 0 | 0 | 0 | 0 | 0 | 0 | 0 | 0 | 0 | 0
F4_Commercial_Warehouse (WA)_New_Space Heating_Natural Gas_Furnace_E5 | F4 | Commercial | Warehouse (WA) | New | Space Heating | Natural Gas | Furnace | E5 | Utility - Cost of Equipment | 0 | 0 | 0 | 0 | 0 | 0 | 0 | 0 | 0 | 0 | 0 | 0 | 0 | 0 | 0 | 0 | 0 | 0 | 0 | 0 | 0 | 0 | 0 | 0 | 0 | 0 | 0
F4_Commercial_Warehouse (WA)_New_Space Heating_Natural Gas_Furnace_E6 | F4 | Commercial | Warehouse (WA) | New | Space Heating | Natural Gas | Furnace | E6 | Utility - Cost of Equipment | 0 | 0 | 0 | 0 | 0 | 0 | 0 | 0 | 0 | 0 | 0 | 0 | 0 | 0 | 0 | 0 | 0 | 0 | 0 | 0 | 0 | 0 | 0 | 0 | 0 | 0 | 0
F4_Commercial_Warehouse (WA)_New_Space Heating_Natural Gas_Furnace_E7 | F4 | Commercial | Warehouse (WA) | New | Space Heating | Natural Gas | Furnace | E7 | Utility - Cost of Equipment | 0 | 0 | 0 | 0 | 0 | 0 | 0 | 0 | 0 | 0 | 0 | 0 | 0 | 0 | 0 | 0 | 0 | 0 | 0 | 0 | 0 | 0 | 0 | 0 | 0 | 0 | 0
F4_Commercial_Warehouse (WA)_New_Space Heating_Natural Gas_Furnace_E8 | F4 | Commercial | Warehouse (WA) | New | Space Heating | Natural Gas | Furnace | E8 | Utility - Cost of Equipment | 0 | 0 | 0 | 0 | 0 | 0 | 0 | 0 | 0 | 0 | 0 | 0 | 0 | 0 | 0 | 0 | 0 | 0 | 0 | 0 | 0 | 0 | 0 | 0 | 0 | 0 | 0
F4_Commercial_Warehouse (WA)_New_Space Heating_Natural Gas_Furnace_E9 | F4 | Commercial | Warehouse (WA) | New | Space Heating | Natural Gas | Furnace | E9 | Utility - Cost of Equipment | 0 | 0 | 0 | 0 | 0 | 0 | 0 | 0 | 0 | 0 | 0 | 0 | 0 | 0 | 0 | 0 | 0 | 0 | 0 | 0 | 0 | 0 | 0 | 0 | 0 | 0 | 0
F4_Commercial_Warehouse (WA)_New_Space Heating_Natural Gas_Furnace_E10 | F4 | Commercial | Warehouse (WA) | New | Space Heating | Natural Gas | Furnace | E10 | Utility - Cost of Equipment | 0 | 0 | 0 | 0 | 0 | 0 | 0 | 0 | 0 | 0 | 0 | 0 | 0 | 0 | 0 | 0 | 0 | 0 | 0 | 0 | 0 | 0 | 0 | 0 | 0 | 0 | 0
F5_Commercial_Warehouse (WA)_New_Space Heating_Natural Gas_Furnace_E1 | F5 | Commercial | Warehouse (WA) | New | Space Heating | Natural Gas | Furnace | E1 | Utility - Cost of Operation | 0.22328 | 0.22653 | 0.23113 | 0.23638 | 0.24234 | 0.251 | 0.25985 | 0.26924 | 0.27808 | 0.28704 | 0.29488 | 0.30197 | 0.30984 | 0.31799 | 0.32546 | 0.33277 | 0.33947 | 0.34638 | 0.35361 | 0.36104 | 0.3686 | 0.37664 | 0.38617 | 0.39437 | 0.40274 | 0.41129 | 0.42002
F5_Commercial_Warehouse (WA)_New_Space Heating_Natural Gas_Furnace_E2 | F5 | Commercial | Warehouse (WA) | New | Space Heating | Natural Gas | Furnace | E2 | Utility - Cost of Operation | 0.19846 | 0.20135 | 0.20544 | 0.21011 | 0.2154 | 0.2231 | 0.23097 | 0.23931 | 0.24717 | 0.25513 | 0.2621 | 0.2684 | 0.2754 | 0.28265 | 0.28929 | 0.29579 | 0.30174 | 0.30788 | 0.31431 | 0.32091 | 0.32763 | 0.33478 | 0.34325 | 0.35053 | 0.35798 | 0.36557 | 0.37333
F5_Commercial_Warehouse (WA)_New_Space Heating_Natural Gas_Furnace_E3 | F5 | Commercial | Warehouse (WA) | New | Space Heating | Natural Gas | Furnace | E3 | Utility - Cost of Operation | 0.18605 | 0.18876 | 0.19259 | 0.19697 | 0.20193 | 0.20915 | 0.21653 | 0.22435 | 0.23171 | 0.23918 | 0.24571 | 0.25162 | 0.25818 | 0.26497 | 0.2712 | 0.27729 | 0.28287 | 0.28863 | 0.29466 | 0.30084 | 0.30715 | 0.31384 | 0.32179 | 0.32862 | 0.33559 | 0.34271 | 0.34999
F5_Commercial_Warehouse (WA)_New_Space Heating_Natural Gas_Furnace_E4 | F5 | Commercial | Warehouse (WA) | New | Space Heating | Natural Gas | Furnace | E4 | Utility - Cost of Operation | 0 | 0 | 0 | 0 | 0 | 0 | 0 | 0 | 0 | 0 | 0 | 0 | 0 | 0 | 0 | 0 | 0 | 0 | 0 | 0 | 0 | 0 | 0 | 0 | 0 | 0 | 0
F5_Commercial_Warehouse (WA)_New_Space Heating_Natural Gas_Furnace_E5 | F5 | Commercial | Warehouse (WA) | New | Space Heating | Natural Gas | Furnace | E5 | Utility - Cost of Operation | 0 | 0 | 0 | 0 | 0 | 0 | 0 | 0 | 0 | 0 | 0 | 0 | 0 | 0 | 0 | 0 | 0 | 0 | 0 | 0 | 0 | 0 | 0 | 0 | 0 | 0 | 0
F5_Commercial_Warehouse (WA)_New_Space Heating_Natural Gas_Furnace_E6 | F5 | Commercial | Warehouse (WA) | New | Space Heating | Natural Gas | Furnace | E6 | Utility - Cost of Operation | 0 | 0 | 0 | 0 | 0 | 0 | 0 | 0 | 0 | 0 | 0 | 0 | 0 | 0 | 0 | 0 | 0 | 0 | 0 | 0 | 0 | 0 | 0 | 0 | 0 | 0 | 0
F5_Commercial_Warehouse (WA)_New_Space Heating_Natural Gas_Furnace_E7 | F5 | Commercial | Warehouse (WA) | New | Space Heating | Natural Gas | Furnace | E7 | Utility - Cost of Operation | 0 | 0 | 0 | 0 | 0 | 0 | 0 | 0 | 0 | 0 | 0 | 0 | 0 | 0 | 0 | 0 | 0 | 0 | 0 | 0 | 0 | 0 | 0 | 0 | 0 | 0 | 0
F5_Commercial_Warehouse (WA)_New_Space Heating_Natural Gas_Furnace_E8 | F5 | Commercial | Warehouse (WA) | New | Space Heating | Natural Gas | Furnace | E8 | Utility - Cost of Operation | 0 | 0 | 0 | 0 | 0 | 0 | 0 | 0 | 0 | 0 | 0 | 0 | 0 | 0 | 0 | 0 | 0 | 0 | 0 | 0 | 0 | 0 | 0 | 0 | 0 | 0 | 0
F5_Commercial_Warehouse (WA)_New_Space Heating_Natural Gas_Furnace_E9 | F5 | Commercial | Warehouse (WA) | New | Space Heating | Natural Gas | Furnace | E9 | Utility - Cost of Operation | 0 | 0 | 0 | 0 | 0 | 0 | 0 | 0 | 0 | 0 | 0 | 0 | 0 | 0 | 0 | 0 | 0 | 0 | 0 | 0 | 0 | 0 | 0 | 0 | 0 | 0 | 0
F5_Commercial_Warehouse (WA)_New_Space Heating_Natural Gas_Furnace_E10 | F5 | Commercial | Warehouse (WA) | New | Space Heating | Natural Gas | Furnace | E10 | Utility - Cost of Operation | 0 | 0 | 0 | 0 | 0 | 0 | 0 | 0 | 0 | 0 | 0 | 0 | 0 | 0 | 0 | 0 | 0 | 0 | 0 | 0 | 0 | 0 | 0 | 0 | 0 | 0 | 0
F6_Commercial_Warehouse (WA)_New_Space Heating_Natural Gas_Furnace_E1 | F6 | Commercial | Warehouse (WA) | New | Space Heating | Natural Gas | Furnace | E1 | Utility - Value of Sales | 0.26063 | 0.26279 | 0.2664 | 0.27056 | 0.27534 | 0.28311 | 0.29082 | 0.29889 | 0.30596 | 0.31283 | 0.32061 | 0.32741 | 0.33498 | 0.34278 | 0.34972 | 0.35638 | 0.36225 | 0.36825 | 0.37446 | 0.38074 | 0.38704 | 0.39547 | 0.40548 | 0.41409 | 0.42288 | 0.43185 | 0.44102
F6_Commercial_Warehouse (WA)_New_Space Heating_Natural Gas_Furnace_E2 | F6 | Commercial | Warehouse (WA) | New | Space Heating | Natural Gas | Furnace | E2 | Utility - Value of Sales | 0.23166 | 0.23358 | 0.23678 | 0.24049 | 0.24473 | 0.25164 | 0.25849 | 0.26566 | 0.27195 | 0.27806 | 0.28498 | 0.29102 | 0.29775 | 0.30468 | 0.31085 | 0.31677 | 0.32199 | 0.32731 | 0.33283 | 0.33842 | 0.34401 | 0.35152 | 0.36041 | 0.36806 | 0.37587 | 0.38385 | 0.392
F6_Commercial_Warehouse (WA)_New_Space Heating_Natural Gas_Furnace_E3 | F6 | Commercial | Warehouse (WA) | New | Space Heating | Natural Gas | Furnace | E3 | Utility - Value of Sales | 0.21717 | 0.21898 | 0.22198 | 0.22545 | 0.22943 | 0.23591 | 0.24233 | 0.24905 | 0.25495 | 0.26067 | 0.26716 | 0.27282 | 0.27913 | 0.28563 | 0.29141 | 0.29696 | 0.30185 | 0.30685 | 0.31202 | 0.31726 | 0.3225 | 0.32954 | 0.33788 | 0.34505 | 0.35237 | 0.35985 | 0.36749
F6_Commercial_Warehouse (WA)_New_Space Heating_Natural Gas_Furnace_E4 | F6 | Commercial | Warehouse (WA) | New | Space Heating | Natural Gas | Furnace | E4 | Utility - Value of Sales | 0 | 0 | 0 | 0 | 0 | 0 | 0 | 0 | 0 | 0 | 0 | 0 | 0 | 0 | 0 | 0 | 0 | 0 | 0 | 0 | 0 | 0 | 0 | 0 | 0 | 0 | 0
F6_Commercial_Warehouse (WA)_New_Space Heating_Natural Gas_Furnace_E5 | F6 | Commercial | Warehouse (WA) | New | Space Heating | Natural Gas | Furnace | E5 | Utility - Value of Sales | 0 | 0 | 0 | 0 | 0 | 0 | 0 | 0 | 0 | 0 | 0 | 0 | 0 | 0 | 0 | 0 | 0 | 0 | 0 | 0 | 0 | 0 | 0 | 0 | 0 | 0 | 0
F6_Commercial_Warehouse (WA)_New_Space Heating_Natural Gas_Furnace_E6 | F6 | Commercial | Warehouse (WA) | New | Space Heating | Natural Gas | Furnace | E6 | Utility - Value of Sales | 0 | 0 | 0 | 0 | 0 | 0 | 0 | 0 | 0 | 0 | 0 | 0 | 0 | 0 | 0 | 0 | 0 | 0 | 0 | 0 | 0 | 0 | 0 | 0 | 0 | 0 | 0
F6_Commercial_Warehouse (WA)_New_Space Heating_Natural Gas_Furnace_E7 | F6 | Commercial | Warehouse (WA) | New | Space Heating | Natural Gas | Furnace | E7 | Utility - Value of Sales | 0 | 0 | 0 | 0 | 0 | 0 | 0 | 0 | 0 | 0 | 0 | 0 | 0 | 0 | 0 | 0 | 0 | 0 | 0 | 0 | 0 | 0 | 0 | 0 | 0 | 0 | 0
F6_Commercial_Warehouse (WA)_New_Space Heating_Natural Gas_Furnace_E8 | F6 | Commercial | Warehouse (WA) | New | Space Heating | Natural Gas | Furnace | E8 | Utility - Value of Sales | 0 | 0 | 0 | 0 | 0 | 0 | 0 | 0 | 0 | 0 | 0 | 0 | 0 | 0 | 0 | 0 | 0 | 0 | 0 | 0 | 0 | 0 | 0 | 0 | 0 | 0 | 0
F6_Commercial_Warehouse (WA)_New_Space Heating_Natural Gas_Furnace_E9 | F6 | Commercial | Warehouse (WA) | New | Space Heating | Natural Gas | Furnace | E9 | Utility - Value of Sales | 0 | 0 | 0 | 0 | 0 | 0 | 0 | 0 | 0 | 0 | 0 | 0 | 0 | 0 | 0 | 0 | 0 | 0 | 0 | 0 | 0 | 0 | 0 | 0 | 0 | 0 | 0
F6_Commercial_Warehouse (WA)_New_Space Heating_Natural Gas_Furnace_E10 | F6 | Commercial | Warehouse (WA) | New | Space Heating | Natural Gas | Furnace | E10 | Utility - Value of Sales | 0 | 0 | 0 | 0 | 0 | 0 | 0 | 0 | 0 | 0 | 0 | 0 | 0 | 0 | 0 | 0 | 0 | 0 | 0 | 0 | 0 | 0 | 0 | 0 | 0 | 0 | 0
F1_Commercial_Warehouse (WA)_New_Space Heating_Natural Gas_Boiler_E1 | F1 | Commercial | Warehouse (WA) | New | Space Heating | Natural Gas | Boiler | E1 | RVT - Cost of Equipment | 0.084553 | 0.084553 | 0.084553 | 0.084553 | 0.084553 | 0.084553 | 0.084553 | 0.084553 | 0.084553 | 0.084553 | 0.084553 | 0.084553 | 0.084553 | 0.084553 | 0.084553 | 0.084553 | 0.084553 | 0.084553 | 0.084553 | 0.084553 | 0.084553 | 0.084553 | 0.084553 | 0.084553 | 0.084553 | 0.084553 | 0.084553
F1_Commercial_Warehouse (WA)_New_Space Heating_Natural Gas_Boiler_E2 | F1 | Commercial | Warehouse (WA) | New | Space Heating | Natural Gas | Boiler | E2 | RVT - Cost of Equipment | 0.088098 | 0.088098 | 0.088098 | 0.088098 | 0.088098 | 0.088098 | 0.088098 | 0.088098 | 0.088098 | 0.088098 | 0.088098 | 0.088098 | 0.088098 | 0.088098 | 0.088098 | 0.088098 | 0.088098 | 0.088098 | 0.088098 | 0.088098 | 0.088098 | 0.088098 | 0.088098 | 0.088098 | 0.088098 | 0.088098 | 0.088098
F1_Commercial_Warehouse (WA)_New_Space Heating_Natural Gas_Boiler_E3 | F1 | Commercial | Warehouse (WA) | New | Space Heating | Natural Gas | Boiler | E3 | RVT - Cost of Equipment | 0.082245 | 0.082245 | 0.082245 | 0.082245 | 0.082245 | 0.082245 | 0.082245 | 0.082245 | 0.082245 | 0.082245 | 0.082245 | 0.082245 | 0.082245 | 0.082245 | 0.082245 | 0.082245 | 0.082245 | 0.082245 | 0.082245 | 0.082245 | 0.082245 | 0.082245 | 0.082245 | 0.082245 | 0.082245 | 0.082245 | 0.082245
F1_Commercial_Warehouse (WA)_New_Space Heating_Natural Gas_Boiler_E4 | F1 | Commercial | Warehouse (WA) | New | Space Heating | Natural Gas | Boiler | E4 | RVT - Cost of Equipment | 0.67827 | 0.67827 | 0.67827 | 0.67827 | 0.67827 | 0.67827 | 0.67827 | 0.67827 | 0.67827 | 0.67827 | 0.67827 | 0.67827 | 0.67827 | 0.67827 | 0.67827 | 0.67827 | 0.67827 | 0.67827 | 0.67827 | 0.67827 | 0.67827 | 0.67827 | 0.67827 | 0.67827 | 0.67827 | 0.67827 | 0.67827
F1_Commercial_Warehouse (WA)_New_Space Heating_Natural Gas_Boiler_E5 | F1 | Commercial | Warehouse (WA) | New | Space Heating | Natural Gas | Boiler | E5 | RVT - Cost of Equipment | 0 | 0 | 0 | 0 | 0 | 0 | 0 | 0 | 0 | 0 | 0 | 0 | 0 | 0 | 0 | 0 | 0 | 0 | 0 | 0 | 0 | 0 | 0 | 0 | 0 | 0 | 0
F1_Commercial_Warehouse (WA)_New_Space Heating_Natural Gas_Boiler_E6 | F1 | Commercial | Warehouse (WA) | New | Space Heating | Natural Gas | Boiler | E6 | RVT - Cost of Equipment | 0 | 0 | 0 | 0 | 0 | 0 | 0 | 0 | 0 | 0 | 0 | 0 | 0 | 0 | 0 | 0 | 0 | 0 | 0 | 0 | 0 | 0 | 0 | 0 | 0 | 0 | 0
F1_Commercial_Warehouse (WA)_New_Space Heating_Natural Gas_Boiler_E7 | F1 | Commercial | Warehouse (WA) | New | Space Heating | Natural Gas | Boiler | E7 | RVT - Cost of Equipment | 0 | 0 | 0 | 0 | 0 | 0 | 0 | 0 | 0 | 0 | 0 | 0 | 0 | 0 | 0 | 0 | 0 | 0 | 0 | 0 | 0 | 0 | 0 | 0 | 0 | 0 | 0
F1_Commercial_Warehouse (WA)_New_Space Heating_Natural Gas_Boiler_E8 | F1 | Commercial | Warehouse (WA) | New | Space Heating | Natural Gas | Boiler | E8 | RVT - Cost of Equipment | 0 | 0 | 0 | 0 | 0 | 0 | 0 | 0 | 0 | 0 | 0 | 0 | 0 | 0 | 0 | 0 | 0 | 0 | 0 | 0 | 0 | 0 | 0 | 0 | 0 | 0 | 0
F1_Commercial_Warehouse (WA)_New_Space Heating_Natural Gas_Boiler_E9 | F1 | Commercial | Warehouse (WA) | New | Space Heating | Natural Gas | Boiler | E9 | RVT - Cost of Equipment | 0 | 0 | 0 | 0 | 0 | 0 | 0 | 0 | 0 | 0 | 0 | 0 | 0 | 0 | 0 | 0 | 0 | 0 | 0 | 0 | 0 | 0 | 0 | 0 | 0 | 0 | 0
F1_Commercial_Warehouse (WA)_New_Space Heating_Natural Gas_Boiler_E10 | F1 | Commercial | Warehouse (WA) | New | Space Heating | Natural Gas | Boiler | E10 | RVT - Cost of Equipment | 0 | 0 | 0 | 0 | 0 | 0 | 0 | 0 | 0 | 0 | 0 | 0 | 0 | 0 | 0 | 0 | 0 | 0 | 0 | 0 | 0 | 0 | 0 | 0 | 0 | 0 | 0
F2_Commercial_Warehouse (WA)_New_Space Heating_Natural Gas_Boiler_E1 | F2 | Commercial | Warehouse (WA) | New | Space Heating | Natural Gas | Boiler | E1 | RVT - Cost of Operation | 0.99789 | 1.0099 | 1.0258 | 1.0431 | 1.062 | 1.0887 | 1.1154 | 1.1434 | 1.1691 | 1.1947 | 1.2229 | 1.2491 | 1.2774 | 1.3062 | 1.3331 | 1.3595 | 1.384 | 1.409 | 1.4348 | 1.4611 | 1.4875 | 1.5195 | 1.5555 | 1.5878 | 1.6204 | 1.6454 | 1.6679
F2_Commercial_Warehouse (WA)_New_Space Heating_Natural Gas_Boiler_E2 | F2 | Commercial | Warehouse (WA) | New | Space Heating | Natural Gas | Boiler | E2 | RVT - Cost of Operation | 0.93919 | 0.9505 | 0.96545 | 0.98177 | 0.99956 | 1.0247 | 1.0498 | 1.0761 | 1.1004 | 1.1244 | 1.151 | 1.1756 | 1.2022 | 1.2294 | 1.2547 | 1.2795 | 1.3026 | 1.3261 | 1.3504 | 1.3751 | 1.4 | 1.4301 | 1.464 | 1.4944 | 1.5251 | 1.5486 | 1.5698
F2_Commercial_Warehouse (WA)_New_Space Heating_Natural Gas_Boiler_E3 | F2 | Commercial | Warehouse (WA) | New | Space Heating | Natural Gas | Boiler | E3 | RVT - Cost of Operation | 0.82302 | 0.83294 | 0.84603 | 0.86033 | 0.87592 | 0.89793 | 0.91997 | 0.94301 | 0.96425 | 0.98532 | 1.0086 | 1.0302 | 1.0535 | 1.0773 | 1.0995 | 1.1212 | 1.1415 | 1.1621 | 1.1834 | 1.205 | 1.2268 | 1.2532 | 1.2829 | 1.3095 | 1.3365 | 1.3571 | 1.3756
F2_Commercial_Warehouse (WA)_New_Space Heating_Natural Gas_Boiler_E4 | F2 | Commercial | Warehouse (WA) | New | Space Heating | Natural Gas | Boiler | E4 | RVT - Cost of Operation | 0.51995 | 0.52427 | 0.53146 | 0.53977 | 0.54929 | 0.5648 | 0.58018 | 0.59627 | 0.61039 | 0.62409 | 0.63962 | 0.65319 | 0.66829 | 0.68385 | 0.69769 | 0.71098 | 0.72269 | 0.73465 | 0.74704 | 0.75958 | 0.77213 | 0.78897 | 0.80894 | 0.82611 | 0.84364 | 0.86155 | 0.87983
F2_Commercial_Warehouse (WA)_New_Space Heating_Natural Gas_Boiler_E5 | F2 | Commercial | Warehouse (WA) | New | Space Heating | Natural Gas | Boiler | E5 | RVT - Cost of Operation | 0 | 0 | 0 | 0 | 0 | 0 | 0 | 0 | 0 | 0 | 0 | 0 | 0 | 0 | 0 | 0 | 0 | 0 | 0 | 0 | 0 | 0 | 0 | 0 | 0 | 0 | 0
F2_Commercial_Warehouse (WA)_New_Space Heating_Natural Gas_Boiler_E6 | F2 | Commercial | Warehouse (WA) | New | Space Heating | Natural Gas | Boiler | E6 | RVT - Cost of Operation | 0 | 0 | 0 | 0 | 0 | 0 | 0 | 0 | 0 | 0 | 0 | 0 | 0 | 0 | 0 | 0 | 0 | 0 | 0 | 0 | 0 | 0 | 0 | 0 | 0 | 0 | 0
F2_Commercial_Warehouse (WA)_New_Space Heating_Natural Gas_Boiler_E7 | F2 | Commercial | Warehouse (WA) | New | Space Heating | Natural Gas | Boiler | E7 | RVT - Cost of Operation | 0 | 0 | 0 | 0 | 0 | 0 | 0 | 0 | 0 | 0 | 0 | 0 | 0 | 0 | 0 | 0 | 0 | 0 | 0 | 0 | 0 | 0 | 0 | 0 | 0 | 0 | 0
F2_Commercial_Warehouse (WA)_New_Space Heating_Natural Gas_Boiler_E8 | F2 | Commercial | Warehouse (WA) | New | Space Heating | Natural Gas | Boiler | E8 | RVT - Cost of Operation | 0 | 0 | 0 | 0 | 0 | 0 | 0 | 0 | 0 | 0 | 0 | 0 | 0 | 0 | 0 | 0 | 0 | 0 | 0 | 0 | 0 | 0 | 0 | 0 | 0 | 0 | 0
F2_Commercial_Warehouse (WA)_New_Space Heating_Natural Gas_Boiler_E9 | F2 | Commercial | Warehouse (WA) | New | Space Heating | Natural Gas | Boiler | E9 | RVT - Cost of Operation | 0 | 0 | 0 | 0 | 0 | 0 | 0 | 0 | 0 | 0 | 0 | 0 | 0 | 0 | 0 | 0 | 0 | 0 | 0 | 0 | 0 | 0 | 0 | 0 | 0 | 0 | 0
F2_Commercial_Warehouse (WA)_New_Space Heating_Natural Gas_Boiler_E10 | F2 | Commercial | Warehouse (WA) | New | Space Heating | Natural Gas | Boiler | E10 | RVT - Cost of Operation | 0 | 0 | 0 | 0 | 0 | 0 | 0 | 0 | 0 | 0 | 0 | 0 | 0 | 0 | 0 | 0 | 0 | 0 | 0 | 0 | 0 | 0 | 0 | 0 | 0 | 0 | 0
F3_Commercial_Warehouse (WA)_New_Space Heating_Natural Gas_Boiler_E1 | F3 | Commercial | Warehouse (WA) | New | Space Heating | Natural Gas | Boiler | E1 | System - kBTUs of Consumption | 196.3554 | 196.104 | 196.104 | 196.104 | 196.104 | 196.104 | 196.104 | 196.104 | 196.104 | 196.104 | 196.104 | 196.104 | 196.104 | 196.104 | 196.104 | 196.104 | 196.104 | 196.104 | 196.104 | 196.104 | 196.104 | 196.104 | 196.104 | 196.104 | 196.104 | 193.683 | 190.6567
F3_Commercial_Warehouse (WA)_New_Space Heating_Natural Gas_Boiler_E2 | F3 | Commercial | Warehouse (WA) | New | Space Heating | Natural Gas | Boiler | E2 | System - kBTUs of Consumption | 184.8042 | 184.5676 | 184.5676 | 184.5676 | 184.5676 | 184.5676 | 184.5676 | 184.5676 | 184.5676 | 184.5676 | 184.5676 | 184.5676 | 184.5676 | 184.5676 | 184.5676 | 184.5676 | 184.5676 | 184.5676 | 184.5676 | 184.5676 | 184.5676 | 184.5676 | 184.5676 | 184.5676 | 184.5676 | 182.289 | 179.4407
F3_Commercial_Warehouse (WA)_New_Space Heating_Natural Gas_Boiler_E3 | F3 | Commercial | Warehouse (WA) | New | Space Heating | Natural Gas | Boiler | E3 | System - kBTUs of Consumption | 161.9459 | 161.7385 | 161.7385 | 161.7385 | 161.7385 | 161.7385 | 161.7385 | 161.7385 | 161.7385 | 161.7385 | 161.7385 | 161.7385 | 161.7385 | 161.7385 | 161.7385 | 161.7385 | 161.7385 | 161.7385 | 161.7385 | 161.7385 | 161.7385 | 161.7385 | 161.7385 | 161.7385 | 161.7385 | 159.7418 | 157.2458
F3_Commercial_Warehouse (WA)_New_Space Heating_Natural Gas_Boiler_E4 | F3 | Commercial | Warehouse (WA) | New | Space Heating | Natural Gas | Boiler | E4 | System - kBTUs of Consumption | 114.4219 | 114.1346 | 114.1346 | 114.1346 | 114.1346 | 114.1346 | 114.1346 | 114.1346 | 114.1346 | 114.1346 | 114.1346 | 114.1346 | 114.1346 | 114.1346 | 114.1346 | 114.1346 | 114.1346 | 114.1346 | 114.1346 | 114.1346 | 114.1346 | 114.1346 | 114.1346 | 114.1346 | 114.1346 | 114.1346 | 114.1346
F3_Commercial_Warehouse (WA)_New_Space Heating_Natural Gas_Boiler_E5 | F3 | Commercial | Warehouse (WA) | New | Space Heating | Natural Gas | Boiler | E5 | System - kBTUs of Consumption | 0 | 0 | 0 | 0 | 0 | 0 | 0 | 0 | 0 | 0 | 0 | 0 | 0 | 0 | 0 | 0 | 0 | 0 | 0 | 0 | 0 | 0 | 0 | 0 | 0 | 0 | 0
F3_Commercial_Warehouse (WA)_New_Space Heating_Natural Gas_Boiler_E6 | F3 | Commercial | Warehouse (WA) | New | Space Heating | Natural Gas | Boiler | E6 | System - kBTUs of Consumption | 0 | 0 | 0 | 0 | 0 | 0 | 0 | 0 | 0 | 0 | 0 | 0 | 0 | 0 | 0 | 0 | 0 | 0 | 0 | 0 | 0 | 0 | 0 | 0 | 0 | 0 | 0
F3_Commercial_Warehouse (WA)_New_Space Heating_Natural Gas_Boiler_E7 | F3 | Commercial | Warehouse (WA) | New | Space Heating | Natural Gas | Boiler | E7 | System - kBTUs of Consumption | 0 | 0 | 0 | 0 | 0 | 0 | 0 | 0 | 0 | 0 | 0 | 0 | 0 | 0 | 0 | 0 | 0 | 0 | 0 | 0 | 0 | 0 | 0 | 0 | 0 | 0 | 0
F3_Commercial_Warehouse (WA)_New_Space Heating_Natural Gas_Boiler_E8 | F3 | Commercial | Warehouse (WA) | New | Space Heating | Natural Gas | Boiler | E8 | System - kBTUs of Consumption | 0 | 0 | 0 | 0 | 0 | 0 | 0 | 0 | 0 | 0 | 0 | 0 | 0 | 0 | 0 | 0 | 0 | 0 | 0 | 0 | 0 | 0 | 0 | 0 | 0 | 0 | 0
F3_Commercial_Warehouse (WA)_New_Space Heating_Natural Gas_Boiler_E9 | F3 | Commercial | Warehouse (WA) | New | Space Heating | Natural Gas | Boiler | E9 | System - kBTUs of Consumption | 0 | 0 | 0 | 0 | 0 | 0 | 0 | 0 | 0 | 0 | 0 | 0 | 0 | 0 | 0 | 0 | 0 | 0 | 0 | 0 | 0 | 0 | 0 | 0 | 0 | 0 | 0
F3_Commercial_Warehouse (WA)_New_Space Heating_Natural Gas_Boiler_E10 | F3 | Commercial | Warehouse (WA) | New | Space Heating | Natural Gas | Boiler | E10 | System - kBTUs of Consumption | 0 | 0 | 0 | 0 | 0 | 0 | 0 | 0 | 0 | 0 | 0 | 0 | 0 | 0 | 0 | 0 | 0 | 0 | 0 | 0 | 0 | 0 | 0 | 0 | 0 | 0 | 0
F4_Commercial_Warehouse (WA)_New_Space Heating_Natural Gas_Boiler_E1 | F4 | Commercial | Warehouse (WA) | New | Space Heating | Natural Gas | Boiler | E1 | Utility - Cost of Equipment | 0.084553 | 0.084553 | 0.084553 | 0.084553 | 0.084553 | 0.084553 | 0.084553 | 0.084553 | 0.084553 | 0.084553 | 0.084553 | 0.084553 | 0.084553 | 0.084553 | 0.084553 | 0.084553 | 0.084553 | 0.084553 | 0.084553 | 0.084553 | 0.084553 | 0.084553 | 0.084553 | 0.084553 | 0.084553 | 0.084553 | 0.084553
F4_Commercial_Warehouse (WA)_New_Space Heating_Natural Gas_Boiler_E2 | F4 | Commercial | Warehouse (WA) | New | Space Heating | Natural Gas | Boiler | E2 | Utility - Cost of Equipment | 0.088098 | 0.088098 | 0.088098 | 0.088098 | 0.088098 | 0.088098 | 0.088098 | 0.088098 | 0.088098 | 0.088098 | 0.088098 | 0.088098 | 0.088098 | 0.088098 | 0.088098 | 0.088098 | 0.088098 | 0.088098 | 0.088098 | 0.088098 | 0.088098 | 0.088098 | 0.088098 | 0.088098 | 0.088098 | 0.088098 | 0.088098
F4_Commercial_Warehouse (WA)_New_Space Heating_Natural Gas_Boiler_E3 | F4 | Commercial | Warehouse (WA) | New | Space Heating | Natural Gas | Boiler | E3 | Utility - Cost of Equipment | 0.082245 | 0.082245 | 0.082245 | 0.082245 | 0.082245 | 0.082245 | 0.082245 | 0.082245 | 0.082245 | 0.082245 | 0.082245 | 0.082245 | 0.082245 | 0.082245 | 0.082245 | 0.082245 | 0.082245 | 0.082245 | 0.082245 | 0.082245 | 0.082245 | 0.082245 | 0.082245 | 0.082245 | 0.082245 | 0.082245 | 0.082245
F4_Commercial_Warehouse (WA)_New_Space Heating_Natural Gas_Boiler_E4 | F4 | Commercial | Warehouse (WA) | New | Space Heating | Natural Gas | Boiler | E4 | Utility - Cost of Equipment | 0.67827 | 0.67827 | 0.67827 | 0.67827 | 0.67827 | 0.67827 | 0.67827 | 0.67827 | 0.67827 | 0.67827 | 0.67827 | 0.67827 | 0.67827 | 0.67827 | 0.67827 | 0.67827 | 0.67827 | 0.67827 | 0.67827 | 0.67827 | 0.67827 | 0.67827 | 0.67827 | 0.67827 | 0.67827 | 0.67827 | 0.67827
F4_Commercial_Warehouse (WA)_New_Space Heating_Natural Gas_Boiler_E5 | F4 | Commercial | Warehouse (WA) | New | Space Heating | Natural Gas | Boiler | E5 | Utility - Cost of Equipment | 0 | 0 | 0 | 0 | 0 | 0 | 0 | 0 | 0 | 0 | 0 | 0 | 0 | 0 | 0 | 0 | 0 | 0 | 0 | 0 | 0 | 0 | 0 | 0 | 0 | 0 | 0
F4_Commercial_Warehouse (WA)_New_Space Heating_Natural Gas_Boiler_E6 | F4 | Commercial | Warehouse (WA) | New | Space Heating | Natural Gas | Boiler | E6 | Utility - Cost of Equipment | 0 | 0 | 0 | 0 | 0 | 0 | 0 | 0 | 0 | 0 | 0 | 0 | 0 | 0 | 0 | 0 | 0 | 0 | 0 | 0 | 0 | 0 | 0 | 0 | 0 | 0 | 0
F4_Commercial_Warehouse (WA)_New_Space Heating_Natural Gas_Boiler_E7 | F4 | Commercial | Warehouse (WA) | New | Space Heating | Natural Gas | Boiler | E7 | Utility - Cost of Equipment | 0 | 0 | 0 | 0 | 0 | 0 | 0 | 0 | 0 | 0 | 0 | 0 | 0 | 0 | 0 | 0 | 0 | 0 | 0 | 0 | 0 | 0 | 0 | 0 | 0 | 0 | 0
F4_Commercial_Warehouse (WA)_New_Space Heating_Natural Gas_Boiler_E8 | F4 | Commercial | Warehouse (WA) | New | Space Heating | Natural Gas | Boiler | E8 | Utility - Cost of Equipment | 0 | 0 | 0 | 0 | 0 | 0 | 0 | 0 | 0 | 0 | 0 | 0 | 0 | 0 | 0 | 0 | 0 | 0 | 0 | 0 | 0 | 0 | 0 | 0 | 0 | 0 | 0
F4_Commercial_Warehouse (WA)_New_Space Heating_Natural Gas_Boiler_E9 | F4 | Commercial | Warehouse (WA) | New | Space Heating | Natural Gas | Boiler | E9 | Utility - Cost of Equipment | 0 | 0 | 0 | 0 | 0 | 0 | 0 | 0 | 0 | 0 | 0 | 0 | 0 | 0 | 0 | 0 | 0 | 0 | 0 | 0 | 0 | 0 | 0 | 0 | 0 | 0 | 0
F4_Commercial_Warehouse (WA)_New_Space Heating_Natural Gas_Boiler_E10 | F4 | Commercial | Warehouse (WA) | New | Space Heating | Natural Gas | Boiler | E10 | Utility - Cost of Equipment | 0 | 0 | 0 | 0 | 0 | 0 | 0 | 0 | 0 | 0 | 0 | 0 | 0 | 0 | 0 | 0 | 0 | 0 | 0 | 0 | 0 | 0 | 0 | 0 | 0 | 0 | 0
F5_Commercial_Warehouse (WA)_New_Space Heating_Natural Gas_Boiler_E1 | F5 | Commercial | Warehouse (WA) | New | Space Heating | Natural Gas | Boiler | E1 | Utility - Cost of Operation | 0.88024 | 0.89559 | 0.91457 | 0.93521 | 0.95762 | 0.98702 | 1.017 | 1.0486 | 1.0789 | 1.1098 | 1.138 | 1.1644 | 1.1931 | 1.2224 | 1.2502 | 1.2778 | 1.304 | 1.3309 | 1.3588 | 1.3875 | 1.4167 | 1.4471 | 1.4814 | 1.5122 | 1.5433 | 1.5671 | 1.5884
F5_Commercial_Warehouse (WA)_New_Space Heating_Natural Gas_Boiler_E2 | F5 | Commercial | Warehouse (WA) | New | Space Heating | Natural Gas | Boiler | E2 | Utility - Cost of Operation | 0.82845 | 0.84291 | 0.86077 | 0.88019 | 0.90128 | 0.92896 | 0.95717 | 0.98687 | 1.0154 | 1.0445 | 1.071 | 1.0959 | 1.1229 | 1.1505 | 1.1767 | 1.2026 | 1.2272 | 1.2526 | 1.2789 | 1.3058 | 1.3333 | 1.362 | 1.3942 | 1.4232 | 1.4525 | 1.4749 | 1.495
F5_Commercial_Warehouse (WA)_New_Space Heating_Natural Gas_Boiler_E3 | F5 | Commercial | Warehouse (WA) | New | Space Heating | Natural Gas | Boiler | E3 | Utility - Cost of Operation | 0.72598 | 0.73865 | 0.7543 | 0.77132 | 0.7898 | 0.81405 | 0.83878 | 0.86481 | 0.88985 | 0.9153 | 0.93856 | 0.96038 | 0.98399 | 1.0082 | 1.0311 | 1.0539 | 1.0754 | 1.0977 | 1.1207 | 1.1443 | 1.1684 | 1.1935 | 1.2218 | 1.2472 | 1.2728 | 1.2924 | 1.3101
F5_Commercial_Warehouse (WA)_New_Space Heating_Natural Gas_Boiler_E4 | F5 | Commercial | Warehouse (WA) | New | Space Heating | Natural Gas | Boiler | E4 | Utility - Cost of Operation | 0.44545 | 0.45192 | 0.4611 | 0.47158 | 0.48346 | 0.50075 | 0.5184 | 0.53713 | 0.55476 | 0.57264 | 0.58829 | 0.60242 | 0.61812 | 0.6344 | 0.6493 | 0.66388 | 0.67724 | 0.69103 | 0.70546 | 0.72027 | 0.73536 | 0.7514 | 0.77042 | 0.78677 | 0.80347 | 0.82052 | 0.83794
F5_Commercial_Warehouse (WA)_New_Space Heating_Natural Gas_Boiler_E5 | F5 | Commercial | Warehouse (WA) | New | Space Heating | Natural Gas | Boiler | E5 | Utility - Cost of Operation | 0 | 0 | 0 | 0 | 0 | 0 | 0 | 0 | 0 | 0 | 0 | 0 | 0 | 0 | 0 | 0 | 0 | 0 | 0 | 0 | 0 | 0 | 0 | 0 | 0 | 0 | 0
F5_Commercial_Warehouse (WA)_New_Space Heating_Natural Gas_Boiler_E6 | F5 | Commercial | Warehouse (WA) | New | Space Heating | Natural Gas | Boiler | E6 | Utility - Cost of Operation | 0 | 0 | 0 | 0 | 0 | 0 | 0 | 0 | 0 | 0 | 0 | 0 | 0 | 0 | 0 | 0 | 0 | 0 | 0 | 0 | 0 | 0 | 0 | 0 | 0 | 0 | 0
F5_Commercial_Warehouse (WA)_New_Space Heating_Natural Gas_Boiler_E7 | F5 | Commercial | Warehouse (WA) | New | Space Heating | Natural Gas | Boiler | E7 | Utility - Cost of Operation | 0 | 0 | 0 | 0 | 0 | 0 | 0 | 0 | 0 | 0 | 0 | 0 | 0 | 0 | 0 | 0 | 0 | 0 | 0 | 0 | 0 | 0 | 0 | 0 | 0 | 0 | 0
F5_Commercial_Warehouse (WA)_New_Space Heating_Natural Gas_Boiler_E8 | F5 | Commercial | Warehouse (WA) | New | Space Heating | Natural Gas | Boiler | E8 | Utility - Cost of Operation | 0 | 0 | 0 | 0 | 0 | 0 | 0 | 0 | 0 | 0 | 0 | 0 | 0 | 0 | 0 | 0 | 0 | 0 | 0 | 0 | 0 | 0 | 0 | 0 | 0 | 0 | 0
F5_Commercial_Warehouse (WA)_New_Space Heating_Natural Gas_Boiler_E9 | F5 | Commercial | Warehouse (WA) | New | Space Heating | Natural Gas | Boiler | E9 | Utility - Cost of Operation | 0 | 0 | 0 | 0 | 0 | 0 | 0 | 0 | 0 | 0 | 0 | 0 | 0 | 0 | 0 | 0 | 0 | 0 | 0 | 0 | 0 | 0 | 0 | 0 | 0 | 0 | 0
F5_Commercial_Warehouse (WA)_New_Space Heating_Natural Gas_Boiler_E10 | F5 | Commercial | Warehouse (WA) | New | Space Heating | Natural Gas | Boiler | E10 | Utility - Cost of Operation | 0 | 0 | 0 | 0 | 0 | 0 | 0 | 0 | 0 | 0 | 0 | 0 | 0 | 0 | 0 | 0 | 0 | 0 | 0 | 0 | 0 | 0 | 0 | 0 | 0 | 0 | 0
F6_Commercial_Warehouse (WA)_New_Space Heating_Natural Gas_Boiler_E1 | F6 | Commercial | Warehouse (WA) | New | Space Heating | Natural Gas | Boiler | E1 | Utility - Value of Sales | 0.99789 | 1.0099 | 1.0258 | 1.0431 | 1.062 | 1.0887 | 1.1154 | 1.1434 | 1.1691 | 1.1947 | 1.2229 | 1.2491 | 1.2774 | 1.3062 | 1.3331 | 1.3595 | 1.384 | 1.409 | 1.4348 | 1.4611 | 1.4875 | 1.5195 | 1.5555 | 1.5878 | 1.6204 | 1.6454 | 1.6679
F6_Commercial_Warehouse (WA)_New_Space Heating_Natural Gas_Boiler_E2 | F6 | Commercial | Warehouse (WA) | New | Space Heating | Natural Gas | Boiler | E2 | Utility - Value of Sales | 0.93919 | 0.9505 | 0.96545 | 0.98177 | 0.99956 | 1.0247 | 1.0498 | 1.0761 | 1.1004 | 1.1244 | 1.151 | 1.1756 | 1.2022 | 1.2294 | 1.2547 | 1.2795 | 1.3026 | 1.3261 | 1.3504 | 1.3751 | 1.4 | 1.4301 | 1.464 | 1.4944 | 1.5251 | 1.5486 | 1.5698
F6_Commercial_Warehouse (WA)_New_Space Heating_Natural Gas_Boiler_E3 | F6 | Commercial | Warehouse (WA) | New | Space Heating | Natural Gas | Boiler | E3 | Utility - Value of Sales | 0.82302 | 0.83294 | 0.84603 | 0.86033 | 0.87592 | 0.89793 | 0.91997 | 0.94301 | 0.96425 | 0.98532 | 1.0086 | 1.0302 | 1.0535 | 1.0773 | 1.0995 | 1.1212 | 1.1415 | 1.1621 | 1.1834 | 1.205 | 1.2268 | 1.2532 | 1.2829 | 1.3095 | 1.3365 | 1.3571 | 1.3756
F6_Commercial_Warehouse (WA)_New_Space Heating_Natural Gas_Boiler_E4 | F6 | Commercial | Warehouse (WA) | New | Space Heating | Natural Gas | Boiler | E4 | Utility - Value of Sales | 0.51995 | 0.52427 | 0.53146 | 0.53977 | 0.54929 | 0.5648 | 0.58018 | 0.59627 | 0.61039 | 0.62409 | 0.63962 | 0.65319 | 0.66829 | 0.68385 | 0.69769 | 0.71098 | 0.72269 | 0.73465 | 0.74704 | 0.75958 | 0.77213 | 0.78897 | 0.80894 | 0.82611 | 0.84364 | 0.86155 | 0.87983
F6_Commercial_Warehouse (WA)_New_Space Heating_Natural Gas_Boiler_E5 | F6 | Commercial | Warehouse (WA) | New | Space Heating | Natural Gas | Boiler | E5 | Utility - Value of Sales | 0 | 0 | 0 | 0 | 0 | 0 | 0 | 0 | 0 | 0 | 0 | 0 | 0 | 0 | 0 | 0 | 0 | 0 | 0 | 0 | 0 | 0 | 0 | 0 | 0 | 0 | 0
F6_Commercial_Warehouse (WA)_New_Space Heating_Natural Gas_Boiler_E6 | F6 | Commercial | Warehouse (WA) | New | Space Heating | Natural Gas | Boiler | E6 | Utility - Value of Sales | 0 | 0 | 0 | 0 | 0 | 0 | 0 | 0 | 0 | 0 | 0 | 0 | 0 | 0 | 0 | 0 | 0 | 0 | 0 | 0 | 0 | 0 | 0 | 0 | 0 | 0 | 0
F6_Commercial_Warehouse (WA)_New_Space Heating_Natural Gas_Boiler_E7 | F6 | Commercial | Warehouse (WA) | New | Space Heating | Natural Gas | Boiler | E7 | Utility - Value of Sales | 0 | 0 | 0 | 0 | 0 | 0 | 0 | 0 | 0 | 0 | 0 | 0 | 0 | 0 | 0 | 0 | 0 | 0 | 0 | 0 | 0 | 0 | 0 | 0 | 0 | 0 | 0
F6_Commercial_Warehouse (WA)_New_Space Heating_Natural Gas_Boiler_E8 | F6 | Commercial | Warehouse (WA) | New | Space Heating | Natural Gas | Boiler | E8 | Utility - Value of Sales | 0 | 0 | 0 | 0 | 0 | 0 | 0 | 0 | 0 | 0 | 0 | 0 | 0 | 0 | 0 | 0 | 0 | 0 | 0 | 0 | 0 | 0 | 0 | 0 | 0 | 0 | 0
F6_Commercial_Warehouse (WA)_New_Space Heating_Natural Gas_Boiler_E9 | F6 | Commercial | Warehouse (WA) | New | Space Heating | Natural Gas | Boiler | E9 | Utility - Value of Sales | 0 | 0 | 0 | 0 | 0 | 0 | 0 | 0 | 0 | 0 | 0 | 0 | 0 | 0 | 0 | 0 | 0 | 0 | 0 | 0 | 0 | 0 | 0 | 0 | 0 | 0 | 0
F6_Commercial_Warehouse (WA)_New_Space Heating_Natural Gas_Boiler_E10 | F6 | Commercial | Warehouse (WA) | New | Space Heating | Natural Gas | Boiler | E10 | Utility - Value of Sales | 0 | 0 | 0 | 0 | 0 | 0 | 0 | 0 | 0 | 0 | 0 | 0 | 0 | 0 | 0 | 0 | 0 | 0 | 0 | 0 | 0 | 0 | 0 | 0 | 0 | 0 | 0
F1_Commercial_Warehouse (WA)_New_Space Heating_Natural Gas_Unit Heater_E1 | F1 | Commercial | Warehouse (WA) | New | Space Heating | Natural Gas | Unit Heater | E1 | RVT - Cost of Equipment | 0.0039494 | 0.0039494 | 0.0039494 | 0.0039494 | 0.0039494 | 0.0039494 | 0.0039494 | 0.0039494 | 0.0039494 | 0.0039494 | 0.0039494 | 0.0039494 | 0.0039494 | 0.0039494 | 0.0039494 | 0.0039494 | 0.0039494 | 0.0039494 | 0.0039494 | 0.0039494 | 0.0039494 | 0.0039494 | 0.0039494 | 0.0039494 | 0.0039494 | 0.0039494 | 0.0039494
F1_Commercial_Warehouse (WA)_New_Space Heating_Natural Gas_Unit Heater_E2 | F1 | Commercial | Warehouse (WA) | New | Space Heating | Natural Gas | Unit Heater | E2 | RVT - Cost of Equipment | 0.0086617 | 0.0086617 | 0.0086617 | 0.0086617 | 0.0086617 | 0.0086617 | 0.0086617 | 0.0086617 | 0.0086617 | 0.0086617 | 0.0086617 | 0.0086617 | 0.0086617 | 0.0086617 | 0.0086617 | 0.0086617 | 0.0086617 | 0.0086617 | 0.0086617 | 0.0086617 | 0.0086617 | 0.0086617 | 0.0086617 | 0.0086617 | 0.0086617 | 0.0086617 | 0.0086617
F1_Commercial_Warehouse (WA)_New_Space Heating_Natural Gas_Unit Heater_E3 | F1 | Commercial | Warehouse (WA) | New | Space Heating | Natural Gas | Unit Heater | E3 | RVT - Cost of Equipment | 0.0054927 | 0.0054927 | 0.0054927 | 0.0054927 | 0.0054927 | 0.0054927 | 0.0054927 | 0.0054927 | 0.0054927 | 0.0054927 | 0.0054927 | 0.0054927 | 0.0054927 | 0.0054927 | 0.0054927 | 0.0054927 | 0.0054927 | 0.0054927 | 0.0054927 | 0.0054927 | 0.0054927 | 0.0054927 | 0.0054927 | 0.0054927 | 0.0054927 | 0.0054927 | 0.0054927
F1_Commercial_Warehouse (WA)_New_Space Heating_Natural Gas_Unit Heater_E4 | F1 | Commercial | Warehouse (WA) | New | Space Heating | Natural Gas | Unit Heater | E4 | RVT - Cost of Equipment | 0 | 0 | 0 | 0 | 0 | 0 | 0 | 0 | 0 | 0 | 0 | 0 | 0 | 0 | 0 | 0 | 0 | 0 | 0 | 0 | 0 | 0 | 0 | 0 | 0 | 0 | 0
F1_Commercial_Warehouse (WA)_New_Space Heating_Natural Gas_Unit Heater_E5 | F1 | Commercial | Warehouse (WA) | New | Space Heating | Natural Gas | Unit Heater | E5 | RVT - Cost of Equipment | 0 | 0 | 0 | 0 | 0 | 0 | 0 | 0 | 0 | 0 | 0 | 0 | 0 | 0 | 0 | 0 | 0 | 0 | 0 | 0 | 0 | 0 | 0 | 0 | 0 | 0 | 0
F1_Commercial_Warehouse (WA)_New_Space Heating_Natural Gas_Unit Heater_E6 | F1 | Commercial | Warehouse (WA) | New | Space Heating | Natural Gas | Unit Heater | E6 | RVT - Cost of Equipment | 0 | 0 | 0 | 0 | 0 | 0 | 0 | 0 | 0 | 0 | 0 | 0 | 0 | 0 | 0 | 0 | 0 | 0 | 0 | 0 | 0 | 0 | 0 | 0 | 0 | 0 | 0
F1_Commercial_Warehouse (WA)_New_Space Heating_Natural Gas_Unit Heater_E7 | F1 | Commercial | Warehouse (WA) | New | Space Heating | Natural Gas | Unit Heater | E7 | RVT - Cost of Equipment | 0 | 0 | 0 | 0 | 0 | 0 | 0 | 0 | 0 | 0 | 0 | 0 | 0 | 0 | 0 | 0 | 0 | 0 | 0 | 0 | 0 | 0 | 0 | 0 | 0 | 0 | 0
F1_Commercial_Warehouse (WA)_New_Space Heating_Natural Gas_Unit Heater_E8 | F1 | Commercial | Warehouse (WA) | New | Space Heating | Natural Gas | Unit Heater | E8 | RVT - Cost of Equipment | 0 | 0 | 0 | 0 | 0 | 0 | 0 | 0 | 0 | 0 | 0 | 0 | 0 | 0 | 0 | 0 | 0 | 0 | 0 | 0 | 0 | 0 | 0 | 0 | 0 | 0 | 0
F1_Commercial_Warehouse (WA)_New_Space Heating_Natural Gas_Unit Heater_E9 | F1 | Commercial | Warehouse (WA) | New | Space Heating | Natural Gas | Unit Heater | E9 | RVT - Cost of Equipment | 0 | 0 | 0 | 0 | 0 | 0 | 0 | 0 | 0 | 0 | 0 | 0 | 0 | 0 | 0 | 0 | 0 | 0 | 0 | 0 | 0 | 0 | 0 | 0 | 0 | 0 | 0
F1_Commercial_Warehouse (WA)_New_Space Heating_Natural Gas_Unit Heater_E10 | F1 | Commercial | Warehouse (WA) | New | Space Heating | Natural Gas | Unit Heater | E10 | RVT - Cost of Equipment | 0 | 0 | 0 | 0 | 0 | 0 | 0 | 0 | 0 | 0 | 0 | 0 | 0 | 0 | 0 | 0 | 0 | 0 | 0 | 0 | 0 | 0 | 0 | 0 | 0 | 0 | 0
F2_Commercial_Warehouse (WA)_New_Space Heating_Natural Gas_Unit Heater_E1 | F2 | Commercial | Warehouse (WA) | New | Space Heating | Natural Gas | Unit Heater | E1 | RVT - Cost of Operation | 0.15503 | 0.15667 | 0.159 | 0.16158 | 0.16442 | 0.16871 | 0.17295 | 0.17742 | 0.18147 | 0.18546 | 0.18995 | 0.19402 | 0.19848 | 0.20303 | 0.20718 | 0.2112 | 0.21485 | 0.21858 | 0.22243 | 0.22634 | 0.23026 | 0.23526 | 0.24105 | 0.24616 | 0.25139 | 0.25672 | 0.26217
F2_Commercial_Warehouse (WA)_New_Space Heating_Natural Gas_Unit Heater_E2 | F2 | Commercial | Warehouse (WA) | New | Space Heating | Natural Gas | Unit Heater | E2 | RVT - Cost of Operation | 0.13789 | 0.13934 | 0.14142 | 0.14371 | 0.14624 | 0.15005 | 0.15383 | 0.1578 | 0.1614 | 0.16495 | 0.16895 | 0.17257 | 0.17653 | 0.18058 | 0.18427 | 0.18785 | 0.19109 | 0.19441 | 0.19784 | 0.20131 | 0.2048 | 0.20925 | 0.21439 | 0.21894 | 0.22359 | 0.22834 | 0.23318
F2_Commercial_Warehouse (WA)_New_Space Heating_Natural Gas_Unit Heater_E3 | F2 | Commercial | Warehouse (WA) | New | Space Heating | Natural Gas | Unit Heater | E3 | RVT - Cost of Operation | 0.13175 | 0.13284 | 0.13467 | 0.13677 | 0.13919 | 0.14311 | 0.14701 | 0.15109 | 0.15467 | 0.15814 | 0.16207 | 0.16551 | 0.16934 | 0.17328 | 0.17679 | 0.18016 | 0.18312 | 0.18615 | 0.18929 | 0.19247 | 0.19565 | 0.19992 | 0.20498 | 0.20933 | 0.21377 | 0.21831 | 0.22294
F2_Commercial_Warehouse (WA)_New_Space Heating_Natural Gas_Unit Heater_E4 | F2 | Commercial | Warehouse (WA) | New | Space Heating | Natural Gas | Unit Heater | E4 | RVT - Cost of Operation | 0 | 0 | 0 | 0 | 0 | 0 | 0 | 0 | 0 | 0 | 0 | 0 | 0 | 0 | 0 | 0 | 0 | 0 | 0 | 0 | 0 | 0 | 0 | 0 | 0 | 0 | 0
F2_Commercial_Warehouse (WA)_New_Space Heating_Natural Gas_Unit Heater_E5 | F2 | Commercial | Warehouse (WA) | New | Space Heating | Natural Gas | Unit Heater | E5 | RVT - Cost of Operation | 0 | 0 | 0 | 0 | 0 | 0 | 0 | 0 | 0 | 0 | 0 | 0 | 0 | 0 | 0 | 0 | 0 | 0 | 0 | 0 | 0 | 0 | 0 | 0 | 0 | 0 | 0
F2_Commercial_Warehouse (WA)_New_Space Heating_Natural Gas_Unit Heater_E6 | F2 | Commercial | Warehouse (WA) | New | Space Heating | Natural Gas | Unit Heater | E6 | RVT - Cost of Operation | 0 | 0 | 0 | 0 | 0 | 0 | 0 | 0 | 0 | 0 | 0 | 0 | 0 | 0 | 0 | 0 | 0 | 0 | 0 | 0 | 0 | 0 | 0 | 0 | 0 | 0 | 0
F2_Commercial_Warehouse (WA)_New_Space Heating_Natural Gas_Unit Heater_E7 | F2 | Commercial | Warehouse (WA) | New | Space Heating | Natural Gas | Unit Heater | E7 | RVT - Cost of Operation | 0 | 0 | 0 | 0 | 0 | 0 | 0 | 0 | 0 | 0 | 0 | 0 | 0 | 0 | 0 | 0 | 0 | 0 | 0 | 0 | 0 | 0 | 0 | 0 | 0 | 0 | 0
F2_Commercial_Warehouse (WA)_New_Space Heating_Natural Gas_Unit Heater_E8 | F2 | Commercial | Warehouse (WA) | New | Space Heating | Natural Gas | Unit Heater | E8 | RVT - Cost of Operation | 0 | 0 | 0 | 0 | 0 | 0 | 0 | 0 | 0 | 0 | 0 | 0 | 0 | 0 | 0 | 0 | 0 | 0 | 0 | 0 | 0 | 0 | 0 | 0 | 0 | 0 | 0
F2_Commercial_Warehouse (WA)_New_Space Heating_Natural Gas_Unit Heater_E9 | F2 | Commercial | Warehouse (WA) | New | Space Heating | Natural Gas | Unit Heater | E9 | RVT - Cost of Operation | 0 | 0 | 0 | 0 | 0 | 0 | 0 | 0 | 0 | 0 | 0 | 0 | 0 | 0 | 0 | 0 | 0 | 0 | 0 | 0 | 0 | 0 | 0 | 0 | 0 | 0 | 0
F2_Commercial_Warehouse (WA)_New_Space Heating_Natural Gas_Unit Heater_E10 | F2 | Commercial | Warehouse (WA) | New | Space Heating | Natural Gas | Unit Heater | E10 | RVT - Cost of Operation | 0 | 0 | 0 | 0 | 0 | 0 | 0 | 0 | 0 | 0 | 0 | 0 | 0 | 0 | 0 | 0 | 0 | 0 | 0 | 0 | 0 | 0 | 0 | 0 | 0 | 0 | 0
F3_Commercial_Warehouse (WA)_New_Space Heating_Natural Gas_Unit Heater_E1 | F3 | Commercial | Warehouse (WA) | New | Space Heating | Natural Gas | Unit Heater | E1 | System - kBTUs of Consumption | 32.7545 | 32.6928 | 32.6928 | 32.6928 | 32.6928 | 32.6928 | 32.6928 | 32.6928 | 32.6928 | 32.6928 | 32.6928 | 32.6928 | 32.6928 | 32.6928 | 32.6928 | 32.6928 | 32.6928 | 32.6928 | 32.6928 | 32.6928 | 32.6928 | 32.6928 | 32.6928 | 32.6928 | 32.6928 | 32.6928 | 32.6928
F3_Commercial_Warehouse (WA)_New_Space Heating_Natural Gas_Unit Heater_E2 | F3 | Commercial | Warehouse (WA) | New | Space Heating | Natural Gas | Unit Heater | E2 | System - kBTUs of Consumption | 29.1326 | 29.0777 | 29.0777 | 29.0777 | 29.0777 | 29.0777 | 29.0777 | 29.0777 | 29.0777 | 29.0777 | 29.0777 | 29.0777 | 29.0777 | 29.0777 | 29.0777 | 29.0777 | 29.0777 | 29.0777 | 29.0777 | 29.0777 | 29.0777 | 29.0777 | 29.0777 | 29.0777 | 29.0777 | 29.0777 | 29.0777
F3_Commercial_Warehouse (WA)_New_Space Heating_Natural Gas_Unit Heater_E3 | F3 | Commercial | Warehouse (WA) | New | Space Heating | Natural Gas | Unit Heater | E3 | System - kBTUs of Consumption | 28.9933 | 28.9205 | 28.9205 | 28.9205 | 28.9205 | 28.9205 | 28.9205 | 28.9205 | 28.9205 | 28.9205 | 28.9205 | 28.9205 | 28.9205 | 28.9205 | 28.9205 | 28.9205 | 28.9205 | 28.9205 | 28.9205 | 28.9205 | 28.9205 | 28.9205 | 28.9205 | 28.9205 | 28.9205 | 28.9205 | 28.9205
F3_Commercial_Warehouse (WA)_New_Space Heating_Natural Gas_Unit Heater_E4 | F3 | Commercial | Warehouse (WA) | New | Space Heating | Natural Gas | Unit Heater | E4 | System - kBTUs of Consumption | 0 | 0 | 0 | 0 | 0 | 0 | 0 | 0 | 0 | 0 | 0 | 0 | 0 | 0 | 0 | 0 | 0 | 0 | 0 | 0 | 0 | 0 | 0 | 0 | 0 | 0 | 0
F3_Commercial_Warehouse (WA)_New_Space Heating_Natural Gas_Unit Heater_E5 | F3 | Commercial | Warehouse (WA) | New | Space Heating | Natural Gas | Unit Heater | E5 | System - kBTUs of Consumption | 0 | 0 | 0 | 0 | 0 | 0 | 0 | 0 | 0 | 0 | 0 | 0 | 0 | 0 | 0 | 0 | 0 | 0 | 0 | 0 | 0 | 0 | 0 | 0 | 0 | 0 | 0
F3_Commercial_Warehouse (WA)_New_Space Heating_Natural Gas_Unit Heater_E6 | F3 | Commercial | Warehouse (WA) | New | Space Heating | Natural Gas | Unit Heater | E6 | System - kBTUs of Consumption | 0 | 0 | 0 | 0 | 0 | 0 | 0 | 0 | 0 | 0 | 0 | 0 | 0 | 0 | 0 | 0 | 0 | 0 | 0 | 0 | 0 | 0 | 0 | 0 | 0 | 0 | 0
F3_Commercial_Warehouse (WA)_New_Space Heating_Natural Gas_Unit Heater_E7 | F3 | Commercial | Warehouse (WA) | New | Space Heating | Natural Gas | Unit Heater | E7 | System - kBTUs of Consumption | 0 | 0 | 0 | 0 | 0 | 0 | 0 | 0 | 0 | 0 | 0 | 0 | 0 | 0 | 0 | 0 | 0 | 0 | 0 | 0 | 0 | 0 | 0 | 0 | 0 | 0 | 0
F3_Commercial_Warehouse (WA)_New_Space Heating_Natural Gas_Unit Heater_E8 | F3 | Commercial | Warehouse (WA) | New | Space Heating | Natural Gas | Unit Heater | E8 | System - kBTUs of Consumption | 0 | 0 | 0 | 0 | 0 | 0 | 0 | 0 | 0 | 0 | 0 | 0 | 0 | 0 | 0 | 0 | 0 | 0 | 0 | 0 | 0 | 0 | 0 | 0 | 0 | 0 | 0
F3_Commercial_Warehouse (WA)_New_Space Heating_Natural Gas_Unit Heater_E9 | F3 | Commercial | Warehouse (WA) | New | Space Heating | Natural Gas | Unit Heater | E9 | System - kBTUs of Consumption | 0 | 0 | 0 | 0 | 0 | 0 | 0 | 0 | 0 | 0 | 0 | 0 | 0 | 0 | 0 | 0 | 0 | 0 | 0 | 0 | 0 | 0 | 0 | 0 | 0 | 0 | 0
F3_Commercial_Warehouse (WA)_New_Space Heating_Natural Gas_Unit Heater_E10 | F3 | Commercial | Warehouse (WA) | New | Space Heating | Natural Gas | Unit Heater | E10 | System - kBTUs of Consumption | 0 | 0 | 0 | 0 | 0 | 0 | 0 | 0 | 0 | 0 | 0 | 0 | 0 | 0 | 0 | 0 | 0 | 0 | 0 | 0 | 0 | 0 | 0 | 0 | 0 | 0 | 0
F4_Commercial_Warehouse (WA)_New_Space Heating_Natural Gas_Unit Heater_E1 | F4 | Commercial | Warehouse (WA) | New | Space Heating | Natural Gas | Unit Heater | E1 | Utility - Cost of Equipment | 0.0039494 | 0.0039494 | 0.0039494 | 0.0039494 | 0.0039494 | 0.0039494 | 0.0039494 | 0.0039494 | 0.0039494 | 0.0039494 | 0.0039494 | 0.0039494 | 0.0039494 | 0.0039494 | 0.0039494 | 0.0039494 | 0.0039494 | 0.0039494 | 0.0039494 | 0.0039494 | 0.0039494 | 0.0039494 | 0.0039494 | 0.0039494 | 0.0039494 | 0.0039494 | 0.0039494
F4_Commercial_Warehouse (WA)_New_Space Heating_Natural Gas_Unit Heater_E2 | F4 | Commercial | Warehouse (WA) | New | Space Heating | Natural Gas | Unit Heater | E2 | Utility - Cost of Equipment | 0.0086617 | 0.0086617 | 0.0086617 | 0.0086617 | 0.0086617 | 0.0086617 | 0.0086617 | 0.0086617 | 0.0086617 | 0.0086617 | 0.0086617 | 0.0086617 | 0.0086617 | 0.0086617 | 0.0086617 | 0.0086617 | 0.0086617 | 0.0086617 | 0.0086617 | 0.0086617 | 0.0086617 | 0.0086617 | 0.0086617 | 0.0086617 | 0.0086617 | 0.0086617 | 0.0086617
F4_Commercial_Warehouse (WA)_New_Space Heating_Natural Gas_Unit Heater_E3 | F4 | Commercial | Warehouse (WA) | New | Space Heating | Natural Gas | Unit Heater | E3 | Utility - Cost of Equipment | 0.0054927 | 0.0054927 | 0.0054927 | 0.0054927 | 0.0054927 | 0.0054927 | 0.0054927 | 0.0054927 | 0.0054927 | 0.0054927 | 0.0054927 | 0.0054927 | 0.0054927 | 0.0054927 | 0.0054927 | 0.0054927 | 0.0054927 | 0.0054927 | 0.0054927 | 0.0054927 | 0.0054927 | 0.0054927 | 0.0054927 | 0.0054927 | 0.0054927 | 0.0054927 | 0.0054927
F4_Commercial_Warehouse (WA)_New_Space Heating_Natural Gas_Unit Heater_E4 | F4 | Commercial | Warehouse (WA) | New | Space Heating | Natural Gas | Unit Heater | E4 | Utility - Cost of Equipment | 0 | 0 | 0 | 0 | 0 | 0 | 0 | 0 | 0 | 0 | 0 | 0 | 0 | 0 | 0 | 0 | 0 | 0 | 0 | 0 | 0 | 0 | 0 | 0 | 0 | 0 | 0
F4_Commercial_Warehouse (WA)_New_Space Heating_Natural Gas_Unit Heater_E5 | F4 | Commercial | Warehouse (WA) | New | Space Heating | Natural Gas | Unit Heater | E5 | Utility - Cost of Equipment | 0 | 0 | 0 | 0 | 0 | 0 | 0 | 0 | 0 | 0 | 0 | 0 | 0 | 0 | 0 | 0 | 0 | 0 | 0 | 0 | 0 | 0 | 0 | 0 | 0 | 0 | 0
F4_Commercial_Warehouse (WA)_New_Space Heating_Natural Gas_Unit Heater_E6 | F4 | Commercial | Warehouse (WA) | New | Space Heating | Natural Gas | Unit Heater | E6 | Utility - Cost of Equipment | 0 | 0 | 0 | 0 | 0 | 0 | 0 | 0 | 0 | 0 | 0 | 0 | 0 | 0 | 0 | 0 | 0 | 0 | 0 | 0 | 0 | 0 | 0 | 0 | 0 | 0 | 0
F4_Commercial_Warehouse (WA)_New_Space Heating_Natural Gas_Unit Heater_E7 | F4 | Commercial | Warehouse (WA) | New | Space Heating | Natural Gas | Unit Heater | E7 | Utility - Cost of Equipment | 0 | 0 | 0 | 0 | 0 | 0 | 0 | 0 | 0 | 0 | 0 | 0 | 0 | 0 | 0 | 0 | 0 | 0 | 0 | 0 | 0 | 0 | 0 | 0 | 0 | 0 | 0
F4_Commercial_Warehouse (WA)_New_Space Heating_Natural Gas_Unit Heater_E8 | F4 | Commercial | Warehouse (WA) | New | Space Heating | Natural Gas | Unit Heater | E8 | Utility - Cost of Equipment | 0 | 0 | 0 | 0 | 0 | 0 | 0 | 0 | 0 | 0 | 0 | 0 | 0 | 0 | 0 | 0 | 0 | 0 | 0 | 0 | 0 | 0 | 0 | 0 | 0 | 0 | 0
F4_Commercial_Warehouse (WA)_New_Space Heating_Natural Gas_Unit Heater_E9 | F4 | Commercial | Warehouse (WA) | New | Space Heating | Natural Gas | Unit Heater | E9 | Utility - Cost of Equipment | 0 | 0 | 0 | 0 | 0 | 0 | 0 | 0 | 0 | 0 | 0 | 0 | 0 | 0 | 0 | 0 | 0 | 0 | 0 | 0 | 0 | 0 | 0 | 0 | 0 | 0 | 0
F4_Commercial_Warehouse (WA)_New_Space Heating_Natural Gas_Unit Heater_E10 | F4 | Commercial | Warehouse (WA) | New | Space Heating | Natural Gas | Unit Heater | E10 | Utility - Cost of Equipment | 0 | 0 | 0 | 0 | 0 | 0 | 0 | 0 | 0 | 0 | 0 | 0 | 0 | 0 | 0 | 0 | 0 | 0 | 0 | 0 | 0 | 0 | 0 | 0 | 0 | 0 | 0
F5_Commercial_Warehouse (WA)_New_Space Heating_Natural Gas_Unit Heater_E1 | F5 | Commercial | Warehouse (WA) | New | Space Heating | Natural Gas | Unit Heater | E1 | Utility - Cost of Operation | 0.13449 | 0.1367 | 0.13959 | 0.14277 | 0.14627 | 0.15109 | 0.15601 | 0.16121 | 0.16619 | 0.17125 | 0.17577 | 0.17995 | 0.18452 | 0.18921 | 0.19358 | 0.19789 | 0.2019 | 0.20605 | 0.21036 | 0.21479 | 0.2193 | 0.22406 | 0.22957 | 0.23444 | 0.23942 | 0.2445 | 0.24969
F5_Commercial_Warehouse (WA)_New_Space Heating_Natural Gas_Unit Heater_E2 | F5 | Commercial | Warehouse (WA) | New | Space Heating | Natural Gas | Unit Heater | E2 | Utility - Cost of Operation | 0.11962 | 0.12159 | 0.12415 | 0.12698 | 0.1301 | 0.13439 | 0.13876 | 0.14338 | 0.14781 | 0.15231 | 0.15634 | 0.16005 | 0.16411 | 0.16829 | 0.17217 | 0.176 | 0.17958 | 0.18326 | 0.1871 | 0.19104 | 0.19505 | 0.19928 | 0.20418 | 0.20852 | 0.21294 | 0.21746 | 0.22208
F5_Commercial_Warehouse (WA)_New_Space Heating_Natural Gas_Unit Heater_E3 | F5 | Commercial | Warehouse (WA) | New | Space Heating | Natural Gas | Unit Heater | E3 | Utility - Cost of Operation | 0.11287 | 0.11451 | 0.11684 | 0.11949 | 0.1225 | 0.12689 | 0.13136 | 0.1361 | 0.14057 | 0.1451 | 0.14907 | 0.15265 | 0.15662 | 0.16075 | 0.16453 | 0.16822 | 0.1716 | 0.1751 | 0.17876 | 0.18251 | 0.18633 | 0.1904 | 0.19522 | 0.19936 | 0.20359 | 0.20791 | 0.21232
F5_Commercial_Warehouse (WA)_New_Space Heating_Natural Gas_Unit Heater_E4 | F5 | Commercial | Warehouse (WA) | New | Space Heating | Natural Gas | Unit Heater | E4 | Utility - Cost of Operation | 0 | 0 | 0 | 0 | 0 | 0 | 0 | 0 | 0 | 0 | 0 | 0 | 0 | 0 | 0 | 0 | 0 | 0 | 0 | 0 | 0 | 0 | 0 | 0 | 0 | 0 | 0
F5_Commercial_Warehouse (WA)_New_Space Heating_Natural Gas_Unit Heater_E5 | F5 | Commercial | Warehouse (WA) | New | Space Heating | Natural Gas | Unit Heater | E5 | Utility - Cost of Operation | 0 | 0 | 0 | 0 | 0 | 0 | 0 | 0 | 0 | 0 | 0 | 0 | 0 | 0 | 0 | 0 | 0 | 0 | 0 | 0 | 0 | 0 | 0 | 0 | 0 | 0 | 0
F5_Commercial_Warehouse (WA)_New_Space Heating_Natural Gas_Unit Heater_E6 | F5 | Commercial | Warehouse (WA) | New | Space Heating | Natural Gas | Unit Heater | E6 | Utility - Cost of Operation | 0 | 0 | 0 | 0 | 0 | 0 | 0 | 0 | 0 | 0 | 0 | 0 | 0 | 0 | 0 | 0 | 0 | 0 | 0 | 0 | 0 | 0 | 0 | 0 | 0 | 0 | 0
F5_Commercial_Warehouse (WA)_New_Space Heating_Natural Gas_Unit Heater_E7 | F5 | Commercial | Warehouse (WA) | New | Space Heating | Natural Gas | Unit Heater | E7 | Utility - Cost of Operation | 0 | 0 | 0 | 0 | 0 | 0 | 0 | 0 | 0 | 0 | 0 | 0 | 0 | 0 | 0 | 0 | 0 | 0 | 0 | 0 | 0 | 0 | 0 | 0 | 0 | 0 | 0
F5_Commercial_Warehouse (WA)_New_Space Heating_Natural Gas_Unit Heater_E8 | F5 | Commercial | Warehouse (WA) | New | Space Heating | Natural Gas | Unit Heater | E8 | Utility - Cost of Operation | 0 | 0 | 0 | 0 | 0 | 0 | 0 | 0 | 0 | 0 | 0 | 0 | 0 | 0 | 0 | 0 | 0 | 0 | 0 | 0 | 0 | 0 | 0 | 0 | 0 | 0 | 0
F5_Commercial_Warehouse (WA)_New_Space Heating_Natural Gas_Unit Heater_E9 | F5 | Commercial | Warehouse (WA) | New | Space Heating | Natural Gas | Unit Heater | E9 | Utility - Cost of Operation | 0 | 0 | 0 | 0 | 0 | 0 | 0 | 0 | 0 | 0 | 0 | 0 | 0 | 0 | 0 | 0 | 0 | 0 | 0 | 0 | 0 | 0 | 0 | 0 | 0 | 0 | 0
F5_Commercial_Warehouse (WA)_New_Space Heating_Natural Gas_Unit Heater_E10 | F5 | Commercial | Warehouse (WA) | New | Space Heating | Natural Gas | Unit Heater | E10 | Utility - Cost of Operation | 0 | 0 | 0 | 0 | 0 | 0 | 0 | 0 | 0 | 0 | 0 | 0 | 0 | 0 | 0 | 0 | 0 | 0 | 0 | 0 | 0 | 0 | 0 | 0 | 0 | 0 | 0
F6_Commercial_Warehouse (WA)_New_Space Heating_Natural Gas_Unit Heater_E1 | F6 | Commercial | Warehouse (WA) | New | Space Heating | Natural Gas | Unit Heater | E1 | Utility - Value of Sales | 0.15503 | 0.15667 | 0.159 | 0.16158 | 0.16442 | 0.16871 | 0.17295 | 0.17742 | 0.18147 | 0.18546 | 0.18995 | 0.19402 | 0.19848 | 0.20303 | 0.20718 | 0.2112 | 0.21485 | 0.21858 | 0.22243 | 0.22634 | 0.23026 | 0.23526 | 0.24105 | 0.24616 | 0.25139 | 0.25672 | 0.26217
F6_Commercial_Warehouse (WA)_New_Space Heating_Natural Gas_Unit Heater_E2 | F6 | Commercial | Warehouse (WA) | New | Space Heating | Natural Gas | Unit Heater | E2 | Utility - Value of Sales | 0.13789 | 0.13934 | 0.14142 | 0.14371 | 0.14624 | 0.15005 | 0.15383 | 0.1578 | 0.1614 | 0.16495 | 0.16895 | 0.17257 | 0.17653 | 0.18058 | 0.18427 | 0.18785 | 0.19109 | 0.19441 | 0.19784 | 0.20131 | 0.2048 | 0.20925 | 0.21439 | 0.21894 | 0.22359 | 0.22834 | 0.23318
F6_Commercial_Warehouse (WA)_New_Space Heating_Natural Gas_Unit Heater_E3 | F6 | Commercial | Warehouse (WA) | New | Space Heating | Natural Gas | Unit Heater | E3 | Utility - Value of Sales | 0.13175 | 0.13284 | 0.13467 | 0.13677 | 0.13919 | 0.14311 | 0.14701 | 0.15109 | 0.15467 | 0.15814 | 0.16207 | 0.16551 | 0.16934 | 0.17328 | 0.17679 | 0.18016 | 0.18312 | 0.18615 | 0.18929 | 0.19247 | 0.19565 | 0.19992 | 0.20498 | 0.20933 | 0.21377 | 0.21831 | 0.22294
F6_Commercial_Warehouse (WA)_New_Space Heating_Natural Gas_Unit Heater_E4 | F6 | Commercial | Warehouse (WA) | New | Space Heating | Natural Gas | Unit Heater | E4 | Utility - Value of Sales | 0 | 0 | 0 | 0 | 0 | 0 | 0 | 0 | 0 | 0 | 0 | 0 | 0 | 0 | 0 | 0 | 0 | 0 | 0 | 0 | 0 | 0 | 0 | 0 | 0 | 0 | 0
F6_Commercial_Warehouse (WA)_New_Space Heating_Natural Gas_Unit Heater_E5 | F6 | Commercial | Warehouse (WA) | New | Space Heating | Natural Gas | Unit Heater | E5 | Utility - Value of Sales | 0 | 0 | 0 | 0 | 0 | 0 | 0 | 0 | 0 | 0 | 0 | 0 | 0 | 0 | 0 | 0 | 0 | 0 | 0 | 0 | 0 | 0 | 0 | 0 | 0 | 0 | 0
F6_Commercial_Warehouse (WA)_New_Space Heating_Natural Gas_Unit Heater_E6 | F6 | Commercial | Warehouse (WA) | New | Space Heating | Natural Gas | Unit Heater | E6 | Utility - Value of Sales | 0 | 0 | 0 | 0 | 0 | 0 | 0 | 0 | 0 | 0 | 0 | 0 | 0 | 0 | 0 | 0 | 0 | 0 | 0 | 0 | 0 | 0 | 0 | 0 | 0 | 0 | 0
F6_Commercial_Warehouse (WA)_New_Space Heating_Natural Gas_Unit Heater_E7 | F6 | Commercial | Warehouse (WA) | New | Space Heating | Natural Gas | Unit Heater | E7 | Utility - Value of Sales | 0 | 0 | 0 | 0 | 0 | 0 | 0 | 0 | 0 | 0 | 0 | 0 | 0 | 0 | 0 | 0 | 0 | 0 | 0 | 0 | 0 | 0 | 0 | 0 | 0 | 0 | 0
F6_Commercial_Warehouse (WA)_New_Space Heating_Natural Gas_Unit Heater_E8 | F6 | Commercial | Warehouse (WA) | New | Space Heating | Natural Gas | Unit Heater | E8 | Utility - Value of Sales | 0 | 0 | 0 | 0 | 0 | 0 | 0 | 0 | 0 | 0 | 0 | 0 | 0 | 0 | 0 | 0 | 0 | 0 | 0 | 0 | 0 | 0 | 0 | 0 | 0 | 0 | 0
F6_Commercial_Warehouse (WA)_New_Space Heating_Natural Gas_Unit Heater_E9 | F6 | Commercial | Warehouse (WA) | New | Space Heating | Natural Gas | Unit Heater | E9 | Utility - Value of Sales | 0 | 0 | 0 | 0 | 0 | 0 | 0 | 0 | 0 | 0 | 0 | 0 | 0 | 0 | 0 | 0 | 0 | 0 | 0 | 0 | 0 | 0 | 0 | 0 | 0 | 0 | 0
F6_Commercial_Warehouse (WA)_New_Space Heating_Natural Gas_Unit Heater_E10 | F6 | Commercial | Warehouse (WA) | New | Space Heating | Natural Gas | Unit Heater | E10 | Utility - Value of Sales | 0 | 0 | 0 | 0 | 0 | 0 | 0 | 0 | 0 | 0 | 0 | 0 | 0 | 0 | 0 | 0 | 0 | 0 | 0 | 0 | 0 | 0 | 0 | 0 | 0 | 0 | 0
F1_Commercial_Warehouse (WA)_New_Water Heating_Natural Gas_Water Heater_E1 | F1 | Commercial | Warehouse (WA) | New | Water Heating | Natural Gas | Water Heater | E1 | RVT - Cost of Equipment | 0.003699 | 0.003699 | 0.003699 | 0.003699 | 0.003699 | 0.003699 | 0.003699 | 0.003699 | 0.003699 | 0.003699 | 0.003699 | 0.003699 | 0.003699 | 0.003699 | 0.003699 | 0.003699 | 0.003699 | 0.003699 | 0.003699 | 0.003699 | 0.003699 | 0.003699 | 0.003699 | 0.003699 | 0.003699 | 0.003699 | 0.003699
F1_Commercial_Warehouse (WA)_New_Water Heating_Natural Gas_Water Heater_E2 | F1 | Commercial | Warehouse (WA) | New | Water Heating | Natural Gas | Water Heater | E2 | RVT - Cost of Equipment | 0.0044389 | 0.0044389 | 0.0044389 | 0.0044389 | 0.0044389 | 0.0044389 | 0.0044389 | 0.0044389 | 0.0044389 | 0.0044389 | 0.0044389 | 0.0044389 | 0.0044389 | 0.0044389 | 0.0044389 | 0.0044389 | 0.0044389 | 0.0044389 | 0.0044389 | 0.0044389 | 0.0044389 | 0.0044389 | 0.0044389 | 0.0044389 | 0.0044389 | 0.0044389 | 0.0044389
F1_Commercial_Warehouse (WA)_New_Water Heating_Natural Gas_Water Heater_E3 | F1 | Commercial | Warehouse (WA) | New | Water Heating | Natural Gas | Water Heater | E3 | RVT - Cost of Equipment | 0.0054565 | 0.0054565 | 0.0054565 | 0.0054565 | 0.0054565 | 0.0054565 | 0.0054565 | 0.0054565 | 0.0054565 | 0.0054565 | 0.0054565 | 0.0054565 | 0.0054565 | 0.0054565 | 0.0054565 | 0.0054565 | 0.0054565 | 0.0054565 | 0.0054565 | 0.0054565 | 0.0054565 | 0.0054565 | 0.0054565 | 0.0054565 | 0.0054565 | 0.0054565 | 0.0054565
F1_Commercial_Warehouse (WA)_New_Water Heating_Natural Gas_Water Heater_E4 | F1 | Commercial | Warehouse (WA) | New | Water Heating | Natural Gas | Water Heater | E4 | RVT - Cost of Equipment | 0.0054997 | 0.0054997 | 0.0054997 | 0.0054997 | 0.0054997 | 0.0054997 | 0.0054997 | 0.0054997 | 0.0054997 | 0.0054997 | 0.0054997 | 0.0054997 | 0.0054997 | 0.0054997 | 0.0054997 | 0.0054997 | 0.0054997 | 0.0054997 | 0.0054997 | 0.0054997 | 0.0054997 | 0.0054997 | 0.0054997 | 0.0054997 | 0.0054997 | 0.0054997 | 0.0054997
F1_Commercial_Warehouse (WA)_New_Water Heating_Natural Gas_Water Heater_E5 | F1 | Commercial | Warehouse (WA) | New | Water Heating | Natural Gas | Water Heater | E5 | RVT - Cost of Equipment | 0.011872 | 0.011872 | 0.011872 | 0.011872 | 0.011872 | 0.011872 | 0.011872 | 0.011872 | 0.011872 | 0.011872 | 0.011872 | 0.011872 | 0.011872 | 0.011872 | 0.011872 | 0.011872 | 0.011872 | 0.011872 | 0.011872 | 0.011872 | 0.011872 | 0.011872 | 0.011872 | 0.011872 | 0.011872 | 0.011872 | 0.011872
F1_Commercial_Warehouse (WA)_New_Water Heating_Natural Gas_Water Heater_E6 | F1 | Commercial | Warehouse (WA) | New | Water Heating | Natural Gas | Water Heater | E6 | RVT - Cost of Equipment | 0 | 0 | 0 | 0 | 0 | 0 | 0 | 0 | 0 | 0 | 0 | 0 | 0 | 0 | 0 | 0 | 0 | 0 | 0 | 0 | 0 | 0 | 0 | 0 | 0 | 0 | 0
F1_Commercial_Warehouse (WA)_New_Water Heating_Natural Gas_Water Heater_E7 | F1 | Commercial | Warehouse (WA) | New | Water Heating | Natural Gas | Water Heater | E7 | RVT - Cost of Equipment | 0 | 0 | 0 | 0 | 0 | 0 | 0 | 0 | 0 | 0 | 0 | 0 | 0 | 0 | 0 | 0 | 0 | 0 | 0 | 0 | 0 | 0 | 0 | 0 | 0 | 0 | 0
F1_Commercial_Warehouse (WA)_New_Water Heating_Natural Gas_Water Heater_E8 | F1 | Commercial | Warehouse (WA) | New | Water Heating | Natural Gas | Water Heater | E8 | RVT - Cost of Equipment | 0 | 0 | 0 | 0 | 0 | 0 | 0 | 0 | 0 | 0 | 0 | 0 | 0 | 0 | 0 | 0 | 0 | 0 | 0 | 0 | 0 | 0 | 0 | 0 | 0 | 0 | 0
F1_Commercial_Warehouse (WA)_New_Water Heating_Natural Gas_Water Heater_E9 | F1 | Commercial | Warehouse (WA) | New | Water Heating | Natural Gas | Water Heater | E9 | RVT - Cost of Equipment | 0 | 0 | 0 | 0 | 0 | 0 | 0 | 0 | 0 | 0 | 0 | 0 | 0 | 0 | 0 | 0 | 0 | 0 | 0 | 0 | 0 | 0 | 0 | 0 | 0 | 0 | 0
F1_Commercial_Warehouse (WA)_New_Water Heating_Natural Gas_Water Heater_E10 | F1 | Commercial | Warehouse (WA) | New | Water Heating | Natural Gas | Water Heater | E10 | RVT - Cost of Equipment | 0 | 0 | 0 | 0 | 0 | 0 | 0 | 0 | 0 | 0 | 0 | 0 | 0 | 0 | 0 | 0 | 0 | 0 | 0 | 0 | 0 | 0 | 0 | 0 | 0 | 0 | 0
F2_Commercial_Warehouse (WA)_New_Water Heating_Natural Gas_Water Heater_E1 | F2 | Commercial | Warehouse (WA) | New | Water Heating | Natural Gas | Water Heater | E1 | RVT - Cost of Operation | 0.033005 | 0.033668 | 0.034415 | 0.035253 | 0.036188 | 0.037319 | 0.03844 | 0.0395 | 0.040462 | 0.041398 | 0.042368 | 0.043257 | 0.044207 | 0.045127 | 0.045936 | 0.04668 | 0.047329 | 0.047957 | 0.048618 | 0.049246 | 0.049879 | 0.05076 | 0.051651 | 0.052568 | 0.053502 | 0.054453 | 0.05542
F2_Commercial_Warehouse (WA)_New_Water Heating_Natural Gas_Water Heater_E2 | F2 | Commercial | Warehouse (WA) | New | Water Heating | Natural Gas | Water Heater | E2 | RVT - Cost of Operation | 0.029338 | 0.029927 | 0.030591 | 0.031336 | 0.032167 | 0.033172 | 0.034169 | 0.035111 | 0.035966 | 0.036798 | 0.03766 | 0.038451 | 0.039295 | 0.040113 | 0.040832 | 0.041493 | 0.042071 | 0.042628 | 0.043216 | 0.043775 | 0.044336 | 0.04512 | 0.045912 | 0.046728 | 0.047558 | 0.048403 | 0.049263
F2_Commercial_Warehouse (WA)_New_Water Heating_Natural Gas_Water Heater_E3 | F2 | Commercial | Warehouse (WA) | New | Water Heating | Natural Gas | Water Heater | E3 | RVT - Cost of Operation | 0.028089 | 0.028654 | 0.029289 | 0.030003 | 0.030799 | 0.03176 | 0.032715 | 0.033617 | 0.034435 | 0.035232 | 0.036058 | 0.036814 | 0.037623 | 0.038406 | 0.039095 | 0.039728 | 0.04028 | 0.040814 | 0.041377 | 0.041912 | 0.04245 | 0.0432 | 0.043958 | 0.044739 | 0.045534 | 0.046343 | 0.047166
F2_Commercial_Warehouse (WA)_New_Water Heating_Natural Gas_Water Heater_E4 | F2 | Commercial | Warehouse (WA) | New | Water Heating | Natural Gas | Water Heater | E4 | RVT - Cost of Operation | 0.029449 | 0.030041 | 0.030687 | 0.03139 | 0.032155 | 0.033055 | 0.033946 | 0.034797 | 0.035583 | 0.036358 | 0.037166 | 0.037926 | 0.038731 | 0.039518 | 0.040225 | 0.040887 | 0.041482 | 0.042064 | 0.042672 | 0.043258 | 0.043849 | 0.044625 | 0.04541 | 0.046216 | 0.047038 | 0.047873 | 0.048724
F2_Commercial_Warehouse (WA)_New_Water Heating_Natural Gas_Water Heater_E5 | F2 | Commercial | Warehouse (WA) | New | Water Heating | Natural Gas | Water Heater | E5 | RVT - Cost of Operation | 0.017315 | 0.017656 | 0.01805 | 0.018506 | 0.019028 | 0.019664 | 0.020294 | 0.020887 | 0.021419 | 0.021933 | 0.022463 | 0.022942 | 0.023455 | 0.02395 | 0.02438 | 0.024771 | 0.025106 | 0.025428 | 0.025769 | 0.02609 | 0.026412 | 0.026878 | 0.02735 | 0.027836 | 0.02833 | 0.028834 | 0.029346
F2_Commercial_Warehouse (WA)_New_Water Heating_Natural Gas_Water Heater_E6 | F2 | Commercial | Warehouse (WA) | New | Water Heating | Natural Gas | Water Heater | E6 | RVT - Cost of Operation | 0 | 0 | 0 | 0 | 0 | 0 | 0 | 0 | 0 | 0 | 0 | 0 | 0 | 0 | 0 | 0 | 0 | 0 | 0 | 0 | 0 | 0 | 0 | 0 | 0 | 0 | 0
F2_Commercial_Warehouse (WA)_New_Water Heating_Natural Gas_Water Heater_E7 | F2 | Commercial | Warehouse (WA) | New | Water Heating | Natural Gas | Water Heater | E7 | RVT - Cost of Operation | 0 | 0 | 0 | 0 | 0 | 0 | 0 | 0 | 0 | 0 | 0 | 0 | 0 | 0 | 0 | 0 | 0 | 0 | 0 | 0 | 0 | 0 | 0 | 0 | 0 | 0 | 0
F2_Commercial_Warehouse (WA)_New_Water Heating_Natural Gas_Water Heater_E8 | F2 | Commercial | Warehouse (WA) | New | Water Heating | Natural Gas | Water Heater | E8 | RVT - Cost of Operation | 0 | 0 | 0 | 0 | 0 | 0 | 0 | 0 | 0 | 0 | 0 | 0 | 0 | 0 | 0 | 0 | 0 | 0 | 0 | 0 | 0 | 0 | 0 | 0 | 0 | 0 | 0
F2_Commercial_Warehouse (WA)_New_Water Heating_Natural Gas_Water Heater_E9 | F2 | Commercial | Warehouse (WA) | New | Water Heating | Natural Gas | Water Heater | E9 | RVT - Cost of Operation | 0 | 0 | 0 | 0 | 0 | 0 | 0 | 0 | 0 | 0 | 0 | 0 | 0 | 0 | 0 | 0 | 0 | 0 | 0 | 0 | 0 | 0 | 0 | 0 | 0 | 0 | 0
F2_Commercial_Warehouse (WA)_New_Water Heating_Natural Gas_Water Heater_E10 | F2 | Commercial | Warehouse (WA) | New | Water Heating | Natural Gas | Water Heater | E10 | RVT - Cost of Operation | 0 | 0 | 0 | 0 | 0 | 0 | 0 | 0 | 0 | 0 | 0 | 0 | 0 | 0 | 0 | 0 | 0 | 0 | 0 | 0 | 0 | 0 | 0 | 0 | 0 | 0 | 0
F3_Commercial_Warehouse (WA)_New_Water Heating_Natural Gas_Water Heater_E1 | F3 | Commercial | Warehouse (WA) | New | Water Heating | Natural Gas | Water Heater | E1 | System - kBTUs of Consumption | 7.6362 | 7.6362 | 7.6362 | 7.6362 | 7.6362 | 7.6362 | 7.6362 | 7.6362 | 7.6362 | 7.6362 | 7.6362 | 7.6362 | 7.6362 | 7.6362 | 7.6362 | 7.6362 | 7.6362 | 7.6362 | 7.6362 | 7.6362 | 7.6362 | 7.6362 | 7.6362 | 7.6362 | 7.6362 | 7.6362 | 7.6362
F3_Commercial_Warehouse (WA)_New_Water Heating_Natural Gas_Water Heater_E2 | F3 | Commercial | Warehouse (WA) | New | Water Heating | Natural Gas | Water Heater | E2 | System - kBTUs of Consumption | 6.7877 | 6.7877 | 6.7877 | 6.7877 | 6.7877 | 6.7877 | 6.7877 | 6.7877 | 6.7877 | 6.7877 | 6.7877 | 6.7877 | 6.7877 | 6.7877 | 6.7877 | 6.7877 | 6.7877 | 6.7877 | 6.7877 | 6.7877 | 6.7877 | 6.7877 | 6.7877 | 6.7877 | 6.7877 | 6.7877 | 6.7877
F3_Commercial_Warehouse (WA)_New_Water Heating_Natural Gas_Water Heater_E3 | F3 | Commercial | Warehouse (WA) | New | Water Heating | Natural Gas | Water Heater | E3 | System - kBTUs of Consumption | 6.4989 | 6.4989 | 6.4989 | 6.4989 | 6.4989 | 6.4989 | 6.4989 | 6.4989 | 6.4989 | 6.4989 | 6.4989 | 6.4989 | 6.4989 | 6.4989 | 6.4989 | 6.4989 | 6.4989 | 6.4989 | 6.4989 | 6.4989 | 6.4989 | 6.4989 | 6.4989 | 6.4989 | 6.4989 | 6.4989 | 6.4989
F3_Commercial_Warehouse (WA)_New_Water Heating_Natural Gas_Water Heater_E4 | F3 | Commercial | Warehouse (WA) | New | Water Heating | Natural Gas | Water Heater | E4 | System - kBTUs of Consumption | 6.492 | 6.492 | 6.492 | 6.492 | 6.492 | 6.492 | 6.492 | 6.492 | 6.492 | 6.492 | 6.492 | 6.492 | 6.492 | 6.492 | 6.492 | 6.492 | 6.492 | 6.492 | 6.492 | 6.492 | 6.492 | 6.492 | 6.492 | 6.492 | 6.492 | 6.492 | 6.492
F3_Commercial_Warehouse (WA)_New_Water Heating_Natural Gas_Water Heater_E5 | F3 | Commercial | Warehouse (WA) | New | Water Heating | Natural Gas | Water Heater | E5 | System - kBTUs of Consumption | 4.0726 | 4.0726 | 4.0726 | 4.0726 | 4.0726 | 4.0726 | 4.0726 | 4.0726 | 4.0726 | 4.0726 | 4.0726 | 4.0726 | 4.0726 | 4.0726 | 4.0726 | 4.0726 | 4.0726 | 4.0726 | 4.0726 | 4.0726 | 4.0726 | 4.0726 | 4.0726 | 4.0726 | 4.0726 | 4.0726 | 4.0726
F3_Commercial_Warehouse (WA)_New_Water Heating_Natural Gas_Water Heater_E6 | F3 | Commercial | Warehouse (WA) | New | Water Heating | Natural Gas | Water Heater | E6 | System - kBTUs of Consumption | 0 | 0 | 0 | 0 | 0 | 0 | 0 | 0 | 0 | 0 | 0 | 0 | 0 | 0 | 0 | 0 | 0 | 0 | 0 | 0 | 0 | 0 | 0 | 0 | 0 | 0 | 0
F3_Commercial_Warehouse (WA)_New_Water Heating_Natural Gas_Water Heater_E7 | F3 | Commercial | Warehouse (WA) | New | Water Heating | Natural Gas | Water Heater | E7 | System - kBTUs of Consumption | 0 | 0 | 0 | 0 | 0 | 0 | 0 | 0 | 0 | 0 | 0 | 0 | 0 | 0 | 0 | 0 | 0 | 0 | 0 | 0 | 0 | 0 | 0 | 0 | 0 | 0 | 0
F3_Commercial_Warehouse (WA)_New_Water Heating_Natural Gas_Water Heater_E8 | F3 | Commercial | Warehouse (WA) | New | Water Heating | Natural Gas | Water Heater | E8 | System - kBTUs of Consumption | 0 | 0 | 0 | 0 | 0 | 0 | 0 | 0 | 0 | 0 | 0 | 0 | 0 | 0 | 0 | 0 | 0 | 0 | 0 | 0 | 0 | 0 | 0 | 0 | 0 | 0 | 0
F3_Commercial_Warehouse (WA)_New_Water Heating_Natural Gas_Water Heater_E9 | F3 | Commercial | Warehouse (WA) | New | Water Heating | Natural Gas | Water Heater | E9 | System - kBTUs of Consumption | 0 | 0 | 0 | 0 | 0 | 0 | 0 | 0 | 0 | 0 | 0 | 0 | 0 | 0 | 0 | 0 | 0 | 0 | 0 | 0 | 0 | 0 | 0 | 0 | 0 | 0 | 0
F3_Commercial_Warehouse (WA)_New_Water Heating_Natural Gas_Water Heater_E10 | F3 | Commercial | Warehouse (WA) | New | Water Heating | Natural Gas | Water Heater | E10 | System - kBTUs of Consumption | 0 | 0 | 0 | 0 | 0 | 0 | 0 | 0 | 0 | 0 | 0 | 0 | 0 | 0 | 0 | 0 | 0 | 0 | 0 | 0 | 0 | 0 | 0 | 0 | 0 | 0 | 0
F4_Commercial_Warehouse (WA)_New_Water Heating_Natural Gas_Water Heater_E1 | F4 | Commercial | Warehouse (WA) | New | Water Heating | Natural Gas | Water Heater | E1 | Utility - Cost of Equipment | 0.003699 | 0.003699 | 0.003699 | 0.003699 | 0.003699 | 0.003699 | 0.003699 | 0.003699 | 0.003699 | 0.003699 | 0.003699 | 0.003699 | 0.003699 | 0.003699 | 0.003699 | 0.003699 | 0.003699 | 0.003699 | 0.003699 | 0.003699 | 0.003699 | 0.003699 | 0.003699 | 0.003699 | 0.003699 | 0.003699 | 0.003699
F4_Commercial_Warehouse (WA)_New_Water Heating_Natural Gas_Water Heater_E2 | F4 | Commercial | Warehouse (WA) | New | Water Heating | Natural Gas | Water Heater | E2 | Utility - Cost of Equipment | 0.0044389 | 0.0044389 | 0.0044389 | 0.0044389 | 0.0044389 | 0.0044389 | 0.0044389 | 0.0044389 | 0.0044389 | 0.0044389 | 0.0044389 | 0.0044389 | 0.0044389 | 0.0044389 | 0.0044389 | 0.0044389 | 0.0044389 | 0.0044389 | 0.0044389 | 0.0044389 | 0.0044389 | 0.0044389 | 0.0044389 | 0.0044389 | 0.0044389 | 0.0044389 | 0.0044389
F4_Commercial_Warehouse (WA)_New_Water Heating_Natural Gas_Water Heater_E3 | F4 | Commercial | Warehouse (WA) | New | Water Heating | Natural Gas | Water Heater | E3 | Utility - Cost of Equipment | 0.0054565 | 0.0054565 | 0.0054565 | 0.0054565 | 0.0054565 | 0.0054565 | 0.0054565 | 0.0054565 | 0.0054565 | 0.0054565 | 0.0054565 | 0.0054565 | 0.0054565 | 0.0054565 | 0.0054565 | 0.0054565 | 0.0054565 | 0.0054565 | 0.0054565 | 0.0054565 | 0.0054565 | 0.0054565 | 0.0054565 | 0.0054565 | 0.0054565 | 0.0054565 | 0.0054565
F4_Commercial_Warehouse (WA)_New_Water Heating_Natural Gas_Water Heater_E4 | F4 | Commercial | Warehouse (WA) | New | Water Heating | Natural Gas | Water Heater | E4 | Utility - Cost of Equipment | 0.0054997 | 0.0054997 | 0.0054997 | 0.0054997 | 0.0054997 | 0.0054997 | 0.0054997 | 0.0054997 | 0.0054997 | 0.0054997 | 0.0054997 | 0.0054997 | 0.0054997 | 0.0054997 | 0.0054997 | 0.0054997 | 0.0054997 | 0.0054997 | 0.0054997 | 0.0054997 | 0.0054997 | 0.0054997 | 0.0054997 | 0.0054997 | 0.0054997 | 0.0054997 | 0.0054997
F4_Commercial_Warehouse (WA)_New_Water Heating_Natural Gas_Water Heater_E5 | F4 | Commercial | Warehouse (WA) | New | Water Heating | Natural Gas | Water Heater | E5 | Utility - Cost of Equipment | 0.011872 | 0.011872 | 0.011872 | 0.011872 | 0.011872 | 0.011872 | 0.011872 | 0.011872 | 0.011872 | 0.011872 | 0.011872 | 0.011872 | 0.011872 | 0.011872 | 0.011872 | 0.011872 | 0.011872 | 0.011872 | 0.011872 | 0.011872 | 0.011872 | 0.011872 | 0.011872 | 0.011872 | 0.011872 | 0.011872 | 0.011872
F4_Commercial_Warehouse (WA)_New_Water Heating_Natural Gas_Water Heater_E6 | F4 | Commercial | Warehouse (WA) | New | Water Heating | Natural Gas | Water Heater | E6 | Utility - Cost of Equipment | 0 | 0 | 0 | 0 | 0 | 0 | 0 | 0 | 0 | 0 | 0 | 0 | 0 | 0 | 0 | 0 | 0 | 0 | 0 | 0 | 0 | 0 | 0 | 0 | 0 | 0 | 0
F4_Commercial_Warehouse (WA)_New_Water Heating_Natural Gas_Water Heater_E7 | F4 | Commercial | Warehouse (WA) | New | Water Heating | Natural Gas | Water Heater | E7 | Utility - Cost of Equipment | 0 | 0 | 0 | 0 | 0 | 0 | 0 | 0 | 0 | 0 | 0 | 0 | 0 | 0 | 0 | 0 | 0 | 0 | 0 | 0 | 0 | 0 | 0 | 0 | 0 | 0 | 0
F4_Commercial_Warehouse (WA)_New_Water Heating_Natural Gas_Water Heater_E8 | F4 | Commercial | Warehouse (WA) | New | Water Heating | Natural Gas | Water Heater | E8 | Utility - Cost of Equipment | 0 | 0 | 0 | 0 | 0 | 0 | 0 | 0 | 0 | 0 | 0 | 0 | 0 | 0 | 0 | 0 | 0 | 0 | 0 | 0 | 0 | 0 | 0 | 0 | 0 | 0 | 0
F4_Commercial_Warehouse (WA)_New_Water Heating_Natural Gas_Water Heater_E9 | F4 | Commercial | Warehouse (WA) | New | Water Heating | Natural Gas | Water Heater | E9 | Utility - Cost of Equipment | 0 | 0 | 0 | 0 | 0 | 0 | 0 | 0 | 0 | 0 | 0 | 0 | 0 | 0 | 0 | 0 | 0 | 0 | 0 | 0 | 0 | 0 | 0 | 0 | 0 | 0 | 0
F4_Commercial_Warehouse (WA)_New_Water Heating_Natural Gas_Water Heater_E10 | F4 | Commercial | Warehouse (WA) | New | Water Heating | Natural Gas | Water Heater | E10 | Utility - Cost of Equipment | 0 | 0 | 0 | 0 | 0 | 0 | 0 | 0 | 0 | 0 | 0 | 0 | 0 | 0 | 0 | 0 | 0 | 0 | 0 | 0 | 0 | 0 | 0 | 0 | 0 | 0 | 0
F5_Commercial_Warehouse (WA)_New_Water Heating_Natural Gas_Water Heater_E1 | F5 | Commercial | Warehouse (WA) | New | Water Heating | Natural Gas | Water Heater | E1 | Utility - Cost of Operation | 0.028312 | 0.029056 | 0.029891 | 0.030826 | 0.031867 | 0.033098 | 0.034352 | 0.035588 | 0.036776 | 0.037982 | 0.038964 | 0.03989 | 0.040881 | 0.041856 | 0.042741 | 0.043578 | 0.044343 | 0.045101 | 0.045905 | 0.046694 | 0.047503 | 0.048342 | 0.049191 | 0.050065 | 0.050955 | 0.05186 | 0.052781
F5_Commercial_Warehouse (WA)_New_Water Heating_Natural Gas_Water Heater_E2 | F5 | Commercial | Warehouse (WA) | New | Water Heating | Natural Gas | Water Heater | E2 | Utility - Cost of Operation | 0.025166 | 0.025827 | 0.026569 | 0.0274 | 0.028326 | 0.029421 | 0.030536 | 0.031634 | 0.03269 | 0.033762 | 0.034635 | 0.035458 | 0.036339 | 0.037205 | 0.037992 | 0.038736 | 0.039416 | 0.040089 | 0.040804 | 0.041506 | 0.042225 | 0.042971 | 0.043726 | 0.044502 | 0.045293 | 0.046098 | 0.046917
F5_Commercial_Warehouse (WA)_New_Water Heating_Natural Gas_Water Heater_E3 | F5 | Commercial | Warehouse (WA) | New | Water Heating | Natural Gas | Water Heater | E3 | Utility - Cost of Operation | 0.024096 | 0.024728 | 0.025439 | 0.026234 | 0.027121 | 0.028169 | 0.029236 | 0.030288 | 0.031299 | 0.032325 | 0.033161 | 0.033949 | 0.034792 | 0.035622 | 0.036375 | 0.037088 | 0.037738 | 0.038384 | 0.039068 | 0.039739 | 0.040428 | 0.041143 | 0.041865 | 0.042609 | 0.043366 | 0.044136 | 0.04492
F5_Commercial_Warehouse (WA)_New_Water Heating_Natural Gas_Water Heater_E4 | F5 | Commercial | Warehouse (WA) | New | Water Heating | Natural Gas | Water Heater | E4 | Utility - Cost of Operation | 0.025585 | 0.026246 | 0.026969 | 0.027757 | 0.028616 | 0.029611 | 0.030621 | 0.031619 | 0.032585 | 0.033565 | 0.034384 | 0.035166 | 0.035996 | 0.036817 | 0.037574 | 0.038299 | 0.038972 | 0.039643 | 0.040349 | 0.041047 | 0.041761 | 0.0425 | 0.043247 | 0.044016 | 0.044798 | 0.045594 | 0.046404
F5_Commercial_Warehouse (WA)_New_Water Heating_Natural Gas_Water Heater_E5 | F5 | Commercial | Warehouse (WA) | New | Water Heating | Natural Gas | Water Heater | E5 | Utility - Cost of Operation | 0.014757 | 0.015145 | 0.015588 | 0.016093 | 0.016663 | 0.017346 | 0.018043 | 0.018728 | 0.019385 | 0.020052 | 0.020587 | 0.021089 | 0.021628 | 0.022157 | 0.022633 | 0.02308 | 0.023484 | 0.023884 | 0.02431 | 0.024727 | 0.025154 | 0.025599 | 0.026048 | 0.02651 | 0.026981 | 0.027461 | 0.027948
F5_Commercial_Warehouse (WA)_New_Water Heating_Natural Gas_Water Heater_E6 | F5 | Commercial | Warehouse (WA) | New | Water Heating | Natural Gas | Water Heater | E6 | Utility - Cost of Operation | 0 | 0 | 0 | 0 | 0 | 0 | 0 | 0 | 0 | 0 | 0 | 0 | 0 | 0 | 0 | 0 | 0 | 0 | 0 | 0 | 0 | 0 | 0 | 0 | 0 | 0 | 0
F5_Commercial_Warehouse (WA)_New_Water Heating_Natural Gas_Water Heater_E7 | F5 | Commercial | Warehouse (WA) | New | Water Heating | Natural Gas | Water Heater | E7 | Utility - Cost of Operation | 0 | 0 | 0 | 0 | 0 | 0 | 0 | 0 | 0 | 0 | 0 | 0 | 0 | 0 | 0 | 0 | 0 | 0 | 0 | 0 | 0 | 0 | 0 | 0 | 0 | 0 | 0
F5_Commercial_Warehouse (WA)_New_Water Heating_Natural Gas_Water Heater_E8 | F5 | Commercial | Warehouse (WA) | New | Water Heating | Natural Gas | Water Heater | E8 | Utility - Cost of Operation | 0 | 0 | 0 | 0 | 0 | 0 | 0 | 0 | 0 | 0 | 0 | 0 | 0 | 0 | 0 | 0 | 0 | 0 | 0 | 0 | 0 | 0 | 0 | 0 | 0 | 0 | 0
F5_Commercial_Warehouse (WA)_New_Water Heating_Natural Gas_Water Heater_E9 | F5 | Commercial | Warehouse (WA) | New | Water Heating | Natural Gas | Water Heater | E9 | Utility - Cost of Operation | 0 | 0 | 0 | 0 | 0 | 0 | 0 | 0 | 0 | 0 | 0 | 0 | 0 | 0 | 0 | 0 | 0 | 0 | 0 | 0 | 0 | 0 | 0 | 0 | 0 | 0 | 0
F5_Commercial_Warehouse (WA)_New_Water Heating_Natural Gas_Water Heater_E10 | F5 | Commercial | Warehouse (WA) | New | Water Heating | Natural Gas | Water Heater | E10 | Utility - Cost of Operation | 0 | 0 | 0 | 0 | 0 | 0 | 0 | 0 | 0 | 0 | 0 | 0 | 0 | 0 | 0 | 0 | 0 | 0 | 0 | 0 | 0 | 0 | 0 | 0 | 0 | 0 | 0
F6_Commercial_Warehouse (WA)_New_Water Heating_Natural Gas_Water Heater_E1 | F6 | Commercial | Warehouse (WA) | New | Water Heating | Natural Gas | Water Heater | E1 | Utility - Value of Sales | 0.033005 | 0.033668 | 0.034415 | 0.035253 | 0.036188 | 0.037319 | 0.03844 | 0.0395 | 0.040462 | 0.041398 | 0.042368 | 0.043257 | 0.044207 | 0.045127 | 0.045936 | 0.04668 | 0.047329 | 0.047957 | 0.048618 | 0.049246 | 0.049879 | 0.05076 | 0.051651 | 0.052568 | 0.053502 | 0.054453 | 0.05542
F6_Commercial_Warehouse (WA)_New_Water Heating_Natural Gas_Water Heater_E2 | F6 | Commercial | Warehouse (WA) | New | Water Heating | Natural Gas | Water Heater | E2 | Utility - Value of Sales | 0.029338 | 0.029927 | 0.030591 | 0.031336 | 0.032167 | 0.033172 | 0.034169 | 0.035111 | 0.035966 | 0.036798 | 0.03766 | 0.038451 | 0.039295 | 0.040113 | 0.040832 | 0.041493 | 0.042071 | 0.042628 | 0.043216 | 0.043775 | 0.044336 | 0.04512 | 0.045912 | 0.046728 | 0.047558 | 0.048403 | 0.049263
F6_Commercial_Warehouse (WA)_New_Water Heating_Natural Gas_Water Heater_E3 | F6 | Commercial | Warehouse (WA) | New | Water Heating | Natural Gas | Water Heater | E3 | Utility - Value of Sales | 0.028089 | 0.028654 | 0.029289 | 0.030003 | 0.030799 | 0.03176 | 0.032715 | 0.033617 | 0.034435 | 0.035232 | 0.036058 | 0.036814 | 0.037623 | 0.038406 | 0.039095 | 0.039728 | 0.04028 | 0.040814 | 0.041377 | 0.041912 | 0.04245 | 0.0432 | 0.043958 | 0.044739 | 0.045534 | 0.046343 | 0.047166
F6_Commercial_Warehouse (WA)_New_Water Heating_Natural Gas_Water Heater_E4 | F6 | Commercial | Warehouse (WA) | New | Water Heating | Natural Gas | Water Heater | E4 | Utility - Value of Sales | 0.029449 | 0.030041 | 0.030687 | 0.03139 | 0.032155 | 0.033055 | 0.033946 | 0.034797 | 0.035583 | 0.036358 | 0.037166 | 0.037926 | 0.038731 | 0.039518 | 0.040225 | 0.040887 | 0.041482 | 0.042064 | 0.042672 | 0.043258 | 0.043849 | 0.044625 | 0.04541 | 0.046216 | 0.047038 | 0.047873 | 0.048724
F6_Commercial_Warehouse (WA)_New_Water Heating_Natural Gas_Water Heater_E5 | F6 | Commercial | Warehouse (WA) | New | Water Heating | Natural Gas | Water Heater | E5 | Utility - Value of Sales | 0.017315 | 0.017656 | 0.01805 | 0.018506 | 0.019028 | 0.019664 | 0.020294 | 0.020887 | 0.021419 | 0.021933 | 0.022463 | 0.022942 | 0.023455 | 0.02395 | 0.02438 | 0.024771 | 0.025106 | 0.025428 | 0.025769 | 0.02609 | 0.026412 | 0.026878 | 0.02735 | 0.027836 | 0.02833 | 0.028834 | 0.029346
F6_Commercial_Warehouse (WA)_New_Water Heating_Natural Gas_Water Heater_E6 | F6 | Commercial | Warehouse (WA) | New | Water Heating | Natural Gas | Water Heater | E6 | Utility - Value of Sales | 0 | 0 | 0 | 0 | 0 | 0 | 0 | 0 | 0 | 0 | 0 | 0 | 0 | 0 | 0 | 0 | 0 | 0 | 0 | 0 | 0 | 0 | 0 | 0 | 0 | 0 | 0
F6_Commercial_Warehouse (WA)_New_Water Heating_Natural Gas_Water Heater_E7 | F6 | Commercial | Warehouse (WA) | New | Water Heating | Natural Gas | Water Heater | E7 | Utility - Value of Sales | 0 | 0 | 0 | 0 | 0 | 0 | 0 | 0 | 0 | 0 | 0 | 0 | 0 | 0 | 0 | 0 | 0 | 0 | 0 | 0 | 0 | 0 | 0 | 0 | 0 | 0 | 0
F6_Commercial_Warehouse (WA)_New_Water Heating_Natural Gas_Water Heater_E8 | F6 | Commercial | Warehouse (WA) | New | Water Heating | Natural Gas | Water Heater | E8 | Utility - Value of Sales | 0 | 0 | 0 | 0 | 0 | 0 | 0 | 0 | 0 | 0 | 0 | 0 | 0 | 0 | 0 | 0 | 0 | 0 | 0 | 0 | 0 | 0 | 0 | 0 | 0 | 0 | 0
F6_Commercial_Warehouse (WA)_New_Water Heating_Natural Gas_Water Heater_E9 | F6 | Commercial | Warehouse (WA) | New | Water Heating | Natural Gas | Water Heater | E9 | Utility - Value of Sales | 0 | 0 | 0 | 0 | 0 | 0 | 0 | 0 | 0 | 0 | 0 | 0 | 0 | 0 | 0 | 0 | 0 | 0 | 0 | 0 | 0 | 0 | 0 | 0 | 0 | 0 | 0
F6_Commercial_Warehouse (WA)_New_Water Heating_Natural Gas_Water Heater_E10 | F6 | Commercial | Warehouse (WA) | New | Water Heating | Natural Gas | Water Heater | E10 | Utility - Value of Sales | 0 | 0 | 0 | 0 | 0 | 0 | 0 | 0 | 0 | 0 | 0 | 0 | 0 | 0 | 0 | 0 | 0 | 0 | 0 | 0 | 0 | 0 | 0 | 0 | 0 | 0 | 0
F1_Commercial_Warehouse (WA)_New_Food Preparation_Natural Gas_Oven_E1 | F1 | Commercial | Warehouse (WA) | New | Food Preparation | Natural Gas | Oven | E1 | RVT - Cost of Equipment | 2.9427e-06 | 2.9427e-06 | 2.9427e-06 | 2.9427e-06 | 2.9427e-06 | 2.9427e-06 | 2.9427e-06 | 2.9427e-06 | 2.9427e-06 | 2.9427e-06 | 2.9427e-06 | 2.9427e-06 | 2.9427e-06 | 2.9427e-06 | 2.9427e-06 | 2.9427e-06 | 2.9427e-06 | 2.9427e-06 | 2.9427e-06 | 2.9427e-06 | 2.9427e-06 | 2.9427e-06 | 2.9427e-06 | 2.9427e-06 | 2.9427e-06 | 2.9427e-06 | 2.9427e-06
F1_Commercial_Warehouse (WA)_New_Food Preparation_Natural Gas_Oven_E2 | F1 | Commercial | Warehouse (WA) | New | Food Preparation | Natural Gas | Oven | E2 | RVT - Cost of Equipment | 4.0097e-06 | 4.0097e-06 | 4.0097e-06 | 4.0097e-06 | 4.0097e-06 | 4.0097e-06 | 4.0097e-06 | 4.0097e-06 | 4.0097e-06 | 4.0097e-06 | 4.0097e-06 | 4.0097e-06 | 4.0097e-06 | 4.0097e-06 | 4.0097e-06 | 4.0097e-06 | 4.0097e-06 | 4.0097e-06 | 4.0097e-06 | 4.0097e-06 | 4.0097e-06 | 4.0097e-06 | 4.0097e-06 | 4.0097e-06 | 4.0097e-06 | 4.0097e-06 | 4.0097e-06
F1_Commercial_Warehouse (WA)_New_Food Preparation_Natural Gas_Oven_E3 | F1 | Commercial | Warehouse (WA) | New | Food Preparation | Natural Gas | Oven | E3 | RVT - Cost of Equipment | 0 | 0 | 0 | 0 | 0 | 0 | 0 | 0 | 0 | 0 | 0 | 0 | 0 | 0 | 0 | 0 | 0 | 0 | 0 | 0 | 0 | 0 | 0 | 0 | 0 | 0 | 0
F1_Commercial_Warehouse (WA)_New_Food Preparation_Natural Gas_Oven_E4 | F1 | Commercial | Warehouse (WA) | New | Food Preparation | Natural Gas | Oven | E4 | RVT - Cost of Equipment | 0 | 0 | 0 | 0 | 0 | 0 | 0 | 0 | 0 | 0 | 0 | 0 | 0 | 0 | 0 | 0 | 0 | 0 | 0 | 0 | 0 | 0 | 0 | 0 | 0 | 0 | 0
F1_Commercial_Warehouse (WA)_New_Food Preparation_Natural Gas_Oven_E5 | F1 | Commercial | Warehouse (WA) | New | Food Preparation | Natural Gas | Oven | E5 | RVT - Cost of Equipment | 0 | 0 | 0 | 0 | 0 | 0 | 0 | 0 | 0 | 0 | 0 | 0 | 0 | 0 | 0 | 0 | 0 | 0 | 0 | 0 | 0 | 0 | 0 | 0 | 0 | 0 | 0
F1_Commercial_Warehouse (WA)_New_Food Preparation_Natural Gas_Oven_E6 | F1 | Commercial | Warehouse (WA) | New | Food Preparation | Natural Gas | Oven | E6 | RVT - Cost of Equipment | 0 | 0 | 0 | 0 | 0 | 0 | 0 | 0 | 0 | 0 | 0 | 0 | 0 | 0 | 0 | 0 | 0 | 0 | 0 | 0 | 0 | 0 | 0 | 0 | 0 | 0 | 0
F1_Commercial_Warehouse (WA)_New_Food Preparation_Natural Gas_Oven_E7 | F1 | Commercial | Warehouse (WA) | New | Food Preparation | Natural Gas | Oven | E7 | RVT - Cost of Equipment | 0 | 0 | 0 | 0 | 0 | 0 | 0 | 0 | 0 | 0 | 0 | 0 | 0 | 0 | 0 | 0 | 0 | 0 | 0 | 0 | 0 | 0 | 0 | 0 | 0 | 0 | 0
F1_Commercial_Warehouse (WA)_New_Food Preparation_Natural Gas_Oven_E8 | F1 | Commercial | Warehouse (WA) | New | Food Preparation | Natural Gas | Oven | E8 | RVT - Cost of Equipment | 0 | 0 | 0 | 0 | 0 | 0 | 0 | 0 | 0 | 0 | 0 | 0 | 0 | 0 | 0 | 0 | 0 | 0 | 0 | 0 | 0 | 0 | 0 | 0 | 0 | 0 | 0
F1_Commercial_Warehouse (WA)_New_Food Preparation_Natural Gas_Oven_E9 | F1 | Commercial | Warehouse (WA) | New | Food Preparation | Natural Gas | Oven | E9 | RVT - Cost of Equipment | 0 | 0 | 0 | 0 | 0 | 0 | 0 | 0 | 0 | 0 | 0 | 0 | 0 | 0 | 0 | 0 | 0 | 0 | 0 | 0 | 0 | 0 | 0 | 0 | 0 | 0 | 0
F1_Commercial_Warehouse (WA)_New_Food Preparation_Natural Gas_Oven_E10 | F1 | Commercial | Warehouse (WA) | New | Food Preparation | Natural Gas | Oven | E10 | RVT - Cost of Equipment | 0 | 0 | 0 | 0 | 0 | 0 | 0 | 0 | 0 | 0 | 0 | 0 | 0 | 0 | 0 | 0 | 0 | 0 | 0 | 0 | 0 | 0 | 0 | 0 | 0 | 0 | 0
F2_Commercial_Warehouse (WA)_New_Food Preparation_Natural Gas_Oven_E1 | F2 | Commercial | Warehouse (WA) | New | Food Preparation | Natural Gas | Oven | E1 | RVT - Cost of Operation | 0.0021855 | 0.0022219 | 0.0022663 | 0.0023201 | 0.0023842 | 0.002469 | 0.0025559 | 0.00264 | 0.0027174 | 0.0027917 | 0.002868 | 0.0029362 | 0.0030074 | 0.0030731 | 0.0031285 | 0.0031776 | 0.0032178 | 0.0032558 | 0.0032965 | 0.0033338 | 0.0033711 | 0.0034306 | 0.0034906 | 0.0035526 | 0.0036157 | 0.0036799 | 0.0037453
F2_Commercial_Warehouse (WA)_New_Food Preparation_Natural Gas_Oven_E2 | F2 | Commercial | Warehouse (WA) | New | Food Preparation | Natural Gas | Oven | E2 | RVT - Cost of Operation | 0.0015519 | 0.0015778 | 0.0016093 | 0.0016475 | 0.001693 | 0.0017532 | 0.0018149 | 0.0018746 | 0.0019296 | 0.0019824 | 0.0020366 | 0.002085 | 0.0021355 | 0.0021822 | 0.0022215 | 0.0022564 | 0.002285 | 0.0023119 | 0.0023408 | 0.0023673 | 0.0023938 | 0.002436 | 0.0024786 | 0.0025227 | 0.0025675 | 0.0026131 | 0.0026595
F2_Commercial_Warehouse (WA)_New_Food Preparation_Natural Gas_Oven_E3 | F2 | Commercial | Warehouse (WA) | New | Food Preparation | Natural Gas | Oven | E3 | RVT - Cost of Operation | 0 | 0 | 0 | 0 | 0 | 0 | 0 | 0 | 0 | 0 | 0 | 0 | 0 | 0 | 0 | 0 | 0 | 0 | 0 | 0 | 0 | 0 | 0 | 0 | 0 | 0 | 0
F2_Commercial_Warehouse (WA)_New_Food Preparation_Natural Gas_Oven_E4 | F2 | Commercial | Warehouse (WA) | New | Food Preparation | Natural Gas | Oven | E4 | RVT - Cost of Operation | 0 | 0 | 0 | 0 | 0 | 0 | 0 | 0 | 0 | 0 | 0 | 0 | 0 | 0 | 0 | 0 | 0 | 0 | 0 | 0 | 0 | 0 | 0 | 0 | 0 | 0 | 0
F2_Commercial_Warehouse (WA)_New_Food Preparation_Natural Gas_Oven_E5 | F2 | Commercial | Warehouse (WA) | New | Food Preparation | Natural Gas | Oven | E5 | RVT - Cost of Operation | 0 | 0 | 0 | 0 | 0 | 0 | 0 | 0 | 0 | 0 | 0 | 0 | 0 | 0 | 0 | 0 | 0 | 0 | 0 | 0 | 0 | 0 | 0 | 0 | 0 | 0 | 0
F2_Commercial_Warehouse (WA)_New_Food Preparation_Natural Gas_Oven_E6 | F2 | Commercial | Warehouse (WA) | New | Food Preparation | Natural Gas | Oven | E6 | RVT - Cost of Operation | 0 | 0 | 0 | 0 | 0 | 0 | 0 | 0 | 0 | 0 | 0 | 0 | 0 | 0 | 0 | 0 | 0 | 0 | 0 | 0 | 0 | 0 | 0 | 0 | 0 | 0 | 0
F2_Commercial_Warehouse (WA)_New_Food Preparation_Natural Gas_Oven_E7 | F2 | Commercial | Warehouse (WA) | New | Food Preparation | Natural Gas | Oven | E7 | RVT - Cost of Operation | 0 | 0 | 0 | 0 | 0 | 0 | 0 | 0 | 0 | 0 | 0 | 0 | 0 | 0 | 0 | 0 | 0 | 0 | 0 | 0 | 0 | 0 | 0 | 0 | 0 | 0 | 0
F2_Commercial_Warehouse (WA)_New_Food Preparation_Natural Gas_Oven_E8 | F2 | Commercial | Warehouse (WA) | New | Food Preparation | Natural Gas | Oven | E8 | RVT - Cost of Operation | 0 | 0 | 0 | 0 | 0 | 0 | 0 | 0 | 0 | 0 | 0 | 0 | 0 | 0 | 0 | 0 | 0 | 0 | 0 | 0 | 0 | 0 | 0 | 0 | 0 | 0 | 0
F2_Commercial_Warehouse (WA)_New_Food Preparation_Natural Gas_Oven_E9 | F2 | Commercial | Warehouse (WA) | New | Food Preparation | Natural Gas | Oven | E9 | RVT - Cost of Operation | 0 | 0 | 0 | 0 | 0 | 0 | 0 | 0 | 0 | 0 | 0 | 0 | 0 | 0 | 0 | 0 | 0 | 0 | 0 | 0 | 0 | 0 | 0 | 0 | 0 | 0 | 0
F2_Commercial_Warehouse (WA)_New_Food Preparation_Natural Gas_Oven_E10 | F2 | Commercial | Warehouse (WA) | New | Food Preparation | Natural Gas | Oven | E10 | RVT - Cost of Operation | 0 | 0 | 0 | 0 | 0 | 0 | 0 | 0 | 0 | 0 | 0 | 0 | 0 | 0 | 0 | 0 | 0 | 0 | 0 | 0 | 0 | 0 | 0 | 0 | 0 | 0 | 0
F3_Commercial_Warehouse (WA)_New_Food Preparation_Natural Gas_Oven_E1 | F3 | Commercial | Warehouse (WA) | New | Food Preparation | Natural Gas | Oven | E1 | System - kBTUs of Consumption | 0.52975 | 0.52975 | 0.52975 | 0.52975 | 0.52975 | 0.52975 | 0.52975 | 0.52975 | 0.52975 | 0.52975 | 0.52975 | 0.52975 | 0.52975 | 0.52975 | 0.52975 | 0.52975 | 0.52975 | 0.52975 | 0.52975 | 0.52975 | 0.52975 | 0.52975 | 0.52975 | 0.52975 | 0.52975 | 0.52975 | 0.52975
F3_Commercial_Warehouse (WA)_New_Food Preparation_Natural Gas_Oven_E2 | F3 | Commercial | Warehouse (WA) | New | Food Preparation | Natural Gas | Oven | E2 | System - kBTUs of Consumption | 0.37618 | 0.37618 | 0.37618 | 0.37618 | 0.37618 | 0.37618 | 0.37618 | 0.37618 | 0.37618 | 0.37618 | 0.37618 | 0.37618 | 0.37618 | 0.37618 | 0.37618 | 0.37618 | 0.37618 | 0.37618 | 0.37618 | 0.37618 | 0.37618 | 0.37618 | 0.37618 | 0.37618 | 0.37618 | 0.37618 | 0.37618
F3_Commercial_Warehouse (WA)_New_Food Preparation_Natural Gas_Oven_E3 | F3 | Commercial | Warehouse (WA) | New | Food Preparation | Natural Gas | Oven | E3 | System - kBTUs of Consumption | 0 | 0 | 0 | 0 | 0 | 0 | 0 | 0 | 0 | 0 | 0 | 0 | 0 | 0 | 0 | 0 | 0 | 0 | 0 | 0 | 0 | 0 | 0 | 0 | 0 | 0 | 0
F3_Commercial_Warehouse (WA)_New_Food Preparation_Natural Gas_Oven_E4 | F3 | Commercial | Warehouse (WA) | New | Food Preparation | Natural Gas | Oven | E4 | System - kBTUs of Consumption | 0 | 0 | 0 | 0 | 0 | 0 | 0 | 0 | 0 | 0 | 0 | 0 | 0 | 0 | 0 | 0 | 0 | 0 | 0 | 0 | 0 | 0 | 0 | 0 | 0 | 0 | 0
F3_Commercial_Warehouse (WA)_New_Food Preparation_Natural Gas_Oven_E5 | F3 | Commercial | Warehouse (WA) | New | Food Preparation | Natural Gas | Oven | E5 | System - kBTUs of Consumption | 0 | 0 | 0 | 0 | 0 | 0 | 0 | 0 | 0 | 0 | 0 | 0 | 0 | 0 | 0 | 0 | 0 | 0 | 0 | 0 | 0 | 0 | 0 | 0 | 0 | 0 | 0
F3_Commercial_Warehouse (WA)_New_Food Preparation_Natural Gas_Oven_E6 | F3 | Commercial | Warehouse (WA) | New | Food Preparation | Natural Gas | Oven | E6 | System - kBTUs of Consumption | 0 | 0 | 0 | 0 | 0 | 0 | 0 | 0 | 0 | 0 | 0 | 0 | 0 | 0 | 0 | 0 | 0 | 0 | 0 | 0 | 0 | 0 | 0 | 0 | 0 | 0 | 0
F3_Commercial_Warehouse (WA)_New_Food Preparation_Natural Gas_Oven_E7 | F3 | Commercial | Warehouse (WA) | New | Food Preparation | Natural Gas | Oven | E7 | System - kBTUs of Consumption | 0 | 0 | 0 | 0 | 0 | 0 | 0 | 0 | 0 | 0 | 0 | 0 | 0 | 0 | 0 | 0 | 0 | 0 | 0 | 0 | 0 | 0 | 0 | 0 | 0 | 0 | 0
F3_Commercial_Warehouse (WA)_New_Food Preparation_Natural Gas_Oven_E8 | F3 | Commercial | Warehouse (WA) | New | Food Preparation | Natural Gas | Oven | E8 | System - kBTUs of Consumption | 0 | 0 | 0 | 0 | 0 | 0 | 0 | 0 | 0 | 0 | 0 | 0 | 0 | 0 | 0 | 0 | 0 | 0 | 0 | 0 | 0 | 0 | 0 | 0 | 0 | 0 | 0
F3_Commercial_Warehouse (WA)_New_Food Preparation_Natural Gas_Oven_E9 | F3 | Commercial | Warehouse (WA) | New | Food Preparation | Natural Gas | Oven | E9 | System - kBTUs of Consumption | 0 | 0 | 0 | 0 | 0 | 0 | 0 | 0 | 0 | 0 | 0 | 0 | 0 | 0 | 0 | 0 | 0 | 0 | 0 | 0 | 0 | 0 | 0 | 0 | 0 | 0 | 0
F3_Commercial_Warehouse (WA)_New_Food Preparation_Natural Gas_Oven_E10 | F3 | Commercial | Warehouse (WA) | New | Food Preparation | Natural Gas | Oven | E10 | System - kBTUs of Consumption | 0 | 0 | 0 | 0 | 0 | 0 | 0 | 0 | 0 | 0 | 0 | 0 | 0 | 0 | 0 | 0 | 0 | 0 | 0 | 0 | 0 | 0 | 0 | 0 | 0 | 0 | 0
F4_Commercial_Warehouse (WA)_New_Food Preparation_Natural Gas_Oven_E1 | F4 | Commercial | Warehouse (WA) | New | Food Preparation | Natural Gas | Oven | E1 | Utility - Cost of Equipment | 2.9427e-06 | 2.9427e-06 | 2.9427e-06 | 2.9427e-06 | 2.9427e-06 | 2.9427e-06 | 2.9427e-06 | 2.9427e-06 | 2.9427e-06 | 2.9427e-06 | 2.9427e-06 | 2.9427e-06 | 2.9427e-06 | 2.9427e-06 | 2.9427e-06 | 2.9427e-06 | 2.9427e-06 | 2.9427e-06 | 2.9427e-06 | 2.9427e-06 | 2.9427e-06 | 2.9427e-06 | 2.9427e-06 | 2.9427e-06 | 2.9427e-06 | 2.9427e-06 | 2.9427e-06
F4_Commercial_Warehouse (WA)_New_Food Preparation_Natural Gas_Oven_E2 | F4 | Commercial | Warehouse (WA) | New | Food Preparation | Natural Gas | Oven | E2 | Utility - Cost of Equipment | 4.0097e-06 | 4.0097e-06 | 4.0097e-06 | 4.0097e-06 | 4.0097e-06 | 4.0097e-06 | 4.0097e-06 | 4.0097e-06 | 4.0097e-06 | 4.0097e-06 | 4.0097e-06 | 4.0097e-06 | 4.0097e-06 | 4.0097e-06 | 4.0097e-06 | 4.0097e-06 | 4.0097e-06 | 4.0097e-06 | 4.0097e-06 | 4.0097e-06 | 4.0097e-06 | 4.0097e-06 | 4.0097e-06 | 4.0097e-06 | 4.0097e-06 | 4.0097e-06 | 4.0097e-06
F4_Commercial_Warehouse (WA)_New_Food Preparation_Natural Gas_Oven_E3 | F4 | Commercial | Warehouse (WA) | New | Food Preparation | Natural Gas | Oven | E3 | Utility - Cost of Equipment | 0 | 0 | 0 | 0 | 0 | 0 | 0 | 0 | 0 | 0 | 0 | 0 | 0 | 0 | 0 | 0 | 0 | 0 | 0 | 0 | 0 | 0 | 0 | 0 | 0 | 0 | 0
F4_Commercial_Warehouse (WA)_New_Food Preparation_Natural Gas_Oven_E4 | F4 | Commercial | Warehouse (WA) | New | Food Preparation | Natural Gas | Oven | E4 | Utility - Cost of Equipment | 0 | 0 | 0 | 0 | 0 | 0 | 0 | 0 | 0 | 0 | 0 | 0 | 0 | 0 | 0 | 0 | 0 | 0 | 0 | 0 | 0 | 0 | 0 | 0 | 0 | 0 | 0
F4_Commercial_Warehouse (WA)_New_Food Preparation_Natural Gas_Oven_E5 | F4 | Commercial | Warehouse (WA) | New | Food Preparation | Natural Gas | Oven | E5 | Utility - Cost of Equipment | 0 | 0 | 0 | 0 | 0 | 0 | 0 | 0 | 0 | 0 | 0 | 0 | 0 | 0 | 0 | 0 | 0 | 0 | 0 | 0 | 0 | 0 | 0 | 0 | 0 | 0 | 0
F4_Commercial_Warehouse (WA)_New_Food Preparation_Natural Gas_Oven_E6 | F4 | Commercial | Warehouse (WA) | New | Food Preparation | Natural Gas | Oven | E6 | Utility - Cost of Equipment | 0 | 0 | 0 | 0 | 0 | 0 | 0 | 0 | 0 | 0 | 0 | 0 | 0 | 0 | 0 | 0 | 0 | 0 | 0 | 0 | 0 | 0 | 0 | 0 | 0 | 0 | 0
F4_Commercial_Warehouse (WA)_New_Food Preparation_Natural Gas_Oven_E7 | F4 | Commercial | Warehouse (WA) | New | Food Preparation | Natural Gas | Oven | E7 | Utility - Cost of Equipment | 0 | 0 | 0 | 0 | 0 | 0 | 0 | 0 | 0 | 0 | 0 | 0 | 0 | 0 | 0 | 0 | 0 | 0 | 0 | 0 | 0 | 0 | 0 | 0 | 0 | 0 | 0
F4_Commercial_Warehouse (WA)_New_Food Preparation_Natural Gas_Oven_E8 | F4 | Commercial | Warehouse (WA) | New | Food Preparation | Natural Gas | Oven | E8 | Utility - Cost of Equipment | 0 | 0 | 0 | 0 | 0 | 0 | 0 | 0 | 0 | 0 | 0 | 0 | 0 | 0 | 0 | 0 | 0 | 0 | 0 | 0 | 0 | 0 | 0 | 0 | 0 | 0 | 0
F4_Commercial_Warehouse (WA)_New_Food Preparation_Natural Gas_Oven_E9 | F4 | Commercial | Warehouse (WA) | New | Food Preparation | Natural Gas | Oven | E9 | Utility - Cost of Equipment | 0 | 0 | 0 | 0 | 0 | 0 | 0 | 0 | 0 | 0 | 0 | 0 | 0 | 0 | 0 | 0 | 0 | 0 | 0 | 0 | 0 | 0 | 0 | 0 | 0 | 0 | 0
F4_Commercial_Warehouse (WA)_New_Food Preparation_Natural Gas_Oven_E10 | F4 | Commercial | Warehouse (WA) | New | Food Preparation | Natural Gas | Oven | E10 | Utility - Cost of Equipment | 0 | 0 | 0 | 0 | 0 | 0 | 0 | 0 | 0 | 0 | 0 | 0 | 0 | 0 | 0 | 0 | 0 | 0 | 0 | 0 | 0 | 0 | 0 | 0 | 0 | 0 | 0
F5_Commercial_Warehouse (WA)_New_Food Preparation_Natural Gas_Oven_E1 | F5 | Commercial | Warehouse (WA) | New | Food Preparation | Natural Gas | Oven | E1 | Utility - Cost of Operation | 0.0018372 | 0.0018797 | 0.001933 | 0.0019959 | 0.0020691 | 0.0021614 | 0.0022576 | 0.0023534 | 0.0024459 | 0.0025396 | 0.0026128 | 0.0026808 | 0.0027542 | 0.0028257 | 0.0028887 | 0.0029471 | 0.0029986 | 0.0030492 | 0.0031036 | 0.0031563 | 0.0032106 | 0.0032672 | 0.0033243 | 0.0033834 | 0.0034435 | 0.0035047 | 0.003567
F5_Commercial_Warehouse (WA)_New_Food Preparation_Natural Gas_Oven_E2 | F5 | Commercial | Warehouse (WA) | New | Food Preparation | Natural Gas | Oven | E2 | Utility - Cost of Operation | 0.0013046 | 0.0013347 | 0.0013726 | 0.0014173 | 0.0014693 | 0.0015348 | 0.0016031 | 0.0016712 | 0.0017368 | 0.0018034 | 0.0018553 | 0.0019037 | 0.0019558 | 0.0020065 | 0.0020513 | 0.0020927 | 0.0021293 | 0.0021652 | 0.0022038 | 0.0022413 | 0.0022798 | 0.00232 | 0.0023606 | 0.0024025 | 0.0024452 | 0.0024887 | 0.0025329
F5_Commercial_Warehouse (WA)_New_Food Preparation_Natural Gas_Oven_E3 | F5 | Commercial | Warehouse (WA) | New | Food Preparation | Natural Gas | Oven | E3 | Utility - Cost of Operation | 0 | 0 | 0 | 0 | 0 | 0 | 0 | 0 | 0 | 0 | 0 | 0 | 0 | 0 | 0 | 0 | 0 | 0 | 0 | 0 | 0 | 0 | 0 | 0 | 0 | 0 | 0
F5_Commercial_Warehouse (WA)_New_Food Preparation_Natural Gas_Oven_E4 | F5 | Commercial | Warehouse (WA) | New | Food Preparation | Natural Gas | Oven | E4 | Utility - Cost of Operation | 0 | 0 | 0 | 0 | 0 | 0 | 0 | 0 | 0 | 0 | 0 | 0 | 0 | 0 | 0 | 0 | 0 | 0 | 0 | 0 | 0 | 0 | 0 | 0 | 0 | 0 | 0
F5_Commercial_Warehouse (WA)_New_Food Preparation_Natural Gas_Oven_E5 | F5 | Commercial | Warehouse (WA) | New | Food Preparation | Natural Gas | Oven | E5 | Utility - Cost of Operation | 0 | 0 | 0 | 0 | 0 | 0 | 0 | 0 | 0 | 0 | 0 | 0 | 0 | 0 | 0 | 0 | 0 | 0 | 0 | 0 | 0 | 0 | 0 | 0 | 0 | 0 | 0
F5_Commercial_Warehouse (WA)_New_Food Preparation_Natural Gas_Oven_E6 | F5 | Commercial | Warehouse (WA) | New | Food Preparation | Natural Gas | Oven | E6 | Utility - Cost of Operation | 0 | 0 | 0 | 0 | 0 | 0 | 0 | 0 | 0 | 0 | 0 | 0 | 0 | 0 | 0 | 0 | 0 | 0 | 0 | 0 | 0 | 0 | 0 | 0 | 0 | 0 | 0
F5_Commercial_Warehouse (WA)_New_Food Preparation_Natural Gas_Oven_E7 | F5 | Commercial | Warehouse (WA) | New | Food Preparation | Natural Gas | Oven | E7 | Utility - Cost of Operation | 0 | 0 | 0 | 0 | 0 | 0 | 0 | 0 | 0 | 0 | 0 | 0 | 0 | 0 | 0 | 0 | 0 | 0 | 0 | 0 | 0 | 0 | 0 | 0 | 0 | 0 | 0
F5_Commercial_Warehouse (WA)_New_Food Preparation_Natural Gas_Oven_E8 | F5 | Commercial | Warehouse (WA) | New | Food Preparation | Natural Gas | Oven | E8 | Utility - Cost of Operation | 0 | 0 | 0 | 0 | 0 | 0 | 0 | 0 | 0 | 0 | 0 | 0 | 0 | 0 | 0 | 0 | 0 | 0 | 0 | 0 | 0 | 0 | 0 | 0 | 0 | 0 | 0
F5_Commercial_Warehouse (WA)_New_Food Preparation_Natural Gas_Oven_E9 | F5 | Commercial | Warehouse (WA) | New | Food Preparation | Natural Gas | Oven | E9 | Utility - Cost of Operation | 0 | 0 | 0 | 0 | 0 | 0 | 0 | 0 | 0 | 0 | 0 | 0 | 0 | 0 | 0 | 0 | 0 | 0 | 0 | 0 | 0 | 0 | 0 | 0 | 0 | 0 | 0
F5_Commercial_Warehouse (WA)_New_Food Preparation_Natural Gas_Oven_E10 | F5 | Commercial | Warehouse (WA) | New | Food Preparation | Natural Gas | Oven | E10 | Utility - Cost of Operation | 0 | 0 | 0 | 0 | 0 | 0 | 0 | 0 | 0 | 0 | 0 | 0 | 0 | 0 | 0 | 0 | 0 | 0 | 0 | 0 | 0 | 0 | 0 | 0 | 0 | 0 | 0
F6_Commercial_Warehouse (WA)_New_Food Preparation_Natural Gas_Oven_E1 | F6 | Commercial | Warehouse (WA) | New | Food Preparation | Natural Gas | Oven | E1 | Utility - Value of Sales | 0.0021855 | 0.0022219 | 0.0022663 | 0.0023201 | 0.0023842 | 0.002469 | 0.0025559 | 0.00264 | 0.0027174 | 0.0027917 | 0.002868 | 0.0029362 | 0.0030074 | 0.0030731 | 0.0031285 | 0.0031776 | 0.0032178 | 0.0032558 | 0.0032965 | 0.0033338 | 0.0033711 | 0.0034306 | 0.0034906 | 0.0035526 | 0.0036157 | 0.0036799 | 0.0037453
F6_Commercial_Warehouse (WA)_New_Food Preparation_Natural Gas_Oven_E2 | F6 | Commercial | Warehouse (WA) | New | Food Preparation | Natural Gas | Oven | E2 | Utility - Value of Sales | 0.0015519 | 0.0015778 | 0.0016093 | 0.0016475 | 0.001693 | 0.0017532 | 0.0018149 | 0.0018746 | 0.0019296 | 0.0019824 | 0.0020366 | 0.002085 | 0.0021355 | 0.0021822 | 0.0022215 | 0.0022564 | 0.002285 | 0.0023119 | 0.0023408 | 0.0023673 | 0.0023938 | 0.002436 | 0.0024786 | 0.0025227 | 0.0025675 | 0.0026131 | 0.0026595
F6_Commercial_Warehouse (WA)_New_Food Preparation_Natural Gas_Oven_E3 | F6 | Commercial | Warehouse (WA) | New | Food Preparation | Natural Gas | Oven | E3 | Utility - Value of Sales | 0 | 0 | 0 | 0 | 0 | 0 | 0 | 0 | 0 | 0 | 0 | 0 | 0 | 0 | 0 | 0 | 0 | 0 | 0 | 0 | 0 | 0 | 0 | 0 | 0 | 0 | 0
F6_Commercial_Warehouse (WA)_New_Food Preparation_Natural Gas_Oven_E4 | F6 | Commercial | Warehouse (WA) | New | Food Preparation | Natural Gas | Oven | E4 | Utility - Value of Sales | 0 | 0 | 0 | 0 | 0 | 0 | 0 | 0 | 0 | 0 | 0 | 0 | 0 | 0 | 0 | 0 | 0 | 0 | 0 | 0 | 0 | 0 | 0 | 0 | 0 | 0 | 0
F6_Commercial_Warehouse (WA)_New_Food Preparation_Natural Gas_Oven_E5 | F6 | Commercial | Warehouse (WA) | New | Food Preparation | Natural Gas | Oven | E5 | Utility - Value of Sales | 0 | 0 | 0 | 0 | 0 | 0 | 0 | 0 | 0 | 0 | 0 | 0 | 0 | 0 | 0 | 0 | 0 | 0 | 0 | 0 | 0 | 0 | 0 | 0 | 0 | 0 | 0
F6_Commercial_Warehouse (WA)_New_Food Preparation_Natural Gas_Oven_E6 | F6 | Commercial | Warehouse (WA) | New | Food Preparation | Natural Gas | Oven | E6 | Utility - Value of Sales | 0 | 0 | 0 | 0 | 0 | 0 | 0 | 0 | 0 | 0 | 0 | 0 | 0 | 0 | 0 | 0 | 0 | 0 | 0 | 0 | 0 | 0 | 0 | 0 | 0 | 0 | 0
F6_Commercial_Warehouse (WA)_New_Food Preparation_Natural Gas_Oven_E7 | F6 | Commercial | Warehouse (WA) | New | Food Preparation | Natural Gas | Oven | E7 | Utility - Value of Sales | 0 | 0 | 0 | 0 | 0 | 0 | 0 | 0 | 0 | 0 | 0 | 0 | 0 | 0 | 0 | 0 | 0 | 0 | 0 | 0 | 0 | 0 | 0 | 0 | 0 | 0 | 0
F6_Commercial_Warehouse (WA)_New_Food Preparation_Natural Gas_Oven_E8 | F6 | Commercial | Warehouse (WA) | New | Food Preparation | Natural Gas | Oven | E8 | Utility - Value of Sales | 0 | 0 | 0 | 0 | 0 | 0 | 0 | 0 | 0 | 0 | 0 | 0 | 0 | 0 | 0 | 0 | 0 | 0 | 0 | 0 | 0 | 0 | 0 | 0 | 0 | 0 | 0
F6_Commercial_Warehouse (WA)_New_Food Preparation_Natural Gas_Oven_E9 | F6 | Commercial | Warehouse (WA) | New | Food Preparation | Natural Gas | Oven | E9 | Utility - Value of Sales | 0 | 0 | 0 | 0 | 0 | 0 | 0 | 0 | 0 | 0 | 0 | 0 | 0 | 0 | 0 | 0 | 0 | 0 | 0 | 0 | 0 | 0 | 0 | 0 | 0 | 0 | 0
F6_Commercial_Warehouse (WA)_New_Food Preparation_Natural Gas_Oven_E10 | F6 | Commercial | Warehouse (WA) | New | Food Preparation | Natural Gas | Oven | E10 | Utility - Value of Sales | 0 | 0 | 0 | 0 | 0 | 0 | 0 | 0 | 0 | 0 | 0 | 0 | 0 | 0 | 0 | 0 | 0 | 0 | 0 | 0 | 0 | 0 | 0 | 0 | 0 | 0 | 0
F1_Commercial_Warehouse (WA)_New_Food Preparation_Natural Gas_Conveyor Oven_E1 | F1 | Commercial | Warehouse (WA) | New | Food Preparation | Natural Gas | Conveyor Oven | E1 | RVT - Cost of Equipment | 1.7046e-06 | 1.7046e-06 | 1.7046e-06 | 1.7046e-06 | 1.7046e-06 | 1.7046e-06 | 1.7046e-06 | 1.7046e-06 | 1.7046e-06 | 1.7046e-06 | 1.7046e-06 | 1.7046e-06 | 1.7046e-06 | 1.7046e-06 | 1.7046e-06 | 1.7046e-06 | 1.7046e-06 | 1.7046e-06 | 1.7046e-06 | 1.7046e-06 | 1.7046e-06 | 1.7046e-06 | 1.7046e-06 | 1.7046e-06 | 1.7046e-06 | 1.7046e-06 | 1.7046e-06
F1_Commercial_Warehouse (WA)_New_Food Preparation_Natural Gas_Conveyor Oven_E2 | F1 | Commercial | Warehouse (WA) | New | Food Preparation | Natural Gas | Conveyor Oven | E2 | RVT - Cost of Equipment | 3.6114e-06 | 3.6114e-06 | 3.6114e-06 | 3.6114e-06 | 3.6114e-06 | 3.6114e-06 | 3.6114e-06 | 3.6114e-06 | 3.6114e-06 | 3.6114e-06 | 3.6114e-06 | 3.6114e-06 | 3.6114e-06 | 3.6114e-06 | 3.6114e-06 | 3.6114e-06 | 3.6114e-06 | 3.6114e-06 | 3.6114e-06 | 3.6114e-06 | 3.6114e-06 | 3.6114e-06 | 3.6114e-06 | 3.6114e-06 | 3.6114e-06 | 3.6114e-06 | 3.6114e-06
F1_Commercial_Warehouse (WA)_New_Food Preparation_Natural Gas_Conveyor Oven_E3 | F1 | Commercial | Warehouse (WA) | New | Food Preparation | Natural Gas | Conveyor Oven | E3 | RVT - Cost of Equipment | 0 | 0 | 0 | 0 | 0 | 0 | 0 | 0 | 0 | 0 | 0 | 0 | 0 | 0 | 0 | 0 | 0 | 0 | 0 | 0 | 0 | 0 | 0 | 0 | 0 | 0 | 0
F1_Commercial_Warehouse (WA)_New_Food Preparation_Natural Gas_Conveyor Oven_E4 | F1 | Commercial | Warehouse (WA) | New | Food Preparation | Natural Gas | Conveyor Oven | E4 | RVT - Cost of Equipment | 0 | 0 | 0 | 0 | 0 | 0 | 0 | 0 | 0 | 0 | 0 | 0 | 0 | 0 | 0 | 0 | 0 | 0 | 0 | 0 | 0 | 0 | 0 | 0 | 0 | 0 | 0
F1_Commercial_Warehouse (WA)_New_Food Preparation_Natural Gas_Conveyor Oven_E5 | F1 | Commercial | Warehouse (WA) | New | Food Preparation | Natural Gas | Conveyor Oven | E5 | RVT - Cost of Equipment | 0 | 0 | 0 | 0 | 0 | 0 | 0 | 0 | 0 | 0 | 0 | 0 | 0 | 0 | 0 | 0 | 0 | 0 | 0 | 0 | 0 | 0 | 0 | 0 | 0 | 0 | 0
F1_Commercial_Warehouse (WA)_New_Food Preparation_Natural Gas_Conveyor Oven_E6 | F1 | Commercial | Warehouse (WA) | New | Food Preparation | Natural Gas | Conveyor Oven | E6 | RVT - Cost of Equipment | 0 | 0 | 0 | 0 | 0 | 0 | 0 | 0 | 0 | 0 | 0 | 0 | 0 | 0 | 0 | 0 | 0 | 0 | 0 | 0 | 0 | 0 | 0 | 0 | 0 | 0 | 0
F1_Commercial_Warehouse (WA)_New_Food Preparation_Natural Gas_Conveyor Oven_E7 | F1 | Commercial | Warehouse (WA) | New | Food Preparation | Natural Gas | Conveyor Oven | E7 | RVT - Cost of Equipment | 0 | 0 | 0 | 0 | 0 | 0 | 0 | 0 | 0 | 0 | 0 | 0 | 0 | 0 | 0 | 0 | 0 | 0 | 0 | 0 | 0 | 0 | 0 | 0 | 0 | 0 | 0
F1_Commercial_Warehouse (WA)_New_Food Preparation_Natural Gas_Conveyor Oven_E8 | F1 | Commercial | Warehouse (WA) | New | Food Preparation | Natural Gas | Conveyor Oven | E8 | RVT - Cost of Equipment | 0 | 0 | 0 | 0 | 0 | 0 | 0 | 0 | 0 | 0 | 0 | 0 | 0 | 0 | 0 | 0 | 0 | 0 | 0 | 0 | 0 | 0 | 0 | 0 | 0 | 0 | 0
F1_Commercial_Warehouse (WA)_New_Food Preparation_Natural Gas_Conveyor Oven_E9 | F1 | Commercial | Warehouse (WA) | New | Food Preparation | Natural Gas | Conveyor Oven | E9 | RVT - Cost of Equipment | 0 | 0 | 0 | 0 | 0 | 0 | 0 | 0 | 0 | 0 | 0 | 0 | 0 | 0 | 0 | 0 | 0 | 0 | 0 | 0 | 0 | 0 | 0 | 0 | 0 | 0 | 0
F1_Commercial_Warehouse (WA)_New_Food Preparation_Natural Gas_Conveyor Oven_E10 | F1 | Commercial | Warehouse (WA) | New | Food Preparation | Natural Gas | Conveyor Oven | E10 | RVT - Cost of Equipment | 0 | 0 | 0 | 0 | 0 | 0 | 0 | 0 | 0 | 0 | 0 | 0 | 0 | 0 | 0 | 0 | 0 | 0 | 0 | 0 | 0 | 0 | 0 | 0 | 0 | 0 | 0
F2_Commercial_Warehouse (WA)_New_Food Preparation_Natural Gas_Conveyor Oven_E1 | F2 | Commercial | Warehouse (WA) | New | Food Preparation | Natural Gas | Conveyor Oven | E1 | RVT - Cost of Operation | 0.0038022 | 0.0038834 | 0.0039718 | 0.0040676 | 0.0041714 | 0.0042938 | 0.0044135 | 0.0045274 | 0.0046319 | 0.0047346 | 0.0048419 | 0.0049421 | 0.0050487 | 0.0051525 | 0.0052448 | 0.0053305 | 0.0054064 | 0.0054801 | 0.0055576 | 0.0056318 | 0.0057065 | 0.0058073 | 0.0059094 | 0.0060144 | 0.0061212 | 0.00623 | 0.0063407
F2_Commercial_Warehouse (WA)_New_Food Preparation_Natural Gas_Conveyor Oven_E2 | F2 | Commercial | Warehouse (WA) | New | Food Preparation | Natural Gas | Conveyor Oven | E2 | RVT - Cost of Operation | 0.0030217 | 0.0030863 | 0.0031565 | 0.0032327 | 0.0033152 | 0.0034124 | 0.0035075 | 0.0035981 | 0.0036811 | 0.0037627 | 0.003848 | 0.0039276 | 0.0040124 | 0.0040949 | 0.0041682 | 0.0042363 | 0.0042966 | 0.0043553 | 0.0044169 | 0.0044758 | 0.0045351 | 0.0046153 | 0.0046964 | 0.0047798 | 0.0048648 | 0.0049512 | 0.0050392
F2_Commercial_Warehouse (WA)_New_Food Preparation_Natural Gas_Conveyor Oven_E3 | F2 | Commercial | Warehouse (WA) | New | Food Preparation | Natural Gas | Conveyor Oven | E3 | RVT - Cost of Operation | 0 | 0 | 0 | 0 | 0 | 0 | 0 | 0 | 0 | 0 | 0 | 0 | 0 | 0 | 0 | 0 | 0 | 0 | 0 | 0 | 0 | 0 | 0 | 0 | 0 | 0 | 0
F2_Commercial_Warehouse (WA)_New_Food Preparation_Natural Gas_Conveyor Oven_E4 | F2 | Commercial | Warehouse (WA) | New | Food Preparation | Natural Gas | Conveyor Oven | E4 | RVT - Cost of Operation | 0 | 0 | 0 | 0 | 0 | 0 | 0 | 0 | 0 | 0 | 0 | 0 | 0 | 0 | 0 | 0 | 0 | 0 | 0 | 0 | 0 | 0 | 0 | 0 | 0 | 0 | 0
F2_Commercial_Warehouse (WA)_New_Food Preparation_Natural Gas_Conveyor Oven_E5 | F2 | Commercial | Warehouse (WA) | New | Food Preparation | Natural Gas | Conveyor Oven | E5 | RVT - Cost of Operation | 0 | 0 | 0 | 0 | 0 | 0 | 0 | 0 | 0 | 0 | 0 | 0 | 0 | 0 | 0 | 0 | 0 | 0 | 0 | 0 | 0 | 0 | 0 | 0 | 0 | 0 | 0
F2_Commercial_Warehouse (WA)_New_Food Preparation_Natural Gas_Conveyor Oven_E6 | F2 | Commercial | Warehouse (WA) | New | Food Preparation | Natural Gas | Conveyor Oven | E6 | RVT - Cost of Operation | 0 | 0 | 0 | 0 | 0 | 0 | 0 | 0 | 0 | 0 | 0 | 0 | 0 | 0 | 0 | 0 | 0 | 0 | 0 | 0 | 0 | 0 | 0 | 0 | 0 | 0 | 0
F2_Commercial_Warehouse (WA)_New_Food Preparation_Natural Gas_Conveyor Oven_E7 | F2 | Commercial | Warehouse (WA) | New | Food Preparation | Natural Gas | Conveyor Oven | E7 | RVT - Cost of Operation | 0 | 0 | 0 | 0 | 0 | 0 | 0 | 0 | 0 | 0 | 0 | 0 | 0 | 0 | 0 | 0 | 0 | 0 | 0 | 0 | 0 | 0 | 0 | 0 | 0 | 0 | 0
F2_Commercial_Warehouse (WA)_New_Food Preparation_Natural Gas_Conveyor Oven_E8 | F2 | Commercial | Warehouse (WA) | New | Food Preparation | Natural Gas | Conveyor Oven | E8 | RVT - Cost of Operation | 0 | 0 | 0 | 0 | 0 | 0 | 0 | 0 | 0 | 0 | 0 | 0 | 0 | 0 | 0 | 0 | 0 | 0 | 0 | 0 | 0 | 0 | 0 | 0 | 0 | 0 | 0
F2_Commercial_Warehouse (WA)_New_Food Preparation_Natural Gas_Conveyor Oven_E9 | F2 | Commercial | Warehouse (WA) | New | Food Preparation | Natural Gas | Conveyor Oven | E9 | RVT - Cost of Operation | 0 | 0 | 0 | 0 | 0 | 0 | 0 | 0 | 0 | 0 | 0 | 0 | 0 | 0 | 0 | 0 | 0 | 0 | 0 | 0 | 0 | 0 | 0 | 0 | 0 | 0 | 0
F2_Commercial_Warehouse (WA)_New_Food Preparation_Natural Gas_Conveyor Oven_E10 | F2 | Commercial | Warehouse (WA) | New | Food Preparation | Natural Gas | Conveyor Oven | E10 | RVT - Cost of Operation | 0 | 0 | 0 | 0 | 0 | 0 | 0 | 0 | 0 | 0 | 0 | 0 | 0 | 0 | 0 | 0 | 0 | 0 | 0 | 0 | 0 | 0 | 0 | 0 | 0 | 0 | 0
F3_Commercial_Warehouse (WA)_New_Food Preparation_Natural Gas_Conveyor Oven_E1 | F3 | Commercial | Warehouse (WA) | New | Food Preparation | Natural Gas | Conveyor Oven | E1 | System - kBTUs of Consumption | 0.85494 | 0.85494 | 0.85494 | 0.85494 | 0.85494 | 0.85494 | 0.85494 | 0.85494 | 0.85494 | 0.85494 | 0.85494 | 0.85494 | 0.85494 | 0.85494 | 0.85494 | 0.85494 | 0.85494 | 0.85494 | 0.85494 | 0.85494 | 0.85494 | 0.85494 | 0.85494 | 0.85494 | 0.85494 | 0.85494 | 0.85494
F3_Commercial_Warehouse (WA)_New_Food Preparation_Natural Gas_Conveyor Oven_E2 | F3 | Commercial | Warehouse (WA) | New | Food Preparation | Natural Gas | Conveyor Oven | E2 | System - kBTUs of Consumption | 0.67945 | 0.67945 | 0.67945 | 0.67945 | 0.67945 | 0.67945 | 0.67945 | 0.67945 | 0.67945 | 0.67945 | 0.67945 | 0.67945 | 0.67945 | 0.67945 | 0.67945 | 0.67945 | 0.67945 | 0.67945 | 0.67945 | 0.67945 | 0.67945 | 0.67945 | 0.67945 | 0.67945 | 0.67945 | 0.67945 | 0.67945
F3_Commercial_Warehouse (WA)_New_Food Preparation_Natural Gas_Conveyor Oven_E3 | F3 | Commercial | Warehouse (WA) | New | Food Preparation | Natural Gas | Conveyor Oven | E3 | System - kBTUs of Consumption | 0 | 0 | 0 | 0 | 0 | 0 | 0 | 0 | 0 | 0 | 0 | 0 | 0 | 0 | 0 | 0 | 0 | 0 | 0 | 0 | 0 | 0 | 0 | 0 | 0 | 0 | 0
F3_Commercial_Warehouse (WA)_New_Food Preparation_Natural Gas_Conveyor Oven_E4 | F3 | Commercial | Warehouse (WA) | New | Food Preparation | Natural Gas | Conveyor Oven | E4 | System - kBTUs of Consumption | 0 | 0 | 0 | 0 | 0 | 0 | 0 | 0 | 0 | 0 | 0 | 0 | 0 | 0 | 0 | 0 | 0 | 0 | 0 | 0 | 0 | 0 | 0 | 0 | 0 | 0 | 0
F3_Commercial_Warehouse (WA)_New_Food Preparation_Natural Gas_Conveyor Oven_E5 | F3 | Commercial | Warehouse (WA) | New | Food Preparation | Natural Gas | Conveyor Oven | E5 | System - kBTUs of Consumption | 0 | 0 | 0 | 0 | 0 | 0 | 0 | 0 | 0 | 0 | 0 | 0 | 0 | 0 | 0 | 0 | 0 | 0 | 0 | 0 | 0 | 0 | 0 | 0 | 0 | 0 | 0
F3_Commercial_Warehouse (WA)_New_Food Preparation_Natural Gas_Conveyor Oven_E6 | F3 | Commercial | Warehouse (WA) | New | Food Preparation | Natural Gas | Conveyor Oven | E6 | System - kBTUs of Consumption | 0 | 0 | 0 | 0 | 0 | 0 | 0 | 0 | 0 | 0 | 0 | 0 | 0 | 0 | 0 | 0 | 0 | 0 | 0 | 0 | 0 | 0 | 0 | 0 | 0 | 0 | 0
F3_Commercial_Warehouse (WA)_New_Food Preparation_Natural Gas_Conveyor Oven_E7 | F3 | Commercial | Warehouse (WA) | New | Food Preparation | Natural Gas | Conveyor Oven | E7 | System - kBTUs of Consumption | 0 | 0 | 0 | 0 | 0 | 0 | 0 | 0 | 0 | 0 | 0 | 0 | 0 | 0 | 0 | 0 | 0 | 0 | 0 | 0 | 0 | 0 | 0 | 0 | 0 | 0 | 0
F3_Commercial_Warehouse (WA)_New_Food Preparation_Natural Gas_Conveyor Oven_E8 | F3 | Commercial | Warehouse (WA) | New | Food Preparation | Natural Gas | Conveyor Oven | E8 | System - kBTUs of Consumption | 0 | 0 | 0 | 0 | 0 | 0 | 0 | 0 | 0 | 0 | 0 | 0 | 0 | 0 | 0 | 0 | 0 | 0 | 0 | 0 | 0 | 0 | 0 | 0 | 0 | 0 | 0
F3_Commercial_Warehouse (WA)_New_Food Preparation_Natural Gas_Conveyor Oven_E9 | F3 | Commercial | Warehouse (WA) | New | Food Preparation | Natural Gas | Conveyor Oven | E9 | System - kBTUs of Consumption | 0 | 0 | 0 | 0 | 0 | 0 | 0 | 0 | 0 | 0 | 0 | 0 | 0 | 0 | 0 | 0 | 0 | 0 | 0 | 0 | 0 | 0 | 0 | 0 | 0 | 0 | 0
F3_Commercial_Warehouse (WA)_New_Food Preparation_Natural Gas_Conveyor Oven_E10 | F3 | Commercial | Warehouse (WA) | New | Food Preparation | Natural Gas | Conveyor Oven | E10 | System - kBTUs of Consumption | 0 | 0 | 0 | 0 | 0 | 0 | 0 | 0 | 0 | 0 | 0 | 0 | 0 | 0 | 0 | 0 | 0 | 0 | 0 | 0 | 0 | 0 | 0 | 0 | 0 | 0 | 0
F4_Commercial_Warehouse (WA)_New_Food Preparation_Natural Gas_Conveyor Oven_E1 | F4 | Commercial | Warehouse (WA) | New | Food Preparation | Natural Gas | Conveyor Oven | E1 | Utility - Cost of Equipment | 1.7046e-06 | 1.7046e-06 | 1.7046e-06 | 1.7046e-06 | 1.7046e-06 | 1.7046e-06 | 1.7046e-06 | 1.7046e-06 | 1.7046e-06 | 1.7046e-06 | 1.7046e-06 | 1.7046e-06 | 1.7046e-06 | 1.7046e-06 | 1.7046e-06 | 1.7046e-06 | 1.7046e-06 | 1.7046e-06 | 1.7046e-06 | 1.7046e-06 | 1.7046e-06 | 1.7046e-06 | 1.7046e-06 | 1.7046e-06 | 1.7046e-06 | 1.7046e-06 | 1.7046e-06
F4_Commercial_Warehouse (WA)_New_Food Preparation_Natural Gas_Conveyor Oven_E2 | F4 | Commercial | Warehouse (WA) | New | Food Preparation | Natural Gas | Conveyor Oven | E2 | Utility - Cost of Equipment | 3.6114e-06 | 3.6114e-06 | 3.6114e-06 | 3.6114e-06 | 3.6114e-06 | 3.6114e-06 | 3.6114e-06 | 3.6114e-06 | 3.6114e-06 | 3.6114e-06 | 3.6114e-06 | 3.6114e-06 | 3.6114e-06 | 3.6114e-06 | 3.6114e-06 | 3.6114e-06 | 3.6114e-06 | 3.6114e-06 | 3.6114e-06 | 3.6114e-06 | 3.6114e-06 | 3.6114e-06 | 3.6114e-06 | 3.6114e-06 | 3.6114e-06 | 3.6114e-06 | 3.6114e-06
F4_Commercial_Warehouse (WA)_New_Food Preparation_Natural Gas_Conveyor Oven_E3 | F4 | Commercial | Warehouse (WA) | New | Food Preparation | Natural Gas | Conveyor Oven | E3 | Utility - Cost of Equipment | 0 | 0 | 0 | 0 | 0 | 0 | 0 | 0 | 0 | 0 | 0 | 0 | 0 | 0 | 0 | 0 | 0 | 0 | 0 | 0 | 0 | 0 | 0 | 0 | 0 | 0 | 0
F4_Commercial_Warehouse (WA)_New_Food Preparation_Natural Gas_Conveyor Oven_E4 | F4 | Commercial | Warehouse (WA) | New | Food Preparation | Natural Gas | Conveyor Oven | E4 | Utility - Cost of Equipment | 0 | 0 | 0 | 0 | 0 | 0 | 0 | 0 | 0 | 0 | 0 | 0 | 0 | 0 | 0 | 0 | 0 | 0 | 0 | 0 | 0 | 0 | 0 | 0 | 0 | 0 | 0
F4_Commercial_Warehouse (WA)_New_Food Preparation_Natural Gas_Conveyor Oven_E5 | F4 | Commercial | Warehouse (WA) | New | Food Preparation | Natural Gas | Conveyor Oven | E5 | Utility - Cost of Equipment | 0 | 0 | 0 | 0 | 0 | 0 | 0 | 0 | 0 | 0 | 0 | 0 | 0 | 0 | 0 | 0 | 0 | 0 | 0 | 0 | 0 | 0 | 0 | 0 | 0 | 0 | 0
F4_Commercial_Warehouse (WA)_New_Food Preparation_Natural Gas_Conveyor Oven_E6 | F4 | Commercial | Warehouse (WA) | New | Food Preparation | Natural Gas | Conveyor Oven | E6 | Utility - Cost of Equipment | 0 | 0 | 0 | 0 | 0 | 0 | 0 | 0 | 0 | 0 | 0 | 0 | 0 | 0 | 0 | 0 | 0 | 0 | 0 | 0 | 0 | 0 | 0 | 0 | 0 | 0 | 0
F4_Commercial_Warehouse (WA)_New_Food Preparation_Natural Gas_Conveyor Oven_E7 | F4 | Commercial | Warehouse (WA) | New | Food Preparation | Natural Gas | Conveyor Oven | E7 | Utility - Cost of Equipment | 0 | 0 | 0 | 0 | 0 | 0 | 0 | 0 | 0 | 0 | 0 | 0 | 0 | 0 | 0 | 0 | 0 | 0 | 0 | 0 | 0 | 0 | 0 | 0 | 0 | 0 | 0
F4_Commercial_Warehouse (WA)_New_Food Preparation_Natural Gas_Conveyor Oven_E8 | F4 | Commercial | Warehouse (WA) | New | Food Preparation | Natural Gas | Conveyor Oven | E8 | Utility - Cost of Equipment | 0 | 0 | 0 | 0 | 0 | 0 | 0 | 0 | 0 | 0 | 0 | 0 | 0 | 0 | 0 | 0 | 0 | 0 | 0 | 0 | 0 | 0 | 0 | 0 | 0 | 0 | 0
F4_Commercial_Warehouse (WA)_New_Food Preparation_Natural Gas_Conveyor Oven_E9 | F4 | Commercial | Warehouse (WA) | New | Food Preparation | Natural Gas | Conveyor Oven | E9 | Utility - Cost of Equipment | 0 | 0 | 0 | 0 | 0 | 0 | 0 | 0 | 0 | 0 | 0 | 0 | 0 | 0 | 0 | 0 | 0 | 0 | 0 | 0 | 0 | 0 | 0 | 0 | 0 | 0 | 0
F4_Commercial_Warehouse (WA)_New_Food Preparation_Natural Gas_Conveyor Oven_E10 | F4 | Commercial | Warehouse (WA) | New | Food Preparation | Natural Gas | Conveyor Oven | E10 | Utility - Cost of Equipment | 0 | 0 | 0 | 0 | 0 | 0 | 0 | 0 | 0 | 0 | 0 | 0 | 0 | 0 | 0 | 0 | 0 | 0 | 0 | 0 | 0 | 0 | 0 | 0 | 0 | 0 | 0
F5_Commercial_Warehouse (WA)_New_Food Preparation_Natural Gas_Conveyor Oven_E1 | F5 | Commercial | Warehouse (WA) | New | Food Preparation | Natural Gas | Conveyor Oven | E1 | Utility - Cost of Operation | 0.0032799 | 0.0033679 | 0.0034646 | 0.0035706 | 0.0036866 | 0.0038219 | 0.003959 | 0.0040943 | 0.0042249 | 0.0043573 | 0.0044666 | 0.0045703 | 0.0046809 | 0.00479 | 0.0048899 | 0.0049849 | 0.0050724 | 0.0051594 | 0.0052514 | 0.0053419 | 0.0054347 | 0.0055308 | 0.005628 | 0.005728 | 0.0058298 | 0.0059333 | 0.0060387
F5_Commercial_Warehouse (WA)_New_Food Preparation_Natural Gas_Conveyor Oven_E2 | F5 | Commercial | Warehouse (WA) | New | Food Preparation | Natural Gas | Conveyor Oven | E2 | Utility - Cost of Operation | 0.0026066 | 0.0026766 | 0.0027534 | 0.0028376 | 0.0029299 | 0.0030374 | 0.0031464 | 0.0032539 | 0.0033576 | 0.0034629 | 0.0035498 | 0.0036322 | 0.0037201 | 0.0038068 | 0.0038861 | 0.0039617 | 0.0040312 | 0.0041004 | 0.0041735 | 0.0042454 | 0.0043192 | 0.0043955 | 0.0044728 | 0.0045522 | 0.0046331 | 0.0047154 | 0.0047992
F5_Commercial_Warehouse (WA)_New_Food Preparation_Natural Gas_Conveyor Oven_E3 | F5 | Commercial | Warehouse (WA) | New | Food Preparation | Natural Gas | Conveyor Oven | E3 | Utility - Cost of Operation | 0 | 0 | 0 | 0 | 0 | 0 | 0 | 0 | 0 | 0 | 0 | 0 | 0 | 0 | 0 | 0 | 0 | 0 | 0 | 0 | 0 | 0 | 0 | 0 | 0 | 0 | 0
F5_Commercial_Warehouse (WA)_New_Food Preparation_Natural Gas_Conveyor Oven_E4 | F5 | Commercial | Warehouse (WA) | New | Food Preparation | Natural Gas | Conveyor Oven | E4 | Utility - Cost of Operation | 0 | 0 | 0 | 0 | 0 | 0 | 0 | 0 | 0 | 0 | 0 | 0 | 0 | 0 | 0 | 0 | 0 | 0 | 0 | 0 | 0 | 0 | 0 | 0 | 0 | 0 | 0
F5_Commercial_Warehouse (WA)_New_Food Preparation_Natural Gas_Conveyor Oven_E5 | F5 | Commercial | Warehouse (WA) | New | Food Preparation | Natural Gas | Conveyor Oven | E5 | Utility - Cost of Operation | 0 | 0 | 0 | 0 | 0 | 0 | 0 | 0 | 0 | 0 | 0 | 0 | 0 | 0 | 0 | 0 | 0 | 0 | 0 | 0 | 0 | 0 | 0 | 0 | 0 | 0 | 0
F5_Commercial_Warehouse (WA)_New_Food Preparation_Natural Gas_Conveyor Oven_E6 | F5 | Commercial | Warehouse (WA) | New | Food Preparation | Natural Gas | Conveyor Oven | E6 | Utility - Cost of Operation | 0 | 0 | 0 | 0 | 0 | 0 | 0 | 0 | 0 | 0 | 0 | 0 | 0 | 0 | 0 | 0 | 0 | 0 | 0 | 0 | 0 | 0 | 0 | 0 | 0 | 0 | 0
F5_Commercial_Warehouse (WA)_New_Food Preparation_Natural Gas_Conveyor Oven_E7 | F5 | Commercial | Warehouse (WA) | New | Food Preparation | Natural Gas | Conveyor Oven | E7 | Utility - Cost of Operation | 0 | 0 | 0 | 0 | 0 | 0 | 0 | 0 | 0 | 0 | 0 | 0 | 0 | 0 | 0 | 0 | 0 | 0 | 0 | 0 | 0 | 0 | 0 | 0 | 0 | 0 | 0
F5_Commercial_Warehouse (WA)_New_Food Preparation_Natural Gas_Conveyor Oven_E8 | F5 | Commercial | Warehouse (WA) | New | Food Preparation | Natural Gas | Conveyor Oven | E8 | Utility - Cost of Operation | 0 | 0 | 0 | 0 | 0 | 0 | 0 | 0 | 0 | 0 | 0 | 0 | 0 | 0 | 0 | 0 | 0 | 0 | 0 | 0 | 0 | 0 | 0 | 0 | 0 | 0 | 0
F5_Commercial_Warehouse (WA)_New_Food Preparation_Natural Gas_Conveyor Oven_E9 | F5 | Commercial | Warehouse (WA) | New | Food Preparation | Natural Gas | Conveyor Oven | E9 | Utility - Cost of Operation | 0 | 0 | 0 | 0 | 0 | 0 | 0 | 0 | 0 | 0 | 0 | 0 | 0 | 0 | 0 | 0 | 0 | 0 | 0 | 0 | 0 | 0 | 0 | 0 | 0 | 0 | 0
F5_Commercial_Warehouse (WA)_New_Food Preparation_Natural Gas_Conveyor Oven_E10 | F5 | Commercial | Warehouse (WA) | New | Food Preparation | Natural Gas | Conveyor Oven | E10 | Utility - Cost of Operation | 0 | 0 | 0 | 0 | 0 | 0 | 0 | 0 | 0 | 0 | 0 | 0 | 0 | 0 | 0 | 0 | 0 | 0 | 0 | 0 | 0 | 0 | 0 | 0 | 0 | 0 | 0
F6_Commercial_Warehouse (WA)_New_Food Preparation_Natural Gas_Conveyor Oven_E1 | F6 | Commercial | Warehouse (WA) | New | Food Preparation | Natural Gas | Conveyor Oven | E1 | Utility - Value of Sales | 0.0038022 | 0.0038834 | 0.0039718 | 0.0040676 | 0.0041714 | 0.0042938 | 0.0044135 | 0.0045274 | 0.0046319 | 0.0047346 | 0.0048419 | 0.0049421 | 0.0050487 | 0.0051525 | 0.0052448 | 0.0053305 | 0.0054064 | 0.0054801 | 0.0055576 | 0.0056318 | 0.0057065 | 0.0058073 | 0.0059094 | 0.0060144 | 0.0061212 | 0.00623 | 0.0063407
F6_Commercial_Warehouse (WA)_New_Food Preparation_Natural Gas_Conveyor Oven_E2 | F6 | Commercial | Warehouse (WA) | New | Food Preparation | Natural Gas | Conveyor Oven | E2 | Utility - Value of Sales | 0.0030217 | 0.0030863 | 0.0031565 | 0.0032327 | 0.0033152 | 0.0034124 | 0.0035075 | 0.0035981 | 0.0036811 | 0.0037627 | 0.003848 | 0.0039276 | 0.0040124 | 0.0040949 | 0.0041682 | 0.0042363 | 0.0042966 | 0.0043553 | 0.0044169 | 0.0044758 | 0.0045351 | 0.0046153 | 0.0046964 | 0.0047798 | 0.0048648 | 0.0049512 | 0.0050392
F6_Commercial_Warehouse (WA)_New_Food Preparation_Natural Gas_Conveyor Oven_E3 | F6 | Commercial | Warehouse (WA) | New | Food Preparation | Natural Gas | Conveyor Oven | E3 | Utility - Value of Sales | 0 | 0 | 0 | 0 | 0 | 0 | 0 | 0 | 0 | 0 | 0 | 0 | 0 | 0 | 0 | 0 | 0 | 0 | 0 | 0 | 0 | 0 | 0 | 0 | 0 | 0 | 0
F6_Commercial_Warehouse (WA)_New_Food Preparation_Natural Gas_Conveyor Oven_E4 | F6 | Commercial | Warehouse (WA) | New | Food Preparation | Natural Gas | Conveyor Oven | E4 | Utility - Value of Sales | 0 | 0 | 0 | 0 | 0 | 0 | 0 | 0 | 0 | 0 | 0 | 0 | 0 | 0 | 0 | 0 | 0 | 0 | 0 | 0 | 0 | 0 | 0 | 0 | 0 | 0 | 0
F6_Commercial_Warehouse (WA)_New_Food Preparation_Natural Gas_Conveyor Oven_E5 | F6 | Commercial | Warehouse (WA) | New | Food Preparation | Natural Gas | Conveyor Oven | E5 | Utility - Value of Sales | 0 | 0 | 0 | 0 | 0 | 0 | 0 | 0 | 0 | 0 | 0 | 0 | 0 | 0 | 0 | 0 | 0 | 0 | 0 | 0 | 0 | 0 | 0 | 0 | 0 | 0 | 0
F6_Commercial_Warehouse (WA)_New_Food Preparation_Natural Gas_Conveyor Oven_E6 | F6 | Commercial | Warehouse (WA) | New | Food Preparation | Natural Gas | Conveyor Oven | E6 | Utility - Value of Sales | 0 | 0 | 0 | 0 | 0 | 0 | 0 | 0 | 0 | 0 | 0 | 0 | 0 | 0 | 0 | 0 | 0 | 0 | 0 | 0 | 0 | 0 | 0 | 0 | 0 | 0 | 0
F6_Commercial_Warehouse (WA)_New_Food Preparation_Natural Gas_Conveyor Oven_E7 | F6 | Commercial | Warehouse (WA) | New | Food Preparation | Natural Gas | Conveyor Oven | E7 | Utility - Value of Sales | 0 | 0 | 0 | 0 | 0 | 0 | 0 | 0 | 0 | 0 | 0 | 0 | 0 | 0 | 0 | 0 | 0 | 0 | 0 | 0 | 0 | 0 | 0 | 0 | 0 | 0 | 0
F6_Commercial_Warehouse (WA)_New_Food Preparation_Natural Gas_Conveyor Oven_E8 | F6 | Commercial | Warehouse (WA) | New | Food Preparation | Natural Gas | Conveyor Oven | E8 | Utility - Value of Sales | 0 | 0 | 0 | 0 | 0 | 0 | 0 | 0 | 0 | 0 | 0 | 0 | 0 | 0 | 0 | 0 | 0 | 0 | 0 | 0 | 0 | 0 | 0 | 0 | 0 | 0 | 0
F6_Commercial_Warehouse (WA)_New_Food Preparation_Natural Gas_Conveyor Oven_E9 | F6 | Commercial | Warehouse (WA) | New | Food Preparation | Natural Gas | Conveyor Oven | E9 | Utility - Value of Sales | 0 | 0 | 0 | 0 | 0 | 0 | 0 | 0 | 0 | 0 | 0 | 0 | 0 | 0 | 0 | 0 | 0 | 0 | 0 | 0 | 0 | 0 | 0 | 0 | 0 | 0 | 0
F6_Commercial_Warehouse (WA)_New_Food Preparation_Natural Gas_Conveyor Oven_E10 | F6 | Commercial | Warehouse (WA) | New | Food Preparation | Natural Gas | Conveyor Oven | E10 | Utility - Value of Sales | 0 | 0 | 0 | 0 | 0 | 0 | 0 | 0 | 0 | 0 | 0 | 0 | 0 | 0 | 0 | 0 | 0 | 0 | 0 | 0 | 0 | 0 | 0 | 0 | 0 | 0 | 0
F1_Commercial_Warehouse (WA)_New_Food Preparation_Natural Gas_Double Rack Oven_E1 | F1 | Commercial | Warehouse (WA) | New | Food Preparation | Natural Gas | Double Rack Oven | E1 | RVT - Cost of Equipment | 3.6127e-06 | 3.6127e-06 | 3.6127e-06 | 3.6127e-06 | 3.6127e-06 | 3.6127e-06 | 3.6127e-06 | 3.6127e-06 | 3.6127e-06 | 3.6127e-06 | 3.6127e-06 | 3.6127e-06 | 3.6127e-06 | 3.6127e-06 | 3.6127e-06 | 3.6127e-06 | 3.6127e-06 | 3.6127e-06 | 3.6127e-06 | 3.6127e-06 | 3.6127e-06 | 3.6127e-06 | 3.6127e-06 | 3.6127e-06 | 3.6127e-06 | 3.6127e-06 | 3.6127e-06
F1_Commercial_Warehouse (WA)_New_Food Preparation_Natural Gas_Double Rack Oven_E2 | F1 | Commercial | Warehouse (WA) | New | Food Preparation | Natural Gas | Double Rack Oven | E2 | RVT - Cost of Equipment | 1.639e-05 | 1.639e-05 | 1.639e-05 | 1.639e-05 | 1.639e-05 | 1.639e-05 | 1.639e-05 | 1.639e-05 | 1.639e-05 | 1.639e-05 | 1.639e-05 | 1.639e-05 | 1.639e-05 | 1.639e-05 | 1.639e-05 | 1.639e-05 | 1.639e-05 | 1.639e-05 | 1.639e-05 | 1.639e-05 | 1.639e-05 | 1.639e-05 | 1.639e-05 | 1.639e-05 | 1.639e-05 | 1.639e-05 | 1.639e-05
F1_Commercial_Warehouse (WA)_New_Food Preparation_Natural Gas_Double Rack Oven_E3 | F1 | Commercial | Warehouse (WA) | New | Food Preparation | Natural Gas | Double Rack Oven | E3 | RVT - Cost of Equipment | 0 | 0 | 0 | 0 | 0 | 0 | 0 | 0 | 0 | 0 | 0 | 0 | 0 | 0 | 0 | 0 | 0 | 0 | 0 | 0 | 0 | 0 | 0 | 0 | 0 | 0 | 0
F1_Commercial_Warehouse (WA)_New_Food Preparation_Natural Gas_Double Rack Oven_E4 | F1 | Commercial | Warehouse (WA) | New | Food Preparation | Natural Gas | Double Rack Oven | E4 | RVT - Cost of Equipment | 0 | 0 | 0 | 0 | 0 | 0 | 0 | 0 | 0 | 0 | 0 | 0 | 0 | 0 | 0 | 0 | 0 | 0 | 0 | 0 | 0 | 0 | 0 | 0 | 0 | 0 | 0
F1_Commercial_Warehouse (WA)_New_Food Preparation_Natural Gas_Double Rack Oven_E5 | F1 | Commercial | Warehouse (WA) | New | Food Preparation | Natural Gas | Double Rack Oven | E5 | RVT - Cost of Equipment | 0 | 0 | 0 | 0 | 0 | 0 | 0 | 0 | 0 | 0 | 0 | 0 | 0 | 0 | 0 | 0 | 0 | 0 | 0 | 0 | 0 | 0 | 0 | 0 | 0 | 0 | 0
F1_Commercial_Warehouse (WA)_New_Food Preparation_Natural Gas_Double Rack Oven_E6 | F1 | Commercial | Warehouse (WA) | New | Food Preparation | Natural Gas | Double Rack Oven | E6 | RVT - Cost of Equipment | 0 | 0 | 0 | 0 | 0 | 0 | 0 | 0 | 0 | 0 | 0 | 0 | 0 | 0 | 0 | 0 | 0 | 0 | 0 | 0 | 0 | 0 | 0 | 0 | 0 | 0 | 0
F1_Commercial_Warehouse (WA)_New_Food Preparation_Natural Gas_Double Rack Oven_E7 | F1 | Commercial | Warehouse (WA) | New | Food Preparation | Natural Gas | Double Rack Oven | E7 | RVT - Cost of Equipment | 0 | 0 | 0 | 0 | 0 | 0 | 0 | 0 | 0 | 0 | 0 | 0 | 0 | 0 | 0 | 0 | 0 | 0 | 0 | 0 | 0 | 0 | 0 | 0 | 0 | 0 | 0
F1_Commercial_Warehouse (WA)_New_Food Preparation_Natural Gas_Double Rack Oven_E8 | F1 | Commercial | Warehouse (WA) | New | Food Preparation | Natural Gas | Double Rack Oven | E8 | RVT - Cost of Equipment | 0 | 0 | 0 | 0 | 0 | 0 | 0 | 0 | 0 | 0 | 0 | 0 | 0 | 0 | 0 | 0 | 0 | 0 | 0 | 0 | 0 | 0 | 0 | 0 | 0 | 0 | 0
F1_Commercial_Warehouse (WA)_New_Food Preparation_Natural Gas_Double Rack Oven_E9 | F1 | Commercial | Warehouse (WA) | New | Food Preparation | Natural Gas | Double Rack Oven | E9 | RVT - Cost of Equipment | 0 | 0 | 0 | 0 | 0 | 0 | 0 | 0 | 0 | 0 | 0 | 0 | 0 | 0 | 0 | 0 | 0 | 0 | 0 | 0 | 0 | 0 | 0 | 0 | 0 | 0 | 0
F1_Commercial_Warehouse (WA)_New_Food Preparation_Natural Gas_Double Rack Oven_E10 | F1 | Commercial | Warehouse (WA) | New | Food Preparation | Natural Gas | Double Rack Oven | E10 | RVT - Cost of Equipment | 0 | 0 | 0 | 0 | 0 | 0 | 0 | 0 | 0 | 0 | 0 | 0 | 0 | 0 | 0 | 0 | 0 | 0 | 0 | 0 | 0 | 0 | 0 | 0 | 0 | 0 | 0
F2_Commercial_Warehouse (WA)_New_Food Preparation_Natural Gas_Double Rack Oven_E1 | F2 | Commercial | Warehouse (WA) | New | Food Preparation | Natural Gas | Double Rack Oven | E1 | RVT - Cost of Operation | 0.00617 | 0.0062866 | 0.0064234 | 0.0065829 | 0.0067656 | 0.0069936 | 0.0072223 | 0.0074394 | 0.0076359 | 0.0078264 | 0.0080239 | 0.0082033 | 0.0083926 | 0.0085718 | 0.0087259 | 0.008865 | 0.0089826 | 0.009095 | 0.0092145 | 0.0093261 | 0.009438 | 0.0096046 | 0.0097729 | 0.0099465 | 0.010123 | 0.010303 | 0.010486
F2_Commercial_Warehouse (WA)_New_Food Preparation_Natural Gas_Double Rack Oven_E2 | F2 | Commercial | Warehouse (WA) | New | Food Preparation | Natural Gas | Double Rack Oven | E2 | RVT - Cost of Operation | 0.0038226 | 0.0038948 | 0.0039795 | 0.0040783 | 0.0041915 | 0.0043328 | 0.0044745 | 0.004609 | 0.0047308 | 0.0048488 | 0.0049711 | 0.0050822 | 0.0051996 | 0.0053106 | 0.005406 | 0.0054922 | 0.0055651 | 0.0056347 | 0.0057087 | 0.0057779 | 0.0058472 | 0.0059504 | 0.0060547 | 0.0061622 | 0.0062717 | 0.0063831 | 0.0064965
F2_Commercial_Warehouse (WA)_New_Food Preparation_Natural Gas_Double Rack Oven_E3 | F2 | Commercial | Warehouse (WA) | New | Food Preparation | Natural Gas | Double Rack Oven | E3 | RVT - Cost of Operation | 0 | 0 | 0 | 0 | 0 | 0 | 0 | 0 | 0 | 0 | 0 | 0 | 0 | 0 | 0 | 0 | 0 | 0 | 0 | 0 | 0 | 0 | 0 | 0 | 0 | 0 | 0
F2_Commercial_Warehouse (WA)_New_Food Preparation_Natural Gas_Double Rack Oven_E4 | F2 | Commercial | Warehouse (WA) | New | Food Preparation | Natural Gas | Double Rack Oven | E4 | RVT - Cost of Operation | 0 | 0 | 0 | 0 | 0 | 0 | 0 | 0 | 0 | 0 | 0 | 0 | 0 | 0 | 0 | 0 | 0 | 0 | 0 | 0 | 0 | 0 | 0 | 0 | 0 | 0 | 0
F2_Commercial_Warehouse (WA)_New_Food Preparation_Natural Gas_Double Rack Oven_E5 | F2 | Commercial | Warehouse (WA) | New | Food Preparation | Natural Gas | Double Rack Oven | E5 | RVT - Cost of Operation | 0 | 0 | 0 | 0 | 0 | 0 | 0 | 0 | 0 | 0 | 0 | 0 | 0 | 0 | 0 | 0 | 0 | 0 | 0 | 0 | 0 | 0 | 0 | 0 | 0 | 0 | 0
F2_Commercial_Warehouse (WA)_New_Food Preparation_Natural Gas_Double Rack Oven_E6 | F2 | Commercial | Warehouse (WA) | New | Food Preparation | Natural Gas | Double Rack Oven | E6 | RVT - Cost of Operation | 0 | 0 | 0 | 0 | 0 | 0 | 0 | 0 | 0 | 0 | 0 | 0 | 0 | 0 | 0 | 0 | 0 | 0 | 0 | 0 | 0 | 0 | 0 | 0 | 0 | 0 | 0
F2_Commercial_Warehouse (WA)_New_Food Preparation_Natural Gas_Double Rack Oven_E7 | F2 | Commercial | Warehouse (WA) | New | Food Preparation | Natural Gas | Double Rack Oven | E7 | RVT - Cost of Operation | 0 | 0 | 0 | 0 | 0 | 0 | 0 | 0 | 0 | 0 | 0 | 0 | 0 | 0 | 0 | 0 | 0 | 0 | 0 | 0 | 0 | 0 | 0 | 0 | 0 | 0 | 0
F2_Commercial_Warehouse (WA)_New_Food Preparation_Natural Gas_Double Rack Oven_E8 | F2 | Commercial | Warehouse (WA) | New | Food Preparation | Natural Gas | Double Rack Oven | E8 | RVT - Cost of Operation | 0 | 0 | 0 | 0 | 0 | 0 | 0 | 0 | 0 | 0 | 0 | 0 | 0 | 0 | 0 | 0 | 0 | 0 | 0 | 0 | 0 | 0 | 0 | 0 | 0 | 0 | 0
F2_Commercial_Warehouse (WA)_New_Food Preparation_Natural Gas_Double Rack Oven_E9 | F2 | Commercial | Warehouse (WA) | New | Food Preparation | Natural Gas | Double Rack Oven | E9 | RVT - Cost of Operation | 0 | 0 | 0 | 0 | 0 | 0 | 0 | 0 | 0 | 0 | 0 | 0 | 0 | 0 | 0 | 0 | 0 | 0 | 0 | 0 | 0 | 0 | 0 | 0 | 0 | 0 | 0
F2_Commercial_Warehouse (WA)_New_Food Preparation_Natural Gas_Double Rack Oven_E10 | F2 | Commercial | Warehouse (WA) | New | Food Preparation | Natural Gas | Double Rack Oven | E10 | RVT - Cost of Operation | 0 | 0 | 0 | 0 | 0 | 0 | 0 | 0 | 0 | 0 | 0 | 0 | 0 | 0 | 0 | 0 | 0 | 0 | 0 | 0 | 0 | 0 | 0 | 0 | 0 | 0 | 0
F3_Commercial_Warehouse (WA)_New_Food Preparation_Natural Gas_Double Rack Oven_E1 | F3 | Commercial | Warehouse (WA) | New | Food Preparation | Natural Gas | Double Rack Oven | E1 | System - kBTUs of Consumption | 1.4719 | 1.4719 | 1.4719 | 1.4719 | 1.4719 | 1.4719 | 1.4719 | 1.4719 | 1.4719 | 1.4719 | 1.4719 | 1.4719 | 1.4719 | 1.4719 | 1.4719 | 1.4719 | 1.4719 | 1.4719 | 1.4719 | 1.4719 | 1.4719 | 1.4719 | 1.4719 | 1.4719 | 1.4719 | 1.4719 | 1.4719
F3_Commercial_Warehouse (WA)_New_Food Preparation_Natural Gas_Double Rack Oven_E2 | F3 | Commercial | Warehouse (WA) | New | Food Preparation | Natural Gas | Double Rack Oven | E2 | System - kBTUs of Consumption | 0.91192 | 0.91192 | 0.91192 | 0.91192 | 0.91192 | 0.91192 | 0.91192 | 0.91192 | 0.91192 | 0.91192 | 0.91192 | 0.91192 | 0.91192 | 0.91192 | 0.91192 | 0.91192 | 0.91192 | 0.91192 | 0.91192 | 0.91192 | 0.91192 | 0.91192 | 0.91192 | 0.91192 | 0.91192 | 0.91192 | 0.91192
F3_Commercial_Warehouse (WA)_New_Food Preparation_Natural Gas_Double Rack Oven_E3 | F3 | Commercial | Warehouse (WA) | New | Food Preparation | Natural Gas | Double Rack Oven | E3 | System - kBTUs of Consumption | 0 | 0 | 0 | 0 | 0 | 0 | 0 | 0 | 0 | 0 | 0 | 0 | 0 | 0 | 0 | 0 | 0 | 0 | 0 | 0 | 0 | 0 | 0 | 0 | 0 | 0 | 0
F3_Commercial_Warehouse (WA)_New_Food Preparation_Natural Gas_Double Rack Oven_E4 | F3 | Commercial | Warehouse (WA) | New | Food Preparation | Natural Gas | Double Rack Oven | E4 | System - kBTUs of Consumption | 0 | 0 | 0 | 0 | 0 | 0 | 0 | 0 | 0 | 0 | 0 | 0 | 0 | 0 | 0 | 0 | 0 | 0 | 0 | 0 | 0 | 0 | 0 | 0 | 0 | 0 | 0
F3_Commercial_Warehouse (WA)_New_Food Preparation_Natural Gas_Double Rack Oven_E5 | F3 | Commercial | Warehouse (WA) | New | Food Preparation | Natural Gas | Double Rack Oven | E5 | System - kBTUs of Consumption | 0 | 0 | 0 | 0 | 0 | 0 | 0 | 0 | 0 | 0 | 0 | 0 | 0 | 0 | 0 | 0 | 0 | 0 | 0 | 0 | 0 | 0 | 0 | 0 | 0 | 0 | 0
F3_Commercial_Warehouse (WA)_New_Food Preparation_Natural Gas_Double Rack Oven_E6 | F3 | Commercial | Warehouse (WA) | New | Food Preparation | Natural Gas | Double Rack Oven | E6 | System - kBTUs of Consumption | 0 | 0 | 0 | 0 | 0 | 0 | 0 | 0 | 0 | 0 | 0 | 0 | 0 | 0 | 0 | 0 | 0 | 0 | 0 | 0 | 0 | 0 | 0 | 0 | 0 | 0 | 0
F3_Commercial_Warehouse (WA)_New_Food Preparation_Natural Gas_Double Rack Oven_E7 | F3 | Commercial | Warehouse (WA) | New | Food Preparation | Natural Gas | Double Rack Oven | E7 | System - kBTUs of Consumption | 0 | 0 | 0 | 0 | 0 | 0 | 0 | 0 | 0 | 0 | 0 | 0 | 0 | 0 | 0 | 0 | 0 | 0 | 0 | 0 | 0 | 0 | 0 | 0 | 0 | 0 | 0
F3_Commercial_Warehouse (WA)_New_Food Preparation_Natural Gas_Double Rack Oven_E8 | F3 | Commercial | Warehouse (WA) | New | Food Preparation | Natural Gas | Double Rack Oven | E8 | System - kBTUs of Consumption | 0 | 0 | 0 | 0 | 0 | 0 | 0 | 0 | 0 | 0 | 0 | 0 | 0 | 0 | 0 | 0 | 0 | 0 | 0 | 0 | 0 | 0 | 0 | 0 | 0 | 0 | 0
F3_Commercial_Warehouse (WA)_New_Food Preparation_Natural Gas_Double Rack Oven_E9 | F3 | Commercial | Warehouse (WA) | New | Food Preparation | Natural Gas | Double Rack Oven | E9 | System - kBTUs of Consumption | 0 | 0 | 0 | 0 | 0 | 0 | 0 | 0 | 0 | 0 | 0 | 0 | 0 | 0 | 0 | 0 | 0 | 0 | 0 | 0 | 0 | 0 | 0 | 0 | 0 | 0 | 0
F3_Commercial_Warehouse (WA)_New_Food Preparation_Natural Gas_Double Rack Oven_E10 | F3 | Commercial | Warehouse (WA) | New | Food Preparation | Natural Gas | Double Rack Oven | E10 | System - kBTUs of Consumption | 0 | 0 | 0 | 0 | 0 | 0 | 0 | 0 | 0 | 0 | 0 | 0 | 0 | 0 | 0 | 0 | 0 | 0 | 0 | 0 | 0 | 0 | 0 | 0 | 0 | 0 | 0
F4_Commercial_Warehouse (WA)_New_Food Preparation_Natural Gas_Double Rack Oven_E1 | F4 | Commercial | Warehouse (WA) | New | Food Preparation | Natural Gas | Double Rack Oven | E1 | Utility - Cost of Equipment | 3.6127e-06 | 3.6127e-06 | 3.6127e-06 | 3.6127e-06 | 3.6127e-06 | 3.6127e-06 | 3.6127e-06 | 3.6127e-06 | 3.6127e-06 | 3.6127e-06 | 3.6127e-06 | 3.6127e-06 | 3.6127e-06 | 3.6127e-06 | 3.6127e-06 | 3.6127e-06 | 3.6127e-06 | 3.6127e-06 | 3.6127e-06 | 3.6127e-06 | 3.6127e-06 | 3.6127e-06 | 3.6127e-06 | 3.6127e-06 | 3.6127e-06 | 3.6127e-06 | 3.6127e-06
F4_Commercial_Warehouse (WA)_New_Food Preparation_Natural Gas_Double Rack Oven_E2 | F4 | Commercial | Warehouse (WA) | New | Food Preparation | Natural Gas | Double Rack Oven | E2 | Utility - Cost of Equipment | 1.639e-05 | 1.639e-05 | 1.639e-05 | 1.639e-05 | 1.639e-05 | 1.639e-05 | 1.639e-05 | 1.639e-05 | 1.639e-05 | 1.639e-05 | 1.639e-05 | 1.639e-05 | 1.639e-05 | 1.639e-05 | 1.639e-05 | 1.639e-05 | 1.639e-05 | 1.639e-05 | 1.639e-05 | 1.639e-05 | 1.639e-05 | 1.639e-05 | 1.639e-05 | 1.639e-05 | 1.639e-05 | 1.639e-05 | 1.639e-05
F4_Commercial_Warehouse (WA)_New_Food Preparation_Natural Gas_Double Rack Oven_E3 | F4 | Commercial | Warehouse (WA) | New | Food Preparation | Natural Gas | Double Rack Oven | E3 | Utility - Cost of Equipment | 0 | 0 | 0 | 0 | 0 | 0 | 0 | 0 | 0 | 0 | 0 | 0 | 0 | 0 | 0 | 0 | 0 | 0 | 0 | 0 | 0 | 0 | 0 | 0 | 0 | 0 | 0
F4_Commercial_Warehouse (WA)_New_Food Preparation_Natural Gas_Double Rack Oven_E4 | F4 | Commercial | Warehouse (WA) | New | Food Preparation | Natural Gas | Double Rack Oven | E4 | Utility - Cost of Equipment | 0 | 0 | 0 | 0 | 0 | 0 | 0 | 0 | 0 | 0 | 0 | 0 | 0 | 0 | 0 | 0 | 0 | 0 | 0 | 0 | 0 | 0 | 0 | 0 | 0 | 0 | 0
F4_Commercial_Warehouse (WA)_New_Food Preparation_Natural Gas_Double Rack Oven_E5 | F4 | Commercial | Warehouse (WA) | New | Food Preparation | Natural Gas | Double Rack Oven | E5 | Utility - Cost of Equipment | 0 | 0 | 0 | 0 | 0 | 0 | 0 | 0 | 0 | 0 | 0 | 0 | 0 | 0 | 0 | 0 | 0 | 0 | 0 | 0 | 0 | 0 | 0 | 0 | 0 | 0 | 0
F4_Commercial_Warehouse (WA)_New_Food Preparation_Natural Gas_Double Rack Oven_E6 | F4 | Commercial | Warehouse (WA) | New | Food Preparation | Natural Gas | Double Rack Oven | E6 | Utility - Cost of Equipment | 0 | 0 | 0 | 0 | 0 | 0 | 0 | 0 | 0 | 0 | 0 | 0 | 0 | 0 | 0 | 0 | 0 | 0 | 0 | 0 | 0 | 0 | 0 | 0 | 0 | 0 | 0
F4_Commercial_Warehouse (WA)_New_Food Preparation_Natural Gas_Double Rack Oven_E7 | F4 | Commercial | Warehouse (WA) | New | Food Preparation | Natural Gas | Double Rack Oven | E7 | Utility - Cost of Equipment | 0 | 0 | 0 | 0 | 0 | 0 | 0 | 0 | 0 | 0 | 0 | 0 | 0 | 0 | 0 | 0 | 0 | 0 | 0 | 0 | 0 | 0 | 0 | 0 | 0 | 0 | 0
F4_Commercial_Warehouse (WA)_New_Food Preparation_Natural Gas_Double Rack Oven_E8 | F4 | Commercial | Warehouse (WA) | New | Food Preparation | Natural Gas | Double Rack Oven | E8 | Utility - Cost of Equipment | 0 | 0 | 0 | 0 | 0 | 0 | 0 | 0 | 0 | 0 | 0 | 0 | 0 | 0 | 0 | 0 | 0 | 0 | 0 | 0 | 0 | 0 | 0 | 0 | 0 | 0 | 0
F4_Commercial_Warehouse (WA)_New_Food Preparation_Natural Gas_Double Rack Oven_E9 | F4 | Commercial | Warehouse (WA) | New | Food Preparation | Natural Gas | Double Rack Oven | E9 | Utility - Cost of Equipment | 0 | 0 | 0 | 0 | 0 | 0 | 0 | 0 | 0 | 0 | 0 | 0 | 0 | 0 | 0 | 0 | 0 | 0 | 0 | 0 | 0 | 0 | 0 | 0 | 0 | 0 | 0
F4_Commercial_Warehouse (WA)_New_Food Preparation_Natural Gas_Double Rack Oven_E10 | F4 | Commercial | Warehouse (WA) | New | Food Preparation | Natural Gas | Double Rack Oven | E10 | Utility - Cost of Equipment | 0 | 0 | 0 | 0 | 0 | 0 | 0 | 0 | 0 | 0 | 0 | 0 | 0 | 0 | 0 | 0 | 0 | 0 | 0 | 0 | 0 | 0 | 0 | 0 | 0 | 0 | 0
F5_Commercial_Warehouse (WA)_New_Food Preparation_Natural Gas_Double Rack Oven_E1 | F5 | Commercial | Warehouse (WA) | New | Food Preparation | Natural Gas | Double Rack Oven | E1 | Utility - Cost of Operation | 0.0052386 | 0.0053706 | 0.005527 | 0.0057063 | 0.005909 | 0.0061556 | 0.0064095 | 0.0066609 | 0.0069029 | 0.0071483 | 0.0073435 | 0.0075265 | 0.007723 | 0.0079154 | 0.0080874 | 0.0082484 | 0.0083927 | 0.0085353 | 0.0086875 | 0.008836 | 0.0089886 | 0.0091472 | 0.0093075 | 0.0094728 | 0.0096411 | 0.0098124 | 0.0099867
F5_Commercial_Warehouse (WA)_New_Food Preparation_Natural Gas_Double Rack Oven_E2 | F5 | Commercial | Warehouse (WA) | New | Food Preparation | Natural Gas | Double Rack Oven | E2 | Utility - Cost of Operation | 0.0032455 | 0.0033273 | 0.0034242 | 0.0035353 | 0.0036609 | 0.0038137 | 0.0039709 | 0.0041267 | 0.0042766 | 0.0044286 | 0.0045496 | 0.0046629 | 0.0047847 | 0.0049039 | 0.0050105 | 0.0051102 | 0.0051996 | 0.0052879 | 0.0053823 | 0.0054743 | 0.0055688 | 0.005667 | 0.0057664 | 0.0058688 | 0.0059731 | 0.0060792 | 0.0061872
F5_Commercial_Warehouse (WA)_New_Food Preparation_Natural Gas_Double Rack Oven_E3 | F5 | Commercial | Warehouse (WA) | New | Food Preparation | Natural Gas | Double Rack Oven | E3 | Utility - Cost of Operation | 0 | 0 | 0 | 0 | 0 | 0 | 0 | 0 | 0 | 0 | 0 | 0 | 0 | 0 | 0 | 0 | 0 | 0 | 0 | 0 | 0 | 0 | 0 | 0 | 0 | 0 | 0
F5_Commercial_Warehouse (WA)_New_Food Preparation_Natural Gas_Double Rack Oven_E4 | F5 | Commercial | Warehouse (WA) | New | Food Preparation | Natural Gas | Double Rack Oven | E4 | Utility - Cost of Operation | 0 | 0 | 0 | 0 | 0 | 0 | 0 | 0 | 0 | 0 | 0 | 0 | 0 | 0 | 0 | 0 | 0 | 0 | 0 | 0 | 0 | 0 | 0 | 0 | 0 | 0 | 0
F5_Commercial_Warehouse (WA)_New_Food Preparation_Natural Gas_Double Rack Oven_E5 | F5 | Commercial | Warehouse (WA) | New | Food Preparation | Natural Gas | Double Rack Oven | E5 | Utility - Cost of Operation | 0 | 0 | 0 | 0 | 0 | 0 | 0 | 0 | 0 | 0 | 0 | 0 | 0 | 0 | 0 | 0 | 0 | 0 | 0 | 0 | 0 | 0 | 0 | 0 | 0 | 0 | 0
F5_Commercial_Warehouse (WA)_New_Food Preparation_Natural Gas_Double Rack Oven_E6 | F5 | Commercial | Warehouse (WA) | New | Food Preparation | Natural Gas | Double Rack Oven | E6 | Utility - Cost of Operation | 0 | 0 | 0 | 0 | 0 | 0 | 0 | 0 | 0 | 0 | 0 | 0 | 0 | 0 | 0 | 0 | 0 | 0 | 0 | 0 | 0 | 0 | 0 | 0 | 0 | 0 | 0
F5_Commercial_Warehouse (WA)_New_Food Preparation_Natural Gas_Double Rack Oven_E7 | F5 | Commercial | Warehouse (WA) | New | Food Preparation | Natural Gas | Double Rack Oven | E7 | Utility - Cost of Operation | 0 | 0 | 0 | 0 | 0 | 0 | 0 | 0 | 0 | 0 | 0 | 0 | 0 | 0 | 0 | 0 | 0 | 0 | 0 | 0 | 0 | 0 | 0 | 0 | 0 | 0 | 0
F5_Commercial_Warehouse (WA)_New_Food Preparation_Natural Gas_Double Rack Oven_E8 | F5 | Commercial | Warehouse (WA) | New | Food Preparation | Natural Gas | Double Rack Oven | E8 | Utility - Cost of Operation | 0 | 0 | 0 | 0 | 0 | 0 | 0 | 0 | 0 | 0 | 0 | 0 | 0 | 0 | 0 | 0 | 0 | 0 | 0 | 0 | 0 | 0 | 0 | 0 | 0 | 0 | 0
F5_Commercial_Warehouse (WA)_New_Food Preparation_Natural Gas_Double Rack Oven_E9 | F5 | Commercial | Warehouse (WA) | New | Food Preparation | Natural Gas | Double Rack Oven | E9 | Utility - Cost of Operation | 0 | 0 | 0 | 0 | 0 | 0 | 0 | 0 | 0 | 0 | 0 | 0 | 0 | 0 | 0 | 0 | 0 | 0 | 0 | 0 | 0 | 0 | 0 | 0 | 0 | 0 | 0
F5_Commercial_Warehouse (WA)_New_Food Preparation_Natural Gas_Double Rack Oven_E10 | F5 | Commercial | Warehouse (WA) | New | Food Preparation | Natural Gas | Double Rack Oven | E10 | Utility - Cost of Operation | 0 | 0 | 0 | 0 | 0 | 0 | 0 | 0 | 0 | 0 | 0 | 0 | 0 | 0 | 0 | 0 | 0 | 0 | 0 | 0 | 0 | 0 | 0 | 0 | 0 | 0 | 0
F6_Commercial_Warehouse (WA)_New_Food Preparation_Natural Gas_Double Rack Oven_E1 | F6 | Commercial | Warehouse (WA) | New | Food Preparation | Natural Gas | Double Rack Oven | E1 | Utility - Value of Sales | 0.00617 | 0.0062866 | 0.0064234 | 0.0065829 | 0.0067656 | 0.0069936 | 0.0072223 | 0.0074394 | 0.0076359 | 0.0078264 | 0.0080239 | 0.0082033 | 0.0083926 | 0.0085718 | 0.0087259 | 0.008865 | 0.0089826 | 0.009095 | 0.0092145 | 0.0093261 | 0.009438 | 0.0096046 | 0.0097729 | 0.0099465 | 0.010123 | 0.010303 | 0.010486
F6_Commercial_Warehouse (WA)_New_Food Preparation_Natural Gas_Double Rack Oven_E2 | F6 | Commercial | Warehouse (WA) | New | Food Preparation | Natural Gas | Double Rack Oven | E2 | Utility - Value of Sales | 0.0038226 | 0.0038948 | 0.0039795 | 0.0040783 | 0.0041915 | 0.0043328 | 0.0044745 | 0.004609 | 0.0047308 | 0.0048488 | 0.0049711 | 0.0050822 | 0.0051996 | 0.0053106 | 0.005406 | 0.0054922 | 0.0055651 | 0.0056347 | 0.0057087 | 0.0057779 | 0.0058472 | 0.0059504 | 0.0060547 | 0.0061622 | 0.0062717 | 0.0063831 | 0.0064965
F6_Commercial_Warehouse (WA)_New_Food Preparation_Natural Gas_Double Rack Oven_E3 | F6 | Commercial | Warehouse (WA) | New | Food Preparation | Natural Gas | Double Rack Oven | E3 | Utility - Value of Sales | 0 | 0 | 0 | 0 | 0 | 0 | 0 | 0 | 0 | 0 | 0 | 0 | 0 | 0 | 0 | 0 | 0 | 0 | 0 | 0 | 0 | 0 | 0 | 0 | 0 | 0 | 0
F6_Commercial_Warehouse (WA)_New_Food Preparation_Natural Gas_Double Rack Oven_E4 | F6 | Commercial | Warehouse (WA) | New | Food Preparation | Natural Gas | Double Rack Oven | E4 | Utility - Value of Sales | 0 | 0 | 0 | 0 | 0 | 0 | 0 | 0 | 0 | 0 | 0 | 0 | 0 | 0 | 0 | 0 | 0 | 0 | 0 | 0 | 0 | 0 | 0 | 0 | 0 | 0 | 0
F6_Commercial_Warehouse (WA)_New_Food Preparation_Natural Gas_Double Rack Oven_E5 | F6 | Commercial | Warehouse (WA) | New | Food Preparation | Natural Gas | Double Rack Oven | E5 | Utility - Value of Sales | 0 | 0 | 0 | 0 | 0 | 0 | 0 | 0 | 0 | 0 | 0 | 0 | 0 | 0 | 0 | 0 | 0 | 0 | 0 | 0 | 0 | 0 | 0 | 0 | 0 | 0 | 0
F6_Commercial_Warehouse (WA)_New_Food Preparation_Natural Gas_Double Rack Oven_E6 | F6 | Commercial | Warehouse (WA) | New | Food Preparation | Natural Gas | Double Rack Oven | E6 | Utility - Value of Sales | 0 | 0 | 0 | 0 | 0 | 0 | 0 | 0 | 0 | 0 | 0 | 0 | 0 | 0 | 0 | 0 | 0 | 0 | 0 | 0 | 0 | 0 | 0 | 0 | 0 | 0 | 0
F6_Commercial_Warehouse (WA)_New_Food Preparation_Natural Gas_Double Rack Oven_E7 | F6 | Commercial | Warehouse (WA) | New | Food Preparation | Natural Gas | Double Rack Oven | E7 | Utility - Value of Sales | 0 | 0 | 0 | 0 | 0 | 0 | 0 | 0 | 0 | 0 | 0 | 0 | 0 | 0 | 0 | 0 | 0 | 0 | 0 | 0 | 0 | 0 | 0 | 0 | 0 | 0 | 0
F6_Commercial_Warehouse (WA)_New_Food Preparation_Natural Gas_Double Rack Oven_E8 | F6 | Commercial | Warehouse (WA) | New | Food Preparation | Natural Gas | Double Rack Oven | E8 | Utility - Value of Sales | 0 | 0 | 0 | 0 | 0 | 0 | 0 | 0 | 0 | 0 | 0 | 0 | 0 | 0 | 0 | 0 | 0 | 0 | 0 | 0 | 0 | 0 | 0 | 0 | 0 | 0 | 0
F6_Commercial_Warehouse (WA)_New_Food Preparation_Natural Gas_Double Rack Oven_E9 | F6 | Commercial | Warehouse (WA) | New | Food Preparation | Natural Gas | Double Rack Oven | E9 | Utility - Value of Sales | 0 | 0 | 0 | 0 | 0 | 0 | 0 | 0 | 0 | 0 | 0 | 0 | 0 | 0 | 0 | 0 | 0 | 0 | 0 | 0 | 0 | 0 | 0 | 0 | 0 | 0 | 0
F6_Commercial_Warehouse (WA)_New_Food Preparation_Natural Gas_Double Rack Oven_E10 | F6 | Commercial | Warehouse (WA) | New | Food Preparation | Natural Gas | Double Rack Oven | E10 | Utility - Value of Sales | 0 | 0 | 0 | 0 | 0 | 0 | 0 | 0 | 0 | 0 | 0 | 0 | 0 | 0 | 0 | 0 | 0 | 0 | 0 | 0 | 0 | 0 | 0 | 0 | 0 | 0 | 0
F1_Commercial_Warehouse (WA)_New_Food Preparation_Natural Gas_Fryer_E1 | F1 | Commercial | Warehouse (WA) | New | Food Preparation | Natural Gas | Fryer | E1 | RVT - Cost of Equipment | 2.2016e-05 | 2.2016e-05 | 2.2016e-05 | 2.2016e-05 | 2.2016e-05 | 2.2016e-05 | 2.2016e-05 | 2.2016e-05 | 2.2016e-05 | 2.2016e-05 | 2.2016e-05 | 2.2016e-05 | 2.2016e-05 | 2.2016e-05 | 2.2016e-05 | 2.2016e-05 | 2.2016e-05 | 2.2016e-05 | 2.2016e-05 | 2.2016e-05 | 2.2016e-05 | 2.2016e-05 | 2.2016e-05 | 2.2016e-05 | 2.2016e-05 | 2.2016e-05 | 2.2016e-05
F1_Commercial_Warehouse (WA)_New_Food Preparation_Natural Gas_Fryer_E2 | F1 | Commercial | Warehouse (WA) | New | Food Preparation | Natural Gas | Fryer | E2 | RVT - Cost of Equipment | 3.2583e-05 | 3.2583e-05 | 3.2583e-05 | 3.2583e-05 | 3.2583e-05 | 3.2583e-05 | 3.2583e-05 | 3.2583e-05 | 3.2583e-05 | 3.2583e-05 | 3.2583e-05 | 3.2583e-05 | 3.2583e-05 | 3.2583e-05 | 3.2583e-05 | 3.2583e-05 | 3.2583e-05 | 3.2583e-05 | 3.2583e-05 | 3.2583e-05 | 3.2583e-05 | 3.2583e-05 | 3.2583e-05 | 3.2583e-05 | 3.2583e-05 | 3.2583e-05 | 3.2583e-05
F1_Commercial_Warehouse (WA)_New_Food Preparation_Natural Gas_Fryer_E3 | F1 | Commercial | Warehouse (WA) | New | Food Preparation | Natural Gas | Fryer | E3 | RVT - Cost of Equipment | 0 | 0 | 0 | 0 | 0 | 0 | 0 | 0 | 0 | 0 | 0 | 0 | 0 | 0 | 0 | 0 | 0 | 0 | 0 | 0 | 0 | 0 | 0 | 0 | 0 | 0 | 0
F1_Commercial_Warehouse (WA)_New_Food Preparation_Natural Gas_Fryer_E4 | F1 | Commercial | Warehouse (WA) | New | Food Preparation | Natural Gas | Fryer | E4 | RVT - Cost of Equipment | 0 | 0 | 0 | 0 | 0 | 0 | 0 | 0 | 0 | 0 | 0 | 0 | 0 | 0 | 0 | 0 | 0 | 0 | 0 | 0 | 0 | 0 | 0 | 0 | 0 | 0 | 0
F1_Commercial_Warehouse (WA)_New_Food Preparation_Natural Gas_Fryer_E5 | F1 | Commercial | Warehouse (WA) | New | Food Preparation | Natural Gas | Fryer | E5 | RVT - Cost of Equipment | 0 | 0 | 0 | 0 | 0 | 0 | 0 | 0 | 0 | 0 | 0 | 0 | 0 | 0 | 0 | 0 | 0 | 0 | 0 | 0 | 0 | 0 | 0 | 0 | 0 | 0 | 0
F1_Commercial_Warehouse (WA)_New_Food Preparation_Natural Gas_Fryer_E6 | F1 | Commercial | Warehouse (WA) | New | Food Preparation | Natural Gas | Fryer | E6 | RVT - Cost of Equipment | 0 | 0 | 0 | 0 | 0 | 0 | 0 | 0 | 0 | 0 | 0 | 0 | 0 | 0 | 0 | 0 | 0 | 0 | 0 | 0 | 0 | 0 | 0 | 0 | 0 | 0 | 0
F1_Commercial_Warehouse (WA)_New_Food Preparation_Natural Gas_Fryer_E7 | F1 | Commercial | Warehouse (WA) | New | Food Preparation | Natural Gas | Fryer | E7 | RVT - Cost of Equipment | 0 | 0 | 0 | 0 | 0 | 0 | 0 | 0 | 0 | 0 | 0 | 0 | 0 | 0 | 0 | 0 | 0 | 0 | 0 | 0 | 0 | 0 | 0 | 0 | 0 | 0 | 0
F1_Commercial_Warehouse (WA)_New_Food Preparation_Natural Gas_Fryer_E8 | F1 | Commercial | Warehouse (WA) | New | Food Preparation | Natural Gas | Fryer | E8 | RVT - Cost of Equipment | 0 | 0 | 0 | 0 | 0 | 0 | 0 | 0 | 0 | 0 | 0 | 0 | 0 | 0 | 0 | 0 | 0 | 0 | 0 | 0 | 0 | 0 | 0 | 0 | 0 | 0 | 0
F1_Commercial_Warehouse (WA)_New_Food Preparation_Natural Gas_Fryer_E9 | F1 | Commercial | Warehouse (WA) | New | Food Preparation | Natural Gas | Fryer | E9 | RVT - Cost of Equipment | 0 | 0 | 0 | 0 | 0 | 0 | 0 | 0 | 0 | 0 | 0 | 0 | 0 | 0 | 0 | 0 | 0 | 0 | 0 | 0 | 0 | 0 | 0 | 0 | 0 | 0 | 0
F1_Commercial_Warehouse (WA)_New_Food Preparation_Natural Gas_Fryer_E10 | F1 | Commercial | Warehouse (WA) | New | Food Preparation | Natural Gas | Fryer | E10 | RVT - Cost of Equipment | 0 | 0 | 0 | 0 | 0 | 0 | 0 | 0 | 0 | 0 | 0 | 0 | 0 | 0 | 0 | 0 | 0 | 0 | 0 | 0 | 0 | 0 | 0 | 0 | 0 | 0 | 0
F2_Commercial_Warehouse (WA)_New_Food Preparation_Natural Gas_Fryer_E1 | F2 | Commercial | Warehouse (WA) | New | Food Preparation | Natural Gas | Fryer | E1 | RVT - Cost of Operation | 0.0031987 | 0.003263 | 0.0033354 | 0.0034167 | 0.0035073 | 0.0036168 | 0.0037255 | 0.0038282 | 0.0039214 | 0.0040122 | 0.0041062 | 0.0041923 | 0.0042844 | 0.0043736 | 0.004452 | 0.0045241 | 0.004587 | 0.0046478 | 0.0047119 | 0.0047728 | 0.0048341 | 0.0049195 | 0.0050058 | 0.0050948 | 0.0051853 | 0.0052774 | 0.0053712
F2_Commercial_Warehouse (WA)_New_Food Preparation_Natural Gas_Fryer_E2 | F2 | Commercial | Warehouse (WA) | New | Food Preparation | Natural Gas | Fryer | E2 | RVT - Cost of Operation | 0.0022062 | 0.0022505 | 0.0023004 | 0.0023565 | 0.002419 | 0.0024945 | 0.0025695 | 0.0026404 | 0.0027046 | 0.0027672 | 0.002832 | 0.0028915 | 0.0029549 | 0.0030165 | 0.0030705 | 0.0031203 | 0.0031637 | 0.0032056 | 0.0032498 | 0.0032918 | 0.0033341 | 0.003393 | 0.0034525 | 0.0035139 | 0.0035763 | 0.0036398 | 0.0037045
F2_Commercial_Warehouse (WA)_New_Food Preparation_Natural Gas_Fryer_E3 | F2 | Commercial | Warehouse (WA) | New | Food Preparation | Natural Gas | Fryer | E3 | RVT - Cost of Operation | 0 | 0 | 0 | 0 | 0 | 0 | 0 | 0 | 0 | 0 | 0 | 0 | 0 | 0 | 0 | 0 | 0 | 0 | 0 | 0 | 0 | 0 | 0 | 0 | 0 | 0 | 0
F2_Commercial_Warehouse (WA)_New_Food Preparation_Natural Gas_Fryer_E4 | F2 | Commercial | Warehouse (WA) | New | Food Preparation | Natural Gas | Fryer | E4 | RVT - Cost of Operation | 0 | 0 | 0 | 0 | 0 | 0 | 0 | 0 | 0 | 0 | 0 | 0 | 0 | 0 | 0 | 0 | 0 | 0 | 0 | 0 | 0 | 0 | 0 | 0 | 0 | 0 | 0
F2_Commercial_Warehouse (WA)_New_Food Preparation_Natural Gas_Fryer_E5 | F2 | Commercial | Warehouse (WA) | New | Food Preparation | Natural Gas | Fryer | E5 | RVT - Cost of Operation | 0 | 0 | 0 | 0 | 0 | 0 | 0 | 0 | 0 | 0 | 0 | 0 | 0 | 0 | 0 | 0 | 0 | 0 | 0 | 0 | 0 | 0 | 0 | 0 | 0 | 0 | 0
F2_Commercial_Warehouse (WA)_New_Food Preparation_Natural Gas_Fryer_E6 | F2 | Commercial | Warehouse (WA) | New | Food Preparation | Natural Gas | Fryer | E6 | RVT - Cost of Operation | 0 | 0 | 0 | 0 | 0 | 0 | 0 | 0 | 0 | 0 | 0 | 0 | 0 | 0 | 0 | 0 | 0 | 0 | 0 | 0 | 0 | 0 | 0 | 0 | 0 | 0 | 0
F2_Commercial_Warehouse (WA)_New_Food Preparation_Natural Gas_Fryer_E7 | F2 | Commercial | Warehouse (WA) | New | Food Preparation | Natural Gas | Fryer | E7 | RVT - Cost of Operation | 0 | 0 | 0 | 0 | 0 | 0 | 0 | 0 | 0 | 0 | 0 | 0 | 0 | 0 | 0 | 0 | 0 | 0 | 0 | 0 | 0 | 0 | 0 | 0 | 0 | 0 | 0
F2_Commercial_Warehouse (WA)_New_Food Preparation_Natural Gas_Fryer_E8 | F2 | Commercial | Warehouse (WA) | New | Food Preparation | Natural Gas | Fryer | E8 | RVT - Cost of Operation | 0 | 0 | 0 | 0 | 0 | 0 | 0 | 0 | 0 | 0 | 0 | 0 | 0 | 0 | 0 | 0 | 0 | 0 | 0 | 0 | 0 | 0 | 0 | 0 | 0 | 0 | 0
F2_Commercial_Warehouse (WA)_New_Food Preparation_Natural Gas_Fryer_E9 | F2 | Commercial | Warehouse (WA) | New | Food Preparation | Natural Gas | Fryer | E9 | RVT - Cost of Operation | 0 | 0 | 0 | 0 | 0 | 0 | 0 | 0 | 0 | 0 | 0 | 0 | 0 | 0 | 0 | 0 | 0 | 0 | 0 | 0 | 0 | 0 | 0 | 0 | 0 | 0 | 0
F2_Commercial_Warehouse (WA)_New_Food Preparation_Natural Gas_Fryer_E10 | F2 | Commercial | Warehouse (WA) | New | Food Preparation | Natural Gas | Fryer | E10 | RVT - Cost of Operation | 0 | 0 | 0 | 0 | 0 | 0 | 0 | 0 | 0 | 0 | 0 | 0 | 0 | 0 | 0 | 0 | 0 | 0 | 0 | 0 | 0 | 0 | 0 | 0 | 0 | 0 | 0
F3_Commercial_Warehouse (WA)_New_Food Preparation_Natural Gas_Fryer_E1 | F3 | Commercial | Warehouse (WA) | New | Food Preparation | Natural Gas | Fryer | E1 | System - kBTUs of Consumption | 0.74007 | 0.74007 | 0.74007 | 0.74007 | 0.74007 | 0.74007 | 0.74007 | 0.74007 | 0.74007 | 0.74007 | 0.74007 | 0.74007 | 0.74007 | 0.74007 | 0.74007 | 0.74007 | 0.74007 | 0.74007 | 0.74007 | 0.74007 | 0.74007 | 0.74007 | 0.74007 | 0.74007 | 0.74007 | 0.74007 | 0.74007
F3_Commercial_Warehouse (WA)_New_Food Preparation_Natural Gas_Fryer_E2 | F3 | Commercial | Warehouse (WA) | New | Food Preparation | Natural Gas | Fryer | E2 | System - kBTUs of Consumption | 0.51043 | 0.51043 | 0.51043 | 0.51043 | 0.51043 | 0.51043 | 0.51043 | 0.51043 | 0.51043 | 0.51043 | 0.51043 | 0.51043 | 0.51043 | 0.51043 | 0.51043 | 0.51043 | 0.51043 | 0.51043 | 0.51043 | 0.51043 | 0.51043 | 0.51043 | 0.51043 | 0.51043 | 0.51043 | 0.51043 | 0.51043
F3_Commercial_Warehouse (WA)_New_Food Preparation_Natural Gas_Fryer_E3 | F3 | Commercial | Warehouse (WA) | New | Food Preparation | Natural Gas | Fryer | E3 | System - kBTUs of Consumption | 0 | 0 | 0 | 0 | 0 | 0 | 0 | 0 | 0 | 0 | 0 | 0 | 0 | 0 | 0 | 0 | 0 | 0 | 0 | 0 | 0 | 0 | 0 | 0 | 0 | 0 | 0
F3_Commercial_Warehouse (WA)_New_Food Preparation_Natural Gas_Fryer_E4 | F3 | Commercial | Warehouse (WA) | New | Food Preparation | Natural Gas | Fryer | E4 | System - kBTUs of Consumption | 0 | 0 | 0 | 0 | 0 | 0 | 0 | 0 | 0 | 0 | 0 | 0 | 0 | 0 | 0 | 0 | 0 | 0 | 0 | 0 | 0 | 0 | 0 | 0 | 0 | 0 | 0
F3_Commercial_Warehouse (WA)_New_Food Preparation_Natural Gas_Fryer_E5 | F3 | Commercial | Warehouse (WA) | New | Food Preparation | Natural Gas | Fryer | E5 | System - kBTUs of Consumption | 0 | 0 | 0 | 0 | 0 | 0 | 0 | 0 | 0 | 0 | 0 | 0 | 0 | 0 | 0 | 0 | 0 | 0 | 0 | 0 | 0 | 0 | 0 | 0 | 0 | 0 | 0
F3_Commercial_Warehouse (WA)_New_Food Preparation_Natural Gas_Fryer_E6 | F3 | Commercial | Warehouse (WA) | New | Food Preparation | Natural Gas | Fryer | E6 | System - kBTUs of Consumption | 0 | 0 | 0 | 0 | 0 | 0 | 0 | 0 | 0 | 0 | 0 | 0 | 0 | 0 | 0 | 0 | 0 | 0 | 0 | 0 | 0 | 0 | 0 | 0 | 0 | 0 | 0
F3_Commercial_Warehouse (WA)_New_Food Preparation_Natural Gas_Fryer_E7 | F3 | Commercial | Warehouse (WA) | New | Food Preparation | Natural Gas | Fryer | E7 | System - kBTUs of Consumption | 0 | 0 | 0 | 0 | 0 | 0 | 0 | 0 | 0 | 0 | 0 | 0 | 0 | 0 | 0 | 0 | 0 | 0 | 0 | 0 | 0 | 0 | 0 | 0 | 0 | 0 | 0
F3_Commercial_Warehouse (WA)_New_Food Preparation_Natural Gas_Fryer_E8 | F3 | Commercial | Warehouse (WA) | New | Food Preparation | Natural Gas | Fryer | E8 | System - kBTUs of Consumption | 0 | 0 | 0 | 0 | 0 | 0 | 0 | 0 | 0 | 0 | 0 | 0 | 0 | 0 | 0 | 0 | 0 | 0 | 0 | 0 | 0 | 0 | 0 | 0 | 0 | 0 | 0
F3_Commercial_Warehouse (WA)_New_Food Preparation_Natural Gas_Fryer_E9 | F3 | Commercial | Warehouse (WA) | New | Food Preparation | Natural Gas | Fryer | E9 | System - kBTUs of Consumption | 0 | 0 | 0 | 0 | 0 | 0 | 0 | 0 | 0 | 0 | 0 | 0 | 0 | 0 | 0 | 0 | 0 | 0 | 0 | 0 | 0 | 0 | 0 | 0 | 0 | 0 | 0
F3_Commercial_Warehouse (WA)_New_Food Preparation_Natural Gas_Fryer_E10 | F3 | Commercial | Warehouse (WA) | New | Food Preparation | Natural Gas | Fryer | E10 | System - kBTUs of Consumption | 0 | 0 | 0 | 0 | 0 | 0 | 0 | 0 | 0 | 0 | 0 | 0 | 0 | 0 | 0 | 0 | 0 | 0 | 0 | 0 | 0 | 0 | 0 | 0 | 0 | 0 | 0
F4_Commercial_Warehouse (WA)_New_Food Preparation_Natural Gas_Fryer_E1 | F4 | Commercial | Warehouse (WA) | New | Food Preparation | Natural Gas | Fryer | E1 | Utility - Cost of Equipment | 2.2016e-05 | 2.2016e-05 | 2.2016e-05 | 2.2016e-05 | 2.2016e-05 | 2.2016e-05 | 2.2016e-05 | 2.2016e-05 | 2.2016e-05 | 2.2016e-05 | 2.2016e-05 | 2.2016e-05 | 2.2016e-05 | 2.2016e-05 | 2.2016e-05 | 2.2016e-05 | 2.2016e-05 | 2.2016e-05 | 2.2016e-05 | 2.2016e-05 | 2.2016e-05 | 2.2016e-05 | 2.2016e-05 | 2.2016e-05 | 2.2016e-05 | 2.2016e-05 | 2.2016e-05
F4_Commercial_Warehouse (WA)_New_Food Preparation_Natural Gas_Fryer_E2 | F4 | Commercial | Warehouse (WA) | New | Food Preparation | Natural Gas | Fryer | E2 | Utility - Cost of Equipment | 3.2583e-05 | 3.2583e-05 | 3.2583e-05 | 3.2583e-05 | 3.2583e-05 | 3.2583e-05 | 3.2583e-05 | 3.2583e-05 | 3.2583e-05 | 3.2583e-05 | 3.2583e-05 | 3.2583e-05 | 3.2583e-05 | 3.2583e-05 | 3.2583e-05 | 3.2583e-05 | 3.2583e-05 | 3.2583e-05 | 3.2583e-05 | 3.2583e-05 | 3.2583e-05 | 3.2583e-05 | 3.2583e-05 | 3.2583e-05 | 3.2583e-05 | 3.2583e-05 | 3.2583e-05
F4_Commercial_Warehouse (WA)_New_Food Preparation_Natural Gas_Fryer_E3 | F4 | Commercial | Warehouse (WA) | New | Food Preparation | Natural Gas | Fryer | E3 | Utility - Cost of Equipment | 0 | 0 | 0 | 0 | 0 | 0 | 0 | 0 | 0 | 0 | 0 | 0 | 0 | 0 | 0 | 0 | 0 | 0 | 0 | 0 | 0 | 0 | 0 | 0 | 0 | 0 | 0
F4_Commercial_Warehouse (WA)_New_Food Preparation_Natural Gas_Fryer_E4 | F4 | Commercial | Warehouse (WA) | New | Food Preparation | Natural Gas | Fryer | E4 | Utility - Cost of Equipment | 0 | 0 | 0 | 0 | 0 | 0 | 0 | 0 | 0 | 0 | 0 | 0 | 0 | 0 | 0 | 0 | 0 | 0 | 0 | 0 | 0 | 0 | 0 | 0 | 0 | 0 | 0
F4_Commercial_Warehouse (WA)_New_Food Preparation_Natural Gas_Fryer_E5 | F4 | Commercial | Warehouse (WA) | New | Food Preparation | Natural Gas | Fryer | E5 | Utility - Cost of Equipment | 0 | 0 | 0 | 0 | 0 | 0 | 0 | 0 | 0 | 0 | 0 | 0 | 0 | 0 | 0 | 0 | 0 | 0 | 0 | 0 | 0 | 0 | 0 | 0 | 0 | 0 | 0
F4_Commercial_Warehouse (WA)_New_Food Preparation_Natural Gas_Fryer_E6 | F4 | Commercial | Warehouse (WA) | New | Food Preparation | Natural Gas | Fryer | E6 | Utility - Cost of Equipment | 0 | 0 | 0 | 0 | 0 | 0 | 0 | 0 | 0 | 0 | 0 | 0 | 0 | 0 | 0 | 0 | 0 | 0 | 0 | 0 | 0 | 0 | 0 | 0 | 0 | 0 | 0
F4_Commercial_Warehouse (WA)_New_Food Preparation_Natural Gas_Fryer_E7 | F4 | Commercial | Warehouse (WA) | New | Food Preparation | Natural Gas | Fryer | E7 | Utility - Cost of Equipment | 0 | 0 | 0 | 0 | 0 | 0 | 0 | 0 | 0 | 0 | 0 | 0 | 0 | 0 | 0 | 0 | 0 | 0 | 0 | 0 | 0 | 0 | 0 | 0 | 0 | 0 | 0
F4_Commercial_Warehouse (WA)_New_Food Preparation_Natural Gas_Fryer_E8 | F4 | Commercial | Warehouse (WA) | New | Food Preparation | Natural Gas | Fryer | E8 | Utility - Cost of Equipment | 0 | 0 | 0 | 0 | 0 | 0 | 0 | 0 | 0 | 0 | 0 | 0 | 0 | 0 | 0 | 0 | 0 | 0 | 0 | 0 | 0 | 0 | 0 | 0 | 0 | 0 | 0
F4_Commercial_Warehouse (WA)_New_Food Preparation_Natural Gas_Fryer_E9 | F4 | Commercial | Warehouse (WA) | New | Food Preparation | Natural Gas | Fryer | E9 | Utility - Cost of Equipment | 0 | 0 | 0 | 0 | 0 | 0 | 0 | 0 | 0 | 0 | 0 | 0 | 0 | 0 | 0 | 0 | 0 | 0 | 0 | 0 | 0 | 0 | 0 | 0 | 0 | 0 | 0
F4_Commercial_Warehouse (WA)_New_Food Preparation_Natural Gas_Fryer_E10 | F4 | Commercial | Warehouse (WA) | New | Food Preparation | Natural Gas | Fryer | E10 | Utility - Cost of Equipment | 0 | 0 | 0 | 0 | 0 | 0 | 0 | 0 | 0 | 0 | 0 | 0 | 0 | 0 | 0 | 0 | 0 | 0 | 0 | 0 | 0 | 0 | 0 | 0 | 0 | 0 | 0
F5_Commercial_Warehouse (WA)_New_Food Preparation_Natural Gas_Fryer_E1 | F5 | Commercial | Warehouse (WA) | New | Food Preparation | Natural Gas | Fryer | E1 | Utility - Cost of Operation | 0.0027439 | 0.002816 | 0.0028969 | 0.0029875 | 0.0030884 | 0.0032078 | 0.0033293 | 0.0034491 | 0.0035643 | 0.0036811 | 0.0037763 | 0.003866 | 0.0039621 | 0.0040565 | 0.0041423 | 0.0042235 | 0.0042975 | 0.004371 | 0.0044489 | 0.0045254 | 0.0046039 | 0.0046852 | 0.0047675 | 0.0048522 | 0.0049384 | 0.0050261 | 0.0051154
F5_Commercial_Warehouse (WA)_New_Food Preparation_Natural Gas_Fryer_E2 | F5 | Commercial | Warehouse (WA) | New | Food Preparation | Natural Gas | Fryer | E2 | Utility - Cost of Operation | 0.0018925 | 0.0019422 | 0.001998 | 0.0020605 | 0.0021301 | 0.0022124 | 0.0022963 | 0.0023788 | 0.0024583 | 0.0025389 | 0.0026045 | 0.0026664 | 0.0027327 | 0.0027978 | 0.002857 | 0.0029129 | 0.002964 | 0.0030147 | 0.0030684 | 0.0031212 | 0.0031753 | 0.0032314 | 0.0032881 | 0.0033466 | 0.003406 | 0.0034665 | 0.0035281
F5_Commercial_Warehouse (WA)_New_Food Preparation_Natural Gas_Fryer_E3 | F5 | Commercial | Warehouse (WA) | New | Food Preparation | Natural Gas | Fryer | E3 | Utility - Cost of Operation | 0 | 0 | 0 | 0 | 0 | 0 | 0 | 0 | 0 | 0 | 0 | 0 | 0 | 0 | 0 | 0 | 0 | 0 | 0 | 0 | 0 | 0 | 0 | 0 | 0 | 0 | 0
F5_Commercial_Warehouse (WA)_New_Food Preparation_Natural Gas_Fryer_E4 | F5 | Commercial | Warehouse (WA) | New | Food Preparation | Natural Gas | Fryer | E4 | Utility - Cost of Operation | 0 | 0 | 0 | 0 | 0 | 0 | 0 | 0 | 0 | 0 | 0 | 0 | 0 | 0 | 0 | 0 | 0 | 0 | 0 | 0 | 0 | 0 | 0 | 0 | 0 | 0 | 0
F5_Commercial_Warehouse (WA)_New_Food Preparation_Natural Gas_Fryer_E5 | F5 | Commercial | Warehouse (WA) | New | Food Preparation | Natural Gas | Fryer | E5 | Utility - Cost of Operation | 0 | 0 | 0 | 0 | 0 | 0 | 0 | 0 | 0 | 0 | 0 | 0 | 0 | 0 | 0 | 0 | 0 | 0 | 0 | 0 | 0 | 0 | 0 | 0 | 0 | 0 | 0
F5_Commercial_Warehouse (WA)_New_Food Preparation_Natural Gas_Fryer_E6 | F5 | Commercial | Warehouse (WA) | New | Food Preparation | Natural Gas | Fryer | E6 | Utility - Cost of Operation | 0 | 0 | 0 | 0 | 0 | 0 | 0 | 0 | 0 | 0 | 0 | 0 | 0 | 0 | 0 | 0 | 0 | 0 | 0 | 0 | 0 | 0 | 0 | 0 | 0 | 0 | 0
F5_Commercial_Warehouse (WA)_New_Food Preparation_Natural Gas_Fryer_E7 | F5 | Commercial | Warehouse (WA) | New | Food Preparation | Natural Gas | Fryer | E7 | Utility - Cost of Operation | 0 | 0 | 0 | 0 | 0 | 0 | 0 | 0 | 0 | 0 | 0 | 0 | 0 | 0 | 0 | 0 | 0 | 0 | 0 | 0 | 0 | 0 | 0 | 0 | 0 | 0 | 0
F5_Commercial_Warehouse (WA)_New_Food Preparation_Natural Gas_Fryer_E8 | F5 | Commercial | Warehouse (WA) | New | Food Preparation | Natural Gas | Fryer | E8 | Utility - Cost of Operation | 0 | 0 | 0 | 0 | 0 | 0 | 0 | 0 | 0 | 0 | 0 | 0 | 0 | 0 | 0 | 0 | 0 | 0 | 0 | 0 | 0 | 0 | 0 | 0 | 0 | 0 | 0
F5_Commercial_Warehouse (WA)_New_Food Preparation_Natural Gas_Fryer_E9 | F5 | Commercial | Warehouse (WA) | New | Food Preparation | Natural Gas | Fryer | E9 | Utility - Cost of Operation | 0 | 0 | 0 | 0 | 0 | 0 | 0 | 0 | 0 | 0 | 0 | 0 | 0 | 0 | 0 | 0 | 0 | 0 | 0 | 0 | 0 | 0 | 0 | 0 | 0 | 0 | 0
F5_Commercial_Warehouse (WA)_New_Food Preparation_Natural Gas_Fryer_E10 | F5 | Commercial | Warehouse (WA) | New | Food Preparation | Natural Gas | Fryer | E10 | Utility - Cost of Operation | 0 | 0 | 0 | 0 | 0 | 0 | 0 | 0 | 0 | 0 | 0 | 0 | 0 | 0 | 0 | 0 | 0 | 0 | 0 | 0 | 0 | 0 | 0 | 0 | 0 | 0 | 0
F6_Commercial_Warehouse (WA)_New_Food Preparation_Natural Gas_Fryer_E1 | F6 | Commercial | Warehouse (WA) | New | Food Preparation | Natural Gas | Fryer | E1 | Utility - Value of Sales | 0.0031987 | 0.003263 | 0.0033354 | 0.0034167 | 0.0035073 | 0.0036168 | 0.0037255 | 0.0038282 | 0.0039214 | 0.0040122 | 0.0041062 | 0.0041923 | 0.0042844 | 0.0043736 | 0.004452 | 0.0045241 | 0.004587 | 0.0046478 | 0.0047119 | 0.0047728 | 0.0048341 | 0.0049195 | 0.0050058 | 0.0050948 | 0.0051853 | 0.0052774 | 0.0053712
F6_Commercial_Warehouse (WA)_New_Food Preparation_Natural Gas_Fryer_E2 | F6 | Commercial | Warehouse (WA) | New | Food Preparation | Natural Gas | Fryer | E2 | Utility - Value of Sales | 0.0022062 | 0.0022505 | 0.0023004 | 0.0023565 | 0.002419 | 0.0024945 | 0.0025695 | 0.0026404 | 0.0027046 | 0.0027672 | 0.002832 | 0.0028915 | 0.0029549 | 0.0030165 | 0.0030705 | 0.0031203 | 0.0031637 | 0.0032056 | 0.0032498 | 0.0032918 | 0.0033341 | 0.003393 | 0.0034525 | 0.0035139 | 0.0035763 | 0.0036398 | 0.0037045
F6_Commercial_Warehouse (WA)_New_Food Preparation_Natural Gas_Fryer_E3 | F6 | Commercial | Warehouse (WA) | New | Food Preparation | Natural Gas | Fryer | E3 | Utility - Value of Sales | 0 | 0 | 0 | 0 | 0 | 0 | 0 | 0 | 0 | 0 | 0 | 0 | 0 | 0 | 0 | 0 | 0 | 0 | 0 | 0 | 0 | 0 | 0 | 0 | 0 | 0 | 0
F6_Commercial_Warehouse (WA)_New_Food Preparation_Natural Gas_Fryer_E4 | F6 | Commercial | Warehouse (WA) | New | Food Preparation | Natural Gas | Fryer | E4 | Utility - Value of Sales | 0 | 0 | 0 | 0 | 0 | 0 | 0 | 0 | 0 | 0 | 0 | 0 | 0 | 0 | 0 | 0 | 0 | 0 | 0 | 0 | 0 | 0 | 0 | 0 | 0 | 0 | 0
F6_Commercial_Warehouse (WA)_New_Food Preparation_Natural Gas_Fryer_E5 | F6 | Commercial | Warehouse (WA) | New | Food Preparation | Natural Gas | Fryer | E5 | Utility - Value of Sales | 0 | 0 | 0 | 0 | 0 | 0 | 0 | 0 | 0 | 0 | 0 | 0 | 0 | 0 | 0 | 0 | 0 | 0 | 0 | 0 | 0 | 0 | 0 | 0 | 0 | 0 | 0
F6_Commercial_Warehouse (WA)_New_Food Preparation_Natural Gas_Fryer_E6 | F6 | Commercial | Warehouse (WA) | New | Food Preparation | Natural Gas | Fryer | E6 | Utility - Value of Sales | 0 | 0 | 0 | 0 | 0 | 0 | 0 | 0 | 0 | 0 | 0 | 0 | 0 | 0 | 0 | 0 | 0 | 0 | 0 | 0 | 0 | 0 | 0 | 0 | 0 | 0 | 0
F6_Commercial_Warehouse (WA)_New_Food Preparation_Natural Gas_Fryer_E7 | F6 | Commercial | Warehouse (WA) | New | Food Preparation | Natural Gas | Fryer | E7 | Utility - Value of Sales | 0 | 0 | 0 | 0 | 0 | 0 | 0 | 0 | 0 | 0 | 0 | 0 | 0 | 0 | 0 | 0 | 0 | 0 | 0 | 0 | 0 | 0 | 0 | 0 | 0 | 0 | 0
F6_Commercial_Warehouse (WA)_New_Food Preparation_Natural Gas_Fryer_E8 | F6 | Commercial | Warehouse (WA) | New | Food Preparation | Natural Gas | Fryer | E8 | Utility - Value of Sales | 0 | 0 | 0 | 0 | 0 | 0 | 0 | 0 | 0 | 0 | 0 | 0 | 0 | 0 | 0 | 0 | 0 | 0 | 0 | 0 | 0 | 0 | 0 | 0 | 0 | 0 | 0
F6_Commercial_Warehouse (WA)_New_Food Preparation_Natural Gas_Fryer_E9 | F6 | Commercial | Warehouse (WA) | New | Food Preparation | Natural Gas | Fryer | E9 | Utility - Value of Sales | 0 | 0 | 0 | 0 | 0 | 0 | 0 | 0 | 0 | 0 | 0 | 0 | 0 | 0 | 0 | 0 | 0 | 0 | 0 | 0 | 0 | 0 | 0 | 0 | 0 | 0 | 0
F6_Commercial_Warehouse (WA)_New_Food Preparation_Natural Gas_Fryer_E10 | F6 | Commercial | Warehouse (WA) | New | Food Preparation | Natural Gas | Fryer | E10 | Utility - Value of Sales | 0 | 0 | 0 | 0 | 0 | 0 | 0 | 0 | 0 | 0 | 0 | 0 | 0 | 0 | 0 | 0 | 0 | 0 | 0 | 0 | 0 | 0 | 0 | 0 | 0 | 0 | 0
F1_Commercial_Warehouse (WA)_New_Food Preparation_Natural Gas_Broiler_E1 | F1 | Commercial | Warehouse (WA) | New | Food Preparation | Natural Gas | Broiler | E1 | RVT - Cost of Equipment | 0.0015993 | 0.0015993 | 0.0015993 | 0.0015993 | 0.0015993 | 0.0015993 | 0.0015993 | 0.0015993 | 0.0015993 | 0.0015993 | 0.0015993 | 0.0015993 | 0.0015993 | 0.0015993 | 0.0015993 | 0.0015993 | 0.0015993 | 0.0015993 | 0.0015993 | 0.0015993 | 0.0015993 | 0.0015993 | 0.0015993 | 0.0015993 | 0.0015993 | 0.0015993 | 0.0015993
F1_Commercial_Warehouse (WA)_New_Food Preparation_Natural Gas_Broiler_E2 | F1 | Commercial | Warehouse (WA) | New | Food Preparation | Natural Gas | Broiler | E2 | RVT - Cost of Equipment | 0.002239 | 0.002239 | 0.002239 | 0.002239 | 0.002239 | 0.002239 | 0.002239 | 0.002239 | 0.002239 | 0.002239 | 0.002239 | 0.002239 | 0.002239 | 0.002239 | 0.002239 | 0.002239 | 0.002239 | 0.002239 | 0.002239 | 0.002239 | 0.002239 | 0.002239 | 0.002239 | 0.002239 | 0.002239 | 0.002239 | 0.002239
F1_Commercial_Warehouse (WA)_New_Food Preparation_Natural Gas_Broiler_E3 | F1 | Commercial | Warehouse (WA) | New | Food Preparation | Natural Gas | Broiler | E3 | RVT - Cost of Equipment | 0 | 0 | 0 | 0 | 0 | 0 | 0 | 0 | 0 | 0 | 0 | 0 | 0 | 0 | 0 | 0 | 0 | 0 | 0 | 0 | 0 | 0 | 0 | 0 | 0 | 0 | 0
F1_Commercial_Warehouse (WA)_New_Food Preparation_Natural Gas_Broiler_E4 | F1 | Commercial | Warehouse (WA) | New | Food Preparation | Natural Gas | Broiler | E4 | RVT - Cost of Equipment | 0 | 0 | 0 | 0 | 0 | 0 | 0 | 0 | 0 | 0 | 0 | 0 | 0 | 0 | 0 | 0 | 0 | 0 | 0 | 0 | 0 | 0 | 0 | 0 | 0 | 0 | 0
F1_Commercial_Warehouse (WA)_New_Food Preparation_Natural Gas_Broiler_E5 | F1 | Commercial | Warehouse (WA) | New | Food Preparation | Natural Gas | Broiler | E5 | RVT - Cost of Equipment | 0 | 0 | 0 | 0 | 0 | 0 | 0 | 0 | 0 | 0 | 0 | 0 | 0 | 0 | 0 | 0 | 0 | 0 | 0 | 0 | 0 | 0 | 0 | 0 | 0 | 0 | 0
F1_Commercial_Warehouse (WA)_New_Food Preparation_Natural Gas_Broiler_E6 | F1 | Commercial | Warehouse (WA) | New | Food Preparation | Natural Gas | Broiler | E6 | RVT - Cost of Equipment | 0 | 0 | 0 | 0 | 0 | 0 | 0 | 0 | 0 | 0 | 0 | 0 | 0 | 0 | 0 | 0 | 0 | 0 | 0 | 0 | 0 | 0 | 0 | 0 | 0 | 0 | 0
F1_Commercial_Warehouse (WA)_New_Food Preparation_Natural Gas_Broiler_E7 | F1 | Commercial | Warehouse (WA) | New | Food Preparation | Natural Gas | Broiler | E7 | RVT - Cost of Equipment | 0 | 0 | 0 | 0 | 0 | 0 | 0 | 0 | 0 | 0 | 0 | 0 | 0 | 0 | 0 | 0 | 0 | 0 | 0 | 0 | 0 | 0 | 0 | 0 | 0 | 0 | 0
F1_Commercial_Warehouse (WA)_New_Food Preparation_Natural Gas_Broiler_E8 | F1 | Commercial | Warehouse (WA) | New | Food Preparation | Natural Gas | Broiler | E8 | RVT - Cost of Equipment | 0 | 0 | 0 | 0 | 0 | 0 | 0 | 0 | 0 | 0 | 0 | 0 | 0 | 0 | 0 | 0 | 0 | 0 | 0 | 0 | 0 | 0 | 0 | 0 | 0 | 0 | 0
F1_Commercial_Warehouse (WA)_New_Food Preparation_Natural Gas_Broiler_E9 | F1 | Commercial | Warehouse (WA) | New | Food Preparation | Natural Gas | Broiler | E9 | RVT - Cost of Equipment | 0 | 0 | 0 | 0 | 0 | 0 | 0 | 0 | 0 | 0 | 0 | 0 | 0 | 0 | 0 | 0 | 0 | 0 | 0 | 0 | 0 | 0 | 0 | 0 | 0 | 0 | 0
F1_Commercial_Warehouse (WA)_New_Food Preparation_Natural Gas_Broiler_E10 | F1 | Commercial | Warehouse (WA) | New | Food Preparation | Natural Gas | Broiler | E10 | RVT - Cost of Equipment | 0 | 0 | 0 | 0 | 0 | 0 | 0 | 0 | 0 | 0 | 0 | 0 | 0 | 0 | 0 | 0 | 0 | 0 | 0 | 0 | 0 | 0 | 0 | 0 | 0 | 0 | 0
F2_Commercial_Warehouse (WA)_New_Food Preparation_Natural Gas_Broiler_E1 | F2 | Commercial | Warehouse (WA) | New | Food Preparation | Natural Gas | Broiler | E1 | RVT - Cost of Operation | 0.0031689 | 0.0032288 | 0.003299 | 0.0033809 | 0.0034748 | 0.0035919 | 0.0037093 | 0.0038208 | 0.0039218 | 0.0040196 | 0.004121 | 0.0042132 | 0.0043104 | 0.0044025 | 0.0044816 | 0.004553 | 0.0046135 | 0.0046712 | 0.0047325 | 0.0047898 | 0.0048473 | 0.0049329 | 0.0050193 | 0.0051085 | 0.0051992 | 0.0052916 | 0.0053856
F2_Commercial_Warehouse (WA)_New_Food Preparation_Natural Gas_Broiler_E2 | F2 | Commercial | Warehouse (WA) | New | Food Preparation | Natural Gas | Broiler | E2 | RVT - Cost of Operation | 0.0027028 | 0.0027539 | 0.0028138 | 0.0028837 | 0.0029637 | 0.0030636 | 0.0031638 | 0.0032589 | 0.003345 | 0.0034284 | 0.0035149 | 0.0035935 | 0.0036765 | 0.003755 | 0.0038225 | 0.0038834 | 0.0039349 | 0.0039841 | 0.0040365 | 0.0040854 | 0.0041344 | 0.0042074 | 0.0042811 | 0.0043571 | 0.0044346 | 0.0045133 | 0.0045935
F2_Commercial_Warehouse (WA)_New_Food Preparation_Natural Gas_Broiler_E3 | F2 | Commercial | Warehouse (WA) | New | Food Preparation | Natural Gas | Broiler | E3 | RVT - Cost of Operation | 0 | 0 | 0 | 0 | 0 | 0 | 0 | 0 | 0 | 0 | 0 | 0 | 0 | 0 | 0 | 0 | 0 | 0 | 0 | 0 | 0 | 0 | 0 | 0 | 0 | 0 | 0
F2_Commercial_Warehouse (WA)_New_Food Preparation_Natural Gas_Broiler_E4 | F2 | Commercial | Warehouse (WA) | New | Food Preparation | Natural Gas | Broiler | E4 | RVT - Cost of Operation | 0 | 0 | 0 | 0 | 0 | 0 | 0 | 0 | 0 | 0 | 0 | 0 | 0 | 0 | 0 | 0 | 0 | 0 | 0 | 0 | 0 | 0 | 0 | 0 | 0 | 0 | 0
F2_Commercial_Warehouse (WA)_New_Food Preparation_Natural Gas_Broiler_E5 | F2 | Commercial | Warehouse (WA) | New | Food Preparation | Natural Gas | Broiler | E5 | RVT - Cost of Operation | 0 | 0 | 0 | 0 | 0 | 0 | 0 | 0 | 0 | 0 | 0 | 0 | 0 | 0 | 0 | 0 | 0 | 0 | 0 | 0 | 0 | 0 | 0 | 0 | 0 | 0 | 0
F2_Commercial_Warehouse (WA)_New_Food Preparation_Natural Gas_Broiler_E6 | F2 | Commercial | Warehouse (WA) | New | Food Preparation | Natural Gas | Broiler | E6 | RVT - Cost of Operation | 0 | 0 | 0 | 0 | 0 | 0 | 0 | 0 | 0 | 0 | 0 | 0 | 0 | 0 | 0 | 0 | 0 | 0 | 0 | 0 | 0 | 0 | 0 | 0 | 0 | 0 | 0
F2_Commercial_Warehouse (WA)_New_Food Preparation_Natural Gas_Broiler_E7 | F2 | Commercial | Warehouse (WA) | New | Food Preparation | Natural Gas | Broiler | E7 | RVT - Cost of Operation | 0 | 0 | 0 | 0 | 0 | 0 | 0 | 0 | 0 | 0 | 0 | 0 | 0 | 0 | 0 | 0 | 0 | 0 | 0 | 0 | 0 | 0 | 0 | 0 | 0 | 0 | 0
F2_Commercial_Warehouse (WA)_New_Food Preparation_Natural Gas_Broiler_E8 | F2 | Commercial | Warehouse (WA) | New | Food Preparation | Natural Gas | Broiler | E8 | RVT - Cost of Operation | 0 | 0 | 0 | 0 | 0 | 0 | 0 | 0 | 0 | 0 | 0 | 0 | 0 | 0 | 0 | 0 | 0 | 0 | 0 | 0 | 0 | 0 | 0 | 0 | 0 | 0 | 0
F2_Commercial_Warehouse (WA)_New_Food Preparation_Natural Gas_Broiler_E9 | F2 | Commercial | Warehouse (WA) | New | Food Preparation | Natural Gas | Broiler | E9 | RVT - Cost of Operation | 0 | 0 | 0 | 0 | 0 | 0 | 0 | 0 | 0 | 0 | 0 | 0 | 0 | 0 | 0 | 0 | 0 | 0 | 0 | 0 | 0 | 0 | 0 | 0 | 0 | 0 | 0
F2_Commercial_Warehouse (WA)_New_Food Preparation_Natural Gas_Broiler_E10 | F2 | Commercial | Warehouse (WA) | New | Food Preparation | Natural Gas | Broiler | E10 | RVT - Cost of Operation | 0 | 0 | 0 | 0 | 0 | 0 | 0 | 0 | 0 | 0 | 0 | 0 | 0 | 0 | 0 | 0 | 0 | 0 | 0 | 0 | 0 | 0 | 0 | 0 | 0 | 0 | 0
F3_Commercial_Warehouse (WA)_New_Food Preparation_Natural Gas_Broiler_E1 | F3 | Commercial | Warehouse (WA) | New | Food Preparation | Natural Gas | Broiler | E1 | System - kBTUs of Consumption | 0.75598 | 0.75598 | 0.75598 | 0.75598 | 0.75598 | 0.75598 | 0.75598 | 0.75598 | 0.75598 | 0.75598 | 0.75598 | 0.75598 | 0.75598 | 0.75598 | 0.75598 | 0.75598 | 0.75598 | 0.75598 | 0.75598 | 0.75598 | 0.75598 | 0.75598 | 0.75598 | 0.75598 | 0.75598 | 0.75598 | 0.75598
F3_Commercial_Warehouse (WA)_New_Food Preparation_Natural Gas_Broiler_E2 | F3 | Commercial | Warehouse (WA) | New | Food Preparation | Natural Gas | Broiler | E2 | System - kBTUs of Consumption | 0.64479 | 0.64479 | 0.64479 | 0.64479 | 0.64479 | 0.64479 | 0.64479 | 0.64479 | 0.64479 | 0.64479 | 0.64479 | 0.64479 | 0.64479 | 0.64479 | 0.64479 | 0.64479 | 0.64479 | 0.64479 | 0.64479 | 0.64479 | 0.64479 | 0.64479 | 0.64479 | 0.64479 | 0.64479 | 0.64479 | 0.64479
F3_Commercial_Warehouse (WA)_New_Food Preparation_Natural Gas_Broiler_E3 | F3 | Commercial | Warehouse (WA) | New | Food Preparation | Natural Gas | Broiler | E3 | System - kBTUs of Consumption | 0 | 0 | 0 | 0 | 0 | 0 | 0 | 0 | 0 | 0 | 0 | 0 | 0 | 0 | 0 | 0 | 0 | 0 | 0 | 0 | 0 | 0 | 0 | 0 | 0 | 0 | 0
F3_Commercial_Warehouse (WA)_New_Food Preparation_Natural Gas_Broiler_E4 | F3 | Commercial | Warehouse (WA) | New | Food Preparation | Natural Gas | Broiler | E4 | System - kBTUs of Consumption | 0 | 0 | 0 | 0 | 0 | 0 | 0 | 0 | 0 | 0 | 0 | 0 | 0 | 0 | 0 | 0 | 0 | 0 | 0 | 0 | 0 | 0 | 0 | 0 | 0 | 0 | 0
F3_Commercial_Warehouse (WA)_New_Food Preparation_Natural Gas_Broiler_E5 | F3 | Commercial | Warehouse (WA) | New | Food Preparation | Natural Gas | Broiler | E5 | System - kBTUs of Consumption | 0 | 0 | 0 | 0 | 0 | 0 | 0 | 0 | 0 | 0 | 0 | 0 | 0 | 0 | 0 | 0 | 0 | 0 | 0 | 0 | 0 | 0 | 0 | 0 | 0 | 0 | 0
F3_Commercial_Warehouse (WA)_New_Food Preparation_Natural Gas_Broiler_E6 | F3 | Commercial | Warehouse (WA) | New | Food Preparation | Natural Gas | Broiler | E6 | System - kBTUs of Consumption | 0 | 0 | 0 | 0 | 0 | 0 | 0 | 0 | 0 | 0 | 0 | 0 | 0 | 0 | 0 | 0 | 0 | 0 | 0 | 0 | 0 | 0 | 0 | 0 | 0 | 0 | 0
F3_Commercial_Warehouse (WA)_New_Food Preparation_Natural Gas_Broiler_E7 | F3 | Commercial | Warehouse (WA) | New | Food Preparation | Natural Gas | Broiler | E7 | System - kBTUs of Consumption | 0 | 0 | 0 | 0 | 0 | 0 | 0 | 0 | 0 | 0 | 0 | 0 | 0 | 0 | 0 | 0 | 0 | 0 | 0 | 0 | 0 | 0 | 0 | 0 | 0 | 0 | 0
F3_Commercial_Warehouse (WA)_New_Food Preparation_Natural Gas_Broiler_E8 | F3 | Commercial | Warehouse (WA) | New | Food Preparation | Natural Gas | Broiler | E8 | System - kBTUs of Consumption | 0 | 0 | 0 | 0 | 0 | 0 | 0 | 0 | 0 | 0 | 0 | 0 | 0 | 0 | 0 | 0 | 0 | 0 | 0 | 0 | 0 | 0 | 0 | 0 | 0 | 0 | 0
F3_Commercial_Warehouse (WA)_New_Food Preparation_Natural Gas_Broiler_E9 | F3 | Commercial | Warehouse (WA) | New | Food Preparation | Natural Gas | Broiler | E9 | System - kBTUs of Consumption | 0 | 0 | 0 | 0 | 0 | 0 | 0 | 0 | 0 | 0 | 0 | 0 | 0 | 0 | 0 | 0 | 0 | 0 | 0 | 0 | 0 | 0 | 0 | 0 | 0 | 0 | 0
F3_Commercial_Warehouse (WA)_New_Food Preparation_Natural Gas_Broiler_E10 | F3 | Commercial | Warehouse (WA) | New | Food Preparation | Natural Gas | Broiler | E10 | System - kBTUs of Consumption | 0 | 0 | 0 | 0 | 0 | 0 | 0 | 0 | 0 | 0 | 0 | 0 | 0 | 0 | 0 | 0 | 0 | 0 | 0 | 0 | 0 | 0 | 0 | 0 | 0 | 0 | 0
F4_Commercial_Warehouse (WA)_New_Food Preparation_Natural Gas_Broiler_E1 | F4 | Commercial | Warehouse (WA) | New | Food Preparation | Natural Gas | Broiler | E1 | Utility - Cost of Equipment | 0.0015993 | 0.0015993 | 0.0015993 | 0.0015993 | 0.0015993 | 0.0015993 | 0.0015993 | 0.0015993 | 0.0015993 | 0.0015993 | 0.0015993 | 0.0015993 | 0.0015993 | 0.0015993 | 0.0015993 | 0.0015993 | 0.0015993 | 0.0015993 | 0.0015993 | 0.0015993 | 0.0015993 | 0.0015993 | 0.0015993 | 0.0015993 | 0.0015993 | 0.0015993 | 0.0015993
F4_Commercial_Warehouse (WA)_New_Food Preparation_Natural Gas_Broiler_E2 | F4 | Commercial | Warehouse (WA) | New | Food Preparation | Natural Gas | Broiler | E2 | Utility - Cost of Equipment | 0.002239 | 0.002239 | 0.002239 | 0.002239 | 0.002239 | 0.002239 | 0.002239 | 0.002239 | 0.002239 | 0.002239 | 0.002239 | 0.002239 | 0.002239 | 0.002239 | 0.002239 | 0.002239 | 0.002239 | 0.002239 | 0.002239 | 0.002239 | 0.002239 | 0.002239 | 0.002239 | 0.002239 | 0.002239 | 0.002239 | 0.002239
F4_Commercial_Warehouse (WA)_New_Food Preparation_Natural Gas_Broiler_E3 | F4 | Commercial | Warehouse (WA) | New | Food Preparation | Natural Gas | Broiler | E3 | Utility - Cost of Equipment | 0 | 0 | 0 | 0 | 0 | 0 | 0 | 0 | 0 | 0 | 0 | 0 | 0 | 0 | 0 | 0 | 0 | 0 | 0 | 0 | 0 | 0 | 0 | 0 | 0 | 0 | 0
F4_Commercial_Warehouse (WA)_New_Food Preparation_Natural Gas_Broiler_E4 | F4 | Commercial | Warehouse (WA) | New | Food Preparation | Natural Gas | Broiler | E4 | Utility - Cost of Equipment | 0 | 0 | 0 | 0 | 0 | 0 | 0 | 0 | 0 | 0 | 0 | 0 | 0 | 0 | 0 | 0 | 0 | 0 | 0 | 0 | 0 | 0 | 0 | 0 | 0 | 0 | 0
F4_Commercial_Warehouse (WA)_New_Food Preparation_Natural Gas_Broiler_E5 | F4 | Commercial | Warehouse (WA) | New | Food Preparation | Natural Gas | Broiler | E5 | Utility - Cost of Equipment | 0 | 0 | 0 | 0 | 0 | 0 | 0 | 0 | 0 | 0 | 0 | 0 | 0 | 0 | 0 | 0 | 0 | 0 | 0 | 0 | 0 | 0 | 0 | 0 | 0 | 0 | 0
F4_Commercial_Warehouse (WA)_New_Food Preparation_Natural Gas_Broiler_E6 | F4 | Commercial | Warehouse (WA) | New | Food Preparation | Natural Gas | Broiler | E6 | Utility - Cost of Equipment | 0 | 0 | 0 | 0 | 0 | 0 | 0 | 0 | 0 | 0 | 0 | 0 | 0 | 0 | 0 | 0 | 0 | 0 | 0 | 0 | 0 | 0 | 0 | 0 | 0 | 0 | 0
F4_Commercial_Warehouse (WA)_New_Food Preparation_Natural Gas_Broiler_E7 | F4 | Commercial | Warehouse (WA) | New | Food Preparation | Natural Gas | Broiler | E7 | Utility - Cost of Equipment | 0 | 0 | 0 | 0 | 0 | 0 | 0 | 0 | 0 | 0 | 0 | 0 | 0 | 0 | 0 | 0 | 0 | 0 | 0 | 0 | 0 | 0 | 0 | 0 | 0 | 0 | 0
F4_Commercial_Warehouse (WA)_New_Food Preparation_Natural Gas_Broiler_E8 | F4 | Commercial | Warehouse (WA) | New | Food Preparation | Natural Gas | Broiler | E8 | Utility - Cost of Equipment | 0 | 0 | 0 | 0 | 0 | 0 | 0 | 0 | 0 | 0 | 0 | 0 | 0 | 0 | 0 | 0 | 0 | 0 | 0 | 0 | 0 | 0 | 0 | 0 | 0 | 0 | 0
F4_Commercial_Warehouse (WA)_New_Food Preparation_Natural Gas_Broiler_E9 | F4 | Commercial | Warehouse (WA) | New | Food Preparation | Natural Gas | Broiler | E9 | Utility - Cost of Equipment | 0 | 0 | 0 | 0 | 0 | 0 | 0 | 0 | 0 | 0 | 0 | 0 | 0 | 0 | 0 | 0 | 0 | 0 | 0 | 0 | 0 | 0 | 0 | 0 | 0 | 0 | 0
F4_Commercial_Warehouse (WA)_New_Food Preparation_Natural Gas_Broiler_E10 | F4 | Commercial | Warehouse (WA) | New | Food Preparation | Natural Gas | Broiler | E10 | Utility - Cost of Equipment | 0 | 0 | 0 | 0 | 0 | 0 | 0 | 0 | 0 | 0 | 0 | 0 | 0 | 0 | 0 | 0 | 0 | 0 | 0 | 0 | 0 | 0 | 0 | 0 | 0 | 0 | 0
F5_Commercial_Warehouse (WA)_New_Food Preparation_Natural Gas_Broiler_E1 | F5 | Commercial | Warehouse (WA) | New | Food Preparation | Natural Gas | Broiler | E1 | Utility - Cost of Operation | 0.0026905 | 0.0027583 | 0.0028387 | 0.0029307 | 0.0030348 | 0.0031615 | 0.0032919 | 0.003421 | 0.0035453 | 0.0036713 | 0.0037716 | 0.0038656 | 0.0039665 | 0.0040653 | 0.0041537 | 0.0042363 | 0.0043105 | 0.0043837 | 0.0044619 | 0.0045381 | 0.0046165 | 0.004698 | 0.0047803 | 0.0048652 | 0.0049517 | 0.0050396 | 0.0051292
F5_Commercial_Warehouse (WA)_New_Food Preparation_Natural Gas_Broiler_E2 | F5 | Commercial | Warehouse (WA) | New | Food Preparation | Natural Gas | Broiler | E2 | Utility - Cost of Operation | 0.0022948 | 0.0023526 | 0.0024212 | 0.0024997 | 0.0025885 | 0.0026965 | 0.0028077 | 0.0029179 | 0.0030239 | 0.0031314 | 0.0032169 | 0.003297 | 0.0033831 | 0.0034674 | 0.0035428 | 0.0036133 | 0.0036765 | 0.0037389 | 0.0038056 | 0.0038707 | 0.0039375 | 0.004007 | 0.0040772 | 0.0041497 | 0.0042234 | 0.0042984 | 0.0043748
F5_Commercial_Warehouse (WA)_New_Food Preparation_Natural Gas_Broiler_E3 | F5 | Commercial | Warehouse (WA) | New | Food Preparation | Natural Gas | Broiler | E3 | Utility - Cost of Operation | 0 | 0 | 0 | 0 | 0 | 0 | 0 | 0 | 0 | 0 | 0 | 0 | 0 | 0 | 0 | 0 | 0 | 0 | 0 | 0 | 0 | 0 | 0 | 0 | 0 | 0 | 0
F5_Commercial_Warehouse (WA)_New_Food Preparation_Natural Gas_Broiler_E4 | F5 | Commercial | Warehouse (WA) | New | Food Preparation | Natural Gas | Broiler | E4 | Utility - Cost of Operation | 0 | 0 | 0 | 0 | 0 | 0 | 0 | 0 | 0 | 0 | 0 | 0 | 0 | 0 | 0 | 0 | 0 | 0 | 0 | 0 | 0 | 0 | 0 | 0 | 0 | 0 | 0
F5_Commercial_Warehouse (WA)_New_Food Preparation_Natural Gas_Broiler_E5 | F5 | Commercial | Warehouse (WA) | New | Food Preparation | Natural Gas | Broiler | E5 | Utility - Cost of Operation | 0 | 0 | 0 | 0 | 0 | 0 | 0 | 0 | 0 | 0 | 0 | 0 | 0 | 0 | 0 | 0 | 0 | 0 | 0 | 0 | 0 | 0 | 0 | 0 | 0 | 0 | 0
F5_Commercial_Warehouse (WA)_New_Food Preparation_Natural Gas_Broiler_E6 | F5 | Commercial | Warehouse (WA) | New | Food Preparation | Natural Gas | Broiler | E6 | Utility - Cost of Operation | 0 | 0 | 0 | 0 | 0 | 0 | 0 | 0 | 0 | 0 | 0 | 0 | 0 | 0 | 0 | 0 | 0 | 0 | 0 | 0 | 0 | 0 | 0 | 0 | 0 | 0 | 0
F5_Commercial_Warehouse (WA)_New_Food Preparation_Natural Gas_Broiler_E7 | F5 | Commercial | Warehouse (WA) | New | Food Preparation | Natural Gas | Broiler | E7 | Utility - Cost of Operation | 0 | 0 | 0 | 0 | 0 | 0 | 0 | 0 | 0 | 0 | 0 | 0 | 0 | 0 | 0 | 0 | 0 | 0 | 0 | 0 | 0 | 0 | 0 | 0 | 0 | 0 | 0
F5_Commercial_Warehouse (WA)_New_Food Preparation_Natural Gas_Broiler_E8 | F5 | Commercial | Warehouse (WA) | New | Food Preparation | Natural Gas | Broiler | E8 | Utility - Cost of Operation | 0 | 0 | 0 | 0 | 0 | 0 | 0 | 0 | 0 | 0 | 0 | 0 | 0 | 0 | 0 | 0 | 0 | 0 | 0 | 0 | 0 | 0 | 0 | 0 | 0 | 0 | 0
F5_Commercial_Warehouse (WA)_New_Food Preparation_Natural Gas_Broiler_E9 | F5 | Commercial | Warehouse (WA) | New | Food Preparation | Natural Gas | Broiler | E9 | Utility - Cost of Operation | 0 | 0 | 0 | 0 | 0 | 0 | 0 | 0 | 0 | 0 | 0 | 0 | 0 | 0 | 0 | 0 | 0 | 0 | 0 | 0 | 0 | 0 | 0 | 0 | 0 | 0 | 0
F5_Commercial_Warehouse (WA)_New_Food Preparation_Natural Gas_Broiler_E10 | F5 | Commercial | Warehouse (WA) | New | Food Preparation | Natural Gas | Broiler | E10 | Utility - Cost of Operation | 0 | 0 | 0 | 0 | 0 | 0 | 0 | 0 | 0 | 0 | 0 | 0 | 0 | 0 | 0 | 0 | 0 | 0 | 0 | 0 | 0 | 0 | 0 | 0 | 0 | 0 | 0
F6_Commercial_Warehouse (WA)_New_Food Preparation_Natural Gas_Broiler_E1 | F6 | Commercial | Warehouse (WA) | New | Food Preparation | Natural Gas | Broiler | E1 | Utility - Value of Sales | 0.0031689 | 0.0032288 | 0.003299 | 0.0033809 | 0.0034748 | 0.0035919 | 0.0037093 | 0.0038208 | 0.0039218 | 0.0040196 | 0.004121 | 0.0042132 | 0.0043104 | 0.0044025 | 0.0044816 | 0.004553 | 0.0046135 | 0.0046712 | 0.0047325 | 0.0047898 | 0.0048473 | 0.0049329 | 0.0050193 | 0.0051085 | 0.0051992 | 0.0052916 | 0.0053856
F6_Commercial_Warehouse (WA)_New_Food Preparation_Natural Gas_Broiler_E2 | F6 | Commercial | Warehouse (WA) | New | Food Preparation | Natural Gas | Broiler | E2 | Utility - Value of Sales | 0.0027028 | 0.0027539 | 0.0028138 | 0.0028837 | 0.0029637 | 0.0030636 | 0.0031638 | 0.0032589 | 0.003345 | 0.0034284 | 0.0035149 | 0.0035935 | 0.0036765 | 0.003755 | 0.0038225 | 0.0038834 | 0.0039349 | 0.0039841 | 0.0040365 | 0.0040854 | 0.0041344 | 0.0042074 | 0.0042811 | 0.0043571 | 0.0044346 | 0.0045133 | 0.0045935
F6_Commercial_Warehouse (WA)_New_Food Preparation_Natural Gas_Broiler_E3 | F6 | Commercial | Warehouse (WA) | New | Food Preparation | Natural Gas | Broiler | E3 | Utility - Value of Sales | 0 | 0 | 0 | 0 | 0 | 0 | 0 | 0 | 0 | 0 | 0 | 0 | 0 | 0 | 0 | 0 | 0 | 0 | 0 | 0 | 0 | 0 | 0 | 0 | 0 | 0 | 0
F6_Commercial_Warehouse (WA)_New_Food Preparation_Natural Gas_Broiler_E4 | F6 | Commercial | Warehouse (WA) | New | Food Preparation | Natural Gas | Broiler | E4 | Utility - Value of Sales | 0 | 0 | 0 | 0 | 0 | 0 | 0 | 0 | 0 | 0 | 0 | 0 | 0 | 0 | 0 | 0 | 0 | 0 | 0 | 0 | 0 | 0 | 0 | 0 | 0 | 0 | 0
F6_Commercial_Warehouse (WA)_New_Food Preparation_Natural Gas_Broiler_E5 | F6 | Commercial | Warehouse (WA) | New | Food Preparation | Natural Gas | Broiler | E5 | Utility - Value of Sales | 0 | 0 | 0 | 0 | 0 | 0 | 0 | 0 | 0 | 0 | 0 | 0 | 0 | 0 | 0 | 0 | 0 | 0 | 0 | 0 | 0 | 0 | 0 | 0 | 0 | 0 | 0
F6_Commercial_Warehouse (WA)_New_Food Preparation_Natural Gas_Broiler_E6 | F6 | Commercial | Warehouse (WA) | New | Food Preparation | Natural Gas | Broiler | E6 | Utility - Value of Sales | 0 | 0 | 0 | 0 | 0 | 0 | 0 | 0 | 0 | 0 | 0 | 0 | 0 | 0 | 0 | 0 | 0 | 0 | 0 | 0 | 0 | 0 | 0 | 0 | 0 | 0 | 0
F6_Commercial_Warehouse (WA)_New_Food Preparation_Natural Gas_Broiler_E7 | F6 | Commercial | Warehouse (WA) | New | Food Preparation | Natural Gas | Broiler | E7 | Utility - Value of Sales | 0 | 0 | 0 | 0 | 0 | 0 | 0 | 0 | 0 | 0 | 0 | 0 | 0 | 0 | 0 | 0 | 0 | 0 | 0 | 0 | 0 | 0 | 0 | 0 | 0 | 0 | 0
F6_Commercial_Warehouse (WA)_New_Food Preparation_Natural Gas_Broiler_E8 | F6 | Commercial | Warehouse (WA) | New | Food Preparation | Natural Gas | Broiler | E8 | Utility - Value of Sales | 0 | 0 | 0 | 0 | 0 | 0 | 0 | 0 | 0 | 0 | 0 | 0 | 0 | 0 | 0 | 0 | 0 | 0 | 0 | 0 | 0 | 0 | 0 | 0 | 0 | 0 | 0
F6_Commercial_Warehouse (WA)_New_Food Preparation_Natural Gas_Broiler_E9 | F6 | Commercial | Warehouse (WA) | New | Food Preparation | Natural Gas | Broiler | E9 | Utility - Value of Sales | 0 | 0 | 0 | 0 | 0 | 0 | 0 | 0 | 0 | 0 | 0 | 0 | 0 | 0 | 0 | 0 | 0 | 0 | 0 | 0 | 0 | 0 | 0 | 0 | 0 | 0 | 0
F6_Commercial_Warehouse (WA)_New_Food Preparation_Natural Gas_Broiler_E10 | F6 | Commercial | Warehouse (WA) | New | Food Preparation | Natural Gas | Broiler | E10 | Utility - Value of Sales | 0 | 0 | 0 | 0 | 0 | 0 | 0 | 0 | 0 | 0 | 0 | 0 | 0 | 0 | 0 | 0 | 0 | 0 | 0 | 0 | 0 | 0 | 0 | 0 | 0 | 0 | 0
F1_Commercial_Warehouse (WA)_New_Food Preparation_Natural Gas_Griddle_E1 | F1 | Commercial | Warehouse (WA) | New | Food Preparation | Natural Gas | Griddle | E1 | RVT - Cost of Equipment | 4.6938e-05 | 4.6938e-05 | 4.6938e-05 | 4.6938e-05 | 4.6938e-05 | 4.6938e-05 | 4.6938e-05 | 4.6938e-05 | 4.6938e-05 | 4.6938e-05 | 4.6938e-05 | 4.6938e-05 | 4.6938e-05 | 4.6938e-05 | 4.6938e-05 | 4.6938e-05 | 4.6938e-05 | 4.6938e-05 | 4.6938e-05 | 4.6938e-05 | 4.6938e-05 | 4.6938e-05 | 4.6938e-05 | 4.6938e-05 | 4.6938e-05 | 4.6938e-05 | 4.6938e-05
F1_Commercial_Warehouse (WA)_New_Food Preparation_Natural Gas_Griddle_E2 | F1 | Commercial | Warehouse (WA) | New | Food Preparation | Natural Gas | Griddle | E2 | RVT - Cost of Equipment | 5.0219e-05 | 5.0219e-05 | 5.0219e-05 | 5.0219e-05 | 5.0219e-05 | 5.0219e-05 | 5.0219e-05 | 5.0219e-05 | 5.0219e-05 | 5.0219e-05 | 5.0219e-05 | 5.0219e-05 | 5.0219e-05 | 5.0219e-05 | 5.0219e-05 | 5.0219e-05 | 5.0219e-05 | 5.0219e-05 | 5.0219e-05 | 5.0219e-05 | 5.0219e-05 | 5.0219e-05 | 5.0219e-05 | 5.0219e-05 | 5.0219e-05 | 5.0219e-05 | 5.0219e-05
F1_Commercial_Warehouse (WA)_New_Food Preparation_Natural Gas_Griddle_E3 | F1 | Commercial | Warehouse (WA) | New | Food Preparation | Natural Gas | Griddle | E3 | RVT - Cost of Equipment | 0 | 0 | 0 | 0 | 0 | 0 | 0 | 0 | 0 | 0 | 0 | 0 | 0 | 0 | 0 | 0 | 0 | 0 | 0 | 0 | 0 | 0 | 0 | 0 | 0 | 0 | 0
F1_Commercial_Warehouse (WA)_New_Food Preparation_Natural Gas_Griddle_E4 | F1 | Commercial | Warehouse (WA) | New | Food Preparation | Natural Gas | Griddle | E4 | RVT - Cost of Equipment | 0 | 0 | 0 | 0 | 0 | 0 | 0 | 0 | 0 | 0 | 0 | 0 | 0 | 0 | 0 | 0 | 0 | 0 | 0 | 0 | 0 | 0 | 0 | 0 | 0 | 0 | 0
F1_Commercial_Warehouse (WA)_New_Food Preparation_Natural Gas_Griddle_E5 | F1 | Commercial | Warehouse (WA) | New | Food Preparation | Natural Gas | Griddle | E5 | RVT - Cost of Equipment | 0 | 0 | 0 | 0 | 0 | 0 | 0 | 0 | 0 | 0 | 0 | 0 | 0 | 0 | 0 | 0 | 0 | 0 | 0 | 0 | 0 | 0 | 0 | 0 | 0 | 0 | 0
F1_Commercial_Warehouse (WA)_New_Food Preparation_Natural Gas_Griddle_E6 | F1 | Commercial | Warehouse (WA) | New | Food Preparation | Natural Gas | Griddle | E6 | RVT - Cost of Equipment | 0 | 0 | 0 | 0 | 0 | 0 | 0 | 0 | 0 | 0 | 0 | 0 | 0 | 0 | 0 | 0 | 0 | 0 | 0 | 0 | 0 | 0 | 0 | 0 | 0 | 0 | 0
F1_Commercial_Warehouse (WA)_New_Food Preparation_Natural Gas_Griddle_E7 | F1 | Commercial | Warehouse (WA) | New | Food Preparation | Natural Gas | Griddle | E7 | RVT - Cost of Equipment | 0 | 0 | 0 | 0 | 0 | 0 | 0 | 0 | 0 | 0 | 0 | 0 | 0 | 0 | 0 | 0 | 0 | 0 | 0 | 0 | 0 | 0 | 0 | 0 | 0 | 0 | 0
F1_Commercial_Warehouse (WA)_New_Food Preparation_Natural Gas_Griddle_E8 | F1 | Commercial | Warehouse (WA) | New | Food Preparation | Natural Gas | Griddle | E8 | RVT - Cost of Equipment | 0 | 0 | 0 | 0 | 0 | 0 | 0 | 0 | 0 | 0 | 0 | 0 | 0 | 0 | 0 | 0 | 0 | 0 | 0 | 0 | 0 | 0 | 0 | 0 | 0 | 0 | 0
F1_Commercial_Warehouse (WA)_New_Food Preparation_Natural Gas_Griddle_E9 | F1 | Commercial | Warehouse (WA) | New | Food Preparation | Natural Gas | Griddle | E9 | RVT - Cost of Equipment | 0 | 0 | 0 | 0 | 0 | 0 | 0 | 0 | 0 | 0 | 0 | 0 | 0 | 0 | 0 | 0 | 0 | 0 | 0 | 0 | 0 | 0 | 0 | 0 | 0 | 0 | 0
F1_Commercial_Warehouse (WA)_New_Food Preparation_Natural Gas_Griddle_E10 | F1 | Commercial | Warehouse (WA) | New | Food Preparation | Natural Gas | Griddle | E10 | RVT - Cost of Equipment | 0 | 0 | 0 | 0 | 0 | 0 | 0 | 0 | 0 | 0 | 0 | 0 | 0 | 0 | 0 | 0 | 0 | 0 | 0 | 0 | 0 | 0 | 0 | 0 | 0 | 0 | 0
F2_Commercial_Warehouse (WA)_New_Food Preparation_Natural Gas_Griddle_E1 | F2 | Commercial | Warehouse (WA) | New | Food Preparation | Natural Gas | Griddle | E1 | RVT - Cost of Operation | 0.0022023 | 0.0022439 | 0.0022927 | 0.0023496 | 0.0024148 | 0.0024962 | 0.0025779 | 0.0026554 | 0.0027255 | 0.0027935 | 0.002864 | 0.002928 | 0.0029956 | 0.0030596 | 0.0031146 | 0.0031642 | 0.0032062 | 0.0032463 | 0.0032889 | 0.0033288 | 0.0033687 | 0.0034282 | 0.0034882 | 0.0035502 | 0.0036133 | 0.0036775 | 0.0037428
F2_Commercial_Warehouse (WA)_New_Food Preparation_Natural Gas_Griddle_E2 | F2 | Commercial | Warehouse (WA) | New | Food Preparation | Natural Gas | Griddle | E2 | RVT - Cost of Operation | 0.001933 | 0.0019695 | 0.0020123 | 0.0020623 | 0.0021195 | 0.002191 | 0.0022626 | 0.0023306 | 0.0023922 | 0.0024519 | 0.0025137 | 0.0025699 | 0.0026293 | 0.0026854 | 0.0027337 | 0.0027772 | 0.0028141 | 0.0028493 | 0.0028867 | 0.0029217 | 0.0029568 | 0.0030089 | 0.0030617 | 0.0031161 | 0.0031714 | 0.0032278 | 0.0032851
F2_Commercial_Warehouse (WA)_New_Food Preparation_Natural Gas_Griddle_E3 | F2 | Commercial | Warehouse (WA) | New | Food Preparation | Natural Gas | Griddle | E3 | RVT - Cost of Operation | 0 | 0 | 0 | 0 | 0 | 0 | 0 | 0 | 0 | 0 | 0 | 0 | 0 | 0 | 0 | 0 | 0 | 0 | 0 | 0 | 0 | 0 | 0 | 0 | 0 | 0 | 0
F2_Commercial_Warehouse (WA)_New_Food Preparation_Natural Gas_Griddle_E4 | F2 | Commercial | Warehouse (WA) | New | Food Preparation | Natural Gas | Griddle | E4 | RVT - Cost of Operation | 0 | 0 | 0 | 0 | 0 | 0 | 0 | 0 | 0 | 0 | 0 | 0 | 0 | 0 | 0 | 0 | 0 | 0 | 0 | 0 | 0 | 0 | 0 | 0 | 0 | 0 | 0
F2_Commercial_Warehouse (WA)_New_Food Preparation_Natural Gas_Griddle_E5 | F2 | Commercial | Warehouse (WA) | New | Food Preparation | Natural Gas | Griddle | E5 | RVT - Cost of Operation | 0 | 0 | 0 | 0 | 0 | 0 | 0 | 0 | 0 | 0 | 0 | 0 | 0 | 0 | 0 | 0 | 0 | 0 | 0 | 0 | 0 | 0 | 0 | 0 | 0 | 0 | 0
F2_Commercial_Warehouse (WA)_New_Food Preparation_Natural Gas_Griddle_E6 | F2 | Commercial | Warehouse (WA) | New | Food Preparation | Natural Gas | Griddle | E6 | RVT - Cost of Operation | 0 | 0 | 0 | 0 | 0 | 0 | 0 | 0 | 0 | 0 | 0 | 0 | 0 | 0 | 0 | 0 | 0 | 0 | 0 | 0 | 0 | 0 | 0 | 0 | 0 | 0 | 0
F2_Commercial_Warehouse (WA)_New_Food Preparation_Natural Gas_Griddle_E7 | F2 | Commercial | Warehouse (WA) | New | Food Preparation | Natural Gas | Griddle | E7 | RVT - Cost of Operation | 0 | 0 | 0 | 0 | 0 | 0 | 0 | 0 | 0 | 0 | 0 | 0 | 0 | 0 | 0 | 0 | 0 | 0 | 0 | 0 | 0 | 0 | 0 | 0 | 0 | 0 | 0
F2_Commercial_Warehouse (WA)_New_Food Preparation_Natural Gas_Griddle_E8 | F2 | Commercial | Warehouse (WA) | New | Food Preparation | Natural Gas | Griddle | E8 | RVT - Cost of Operation | 0 | 0 | 0 | 0 | 0 | 0 | 0 | 0 | 0 | 0 | 0 | 0 | 0 | 0 | 0 | 0 | 0 | 0 | 0 | 0 | 0 | 0 | 0 | 0 | 0 | 0 | 0
F2_Commercial_Warehouse (WA)_New_Food Preparation_Natural Gas_Griddle_E9 | F2 | Commercial | Warehouse (WA) | New | Food Preparation | Natural Gas | Griddle | E9 | RVT - Cost of Operation | 0 | 0 | 0 | 0 | 0 | 0 | 0 | 0 | 0 | 0 | 0 | 0 | 0 | 0 | 0 | 0 | 0 | 0 | 0 | 0 | 0 | 0 | 0 | 0 | 0 | 0 | 0
F2_Commercial_Warehouse (WA)_New_Food Preparation_Natural Gas_Griddle_E10 | F2 | Commercial | Warehouse (WA) | New | Food Preparation | Natural Gas | Griddle | E10 | RVT - Cost of Operation | 0 | 0 | 0 | 0 | 0 | 0 | 0 | 0 | 0 | 0 | 0 | 0 | 0 | 0 | 0 | 0 | 0 | 0 | 0 | 0 | 0 | 0 | 0 | 0 | 0 | 0 | 0
F3_Commercial_Warehouse (WA)_New_Food Preparation_Natural Gas_Griddle_E1 | F3 | Commercial | Warehouse (WA) | New | Food Preparation | Natural Gas | Griddle | E1 | System - kBTUs of Consumption | 0.52538 | 0.52538 | 0.52538 | 0.52538 | 0.52538 | 0.52538 | 0.52538 | 0.52538 | 0.52538 | 0.52538 | 0.52538 | 0.52538 | 0.52538 | 0.52538 | 0.52538 | 0.52538 | 0.52538 | 0.52538 | 0.52538 | 0.52538 | 0.52538 | 0.52538 | 0.52538 | 0.52538 | 0.52538 | 0.52538 | 0.52538
F3_Commercial_Warehouse (WA)_New_Food Preparation_Natural Gas_Griddle_E2 | F3 | Commercial | Warehouse (WA) | New | Food Preparation | Natural Gas | Griddle | E2 | System - kBTUs of Consumption | 0.46113 | 0.46113 | 0.46113 | 0.46113 | 0.46113 | 0.46113 | 0.46113 | 0.46113 | 0.46113 | 0.46113 | 0.46113 | 0.46113 | 0.46113 | 0.46113 | 0.46113 | 0.46113 | 0.46113 | 0.46113 | 0.46113 | 0.46113 | 0.46113 | 0.46113 | 0.46113 | 0.46113 | 0.46113 | 0.46113 | 0.46113
F3_Commercial_Warehouse (WA)_New_Food Preparation_Natural Gas_Griddle_E3 | F3 | Commercial | Warehouse (WA) | New | Food Preparation | Natural Gas | Griddle | E3 | System - kBTUs of Consumption | 0 | 0 | 0 | 0 | 0 | 0 | 0 | 0 | 0 | 0 | 0 | 0 | 0 | 0 | 0 | 0 | 0 | 0 | 0 | 0 | 0 | 0 | 0 | 0 | 0 | 0 | 0
F3_Commercial_Warehouse (WA)_New_Food Preparation_Natural Gas_Griddle_E4 | F3 | Commercial | Warehouse (WA) | New | Food Preparation | Natural Gas | Griddle | E4 | System - kBTUs of Consumption | 0 | 0 | 0 | 0 | 0 | 0 | 0 | 0 | 0 | 0 | 0 | 0 | 0 | 0 | 0 | 0 | 0 | 0 | 0 | 0 | 0 | 0 | 0 | 0 | 0 | 0 | 0
F3_Commercial_Warehouse (WA)_New_Food Preparation_Natural Gas_Griddle_E5 | F3 | Commercial | Warehouse (WA) | New | Food Preparation | Natural Gas | Griddle | E5 | System - kBTUs of Consumption | 0 | 0 | 0 | 0 | 0 | 0 | 0 | 0 | 0 | 0 | 0 | 0 | 0 | 0 | 0 | 0 | 0 | 0 | 0 | 0 | 0 | 0 | 0 | 0 | 0 | 0 | 0
F3_Commercial_Warehouse (WA)_New_Food Preparation_Natural Gas_Griddle_E6 | F3 | Commercial | Warehouse (WA) | New | Food Preparation | Natural Gas | Griddle | E6 | System - kBTUs of Consumption | 0 | 0 | 0 | 0 | 0 | 0 | 0 | 0 | 0 | 0 | 0 | 0 | 0 | 0 | 0 | 0 | 0 | 0 | 0 | 0 | 0 | 0 | 0 | 0 | 0 | 0 | 0
F3_Commercial_Warehouse (WA)_New_Food Preparation_Natural Gas_Griddle_E7 | F3 | Commercial | Warehouse (WA) | New | Food Preparation | Natural Gas | Griddle | E7 | System - kBTUs of Consumption | 0 | 0 | 0 | 0 | 0 | 0 | 0 | 0 | 0 | 0 | 0 | 0 | 0 | 0 | 0 | 0 | 0 | 0 | 0 | 0 | 0 | 0 | 0 | 0 | 0 | 0 | 0
F3_Commercial_Warehouse (WA)_New_Food Preparation_Natural Gas_Griddle_E8 | F3 | Commercial | Warehouse (WA) | New | Food Preparation | Natural Gas | Griddle | E8 | System - kBTUs of Consumption | 0 | 0 | 0 | 0 | 0 | 0 | 0 | 0 | 0 | 0 | 0 | 0 | 0 | 0 | 0 | 0 | 0 | 0 | 0 | 0 | 0 | 0 | 0 | 0 | 0 | 0 | 0
F3_Commercial_Warehouse (WA)_New_Food Preparation_Natural Gas_Griddle_E9 | F3 | Commercial | Warehouse (WA) | New | Food Preparation | Natural Gas | Griddle | E9 | System - kBTUs of Consumption | 0 | 0 | 0 | 0 | 0 | 0 | 0 | 0 | 0 | 0 | 0 | 0 | 0 | 0 | 0 | 0 | 0 | 0 | 0 | 0 | 0 | 0 | 0 | 0 | 0 | 0 | 0
F3_Commercial_Warehouse (WA)_New_Food Preparation_Natural Gas_Griddle_E10 | F3 | Commercial | Warehouse (WA) | New | Food Preparation | Natural Gas | Griddle | E10 | System - kBTUs of Consumption | 0 | 0 | 0 | 0 | 0 | 0 | 0 | 0 | 0 | 0 | 0 | 0 | 0 | 0 | 0 | 0 | 0 | 0 | 0 | 0 | 0 | 0 | 0 | 0 | 0 | 0 | 0
F4_Commercial_Warehouse (WA)_New_Food Preparation_Natural Gas_Griddle_E1 | F4 | Commercial | Warehouse (WA) | New | Food Preparation | Natural Gas | Griddle | E1 | Utility - Cost of Equipment | 4.6938e-05 | 4.6938e-05 | 4.6938e-05 | 4.6938e-05 | 4.6938e-05 | 4.6938e-05 | 4.6938e-05 | 4.6938e-05 | 4.6938e-05 | 4.6938e-05 | 4.6938e-05 | 4.6938e-05 | 4.6938e-05 | 4.6938e-05 | 4.6938e-05 | 4.6938e-05 | 4.6938e-05 | 4.6938e-05 | 4.6938e-05 | 4.6938e-05 | 4.6938e-05 | 4.6938e-05 | 4.6938e-05 | 4.6938e-05 | 4.6938e-05 | 4.6938e-05 | 4.6938e-05
F4_Commercial_Warehouse (WA)_New_Food Preparation_Natural Gas_Griddle_E2 | F4 | Commercial | Warehouse (WA) | New | Food Preparation | Natural Gas | Griddle | E2 | Utility - Cost of Equipment | 5.0219e-05 | 5.0219e-05 | 5.0219e-05 | 5.0219e-05 | 5.0219e-05 | 5.0219e-05 | 5.0219e-05 | 5.0219e-05 | 5.0219e-05 | 5.0219e-05 | 5.0219e-05 | 5.0219e-05 | 5.0219e-05 | 5.0219e-05 | 5.0219e-05 | 5.0219e-05 | 5.0219e-05 | 5.0219e-05 | 5.0219e-05 | 5.0219e-05 | 5.0219e-05 | 5.0219e-05 | 5.0219e-05 | 5.0219e-05 | 5.0219e-05 | 5.0219e-05 | 5.0219e-05
F4_Commercial_Warehouse (WA)_New_Food Preparation_Natural Gas_Griddle_E3 | F4 | Commercial | Warehouse (WA) | New | Food Preparation | Natural Gas | Griddle | E3 | Utility - Cost of Equipment | 0 | 0 | 0 | 0 | 0 | 0 | 0 | 0 | 0 | 0 | 0 | 0 | 0 | 0 | 0 | 0 | 0 | 0 | 0 | 0 | 0 | 0 | 0 | 0 | 0 | 0 | 0
F4_Commercial_Warehouse (WA)_New_Food Preparation_Natural Gas_Griddle_E4 | F4 | Commercial | Warehouse (WA) | New | Food Preparation | Natural Gas | Griddle | E4 | Utility - Cost of Equipment | 0 | 0 | 0 | 0 | 0 | 0 | 0 | 0 | 0 | 0 | 0 | 0 | 0 | 0 | 0 | 0 | 0 | 0 | 0 | 0 | 0 | 0 | 0 | 0 | 0 | 0 | 0
F4_Commercial_Warehouse (WA)_New_Food Preparation_Natural Gas_Griddle_E5 | F4 | Commercial | Warehouse (WA) | New | Food Preparation | Natural Gas | Griddle | E5 | Utility - Cost of Equipment | 0 | 0 | 0 | 0 | 0 | 0 | 0 | 0 | 0 | 0 | 0 | 0 | 0 | 0 | 0 | 0 | 0 | 0 | 0 | 0 | 0 | 0 | 0 | 0 | 0 | 0 | 0
F4_Commercial_Warehouse (WA)_New_Food Preparation_Natural Gas_Griddle_E6 | F4 | Commercial | Warehouse (WA) | New | Food Preparation | Natural Gas | Griddle | E6 | Utility - Cost of Equipment | 0 | 0 | 0 | 0 | 0 | 0 | 0 | 0 | 0 | 0 | 0 | 0 | 0 | 0 | 0 | 0 | 0 | 0 | 0 | 0 | 0 | 0 | 0 | 0 | 0 | 0 | 0
F4_Commercial_Warehouse (WA)_New_Food Preparation_Natural Gas_Griddle_E7 | F4 | Commercial | Warehouse (WA) | New | Food Preparation | Natural Gas | Griddle | E7 | Utility - Cost of Equipment | 0 | 0 | 0 | 0 | 0 | 0 | 0 | 0 | 0 | 0 | 0 | 0 | 0 | 0 | 0 | 0 | 0 | 0 | 0 | 0 | 0 | 0 | 0 | 0 | 0 | 0 | 0
F4_Commercial_Warehouse (WA)_New_Food Preparation_Natural Gas_Griddle_E8 | F4 | Commercial | Warehouse (WA) | New | Food Preparation | Natural Gas | Griddle | E8 | Utility - Cost of Equipment | 0 | 0 | 0 | 0 | 0 | 0 | 0 | 0 | 0 | 0 | 0 | 0 | 0 | 0 | 0 | 0 | 0 | 0 | 0 | 0 | 0 | 0 | 0 | 0 | 0 | 0 | 0
F4_Commercial_Warehouse (WA)_New_Food Preparation_Natural Gas_Griddle_E9 | F4 | Commercial | Warehouse (WA) | New | Food Preparation | Natural Gas | Griddle | E9 | Utility - Cost of Equipment | 0 | 0 | 0 | 0 | 0 | 0 | 0 | 0 | 0 | 0 | 0 | 0 | 0 | 0 | 0 | 0 | 0 | 0 | 0 | 0 | 0 | 0 | 0 | 0 | 0 | 0 | 0
F4_Commercial_Warehouse (WA)_New_Food Preparation_Natural Gas_Griddle_E10 | F4 | Commercial | Warehouse (WA) | New | Food Preparation | Natural Gas | Griddle | E10 | Utility - Cost of Equipment | 0 | 0 | 0 | 0 | 0 | 0 | 0 | 0 | 0 | 0 | 0 | 0 | 0 | 0 | 0 | 0 | 0 | 0 | 0 | 0 | 0 | 0 | 0 | 0 | 0 | 0 | 0
F5_Commercial_Warehouse (WA)_New_Food Preparation_Natural Gas_Griddle_E1 | F5 | Commercial | Warehouse (WA) | New | Food Preparation | Natural Gas | Griddle | E1 | Utility - Cost of Operation | 0.0018698 | 0.0019169 | 0.0019728 | 0.0020368 | 0.0021091 | 0.0021971 | 0.0022877 | 0.0023775 | 0.0024639 | 0.0025515 | 0.0026211 | 0.0026864 | 0.0027566 | 0.0028253 | 0.0028867 | 0.0029441 | 0.0029956 | 0.0030465 | 0.0031009 | 0.0031539 | 0.0032083 | 0.0032649 | 0.0033221 | 0.0033812 | 0.0034412 | 0.0035024 | 0.0035646
F5_Commercial_Warehouse (WA)_New_Food Preparation_Natural Gas_Griddle_E2 | F5 | Commercial | Warehouse (WA) | New | Food Preparation | Natural Gas | Griddle | E2 | Utility - Cost of Operation | 0.0016412 | 0.0016825 | 0.0017315 | 0.0017877 | 0.0018512 | 0.0019284 | 0.002008 | 0.0020867 | 0.0021626 | 0.0022394 | 0.0023006 | 0.0023579 | 0.0024195 | 0.0024797 | 0.0025336 | 0.0025841 | 0.0026293 | 0.0026739 | 0.0027216 | 0.0027682 | 0.002816 | 0.0028657 | 0.0029159 | 0.0029677 | 0.0030204 | 0.0030741 | 0.0031287
F5_Commercial_Warehouse (WA)_New_Food Preparation_Natural Gas_Griddle_E3 | F5 | Commercial | Warehouse (WA) | New | Food Preparation | Natural Gas | Griddle | E3 | Utility - Cost of Operation | 0 | 0 | 0 | 0 | 0 | 0 | 0 | 0 | 0 | 0 | 0 | 0 | 0 | 0 | 0 | 0 | 0 | 0 | 0 | 0 | 0 | 0 | 0 | 0 | 0 | 0 | 0
F5_Commercial_Warehouse (WA)_New_Food Preparation_Natural Gas_Griddle_E4 | F5 | Commercial | Warehouse (WA) | New | Food Preparation | Natural Gas | Griddle | E4 | Utility - Cost of Operation | 0 | 0 | 0 | 0 | 0 | 0 | 0 | 0 | 0 | 0 | 0 | 0 | 0 | 0 | 0 | 0 | 0 | 0 | 0 | 0 | 0 | 0 | 0 | 0 | 0 | 0 | 0
F5_Commercial_Warehouse (WA)_New_Food Preparation_Natural Gas_Griddle_E5 | F5 | Commercial | Warehouse (WA) | New | Food Preparation | Natural Gas | Griddle | E5 | Utility - Cost of Operation | 0 | 0 | 0 | 0 | 0 | 0 | 0 | 0 | 0 | 0 | 0 | 0 | 0 | 0 | 0 | 0 | 0 | 0 | 0 | 0 | 0 | 0 | 0 | 0 | 0 | 0 | 0
F5_Commercial_Warehouse (WA)_New_Food Preparation_Natural Gas_Griddle_E6 | F5 | Commercial | Warehouse (WA) | New | Food Preparation | Natural Gas | Griddle | E6 | Utility - Cost of Operation | 0 | 0 | 0 | 0 | 0 | 0 | 0 | 0 | 0 | 0 | 0 | 0 | 0 | 0 | 0 | 0 | 0 | 0 | 0 | 0 | 0 | 0 | 0 | 0 | 0 | 0 | 0
F5_Commercial_Warehouse (WA)_New_Food Preparation_Natural Gas_Griddle_E7 | F5 | Commercial | Warehouse (WA) | New | Food Preparation | Natural Gas | Griddle | E7 | Utility - Cost of Operation | 0 | 0 | 0 | 0 | 0 | 0 | 0 | 0 | 0 | 0 | 0 | 0 | 0 | 0 | 0 | 0 | 0 | 0 | 0 | 0 | 0 | 0 | 0 | 0 | 0 | 0 | 0
F5_Commercial_Warehouse (WA)_New_Food Preparation_Natural Gas_Griddle_E8 | F5 | Commercial | Warehouse (WA) | New | Food Preparation | Natural Gas | Griddle | E8 | Utility - Cost of Operation | 0 | 0 | 0 | 0 | 0 | 0 | 0 | 0 | 0 | 0 | 0 | 0 | 0 | 0 | 0 | 0 | 0 | 0 | 0 | 0 | 0 | 0 | 0 | 0 | 0 | 0 | 0
F5_Commercial_Warehouse (WA)_New_Food Preparation_Natural Gas_Griddle_E9 | F5 | Commercial | Warehouse (WA) | New | Food Preparation | Natural Gas | Griddle | E9 | Utility - Cost of Operation | 0 | 0 | 0 | 0 | 0 | 0 | 0 | 0 | 0 | 0 | 0 | 0 | 0 | 0 | 0 | 0 | 0 | 0 | 0 | 0 | 0 | 0 | 0 | 0 | 0 | 0 | 0
F5_Commercial_Warehouse (WA)_New_Food Preparation_Natural Gas_Griddle_E10 | F5 | Commercial | Warehouse (WA) | New | Food Preparation | Natural Gas | Griddle | E10 | Utility - Cost of Operation | 0 | 0 | 0 | 0 | 0 | 0 | 0 | 0 | 0 | 0 | 0 | 0 | 0 | 0 | 0 | 0 | 0 | 0 | 0 | 0 | 0 | 0 | 0 | 0 | 0 | 0 | 0
F6_Commercial_Warehouse (WA)_New_Food Preparation_Natural Gas_Griddle_E1 | F6 | Commercial | Warehouse (WA) | New | Food Preparation | Natural Gas | Griddle | E1 | Utility - Value of Sales | 0.0022023 | 0.0022439 | 0.0022927 | 0.0023496 | 0.0024148 | 0.0024962 | 0.0025779 | 0.0026554 | 0.0027255 | 0.0027935 | 0.002864 | 0.002928 | 0.0029956 | 0.0030596 | 0.0031146 | 0.0031642 | 0.0032062 | 0.0032463 | 0.0032889 | 0.0033288 | 0.0033687 | 0.0034282 | 0.0034882 | 0.0035502 | 0.0036133 | 0.0036775 | 0.0037428
F6_Commercial_Warehouse (WA)_New_Food Preparation_Natural Gas_Griddle_E2 | F6 | Commercial | Warehouse (WA) | New | Food Preparation | Natural Gas | Griddle | E2 | Utility - Value of Sales | 0.001933 | 0.0019695 | 0.0020123 | 0.0020623 | 0.0021195 | 0.002191 | 0.0022626 | 0.0023306 | 0.0023922 | 0.0024519 | 0.0025137 | 0.0025699 | 0.0026293 | 0.0026854 | 0.0027337 | 0.0027772 | 0.0028141 | 0.0028493 | 0.0028867 | 0.0029217 | 0.0029568 | 0.0030089 | 0.0030617 | 0.0031161 | 0.0031714 | 0.0032278 | 0.0032851
F6_Commercial_Warehouse (WA)_New_Food Preparation_Natural Gas_Griddle_E3 | F6 | Commercial | Warehouse (WA) | New | Food Preparation | Natural Gas | Griddle | E3 | Utility - Value of Sales | 0 | 0 | 0 | 0 | 0 | 0 | 0 | 0 | 0 | 0 | 0 | 0 | 0 | 0 | 0 | 0 | 0 | 0 | 0 | 0 | 0 | 0 | 0 | 0 | 0 | 0 | 0
F6_Commercial_Warehouse (WA)_New_Food Preparation_Natural Gas_Griddle_E4 | F6 | Commercial | Warehouse (WA) | New | Food Preparation | Natural Gas | Griddle | E4 | Utility - Value of Sales | 0 | 0 | 0 | 0 | 0 | 0 | 0 | 0 | 0 | 0 | 0 | 0 | 0 | 0 | 0 | 0 | 0 | 0 | 0 | 0 | 0 | 0 | 0 | 0 | 0 | 0 | 0
F6_Commercial_Warehouse (WA)_New_Food Preparation_Natural Gas_Griddle_E5 | F6 | Commercial | Warehouse (WA) | New | Food Preparation | Natural Gas | Griddle | E5 | Utility - Value of Sales | 0 | 0 | 0 | 0 | 0 | 0 | 0 | 0 | 0 | 0 | 0 | 0 | 0 | 0 | 0 | 0 | 0 | 0 | 0 | 0 | 0 | 0 | 0 | 0 | 0 | 0 | 0
F6_Commercial_Warehouse (WA)_New_Food Preparation_Natural Gas_Griddle_E6 | F6 | Commercial | Warehouse (WA) | New | Food Preparation | Natural Gas | Griddle | E6 | Utility - Value of Sales | 0 | 0 | 0 | 0 | 0 | 0 | 0 | 0 | 0 | 0 | 0 | 0 | 0 | 0 | 0 | 0 | 0 | 0 | 0 | 0 | 0 | 0 | 0 | 0 | 0 | 0 | 0
F6_Commercial_Warehouse (WA)_New_Food Preparation_Natural Gas_Griddle_E7 | F6 | Commercial | Warehouse (WA) | New | Food Preparation | Natural Gas | Griddle | E7 | Utility - Value of Sales | 0 | 0 | 0 | 0 | 0 | 0 | 0 | 0 | 0 | 0 | 0 | 0 | 0 | 0 | 0 | 0 | 0 | 0 | 0 | 0 | 0 | 0 | 0 | 0 | 0 | 0 | 0
F6_Commercial_Warehouse (WA)_New_Food Preparation_Natural Gas_Griddle_E8 | F6 | Commercial | Warehouse (WA) | New | Food Preparation | Natural Gas | Griddle | E8 | Utility - Value of Sales | 0 | 0 | 0 | 0 | 0 | 0 | 0 | 0 | 0 | 0 | 0 | 0 | 0 | 0 | 0 | 0 | 0 | 0 | 0 | 0 | 0 | 0 | 0 | 0 | 0 | 0 | 0
F6_Commercial_Warehouse (WA)_New_Food Preparation_Natural Gas_Griddle_E9 | F6 | Commercial | Warehouse (WA) | New | Food Preparation | Natural Gas | Griddle | E9 | Utility - Value of Sales | 0 | 0 | 0 | 0 | 0 | 0 | 0 | 0 | 0 | 0 | 0 | 0 | 0 | 0 | 0 | 0 | 0 | 0 | 0 | 0 | 0 | 0 | 0 | 0 | 0 | 0 | 0
F6_Commercial_Warehouse (WA)_New_Food Preparation_Natural Gas_Griddle_E10 | F6 | Commercial | Warehouse (WA) | New | Food Preparation | Natural Gas | Griddle | E10 | Utility - Value of Sales | 0 | 0 | 0 | 0 | 0 | 0 | 0 | 0 | 0 | 0 | 0 | 0 | 0 | 0 | 0 | 0 | 0 | 0 | 0 | 0 | 0 | 0 | 0 | 0 | 0 | 0 | 0
F1_Commercial_Warehouse (WA)_New_Food Preparation_Natural Gas_Range_E1 | F1 | Commercial | Warehouse (WA) | New | Food Preparation | Natural Gas | Range | E1 | RVT - Cost of Equipment | 5.4698e-05 | 5.4698e-05 | 5.4698e-05 | 5.4698e-05 | 5.4698e-05 | 5.4698e-05 | 5.4698e-05 | 5.4698e-05 | 5.4698e-05 | 5.4698e-05 | 5.4698e-05 | 5.4698e-05 | 5.4698e-05 | 5.4698e-05 | 5.4698e-05 | 5.4698e-05 | 5.4698e-05 | 5.4698e-05 | 5.4698e-05 | 5.4698e-05 | 5.4698e-05 | 5.4698e-05 | 5.4698e-05 | 5.4698e-05 | 5.4698e-05 | 5.4698e-05 | 5.4698e-05
F1_Commercial_Warehouse (WA)_New_Food Preparation_Natural Gas_Range_E2 | F1 | Commercial | Warehouse (WA) | New | Food Preparation | Natural Gas | Range | E2 | RVT - Cost of Equipment | 5.956e-05 | 5.956e-05 | 5.956e-05 | 5.956e-05 | 5.956e-05 | 5.956e-05 | 5.956e-05 | 5.956e-05 | 5.956e-05 | 5.956e-05 | 5.956e-05 | 5.956e-05 | 5.956e-05 | 5.956e-05 | 5.956e-05 | 5.956e-05 | 5.956e-05 | 5.956e-05 | 5.956e-05 | 5.956e-05 | 5.956e-05 | 5.956e-05 | 5.956e-05 | 5.956e-05 | 5.956e-05 | 5.956e-05 | 5.956e-05
F1_Commercial_Warehouse (WA)_New_Food Preparation_Natural Gas_Range_E3 | F1 | Commercial | Warehouse (WA) | New | Food Preparation | Natural Gas | Range | E3 | RVT - Cost of Equipment | 0 | 0 | 0 | 0 | 0 | 0 | 0 | 0 | 0 | 0 | 0 | 0 | 0 | 0 | 0 | 0 | 0 | 0 | 0 | 0 | 0 | 0 | 0 | 0 | 0 | 0 | 0
F1_Commercial_Warehouse (WA)_New_Food Preparation_Natural Gas_Range_E4 | F1 | Commercial | Warehouse (WA) | New | Food Preparation | Natural Gas | Range | E4 | RVT - Cost of Equipment | 0 | 0 | 0 | 0 | 0 | 0 | 0 | 0 | 0 | 0 | 0 | 0 | 0 | 0 | 0 | 0 | 0 | 0 | 0 | 0 | 0 | 0 | 0 | 0 | 0 | 0 | 0
F1_Commercial_Warehouse (WA)_New_Food Preparation_Natural Gas_Range_E5 | F1 | Commercial | Warehouse (WA) | New | Food Preparation | Natural Gas | Range | E5 | RVT - Cost of Equipment | 0 | 0 | 0 | 0 | 0 | 0 | 0 | 0 | 0 | 0 | 0 | 0 | 0 | 0 | 0 | 0 | 0 | 0 | 0 | 0 | 0 | 0 | 0 | 0 | 0 | 0 | 0
F1_Commercial_Warehouse (WA)_New_Food Preparation_Natural Gas_Range_E6 | F1 | Commercial | Warehouse (WA) | New | Food Preparation | Natural Gas | Range | E6 | RVT - Cost of Equipment | 0 | 0 | 0 | 0 | 0 | 0 | 0 | 0 | 0 | 0 | 0 | 0 | 0 | 0 | 0 | 0 | 0 | 0 | 0 | 0 | 0 | 0 | 0 | 0 | 0 | 0 | 0
F1_Commercial_Warehouse (WA)_New_Food Preparation_Natural Gas_Range_E7 | F1 | Commercial | Warehouse (WA) | New | Food Preparation | Natural Gas | Range | E7 | RVT - Cost of Equipment | 0 | 0 | 0 | 0 | 0 | 0 | 0 | 0 | 0 | 0 | 0 | 0 | 0 | 0 | 0 | 0 | 0 | 0 | 0 | 0 | 0 | 0 | 0 | 0 | 0 | 0 | 0
F1_Commercial_Warehouse (WA)_New_Food Preparation_Natural Gas_Range_E8 | F1 | Commercial | Warehouse (WA) | New | Food Preparation | Natural Gas | Range | E8 | RVT - Cost of Equipment | 0 | 0 | 0 | 0 | 0 | 0 | 0 | 0 | 0 | 0 | 0 | 0 | 0 | 0 | 0 | 0 | 0 | 0 | 0 | 0 | 0 | 0 | 0 | 0 | 0 | 0 | 0
F1_Commercial_Warehouse (WA)_New_Food Preparation_Natural Gas_Range_E9 | F1 | Commercial | Warehouse (WA) | New | Food Preparation | Natural Gas | Range | E9 | RVT - Cost of Equipment | 0 | 0 | 0 | 0 | 0 | 0 | 0 | 0 | 0 | 0 | 0 | 0 | 0 | 0 | 0 | 0 | 0 | 0 | 0 | 0 | 0 | 0 | 0 | 0 | 0 | 0 | 0
F1_Commercial_Warehouse (WA)_New_Food Preparation_Natural Gas_Range_E10 | F1 | Commercial | Warehouse (WA) | New | Food Preparation | Natural Gas | Range | E10 | RVT - Cost of Equipment | 0 | 0 | 0 | 0 | 0 | 0 | 0 | 0 | 0 | 0 | 0 | 0 | 0 | 0 | 0 | 0 | 0 | 0 | 0 | 0 | 0 | 0 | 0 | 0 | 0 | 0 | 0
F2_Commercial_Warehouse (WA)_New_Food Preparation_Natural Gas_Range_E1 | F2 | Commercial | Warehouse (WA) | New | Food Preparation | Natural Gas | Range | E1 | RVT - Cost of Operation | 0.0029296 | 0.0029784 | 0.0030378 | 0.00311 | 0.0031959 | 0.0033095 | 0.003426 | 0.0035387 | 0.0036425 | 0.0037421 | 0.0038444 | 0.0039359 | 0.0040312 | 0.0041194 | 0.0041936 | 0.0042594 | 0.0043133 | 0.0043642 | 0.0044187 | 0.0044687 | 0.0045188 | 0.0045985 | 0.0046789 | 0.004762 | 0.0048466 | 0.0049327 | 0.0050204
F2_Commercial_Warehouse (WA)_New_Food Preparation_Natural Gas_Range_E2 | F2 | Commercial | Warehouse (WA) | New | Food Preparation | Natural Gas | Range | E2 | RVT - Cost of Operation | 0.0014648 | 0.0014892 | 0.0015189 | 0.001555 | 0.001598 | 0.0016548 | 0.001713 | 0.0017694 | 0.0018212 | 0.0018711 | 0.0019222 | 0.0019679 | 0.0020156 | 0.0020597 | 0.0020968 | 0.0021297 | 0.0021567 | 0.0021821 | 0.0022094 | 0.0022344 | 0.0022594 | 0.0022992 | 0.0023395 | 0.002381 | 0.0024233 | 0.0024664 | 0.0025102
F2_Commercial_Warehouse (WA)_New_Food Preparation_Natural Gas_Range_E3 | F2 | Commercial | Warehouse (WA) | New | Food Preparation | Natural Gas | Range | E3 | RVT - Cost of Operation | 0 | 0 | 0 | 0 | 0 | 0 | 0 | 0 | 0 | 0 | 0 | 0 | 0 | 0 | 0 | 0 | 0 | 0 | 0 | 0 | 0 | 0 | 0 | 0 | 0 | 0 | 0
F2_Commercial_Warehouse (WA)_New_Food Preparation_Natural Gas_Range_E4 | F2 | Commercial | Warehouse (WA) | New | Food Preparation | Natural Gas | Range | E4 | RVT - Cost of Operation | 0 | 0 | 0 | 0 | 0 | 0 | 0 | 0 | 0 | 0 | 0 | 0 | 0 | 0 | 0 | 0 | 0 | 0 | 0 | 0 | 0 | 0 | 0 | 0 | 0 | 0 | 0
F2_Commercial_Warehouse (WA)_New_Food Preparation_Natural Gas_Range_E5 | F2 | Commercial | Warehouse (WA) | New | Food Preparation | Natural Gas | Range | E5 | RVT - Cost of Operation | 0 | 0 | 0 | 0 | 0 | 0 | 0 | 0 | 0 | 0 | 0 | 0 | 0 | 0 | 0 | 0 | 0 | 0 | 0 | 0 | 0 | 0 | 0 | 0 | 0 | 0 | 0
F2_Commercial_Warehouse (WA)_New_Food Preparation_Natural Gas_Range_E6 | F2 | Commercial | Warehouse (WA) | New | Food Preparation | Natural Gas | Range | E6 | RVT - Cost of Operation | 0 | 0 | 0 | 0 | 0 | 0 | 0 | 0 | 0 | 0 | 0 | 0 | 0 | 0 | 0 | 0 | 0 | 0 | 0 | 0 | 0 | 0 | 0 | 0 | 0 | 0 | 0
F2_Commercial_Warehouse (WA)_New_Food Preparation_Natural Gas_Range_E7 | F2 | Commercial | Warehouse (WA) | New | Food Preparation | Natural Gas | Range | E7 | RVT - Cost of Operation | 0 | 0 | 0 | 0 | 0 | 0 | 0 | 0 | 0 | 0 | 0 | 0 | 0 | 0 | 0 | 0 | 0 | 0 | 0 | 0 | 0 | 0 | 0 | 0 | 0 | 0 | 0
F2_Commercial_Warehouse (WA)_New_Food Preparation_Natural Gas_Range_E8 | F2 | Commercial | Warehouse (WA) | New | Food Preparation | Natural Gas | Range | E8 | RVT - Cost of Operation | 0 | 0 | 0 | 0 | 0 | 0 | 0 | 0 | 0 | 0 | 0 | 0 | 0 | 0 | 0 | 0 | 0 | 0 | 0 | 0 | 0 | 0 | 0 | 0 | 0 | 0 | 0
F2_Commercial_Warehouse (WA)_New_Food Preparation_Natural Gas_Range_E9 | F2 | Commercial | Warehouse (WA) | New | Food Preparation | Natural Gas | Range | E9 | RVT - Cost of Operation | 0 | 0 | 0 | 0 | 0 | 0 | 0 | 0 | 0 | 0 | 0 | 0 | 0 | 0 | 0 | 0 | 0 | 0 | 0 | 0 | 0 | 0 | 0 | 0 | 0 | 0 | 0
F2_Commercial_Warehouse (WA)_New_Food Preparation_Natural Gas_Range_E10 | F2 | Commercial | Warehouse (WA) | New | Food Preparation | Natural Gas | Range | E10 | RVT - Cost of Operation | 0 | 0 | 0 | 0 | 0 | 0 | 0 | 0 | 0 | 0 | 0 | 0 | 0 | 0 | 0 | 0 | 0 | 0 | 0 | 0 | 0 | 0 | 0 | 0 | 0 | 0 | 0
F3_Commercial_Warehouse (WA)_New_Food Preparation_Natural Gas_Range_E1 | F3 | Commercial | Warehouse (WA) | New | Food Preparation | Natural Gas | Range | E1 | System - kBTUs of Consumption | 0.71011 | 0.71011 | 0.71011 | 0.71011 | 0.71011 | 0.71011 | 0.71011 | 0.71011 | 0.71011 | 0.71011 | 0.71011 | 0.71011 | 0.71011 | 0.71011 | 0.71011 | 0.71011 | 0.71011 | 0.71011 | 0.71011 | 0.71011 | 0.71011 | 0.71011 | 0.71011 | 0.71011 | 0.71011 | 0.71011 | 0.71011
F3_Commercial_Warehouse (WA)_New_Food Preparation_Natural Gas_Range_E2 | F3 | Commercial | Warehouse (WA) | New | Food Preparation | Natural Gas | Range | E2 | System - kBTUs of Consumption | 0.35505 | 0.35505 | 0.35505 | 0.35505 | 0.35505 | 0.35505 | 0.35505 | 0.35505 | 0.35505 | 0.35505 | 0.35505 | 0.35505 | 0.35505 | 0.35505 | 0.35505 | 0.35505 | 0.35505 | 0.35505 | 0.35505 | 0.35505 | 0.35505 | 0.35505 | 0.35505 | 0.35505 | 0.35505 | 0.35505 | 0.35505
F3_Commercial_Warehouse (WA)_New_Food Preparation_Natural Gas_Range_E3 | F3 | Commercial | Warehouse (WA) | New | Food Preparation | Natural Gas | Range | E3 | System - kBTUs of Consumption | 0 | 0 | 0 | 0 | 0 | 0 | 0 | 0 | 0 | 0 | 0 | 0 | 0 | 0 | 0 | 0 | 0 | 0 | 0 | 0 | 0 | 0 | 0 | 0 | 0 | 0 | 0
F3_Commercial_Warehouse (WA)_New_Food Preparation_Natural Gas_Range_E4 | F3 | Commercial | Warehouse (WA) | New | Food Preparation | Natural Gas | Range | E4 | System - kBTUs of Consumption | 0 | 0 | 0 | 0 | 0 | 0 | 0 | 0 | 0 | 0 | 0 | 0 | 0 | 0 | 0 | 0 | 0 | 0 | 0 | 0 | 0 | 0 | 0 | 0 | 0 | 0 | 0
F3_Commercial_Warehouse (WA)_New_Food Preparation_Natural Gas_Range_E5 | F3 | Commercial | Warehouse (WA) | New | Food Preparation | Natural Gas | Range | E5 | System - kBTUs of Consumption | 0 | 0 | 0 | 0 | 0 | 0 | 0 | 0 | 0 | 0 | 0 | 0 | 0 | 0 | 0 | 0 | 0 | 0 | 0 | 0 | 0 | 0 | 0 | 0 | 0 | 0 | 0
F3_Commercial_Warehouse (WA)_New_Food Preparation_Natural Gas_Range_E6 | F3 | Commercial | Warehouse (WA) | New | Food Preparation | Natural Gas | Range | E6 | System - kBTUs of Consumption | 0 | 0 | 0 | 0 | 0 | 0 | 0 | 0 | 0 | 0 | 0 | 0 | 0 | 0 | 0 | 0 | 0 | 0 | 0 | 0 | 0 | 0 | 0 | 0 | 0 | 0 | 0
F3_Commercial_Warehouse (WA)_New_Food Preparation_Natural Gas_Range_E7 | F3 | Commercial | Warehouse (WA) | New | Food Preparation | Natural Gas | Range | E7 | System - kBTUs of Consumption | 0 | 0 | 0 | 0 | 0 | 0 | 0 | 0 | 0 | 0 | 0 | 0 | 0 | 0 | 0 | 0 | 0 | 0 | 0 | 0 | 0 | 0 | 0 | 0 | 0 | 0 | 0
F3_Commercial_Warehouse (WA)_New_Food Preparation_Natural Gas_Range_E8 | F3 | Commercial | Warehouse (WA) | New | Food Preparation | Natural Gas | Range | E8 | System - kBTUs of Consumption | 0 | 0 | 0 | 0 | 0 | 0 | 0 | 0 | 0 | 0 | 0 | 0 | 0 | 0 | 0 | 0 | 0 | 0 | 0 | 0 | 0 | 0 | 0 | 0 | 0 | 0 | 0
F3_Commercial_Warehouse (WA)_New_Food Preparation_Natural Gas_Range_E9 | F3 | Commercial | Warehouse (WA) | New | Food Preparation | Natural Gas | Range | E9 | System - kBTUs of Consumption | 0 | 0 | 0 | 0 | 0 | 0 | 0 | 0 | 0 | 0 | 0 | 0 | 0 | 0 | 0 | 0 | 0 | 0 | 0 | 0 | 0 | 0 | 0 | 0 | 0 | 0 | 0
F3_Commercial_Warehouse (WA)_New_Food Preparation_Natural Gas_Range_E10 | F3 | Commercial | Warehouse (WA) | New | Food Preparation | Natural Gas | Range | E10 | System - kBTUs of Consumption | 0 | 0 | 0 | 0 | 0 | 0 | 0 | 0 | 0 | 0 | 0 | 0 | 0 | 0 | 0 | 0 | 0 | 0 | 0 | 0 | 0 | 0 | 0 | 0 | 0 | 0 | 0
F4_Commercial_Warehouse (WA)_New_Food Preparation_Natural Gas_Range_E1 | F4 | Commercial | Warehouse (WA) | New | Food Preparation | Natural Gas | Range | E1 | Utility - Cost of Equipment | 5.4698e-05 | 5.4698e-05 | 5.4698e-05 | 5.4698e-05 | 5.4698e-05 | 5.4698e-05 | 5.4698e-05 | 5.4698e-05 | 5.4698e-05 | 5.4698e-05 | 5.4698e-05 | 5.4698e-05 | 5.4698e-05 | 5.4698e-05 | 5.4698e-05 | 5.4698e-05 | 5.4698e-05 | 5.4698e-05 | 5.4698e-05 | 5.4698e-05 | 5.4698e-05 | 5.4698e-05 | 5.4698e-05 | 5.4698e-05 | 5.4698e-05 | 5.4698e-05 | 5.4698e-05
F4_Commercial_Warehouse (WA)_New_Food Preparation_Natural Gas_Range_E2 | F4 | Commercial | Warehouse (WA) | New | Food Preparation | Natural Gas | Range | E2 | Utility - Cost of Equipment | 5.956e-05 | 5.956e-05 | 5.956e-05 | 5.956e-05 | 5.956e-05 | 5.956e-05 | 5.956e-05 | 5.956e-05 | 5.956e-05 | 5.956e-05 | 5.956e-05 | 5.956e-05 | 5.956e-05 | 5.956e-05 | 5.956e-05 | 5.956e-05 | 5.956e-05 | 5.956e-05 | 5.956e-05 | 5.956e-05 | 5.956e-05 | 5.956e-05 | 5.956e-05 | 5.956e-05 | 5.956e-05 | 5.956e-05 | 5.956e-05
F4_Commercial_Warehouse (WA)_New_Food Preparation_Natural Gas_Range_E3 | F4 | Commercial | Warehouse (WA) | New | Food Preparation | Natural Gas | Range | E3 | Utility - Cost of Equipment | 0 | 0 | 0 | 0 | 0 | 0 | 0 | 0 | 0 | 0 | 0 | 0 | 0 | 0 | 0 | 0 | 0 | 0 | 0 | 0 | 0 | 0 | 0 | 0 | 0 | 0 | 0
F4_Commercial_Warehouse (WA)_New_Food Preparation_Natural Gas_Range_E4 | F4 | Commercial | Warehouse (WA) | New | Food Preparation | Natural Gas | Range | E4 | Utility - Cost of Equipment | 0 | 0 | 0 | 0 | 0 | 0 | 0 | 0 | 0 | 0 | 0 | 0 | 0 | 0 | 0 | 0 | 0 | 0 | 0 | 0 | 0 | 0 | 0 | 0 | 0 | 0 | 0
F4_Commercial_Warehouse (WA)_New_Food Preparation_Natural Gas_Range_E5 | F4 | Commercial | Warehouse (WA) | New | Food Preparation | Natural Gas | Range | E5 | Utility - Cost of Equipment | 0 | 0 | 0 | 0 | 0 | 0 | 0 | 0 | 0 | 0 | 0 | 0 | 0 | 0 | 0 | 0 | 0 | 0 | 0 | 0 | 0 | 0 | 0 | 0 | 0 | 0 | 0
F4_Commercial_Warehouse (WA)_New_Food Preparation_Natural Gas_Range_E6 | F4 | Commercial | Warehouse (WA) | New | Food Preparation | Natural Gas | Range | E6 | Utility - Cost of Equipment | 0 | 0 | 0 | 0 | 0 | 0 | 0 | 0 | 0 | 0 | 0 | 0 | 0 | 0 | 0 | 0 | 0 | 0 | 0 | 0 | 0 | 0 | 0 | 0 | 0 | 0 | 0
F4_Commercial_Warehouse (WA)_New_Food Preparation_Natural Gas_Range_E7 | F4 | Commercial | Warehouse (WA) | New | Food Preparation | Natural Gas | Range | E7 | Utility - Cost of Equipment | 0 | 0 | 0 | 0 | 0 | 0 | 0 | 0 | 0 | 0 | 0 | 0 | 0 | 0 | 0 | 0 | 0 | 0 | 0 | 0 | 0 | 0 | 0 | 0 | 0 | 0 | 0
F4_Commercial_Warehouse (WA)_New_Food Preparation_Natural Gas_Range_E8 | F4 | Commercial | Warehouse (WA) | New | Food Preparation | Natural Gas | Range | E8 | Utility - Cost of Equipment | 0 | 0 | 0 | 0 | 0 | 0 | 0 | 0 | 0 | 0 | 0 | 0 | 0 | 0 | 0 | 0 | 0 | 0 | 0 | 0 | 0 | 0 | 0 | 0 | 0 | 0 | 0
F4_Commercial_Warehouse (WA)_New_Food Preparation_Natural Gas_Range_E9 | F4 | Commercial | Warehouse (WA) | New | Food Preparation | Natural Gas | Range | E9 | Utility - Cost of Equipment | 0 | 0 | 0 | 0 | 0 | 0 | 0 | 0 | 0 | 0 | 0 | 0 | 0 | 0 | 0 | 0 | 0 | 0 | 0 | 0 | 0 | 0 | 0 | 0 | 0 | 0 | 0
F4_Commercial_Warehouse (WA)_New_Food Preparation_Natural Gas_Range_E10 | F4 | Commercial | Warehouse (WA) | New | Food Preparation | Natural Gas | Range | E10 | Utility - Cost of Equipment | 0 | 0 | 0 | 0 | 0 | 0 | 0 | 0 | 0 | 0 | 0 | 0 | 0 | 0 | 0 | 0 | 0 | 0 | 0 | 0 | 0 | 0 | 0 | 0 | 0 | 0 | 0
F5_Commercial_Warehouse (WA)_New_Food Preparation_Natural Gas_Range_E1 | F5 | Commercial | Warehouse (WA) | New | Food Preparation | Natural Gas | Range | E1 | Utility - Cost of Operation | 0.0024627 | 0.0025196 | 0.0025911 | 0.0026754 | 0.0027736 | 0.0028973 | 0.0030262 | 0.0031547 | 0.0032786 | 0.0034042 | 0.0035023 | 0.0035935 | 0.0036919 | 0.0037877 | 0.0038722 | 0.0039504 | 0.0040194 | 0.0040872 | 0.0041601 | 0.0042309 | 0.0043036 | 0.0043795 | 0.0044561 | 0.0045353 | 0.0046158 | 0.0046978 | 0.0047813
F5_Commercial_Warehouse (WA)_New_Food Preparation_Natural Gas_Range_E2 | F5 | Commercial | Warehouse (WA) | New | Food Preparation | Natural Gas | Range | E2 | Utility - Cost of Operation | 0.0012314 | 0.0012598 | 0.0012955 | 0.0013377 | 0.0013868 | 0.0014486 | 0.0015131 | 0.0015773 | 0.0016393 | 0.0017021 | 0.0017512 | 0.0017968 | 0.0018459 | 0.0018938 | 0.0019361 | 0.0019752 | 0.0020097 | 0.0020436 | 0.0020801 | 0.0021154 | 0.0021518 | 0.0021897 | 0.002228 | 0.0022676 | 0.0023079 | 0.0023489 | 0.0023907
F5_Commercial_Warehouse (WA)_New_Food Preparation_Natural Gas_Range_E3 | F5 | Commercial | Warehouse (WA) | New | Food Preparation | Natural Gas | Range | E3 | Utility - Cost of Operation | 0 | 0 | 0 | 0 | 0 | 0 | 0 | 0 | 0 | 0 | 0 | 0 | 0 | 0 | 0 | 0 | 0 | 0 | 0 | 0 | 0 | 0 | 0 | 0 | 0 | 0 | 0
F5_Commercial_Warehouse (WA)_New_Food Preparation_Natural Gas_Range_E4 | F5 | Commercial | Warehouse (WA) | New | Food Preparation | Natural Gas | Range | E4 | Utility - Cost of Operation | 0 | 0 | 0 | 0 | 0 | 0 | 0 | 0 | 0 | 0 | 0 | 0 | 0 | 0 | 0 | 0 | 0 | 0 | 0 | 0 | 0 | 0 | 0 | 0 | 0 | 0 | 0
F5_Commercial_Warehouse (WA)_New_Food Preparation_Natural Gas_Range_E5 | F5 | Commercial | Warehouse (WA) | New | Food Preparation | Natural Gas | Range | E5 | Utility - Cost of Operation | 0 | 0 | 0 | 0 | 0 | 0 | 0 | 0 | 0 | 0 | 0 | 0 | 0 | 0 | 0 | 0 | 0 | 0 | 0 | 0 | 0 | 0 | 0 | 0 | 0 | 0 | 0
F5_Commercial_Warehouse (WA)_New_Food Preparation_Natural Gas_Range_E6 | F5 | Commercial | Warehouse (WA) | New | Food Preparation | Natural Gas | Range | E6 | Utility - Cost of Operation | 0 | 0 | 0 | 0 | 0 | 0 | 0 | 0 | 0 | 0 | 0 | 0 | 0 | 0 | 0 | 0 | 0 | 0 | 0 | 0 | 0 | 0 | 0 | 0 | 0 | 0 | 0
F5_Commercial_Warehouse (WA)_New_Food Preparation_Natural Gas_Range_E7 | F5 | Commercial | Warehouse (WA) | New | Food Preparation | Natural Gas | Range | E7 | Utility - Cost of Operation | 0 | 0 | 0 | 0 | 0 | 0 | 0 | 0 | 0 | 0 | 0 | 0 | 0 | 0 | 0 | 0 | 0 | 0 | 0 | 0 | 0 | 0 | 0 | 0 | 0 | 0 | 0
F5_Commercial_Warehouse (WA)_New_Food Preparation_Natural Gas_Range_E8 | F5 | Commercial | Warehouse (WA) | New | Food Preparation | Natural Gas | Range | E8 | Utility - Cost of Operation | 0 | 0 | 0 | 0 | 0 | 0 | 0 | 0 | 0 | 0 | 0 | 0 | 0 | 0 | 0 | 0 | 0 | 0 | 0 | 0 | 0 | 0 | 0 | 0 | 0 | 0 | 0
F5_Commercial_Warehouse (WA)_New_Food Preparation_Natural Gas_Range_E9 | F5 | Commercial | Warehouse (WA) | New | Food Preparation | Natural Gas | Range | E9 | Utility - Cost of Operation | 0 | 0 | 0 | 0 | 0 | 0 | 0 | 0 | 0 | 0 | 0 | 0 | 0 | 0 | 0 | 0 | 0 | 0 | 0 | 0 | 0 | 0 | 0 | 0 | 0 | 0 | 0
F5_Commercial_Warehouse (WA)_New_Food Preparation_Natural Gas_Range_E10 | F5 | Commercial | Warehouse (WA) | New | Food Preparation | Natural Gas | Range | E10 | Utility - Cost of Operation | 0 | 0 | 0 | 0 | 0 | 0 | 0 | 0 | 0 | 0 | 0 | 0 | 0 | 0 | 0 | 0 | 0 | 0 | 0 | 0 | 0 | 0 | 0 | 0 | 0 | 0 | 0
F6_Commercial_Warehouse (WA)_New_Food Preparation_Natural Gas_Range_E1 | F6 | Commercial | Warehouse (WA) | New | Food Preparation | Natural Gas | Range | E1 | Utility - Value of Sales | 0.0029296 | 0.0029784 | 0.0030378 | 0.00311 | 0.0031959 | 0.0033095 | 0.003426 | 0.0035387 | 0.0036425 | 0.0037421 | 0.0038444 | 0.0039359 | 0.0040312 | 0.0041194 | 0.0041936 | 0.0042594 | 0.0043133 | 0.0043642 | 0.0044187 | 0.0044687 | 0.0045188 | 0.0045985 | 0.0046789 | 0.004762 | 0.0048466 | 0.0049327 | 0.0050204
F6_Commercial_Warehouse (WA)_New_Food Preparation_Natural Gas_Range_E2 | F6 | Commercial | Warehouse (WA) | New | Food Preparation | Natural Gas | Range | E2 | Utility - Value of Sales | 0.0014648 | 0.0014892 | 0.0015189 | 0.001555 | 0.001598 | 0.0016548 | 0.001713 | 0.0017694 | 0.0018212 | 0.0018711 | 0.0019222 | 0.0019679 | 0.0020156 | 0.0020597 | 0.0020968 | 0.0021297 | 0.0021567 | 0.0021821 | 0.0022094 | 0.0022344 | 0.0022594 | 0.0022992 | 0.0023395 | 0.002381 | 0.0024233 | 0.0024664 | 0.0025102
F6_Commercial_Warehouse (WA)_New_Food Preparation_Natural Gas_Range_E3 | F6 | Commercial | Warehouse (WA) | New | Food Preparation | Natural Gas | Range | E3 | Utility - Value of Sales | 0 | 0 | 0 | 0 | 0 | 0 | 0 | 0 | 0 | 0 | 0 | 0 | 0 | 0 | 0 | 0 | 0 | 0 | 0 | 0 | 0 | 0 | 0 | 0 | 0 | 0 | 0
F6_Commercial_Warehouse (WA)_New_Food Preparation_Natural Gas_Range_E4 | F6 | Commercial | Warehouse (WA) | New | Food Preparation | Natural Gas | Range | E4 | Utility - Value of Sales | 0 | 0 | 0 | 0 | 0 | 0 | 0 | 0 | 0 | 0 | 0 | 0 | 0 | 0 | 0 | 0 | 0 | 0 | 0 | 0 | 0 | 0 | 0 | 0 | 0 | 0 | 0
F6_Commercial_Warehouse (WA)_New_Food Preparation_Natural Gas_Range_E5 | F6 | Commercial | Warehouse (WA) | New | Food Preparation | Natural Gas | Range | E5 | Utility - Value of Sales | 0 | 0 | 0 | 0 | 0 | 0 | 0 | 0 | 0 | 0 | 0 | 0 | 0 | 0 | 0 | 0 | 0 | 0 | 0 | 0 | 0 | 0 | 0 | 0 | 0 | 0 | 0
F6_Commercial_Warehouse (WA)_New_Food Preparation_Natural Gas_Range_E6 | F6 | Commercial | Warehouse (WA) | New | Food Preparation | Natural Gas | Range | E6 | Utility - Value of Sales | 0 | 0 | 0 | 0 | 0 | 0 | 0 | 0 | 0 | 0 | 0 | 0 | 0 | 0 | 0 | 0 | 0 | 0 | 0 | 0 | 0 | 0 | 0 | 0 | 0 | 0 | 0
F6_Commercial_Warehouse (WA)_New_Food Preparation_Natural Gas_Range_E7 | F6 | Commercial | Warehouse (WA) | New | Food Preparation | Natural Gas | Range | E7 | Utility - Value of Sales | 0 | 0 | 0 | 0 | 0 | 0 | 0 | 0 | 0 | 0 | 0 | 0 | 0 | 0 | 0 | 0 | 0 | 0 | 0 | 0 | 0 | 0 | 0 | 0 | 0 | 0 | 0
F6_Commercial_Warehouse (WA)_New_Food Preparation_Natural Gas_Range_E8 | F6 | Commercial | Warehouse (WA) | New | Food Preparation | Natural Gas | Range | E8 | Utility - Value of Sales | 0 | 0 | 0 | 0 | 0 | 0 | 0 | 0 | 0 | 0 | 0 | 0 | 0 | 0 | 0 | 0 | 0 | 0 | 0 | 0 | 0 | 0 | 0 | 0 | 0 | 0 | 0
F6_Commercial_Warehouse (WA)_New_Food Preparation_Natural Gas_Range_E9 | F6 | Commercial | Warehouse (WA) | New | Food Preparation | Natural Gas | Range | E9 | Utility - Value of Sales | 0 | 0 | 0 | 0 | 0 | 0 | 0 | 0 | 0 | 0 | 0 | 0 | 0 | 0 | 0 | 0 | 0 | 0 | 0 | 0 | 0 | 0 | 0 | 0 | 0 | 0 | 0
F6_Commercial_Warehouse (WA)_New_Food Preparation_Natural Gas_Range_E10 | F6 | Commercial | Warehouse (WA) | New | Food Preparation | Natural Gas | Range | E10 | Utility - Value of Sales | 0 | 0 | 0 | 0 | 0 | 0 | 0 | 0 | 0 | 0 | 0 | 0 | 0 | 0 | 0 | 0 | 0 | 0 | 0 | 0 | 0 | 0 | 0 | 0 | 0 | 0 | 0
F1_Commercial_Warehouse (WA)_New_Food Preparation_Natural Gas_Steamer_E1 | F1 | Commercial | Warehouse (WA) | New | Food Preparation | Natural Gas | Steamer | E1 | RVT - Cost of Equipment | 0.013868 | 0.013868 | 0.013868 | 0.013868 | 0.013868 | 0.013868 | 0.013868 | 0.013868 | 0.013868 | 0.013868 | 0.013868 | 0.013868 | 0.013868 | 0.013868 | 0.013868 | 0.013868 | 0.013868 | 0.013868 | 0.013868 | 0.013868 | 0.013868 | 0.013868 | 0.013868 | 0.013868 | 0.013868 | 0.013868 | 0.013868
F1_Commercial_Warehouse (WA)_New_Food Preparation_Natural Gas_Steamer_E2 | F1 | Commercial | Warehouse (WA) | New | Food Preparation | Natural Gas | Steamer | E2 | RVT - Cost of Equipment | 0.014901 | 0.014901 | 0.014901 | 0.014901 | 0.014901 | 0.014901 | 0.014901 | 0.014901 | 0.014901 | 0.014901 | 0.014901 | 0.014901 | 0.014901 | 0.014901 | 0.014901 | 0.014901 | 0.014901 | 0.014901 | 0.014901 | 0.014901 | 0.014901 | 0.014901 | 0.014901 | 0.014901 | 0.014901 | 0.014901 | 0.014901
F1_Commercial_Warehouse (WA)_New_Food Preparation_Natural Gas_Steamer_E3 | F1 | Commercial | Warehouse (WA) | New | Food Preparation | Natural Gas | Steamer | E3 | RVT - Cost of Equipment | 0 | 0 | 0 | 0 | 0 | 0 | 0 | 0 | 0 | 0 | 0 | 0 | 0 | 0 | 0 | 0 | 0 | 0 | 0 | 0 | 0 | 0 | 0 | 0 | 0 | 0 | 0
F1_Commercial_Warehouse (WA)_New_Food Preparation_Natural Gas_Steamer_E4 | F1 | Commercial | Warehouse (WA) | New | Food Preparation | Natural Gas | Steamer | E4 | RVT - Cost of Equipment | 0 | 0 | 0 | 0 | 0 | 0 | 0 | 0 | 0 | 0 | 0 | 0 | 0 | 0 | 0 | 0 | 0 | 0 | 0 | 0 | 0 | 0 | 0 | 0 | 0 | 0 | 0
F1_Commercial_Warehouse (WA)_New_Food Preparation_Natural Gas_Steamer_E5 | F1 | Commercial | Warehouse (WA) | New | Food Preparation | Natural Gas | Steamer | E5 | RVT - Cost of Equipment | 0 | 0 | 0 | 0 | 0 | 0 | 0 | 0 | 0 | 0 | 0 | 0 | 0 | 0 | 0 | 0 | 0 | 0 | 0 | 0 | 0 | 0 | 0 | 0 | 0 | 0 | 0
F1_Commercial_Warehouse (WA)_New_Food Preparation_Natural Gas_Steamer_E6 | F1 | Commercial | Warehouse (WA) | New | Food Preparation | Natural Gas | Steamer | E6 | RVT - Cost of Equipment | 0 | 0 | 0 | 0 | 0 | 0 | 0 | 0 | 0 | 0 | 0 | 0 | 0 | 0 | 0 | 0 | 0 | 0 | 0 | 0 | 0 | 0 | 0 | 0 | 0 | 0 | 0
F1_Commercial_Warehouse (WA)_New_Food Preparation_Natural Gas_Steamer_E7 | F1 | Commercial | Warehouse (WA) | New | Food Preparation | Natural Gas | Steamer | E7 | RVT - Cost of Equipment | 0 | 0 | 0 | 0 | 0 | 0 | 0 | 0 | 0 | 0 | 0 | 0 | 0 | 0 | 0 | 0 | 0 | 0 | 0 | 0 | 0 | 0 | 0 | 0 | 0 | 0 | 0
F1_Commercial_Warehouse (WA)_New_Food Preparation_Natural Gas_Steamer_E8 | F1 | Commercial | Warehouse (WA) | New | Food Preparation | Natural Gas | Steamer | E8 | RVT - Cost of Equipment | 0 | 0 | 0 | 0 | 0 | 0 | 0 | 0 | 0 | 0 | 0 | 0 | 0 | 0 | 0 | 0 | 0 | 0 | 0 | 0 | 0 | 0 | 0 | 0 | 0 | 0 | 0
F1_Commercial_Warehouse (WA)_New_Food Preparation_Natural Gas_Steamer_E9 | F1 | Commercial | Warehouse (WA) | New | Food Preparation | Natural Gas | Steamer | E9 | RVT - Cost of Equipment | 0 | 0 | 0 | 0 | 0 | 0 | 0 | 0 | 0 | 0 | 0 | 0 | 0 | 0 | 0 | 0 | 0 | 0 | 0 | 0 | 0 | 0 | 0 | 0 | 0 | 0 | 0
F1_Commercial_Warehouse (WA)_New_Food Preparation_Natural Gas_Steamer_E10 | F1 | Commercial | Warehouse (WA) | New | Food Preparation | Natural Gas | Steamer | E10 | RVT - Cost of Equipment | 0 | 0 | 0 | 0 | 0 | 0 | 0 | 0 | 0 | 0 | 0 | 0 | 0 | 0 | 0 | 0 | 0 | 0 | 0 | 0 | 0 | 0 | 0 | 0 | 0 | 0 | 0
F2_Commercial_Warehouse (WA)_New_Food Preparation_Natural Gas_Steamer_E1 | F2 | Commercial | Warehouse (WA) | New | Food Preparation | Natural Gas | Steamer | E1 | RVT - Cost of Operation | 0.0040802 | 0.0041573 | 0.0042478 | 0.0043533 | 0.0044741 | 0.0046249 | 0.0047761 | 0.0049197 | 0.0050497 | 0.0051756 | 0.0053062 | 0.0054248 | 0.0055501 | 0.0056686 | 0.0057705 | 0.0058624 | 0.0059402 | 0.0060145 | 0.0060936 | 0.0061673 | 0.0062414 | 0.0063515 | 0.0064628 | 0.0065776 | 0.0066945 | 0.0068134 | 0.0069345
F2_Commercial_Warehouse (WA)_New_Food Preparation_Natural Gas_Steamer_E2 | F2 | Commercial | Warehouse (WA) | New | Food Preparation | Natural Gas | Steamer | E2 | RVT - Cost of Operation | 0.00076984 | 0.00078438 | 0.00080145 | 0.00082135 | 0.00084414 | 0.00087259 | 0.00090113 | 0.00092822 | 0.00095274 | 0.00097651 | 0.0010011 | 0.0010235 | 0.0010472 | 0.0010695 | 0.0010887 | 0.0011061 | 0.0011208 | 0.0011348 | 0.0011497 | 0.0011636 | 0.0011776 | 0.0011984 | 0.0012194 | 0.001241 | 0.0012631 | 0.0012855 | 0.0013084
F2_Commercial_Warehouse (WA)_New_Food Preparation_Natural Gas_Steamer_E3 | F2 | Commercial | Warehouse (WA) | New | Food Preparation | Natural Gas | Steamer | E3 | RVT - Cost of Operation | 0 | 0 | 0 | 0 | 0 | 0 | 0 | 0 | 0 | 0 | 0 | 0 | 0 | 0 | 0 | 0 | 0 | 0 | 0 | 0 | 0 | 0 | 0 | 0 | 0 | 0 | 0
F2_Commercial_Warehouse (WA)_New_Food Preparation_Natural Gas_Steamer_E4 | F2 | Commercial | Warehouse (WA) | New | Food Preparation | Natural Gas | Steamer | E4 | RVT - Cost of Operation | 0 | 0 | 0 | 0 | 0 | 0 | 0 | 0 | 0 | 0 | 0 | 0 | 0 | 0 | 0 | 0 | 0 | 0 | 0 | 0 | 0 | 0 | 0 | 0 | 0 | 0 | 0
F2_Commercial_Warehouse (WA)_New_Food Preparation_Natural Gas_Steamer_E5 | F2 | Commercial | Warehouse (WA) | New | Food Preparation | Natural Gas | Steamer | E5 | RVT - Cost of Operation | 0 | 0 | 0 | 0 | 0 | 0 | 0 | 0 | 0 | 0 | 0 | 0 | 0 | 0 | 0 | 0 | 0 | 0 | 0 | 0 | 0 | 0 | 0 | 0 | 0 | 0 | 0
F2_Commercial_Warehouse (WA)_New_Food Preparation_Natural Gas_Steamer_E6 | F2 | Commercial | Warehouse (WA) | New | Food Preparation | Natural Gas | Steamer | E6 | RVT - Cost of Operation | 0 | 0 | 0 | 0 | 0 | 0 | 0 | 0 | 0 | 0 | 0 | 0 | 0 | 0 | 0 | 0 | 0 | 0 | 0 | 0 | 0 | 0 | 0 | 0 | 0 | 0 | 0
F2_Commercial_Warehouse (WA)_New_Food Preparation_Natural Gas_Steamer_E7 | F2 | Commercial | Warehouse (WA) | New | Food Preparation | Natural Gas | Steamer | E7 | RVT - Cost of Operation | 0 | 0 | 0 | 0 | 0 | 0 | 0 | 0 | 0 | 0 | 0 | 0 | 0 | 0 | 0 | 0 | 0 | 0 | 0 | 0 | 0 | 0 | 0 | 0 | 0 | 0 | 0
F2_Commercial_Warehouse (WA)_New_Food Preparation_Natural Gas_Steamer_E8 | F2 | Commercial | Warehouse (WA) | New | Food Preparation | Natural Gas | Steamer | E8 | RVT - Cost of Operation | 0 | 0 | 0 | 0 | 0 | 0 | 0 | 0 | 0 | 0 | 0 | 0 | 0 | 0 | 0 | 0 | 0 | 0 | 0 | 0 | 0 | 0 | 0 | 0 | 0 | 0 | 0
F2_Commercial_Warehouse (WA)_New_Food Preparation_Natural Gas_Steamer_E9 | F2 | Commercial | Warehouse (WA) | New | Food Preparation | Natural Gas | Steamer | E9 | RVT - Cost of Operation | 0 | 0 | 0 | 0 | 0 | 0 | 0 | 0 | 0 | 0 | 0 | 0 | 0 | 0 | 0 | 0 | 0 | 0 | 0 | 0 | 0 | 0 | 0 | 0 | 0 | 0 | 0
F2_Commercial_Warehouse (WA)_New_Food Preparation_Natural Gas_Steamer_E10 | F2 | Commercial | Warehouse (WA) | New | Food Preparation | Natural Gas | Steamer | E10 | RVT - Cost of Operation | 0 | 0 | 0 | 0 | 0 | 0 | 0 | 0 | 0 | 0 | 0 | 0 | 0 | 0 | 0 | 0 | 0 | 0 | 0 | 0 | 0 | 0 | 0 | 0 | 0 | 0 | 0
F3_Commercial_Warehouse (WA)_New_Food Preparation_Natural Gas_Steamer_E1 | F3 | Commercial | Warehouse (WA) | New | Food Preparation | Natural Gas | Steamer | E1 | System - kBTUs of Consumption | 0.97339 | 0.97339 | 0.97339 | 0.97339 | 0.97339 | 0.97339 | 0.97339 | 0.97339 | 0.97339 | 0.97339 | 0.97339 | 0.97339 | 0.97339 | 0.97339 | 0.97339 | 0.97339 | 0.97339 | 0.97339 | 0.97339 | 0.97339 | 0.97339 | 0.97339 | 0.97339 | 0.97339 | 0.97339 | 0.97339 | 0.97339
F3_Commercial_Warehouse (WA)_New_Food Preparation_Natural Gas_Steamer_E2 | F3 | Commercial | Warehouse (WA) | New | Food Preparation | Natural Gas | Steamer | E2 | System - kBTUs of Consumption | 0.18365 | 0.18365 | 0.18365 | 0.18365 | 0.18365 | 0.18365 | 0.18365 | 0.18365 | 0.18365 | 0.18365 | 0.18365 | 0.18365 | 0.18365 | 0.18365 | 0.18365 | 0.18365 | 0.18365 | 0.18365 | 0.18365 | 0.18365 | 0.18365 | 0.18365 | 0.18365 | 0.18365 | 0.18365 | 0.18365 | 0.18365
F3_Commercial_Warehouse (WA)_New_Food Preparation_Natural Gas_Steamer_E3 | F3 | Commercial | Warehouse (WA) | New | Food Preparation | Natural Gas | Steamer | E3 | System - kBTUs of Consumption | 0 | 0 | 0 | 0 | 0 | 0 | 0 | 0 | 0 | 0 | 0 | 0 | 0 | 0 | 0 | 0 | 0 | 0 | 0 | 0 | 0 | 0 | 0 | 0 | 0 | 0 | 0
F3_Commercial_Warehouse (WA)_New_Food Preparation_Natural Gas_Steamer_E4 | F3 | Commercial | Warehouse (WA) | New | Food Preparation | Natural Gas | Steamer | E4 | System - kBTUs of Consumption | 0 | 0 | 0 | 0 | 0 | 0 | 0 | 0 | 0 | 0 | 0 | 0 | 0 | 0 | 0 | 0 | 0 | 0 | 0 | 0 | 0 | 0 | 0 | 0 | 0 | 0 | 0
F3_Commercial_Warehouse (WA)_New_Food Preparation_Natural Gas_Steamer_E5 | F3 | Commercial | Warehouse (WA) | New | Food Preparation | Natural Gas | Steamer | E5 | System - kBTUs of Consumption | 0 | 0 | 0 | 0 | 0 | 0 | 0 | 0 | 0 | 0 | 0 | 0 | 0 | 0 | 0 | 0 | 0 | 0 | 0 | 0 | 0 | 0 | 0 | 0 | 0 | 0 | 0
F3_Commercial_Warehouse (WA)_New_Food Preparation_Natural Gas_Steamer_E6 | F3 | Commercial | Warehouse (WA) | New | Food Preparation | Natural Gas | Steamer | E6 | System - kBTUs of Consumption | 0 | 0 | 0 | 0 | 0 | 0 | 0 | 0 | 0 | 0 | 0 | 0 | 0 | 0 | 0 | 0 | 0 | 0 | 0 | 0 | 0 | 0 | 0 | 0 | 0 | 0 | 0
F3_Commercial_Warehouse (WA)_New_Food Preparation_Natural Gas_Steamer_E7 | F3 | Commercial | Warehouse (WA) | New | Food Preparation | Natural Gas | Steamer | E7 | System - kBTUs of Consumption | 0 | 0 | 0 | 0 | 0 | 0 | 0 | 0 | 0 | 0 | 0 | 0 | 0 | 0 | 0 | 0 | 0 | 0 | 0 | 0 | 0 | 0 | 0 | 0 | 0 | 0 | 0
F3_Commercial_Warehouse (WA)_New_Food Preparation_Natural Gas_Steamer_E8 | F3 | Commercial | Warehouse (WA) | New | Food Preparation | Natural Gas | Steamer | E8 | System - kBTUs of Consumption | 0 | 0 | 0 | 0 | 0 | 0 | 0 | 0 | 0 | 0 | 0 | 0 | 0 | 0 | 0 | 0 | 0 | 0 | 0 | 0 | 0 | 0 | 0 | 0 | 0 | 0 | 0
F3_Commercial_Warehouse (WA)_New_Food Preparation_Natural Gas_Steamer_E9 | F3 | Commercial | Warehouse (WA) | New | Food Preparation | Natural Gas | Steamer | E9 | System - kBTUs of Consumption | 0 | 0 | 0 | 0 | 0 | 0 | 0 | 0 | 0 | 0 | 0 | 0 | 0 | 0 | 0 | 0 | 0 | 0 | 0 | 0 | 0 | 0 | 0 | 0 | 0 | 0 | 0
F3_Commercial_Warehouse (WA)_New_Food Preparation_Natural Gas_Steamer_E10 | F3 | Commercial | Warehouse (WA) | New | Food Preparation | Natural Gas | Steamer | E10 | System - kBTUs of Consumption | 0 | 0 | 0 | 0 | 0 | 0 | 0 | 0 | 0 | 0 | 0 | 0 | 0 | 0 | 0 | 0 | 0 | 0 | 0 | 0 | 0 | 0 | 0 | 0 | 0 | 0 | 0
F4_Commercial_Warehouse (WA)_New_Food Preparation_Natural Gas_Steamer_E1 | F4 | Commercial | Warehouse (WA) | New | Food Preparation | Natural Gas | Steamer | E1 | Utility - Cost of Equipment | 0.013868 | 0.013868 | 0.013868 | 0.013868 | 0.013868 | 0.013868 | 0.013868 | 0.013868 | 0.013868 | 0.013868 | 0.013868 | 0.013868 | 0.013868 | 0.013868 | 0.013868 | 0.013868 | 0.013868 | 0.013868 | 0.013868 | 0.013868 | 0.013868 | 0.013868 | 0.013868 | 0.013868 | 0.013868 | 0.013868 | 0.013868
F4_Commercial_Warehouse (WA)_New_Food Preparation_Natural Gas_Steamer_E2 | F4 | Commercial | Warehouse (WA) | New | Food Preparation | Natural Gas | Steamer | E2 | Utility - Cost of Equipment | 0.014901 | 0.014901 | 0.014901 | 0.014901 | 0.014901 | 0.014901 | 0.014901 | 0.014901 | 0.014901 | 0.014901 | 0.014901 | 0.014901 | 0.014901 | 0.014901 | 0.014901 | 0.014901 | 0.014901 | 0.014901 | 0.014901 | 0.014901 | 0.014901 | 0.014901 | 0.014901 | 0.014901 | 0.014901 | 0.014901 | 0.014901
F4_Commercial_Warehouse (WA)_New_Food Preparation_Natural Gas_Steamer_E3 | F4 | Commercial | Warehouse (WA) | New | Food Preparation | Natural Gas | Steamer | E3 | Utility - Cost of Equipment | 0 | 0 | 0 | 0 | 0 | 0 | 0 | 0 | 0 | 0 | 0 | 0 | 0 | 0 | 0 | 0 | 0 | 0 | 0 | 0 | 0 | 0 | 0 | 0 | 0 | 0 | 0
F4_Commercial_Warehouse (WA)_New_Food Preparation_Natural Gas_Steamer_E4 | F4 | Commercial | Warehouse (WA) | New | Food Preparation | Natural Gas | Steamer | E4 | Utility - Cost of Equipment | 0 | 0 | 0 | 0 | 0 | 0 | 0 | 0 | 0 | 0 | 0 | 0 | 0 | 0 | 0 | 0 | 0 | 0 | 0 | 0 | 0 | 0 | 0 | 0 | 0 | 0 | 0
F4_Commercial_Warehouse (WA)_New_Food Preparation_Natural Gas_Steamer_E5 | F4 | Commercial | Warehouse (WA) | New | Food Preparation | Natural Gas | Steamer | E5 | Utility - Cost of Equipment | 0 | 0 | 0 | 0 | 0 | 0 | 0 | 0 | 0 | 0 | 0 | 0 | 0 | 0 | 0 | 0 | 0 | 0 | 0 | 0 | 0 | 0 | 0 | 0 | 0 | 0 | 0
F4_Commercial_Warehouse (WA)_New_Food Preparation_Natural Gas_Steamer_E6 | F4 | Commercial | Warehouse (WA) | New | Food Preparation | Natural Gas | Steamer | E6 | Utility - Cost of Equipment | 0 | 0 | 0 | 0 | 0 | 0 | 0 | 0 | 0 | 0 | 0 | 0 | 0 | 0 | 0 | 0 | 0 | 0 | 0 | 0 | 0 | 0 | 0 | 0 | 0 | 0 | 0
F4_Commercial_Warehouse (WA)_New_Food Preparation_Natural Gas_Steamer_E7 | F4 | Commercial | Warehouse (WA) | New | Food Preparation | Natural Gas | Steamer | E7 | Utility - Cost of Equipment | 0 | 0 | 0 | 0 | 0 | 0 | 0 | 0 | 0 | 0 | 0 | 0 | 0 | 0 | 0 | 0 | 0 | 0 | 0 | 0 | 0 | 0 | 0 | 0 | 0 | 0 | 0
F4_Commercial_Warehouse (WA)_New_Food Preparation_Natural Gas_Steamer_E8 | F4 | Commercial | Warehouse (WA) | New | Food Preparation | Natural Gas | Steamer | E8 | Utility - Cost of Equipment | 0 | 0 | 0 | 0 | 0 | 0 | 0 | 0 | 0 | 0 | 0 | 0 | 0 | 0 | 0 | 0 | 0 | 0 | 0 | 0 | 0 | 0 | 0 | 0 | 0 | 0 | 0
F4_Commercial_Warehouse (WA)_New_Food Preparation_Natural Gas_Steamer_E9 | F4 | Commercial | Warehouse (WA) | New | Food Preparation | Natural Gas | Steamer | E9 | Utility - Cost of Equipment | 0 | 0 | 0 | 0 | 0 | 0 | 0 | 0 | 0 | 0 | 0 | 0 | 0 | 0 | 0 | 0 | 0 | 0 | 0 | 0 | 0 | 0 | 0 | 0 | 0 | 0 | 0
F4_Commercial_Warehouse (WA)_New_Food Preparation_Natural Gas_Steamer_E10 | F4 | Commercial | Warehouse (WA) | New | Food Preparation | Natural Gas | Steamer | E10 | Utility - Cost of Equipment | 0 | 0 | 0 | 0 | 0 | 0 | 0 | 0 | 0 | 0 | 0 | 0 | 0 | 0 | 0 | 0 | 0 | 0 | 0 | 0 | 0 | 0 | 0 | 0 | 0 | 0 | 0
F5_Commercial_Warehouse (WA)_New_Food Preparation_Natural Gas_Steamer_E1 | F5 | Commercial | Warehouse (WA) | New | Food Preparation | Natural Gas | Steamer | E1 | Utility - Cost of Operation | 0.0034643 | 0.0035516 | 0.003655 | 0.0037736 | 0.0039076 | 0.0040707 | 0.0042386 | 0.0044049 | 0.0045649 | 0.0047272 | 0.0048563 | 0.0049773 | 0.0051072 | 0.0052345 | 0.0053482 | 0.0054547 | 0.0055501 | 0.0056444 | 0.0057451 | 0.0058433 | 0.0059442 | 0.0060491 | 0.0061551 | 0.0062644 | 0.0063757 | 0.006489 | 0.0066043
F5_Commercial_Warehouse (WA)_New_Food Preparation_Natural Gas_Steamer_E2 | F5 | Commercial | Warehouse (WA) | New | Food Preparation | Natural Gas | Steamer | E2 | Utility - Cost of Operation | 0.00065362 | 0.0006701 | 0.00068961 | 0.00071198 | 0.00073727 | 0.00076804 | 0.00079971 | 0.00083108 | 0.00086128 | 0.0008919 | 0.00091626 | 0.00093908 | 0.0009636 | 0.00098761 | 0.0010091 | 0.0010292 | 0.0010472 | 0.001065 | 0.0010839 | 0.0011025 | 0.0011215 | 0.0011413 | 0.0011613 | 0.0011819 | 0.0012029 | 0.0012243 | 0.0012461
F5_Commercial_Warehouse (WA)_New_Food Preparation_Natural Gas_Steamer_E3 | F5 | Commercial | Warehouse (WA) | New | Food Preparation | Natural Gas | Steamer | E3 | Utility - Cost of Operation | 0 | 0 | 0 | 0 | 0 | 0 | 0 | 0 | 0 | 0 | 0 | 0 | 0 | 0 | 0 | 0 | 0 | 0 | 0 | 0 | 0 | 0 | 0 | 0 | 0 | 0 | 0
F5_Commercial_Warehouse (WA)_New_Food Preparation_Natural Gas_Steamer_E4 | F5 | Commercial | Warehouse (WA) | New | Food Preparation | Natural Gas | Steamer | E4 | Utility - Cost of Operation | 0 | 0 | 0 | 0 | 0 | 0 | 0 | 0 | 0 | 0 | 0 | 0 | 0 | 0 | 0 | 0 | 0 | 0 | 0 | 0 | 0 | 0 | 0 | 0 | 0 | 0 | 0
F5_Commercial_Warehouse (WA)_New_Food Preparation_Natural Gas_Steamer_E5 | F5 | Commercial | Warehouse (WA) | New | Food Preparation | Natural Gas | Steamer | E5 | Utility - Cost of Operation | 0 | 0 | 0 | 0 | 0 | 0 | 0 | 0 | 0 | 0 | 0 | 0 | 0 | 0 | 0 | 0 | 0 | 0 | 0 | 0 | 0 | 0 | 0 | 0 | 0 | 0 | 0
F5_Commercial_Warehouse (WA)_New_Food Preparation_Natural Gas_Steamer_E6 | F5 | Commercial | Warehouse (WA) | New | Food Preparation | Natural Gas | Steamer | E6 | Utility - Cost of Operation | 0 | 0 | 0 | 0 | 0 | 0 | 0 | 0 | 0 | 0 | 0 | 0 | 0 | 0 | 0 | 0 | 0 | 0 | 0 | 0 | 0 | 0 | 0 | 0 | 0 | 0 | 0
F5_Commercial_Warehouse (WA)_New_Food Preparation_Natural Gas_Steamer_E7 | F5 | Commercial | Warehouse (WA) | New | Food Preparation | Natural Gas | Steamer | E7 | Utility - Cost of Operation | 0 | 0 | 0 | 0 | 0 | 0 | 0 | 0 | 0 | 0 | 0 | 0 | 0 | 0 | 0 | 0 | 0 | 0 | 0 | 0 | 0 | 0 | 0 | 0 | 0 | 0 | 0
F5_Commercial_Warehouse (WA)_New_Food Preparation_Natural Gas_Steamer_E8 | F5 | Commercial | Warehouse (WA) | New | Food Preparation | Natural Gas | Steamer | E8 | Utility - Cost of Operation | 0 | 0 | 0 | 0 | 0 | 0 | 0 | 0 | 0 | 0 | 0 | 0 | 0 | 0 | 0 | 0 | 0 | 0 | 0 | 0 | 0 | 0 | 0 | 0 | 0 | 0 | 0
F5_Commercial_Warehouse (WA)_New_Food Preparation_Natural Gas_Steamer_E9 | F5 | Commercial | Warehouse (WA) | New | Food Preparation | Natural Gas | Steamer | E9 | Utility - Cost of Operation | 0 | 0 | 0 | 0 | 0 | 0 | 0 | 0 | 0 | 0 | 0 | 0 | 0 | 0 | 0 | 0 | 0 | 0 | 0 | 0 | 0 | 0 | 0 | 0 | 0 | 0 | 0
F5_Commercial_Warehouse (WA)_New_Food Preparation_Natural Gas_Steamer_E10 | F5 | Commercial | Warehouse (WA) | New | Food Preparation | Natural Gas | Steamer | E10 | Utility - Cost of Operation | 0 | 0 | 0 | 0 | 0 | 0 | 0 | 0 | 0 | 0 | 0 | 0 | 0 | 0 | 0 | 0 | 0 | 0 | 0 | 0 | 0 | 0 | 0 | 0 | 0 | 0 | 0
F6_Commercial_Warehouse (WA)_New_Food Preparation_Natural Gas_Steamer_E1 | F6 | Commercial | Warehouse (WA) | New | Food Preparation | Natural Gas | Steamer | E1 | Utility - Value of Sales | 0.0040802 | 0.0041573 | 0.0042478 | 0.0043533 | 0.0044741 | 0.0046249 | 0.0047761 | 0.0049197 | 0.0050497 | 0.0051756 | 0.0053062 | 0.0054248 | 0.0055501 | 0.0056686 | 0.0057705 | 0.0058624 | 0.0059402 | 0.0060145 | 0.0060936 | 0.0061673 | 0.0062414 | 0.0063515 | 0.0064628 | 0.0065776 | 0.0066945 | 0.0068134 | 0.0069345
F6_Commercial_Warehouse (WA)_New_Food Preparation_Natural Gas_Steamer_E2 | F6 | Commercial | Warehouse (WA) | New | Food Preparation | Natural Gas | Steamer | E2 | Utility - Value of Sales | 0.00076984 | 0.00078438 | 0.00080145 | 0.00082135 | 0.00084414 | 0.00087259 | 0.00090113 | 0.00092822 | 0.00095274 | 0.00097651 | 0.0010011 | 0.0010235 | 0.0010472 | 0.0010695 | 0.0010887 | 0.0011061 | 0.0011208 | 0.0011348 | 0.0011497 | 0.0011636 | 0.0011776 | 0.0011984 | 0.0012194 | 0.001241 | 0.0012631 | 0.0012855 | 0.0013084
F6_Commercial_Warehouse (WA)_New_Food Preparation_Natural Gas_Steamer_E3 | F6 | Commercial | Warehouse (WA) | New | Food Preparation | Natural Gas | Steamer | E3 | Utility - Value of Sales | 0 | 0 | 0 | 0 | 0 | 0 | 0 | 0 | 0 | 0 | 0 | 0 | 0 | 0 | 0 | 0 | 0 | 0 | 0 | 0 | 0 | 0 | 0 | 0 | 0 | 0 | 0
F6_Commercial_Warehouse (WA)_New_Food Preparation_Natural Gas_Steamer_E4 | F6 | Commercial | Warehouse (WA) | New | Food Preparation | Natural Gas | Steamer | E4 | Utility - Value of Sales | 0 | 0 | 0 | 0 | 0 | 0 | 0 | 0 | 0 | 0 | 0 | 0 | 0 | 0 | 0 | 0 | 0 | 0 | 0 | 0 | 0 | 0 | 0 | 0 | 0 | 0 | 0
F6_Commercial_Warehouse (WA)_New_Food Preparation_Natural Gas_Steamer_E5 | F6 | Commercial | Warehouse (WA) | New | Food Preparation | Natural Gas | Steamer | E5 | Utility - Value of Sales | 0 | 0 | 0 | 0 | 0 | 0 | 0 | 0 | 0 | 0 | 0 | 0 | 0 | 0 | 0 | 0 | 0 | 0 | 0 | 0 | 0 | 0 | 0 | 0 | 0 | 0 | 0
F6_Commercial_Warehouse (WA)_New_Food Preparation_Natural Gas_Steamer_E6 | F6 | Commercial | Warehouse (WA) | New | Food Preparation | Natural Gas | Steamer | E6 | Utility - Value of Sales | 0 | 0 | 0 | 0 | 0 | 0 | 0 | 0 | 0 | 0 | 0 | 0 | 0 | 0 | 0 | 0 | 0 | 0 | 0 | 0 | 0 | 0 | 0 | 0 | 0 | 0 | 0
F6_Commercial_Warehouse (WA)_New_Food Preparation_Natural Gas_Steamer_E7 | F6 | Commercial | Warehouse (WA) | New | Food Preparation | Natural Gas | Steamer | E7 | Utility - Value of Sales | 0 | 0 | 0 | 0 | 0 | 0 | 0 | 0 | 0 | 0 | 0 | 0 | 0 | 0 | 0 | 0 | 0 | 0 | 0 | 0 | 0 | 0 | 0 | 0 | 0 | 0 | 0
F6_Commercial_Warehouse (WA)_New_Food Preparation_Natural Gas_Steamer_E8 | F6 | Commercial | Warehouse (WA) | New | Food Preparation | Natural Gas | Steamer | E8 | Utility - Value of Sales | 0 | 0 | 0 | 0 | 0 | 0 | 0 | 0 | 0 | 0 | 0 | 0 | 0 | 0 | 0 | 0 | 0 | 0 | 0 | 0 | 0 | 0 | 0 | 0 | 0 | 0 | 0
F6_Commercial_Warehouse (WA)_New_Food Preparation_Natural Gas_Steamer_E9 | F6 | Commercial | Warehouse (WA) | New | Food Preparation | Natural Gas | Steamer | E9 | Utility - Value of Sales | 0 | 0 | 0 | 0 | 0 | 0 | 0 | 0 | 0 | 0 | 0 | 0 | 0 | 0 | 0 | 0 | 0 | 0 | 0 | 0 | 0 | 0 | 0 | 0 | 0 | 0 | 0
F6_Commercial_Warehouse (WA)_New_Food Preparation_Natural Gas_Steamer_E10 | F6 | Commercial | Warehouse (WA) | New | Food Preparation | Natural Gas | Steamer | E10 | Utility - Value of Sales | 0 | 0 | 0 | 0 | 0 | 0 | 0 | 0 | 0 | 0 | 0 | 0 | 0 | 0 | 0 | 0 | 0 | 0 | 0 | 0 | 0 | 0 | 0 | 0 | 0 | 0 | 0
F1_Commercial_Warehouse (WA)_New_Food Preparation_Natural Gas_Food Prep Other_E1 | F1 | Commercial | Warehouse (WA) | New | Food Preparation | Natural Gas | Food Prep Other | E1 | RVT - Cost of Equipment | 0.00023315 | 0.00023315 | 0.00023315 | 0.00023315 | 0.00023315 | 0.00023315 | 0.00023315 | 0.00023315 | 0.00023315 | 0.00023315 | 0.00023315 | 0.00023315 | 0.00023315 | 0.00023315 | 0.00023315 | 0.00023315 | 0.00023315 | 0.00023315 | 0.00023315 | 0.00023315 | 0.00023315 | 0.00023315 | 0.00023315 | 0.00023315 | 0.00023315 | 0.00023315 | 0.00023315
F1_Commercial_Warehouse (WA)_New_Food Preparation_Natural Gas_Food Prep Other_E2 | F1 | Commercial | Warehouse (WA) | New | Food Preparation | Natural Gas | Food Prep Other | E2 | RVT - Cost of Equipment | 0.00023338 | 0.00023338 | 0.00023338 | 0.00023338 | 0.00023338 | 0.00023338 | 0.00023338 | 0.00023338 | 0.00023338 | 0.00023338 | 0.00023338 | 0.00023338 | 0.00023338 | 0.00023338 | 0.00023338 | 0.00023338 | 0.00023338 | 0.00023338 | 0.00023338 | 0.00023338 | 0.00023338 | 0.00023338 | 0.00023338 | 0.00023338 | 0.00023338 | 0.00023338 | 0.00023338
F1_Commercial_Warehouse (WA)_New_Food Preparation_Natural Gas_Food Prep Other_E3 | F1 | Commercial | Warehouse (WA) | New | Food Preparation | Natural Gas | Food Prep Other | E3 | RVT - Cost of Equipment | 0 | 0 | 0 | 0 | 0 | 0 | 0 | 0 | 0 | 0 | 0 | 0 | 0 | 0 | 0 | 0 | 0 | 0 | 0 | 0 | 0 | 0 | 0 | 0 | 0 | 0 | 0
F1_Commercial_Warehouse (WA)_New_Food Preparation_Natural Gas_Food Prep Other_E4 | F1 | Commercial | Warehouse (WA) | New | Food Preparation | Natural Gas | Food Prep Other | E4 | RVT - Cost of Equipment | 0 | 0 | 0 | 0 | 0 | 0 | 0 | 0 | 0 | 0 | 0 | 0 | 0 | 0 | 0 | 0 | 0 | 0 | 0 | 0 | 0 | 0 | 0 | 0 | 0 | 0 | 0
F1_Commercial_Warehouse (WA)_New_Food Preparation_Natural Gas_Food Prep Other_E5 | F1 | Commercial | Warehouse (WA) | New | Food Preparation | Natural Gas | Food Prep Other | E5 | RVT - Cost of Equipment | 0 | 0 | 0 | 0 | 0 | 0 | 0 | 0 | 0 | 0 | 0 | 0 | 0 | 0 | 0 | 0 | 0 | 0 | 0 | 0 | 0 | 0 | 0 | 0 | 0 | 0 | 0
F1_Commercial_Warehouse (WA)_New_Food Preparation_Natural Gas_Food Prep Other_E6 | F1 | Commercial | Warehouse (WA) | New | Food Preparation | Natural Gas | Food Prep Other | E6 | RVT - Cost of Equipment | 0 | 0 | 0 | 0 | 0 | 0 | 0 | 0 | 0 | 0 | 0 | 0 | 0 | 0 | 0 | 0 | 0 | 0 | 0 | 0 | 0 | 0 | 0 | 0 | 0 | 0 | 0
F1_Commercial_Warehouse (WA)_New_Food Preparation_Natural Gas_Food Prep Other_E7 | F1 | Commercial | Warehouse (WA) | New | Food Preparation | Natural Gas | Food Prep Other | E7 | RVT - Cost of Equipment | 0 | 0 | 0 | 0 | 0 | 0 | 0 | 0 | 0 | 0 | 0 | 0 | 0 | 0 | 0 | 0 | 0 | 0 | 0 | 0 | 0 | 0 | 0 | 0 | 0 | 0 | 0
F1_Commercial_Warehouse (WA)_New_Food Preparation_Natural Gas_Food Prep Other_E8 | F1 | Commercial | Warehouse (WA) | New | Food Preparation | Natural Gas | Food Prep Other | E8 | RVT - Cost of Equipment | 0 | 0 | 0 | 0 | 0 | 0 | 0 | 0 | 0 | 0 | 0 | 0 | 0 | 0 | 0 | 0 | 0 | 0 | 0 | 0 | 0 | 0 | 0 | 0 | 0 | 0 | 0
F1_Commercial_Warehouse (WA)_New_Food Preparation_Natural Gas_Food Prep Other_E9 | F1 | Commercial | Warehouse (WA) | New | Food Preparation | Natural Gas | Food Prep Other | E9 | RVT - Cost of Equipment | 0 | 0 | 0 | 0 | 0 | 0 | 0 | 0 | 0 | 0 | 0 | 0 | 0 | 0 | 0 | 0 | 0 | 0 | 0 | 0 | 0 | 0 | 0 | 0 | 0 | 0 | 0
F1_Commercial_Warehouse (WA)_New_Food Preparation_Natural Gas_Food Prep Other_E10 | F1 | Commercial | Warehouse (WA) | New | Food Preparation | Natural Gas | Food Prep Other | E10 | RVT - Cost of Equipment | 0 | 0 | 0 | 0 | 0 | 0 | 0 | 0 | 0 | 0 | 0 | 0 | 0 | 0 | 0 | 0 | 0 | 0 | 0 | 0 | 0 | 0 | 0 | 0 | 0 | 0 | 0
F2_Commercial_Warehouse (WA)_New_Food Preparation_Natural Gas_Food Prep Other_E1 | F2 | Commercial | Warehouse (WA) | New | Food Preparation | Natural Gas | Food Prep Other | E1 | RVT - Cost of Operation | 0.00086195 | 0.0008763 | 0.00089378 | 0.00091503 | 0.00094031 | 0.00097373 | 0.001008 | 0.0010412 | 0.0010717 | 0.001101 | 0.0011311 | 0.001158 | 0.0011861 | 0.001212 | 0.0012338 | 0.0012532 | 0.0012691 | 0.001284 | 0.0013001 | 0.0013148 | 0.0013295 | 0.001353 | 0.0013766 | 0.0014011 | 0.001426 | 0.0014513 | 0.0014771
F2_Commercial_Warehouse (WA)_New_Food Preparation_Natural Gas_Food Prep Other_E2 | F2 | Commercial | Warehouse (WA) | New | Food Preparation | Natural Gas | Food Prep Other | E2 | RVT - Cost of Operation | 0.00086194 | 0.00087629 | 0.00089377 | 0.00091502 | 0.00094031 | 0.00097372 | 0.001008 | 0.0010412 | 0.0010717 | 0.001101 | 0.0011311 | 0.001158 | 0.0011861 | 0.001212 | 0.0012338 | 0.0012532 | 0.0012691 | 0.001284 | 0.0013001 | 0.0013148 | 0.0013295 | 0.001353 | 0.0013766 | 0.0014011 | 0.001426 | 0.0014513 | 0.0014771
F2_Commercial_Warehouse (WA)_New_Food Preparation_Natural Gas_Food Prep Other_E3 | F2 | Commercial | Warehouse (WA) | New | Food Preparation | Natural Gas | Food Prep Other | E3 | RVT - Cost of Operation | 0 | 0 | 0 | 0 | 0 | 0 | 0 | 0 | 0 | 0 | 0 | 0 | 0 | 0 | 0 | 0 | 0 | 0 | 0 | 0 | 0 | 0 | 0 | 0 | 0 | 0 | 0
F2_Commercial_Warehouse (WA)_New_Food Preparation_Natural Gas_Food Prep Other_E4 | F2 | Commercial | Warehouse (WA) | New | Food Preparation | Natural Gas | Food Prep Other | E4 | RVT - Cost of Operation | 0 | 0 | 0 | 0 | 0 | 0 | 0 | 0 | 0 | 0 | 0 | 0 | 0 | 0 | 0 | 0 | 0 | 0 | 0 | 0 | 0 | 0 | 0 | 0 | 0 | 0 | 0
F2_Commercial_Warehouse (WA)_New_Food Preparation_Natural Gas_Food Prep Other_E5 | F2 | Commercial | Warehouse (WA) | New | Food Preparation | Natural Gas | Food Prep Other | E5 | RVT - Cost of Operation | 0 | 0 | 0 | 0 | 0 | 0 | 0 | 0 | 0 | 0 | 0 | 0 | 0 | 0 | 0 | 0 | 0 | 0 | 0 | 0 | 0 | 0 | 0 | 0 | 0 | 0 | 0
F2_Commercial_Warehouse (WA)_New_Food Preparation_Natural Gas_Food Prep Other_E6 | F2 | Commercial | Warehouse (WA) | New | Food Preparation | Natural Gas | Food Prep Other | E6 | RVT - Cost of Operation | 0 | 0 | 0 | 0 | 0 | 0 | 0 | 0 | 0 | 0 | 0 | 0 | 0 | 0 | 0 | 0 | 0 | 0 | 0 | 0 | 0 | 0 | 0 | 0 | 0 | 0 | 0
F2_Commercial_Warehouse (WA)_New_Food Preparation_Natural Gas_Food Prep Other_E7 | F2 | Commercial | Warehouse (WA) | New | Food Preparation | Natural Gas | Food Prep Other | E7 | RVT - Cost of Operation | 0 | 0 | 0 | 0 | 0 | 0 | 0 | 0 | 0 | 0 | 0 | 0 | 0 | 0 | 0 | 0 | 0 | 0 | 0 | 0 | 0 | 0 | 0 | 0 | 0 | 0 | 0
F2_Commercial_Warehouse (WA)_New_Food Preparation_Natural Gas_Food Prep Other_E8 | F2 | Commercial | Warehouse (WA) | New | Food Preparation | Natural Gas | Food Prep Other | E8 | RVT - Cost of Operation | 0 | 0 | 0 | 0 | 0 | 0 | 0 | 0 | 0 | 0 | 0 | 0 | 0 | 0 | 0 | 0 | 0 | 0 | 0 | 0 | 0 | 0 | 0 | 0 | 0 | 0 | 0
F2_Commercial_Warehouse (WA)_New_Food Preparation_Natural Gas_Food Prep Other_E9 | F2 | Commercial | Warehouse (WA) | New | Food Preparation | Natural Gas | Food Prep Other | E9 | RVT - Cost of Operation | 0 | 0 | 0 | 0 | 0 | 0 | 0 | 0 | 0 | 0 | 0 | 0 | 0 | 0 | 0 | 0 | 0 | 0 | 0 | 0 | 0 | 0 | 0 | 0 | 0 | 0 | 0
F2_Commercial_Warehouse (WA)_New_Food Preparation_Natural Gas_Food Prep Other_E10 | F2 | Commercial | Warehouse (WA) | New | Food Preparation | Natural Gas | Food Prep Other | E10 | RVT - Cost of Operation | 0 | 0 | 0 | 0 | 0 | 0 | 0 | 0 | 0 | 0 | 0 | 0 | 0 | 0 | 0 | 0 | 0 | 0 | 0 | 0 | 0 | 0 | 0 | 0 | 0 | 0 | 0
F3_Commercial_Warehouse (WA)_New_Food Preparation_Natural Gas_Food Prep Other_E1 | F3 | Commercial | Warehouse (WA) | New | Food Preparation | Natural Gas | Food Prep Other | E1 | System - kBTUs of Consumption | 0.20893 | 0.20893 | 0.20893 | 0.20893 | 0.20893 | 0.20893 | 0.20893 | 0.20893 | 0.20893 | 0.20893 | 0.20893 | 0.20893 | 0.20893 | 0.20893 | 0.20893 | 0.20893 | 0.20893 | 0.20893 | 0.20893 | 0.20893 | 0.20893 | 0.20893 | 0.20893 | 0.20893 | 0.20893 | 0.20893 | 0.20893
F3_Commercial_Warehouse (WA)_New_Food Preparation_Natural Gas_Food Prep Other_E2 | F3 | Commercial | Warehouse (WA) | New | Food Preparation | Natural Gas | Food Prep Other | E2 | System - kBTUs of Consumption | 0.20893 | 0.20893 | 0.20893 | 0.20893 | 0.20893 | 0.20893 | 0.20893 | 0.20893 | 0.20893 | 0.20893 | 0.20893 | 0.20893 | 0.20893 | 0.20893 | 0.20893 | 0.20893 | 0.20893 | 0.20893 | 0.20893 | 0.20893 | 0.20893 | 0.20893 | 0.20893 | 0.20893 | 0.20893 | 0.20893 | 0.20893
F3_Commercial_Warehouse (WA)_New_Food Preparation_Natural Gas_Food Prep Other_E3 | F3 | Commercial | Warehouse (WA) | New | Food Preparation | Natural Gas | Food Prep Other | E3 | System - kBTUs of Consumption | 0 | 0 | 0 | 0 | 0 | 0 | 0 | 0 | 0 | 0 | 0 | 0 | 0 | 0 | 0 | 0 | 0 | 0 | 0 | 0 | 0 | 0 | 0 | 0 | 0 | 0 | 0
F3_Commercial_Warehouse (WA)_New_Food Preparation_Natural Gas_Food Prep Other_E4 | F3 | Commercial | Warehouse (WA) | New | Food Preparation | Natural Gas | Food Prep Other | E4 | System - kBTUs of Consumption | 0 | 0 | 0 | 0 | 0 | 0 | 0 | 0 | 0 | 0 | 0 | 0 | 0 | 0 | 0 | 0 | 0 | 0 | 0 | 0 | 0 | 0 | 0 | 0 | 0 | 0 | 0
F3_Commercial_Warehouse (WA)_New_Food Preparation_Natural Gas_Food Prep Other_E5 | F3 | Commercial | Warehouse (WA) | New | Food Preparation | Natural Gas | Food Prep Other | E5 | System - kBTUs of Consumption | 0 | 0 | 0 | 0 | 0 | 0 | 0 | 0 | 0 | 0 | 0 | 0 | 0 | 0 | 0 | 0 | 0 | 0 | 0 | 0 | 0 | 0 | 0 | 0 | 0 | 0 | 0
F3_Commercial_Warehouse (WA)_New_Food Preparation_Natural Gas_Food Prep Other_E6 | F3 | Commercial | Warehouse (WA) | New | Food Preparation | Natural Gas | Food Prep Other | E6 | System - kBTUs of Consumption | 0 | 0 | 0 | 0 | 0 | 0 | 0 | 0 | 0 | 0 | 0 | 0 | 0 | 0 | 0 | 0 | 0 | 0 | 0 | 0 | 0 | 0 | 0 | 0 | 0 | 0 | 0
F3_Commercial_Warehouse (WA)_New_Food Preparation_Natural Gas_Food Prep Other_E7 | F3 | Commercial | Warehouse (WA) | New | Food Preparation | Natural Gas | Food Prep Other | E7 | System - kBTUs of Consumption | 0 | 0 | 0 | 0 | 0 | 0 | 0 | 0 | 0 | 0 | 0 | 0 | 0 | 0 | 0 | 0 | 0 | 0 | 0 | 0 | 0 | 0 | 0 | 0 | 0 | 0 | 0
F3_Commercial_Warehouse (WA)_New_Food Preparation_Natural Gas_Food Prep Other_E8 | F3 | Commercial | Warehouse (WA) | New | Food Preparation | Natural Gas | Food Prep Other | E8 | System - kBTUs of Consumption | 0 | 0 | 0 | 0 | 0 | 0 | 0 | 0 | 0 | 0 | 0 | 0 | 0 | 0 | 0 | 0 | 0 | 0 | 0 | 0 | 0 | 0 | 0 | 0 | 0 | 0 | 0
F3_Commercial_Warehouse (WA)_New_Food Preparation_Natural Gas_Food Prep Other_E9 | F3 | Commercial | Warehouse (WA) | New | Food Preparation | Natural Gas | Food Prep Other | E9 | System - kBTUs of Consumption | 0 | 0 | 0 | 0 | 0 | 0 | 0 | 0 | 0 | 0 | 0 | 0 | 0 | 0 | 0 | 0 | 0 | 0 | 0 | 0 | 0 | 0 | 0 | 0 | 0 | 0 | 0
F3_Commercial_Warehouse (WA)_New_Food Preparation_Natural Gas_Food Prep Other_E10 | F3 | Commercial | Warehouse (WA) | New | Food Preparation | Natural Gas | Food Prep Other | E10 | System - kBTUs of Consumption | 0 | 0 | 0 | 0 | 0 | 0 | 0 | 0 | 0 | 0 | 0 | 0 | 0 | 0 | 0 | 0 | 0 | 0 | 0 | 0 | 0 | 0 | 0 | 0 | 0 | 0 | 0
F4_Commercial_Warehouse (WA)_New_Food Preparation_Natural Gas_Food Prep Other_E1 | F4 | Commercial | Warehouse (WA) | New | Food Preparation | Natural Gas | Food Prep Other | E1 | Utility - Cost of Equipment | 0.00023315 | 0.00023315 | 0.00023315 | 0.00023315 | 0.00023315 | 0.00023315 | 0.00023315 | 0.00023315 | 0.00023315 | 0.00023315 | 0.00023315 | 0.00023315 | 0.00023315 | 0.00023315 | 0.00023315 | 0.00023315 | 0.00023315 | 0.00023315 | 0.00023315 | 0.00023315 | 0.00023315 | 0.00023315 | 0.00023315 | 0.00023315 | 0.00023315 | 0.00023315 | 0.00023315
F4_Commercial_Warehouse (WA)_New_Food Preparation_Natural Gas_Food Prep Other_E2 | F4 | Commercial | Warehouse (WA) | New | Food Preparation | Natural Gas | Food Prep Other | E2 | Utility - Cost of Equipment | 0.00023338 | 0.00023338 | 0.00023338 | 0.00023338 | 0.00023338 | 0.00023338 | 0.00023338 | 0.00023338 | 0.00023338 | 0.00023338 | 0.00023338 | 0.00023338 | 0.00023338 | 0.00023338 | 0.00023338 | 0.00023338 | 0.00023338 | 0.00023338 | 0.00023338 | 0.00023338 | 0.00023338 | 0.00023338 | 0.00023338 | 0.00023338 | 0.00023338 | 0.00023338 | 0.00023338
F4_Commercial_Warehouse (WA)_New_Food Preparation_Natural Gas_Food Prep Other_E3 | F4 | Commercial | Warehouse (WA) | New | Food Preparation | Natural Gas | Food Prep Other | E3 | Utility - Cost of Equipment | 0 | 0 | 0 | 0 | 0 | 0 | 0 | 0 | 0 | 0 | 0 | 0 | 0 | 0 | 0 | 0 | 0 | 0 | 0 | 0 | 0 | 0 | 0 | 0 | 0 | 0 | 0
F4_Commercial_Warehouse (WA)_New_Food Preparation_Natural Gas_Food Prep Other_E4 | F4 | Commercial | Warehouse (WA) | New | Food Preparation | Natural Gas | Food Prep Other | E4 | Utility - Cost of Equipment | 0 | 0 | 0 | 0 | 0 | 0 | 0 | 0 | 0 | 0 | 0 | 0 | 0 | 0 | 0 | 0 | 0 | 0 | 0 | 0 | 0 | 0 | 0 | 0 | 0 | 0 | 0
F4_Commercial_Warehouse (WA)_New_Food Preparation_Natural Gas_Food Prep Other_E5 | F4 | Commercial | Warehouse (WA) | New | Food Preparation | Natural Gas | Food Prep Other | E5 | Utility - Cost of Equipment | 0 | 0 | 0 | 0 | 0 | 0 | 0 | 0 | 0 | 0 | 0 | 0 | 0 | 0 | 0 | 0 | 0 | 0 | 0 | 0 | 0 | 0 | 0 | 0 | 0 | 0 | 0